NO | YES |  |  |  | FDT1619 |  | HUNTLEIGH | ACS900 |  |  | Rental | MHHS-Woodlands |  |  |  | FDT1619 |  | Woodlands |  | Rental | [7 empty] | SEQUENTIALCOMPRESSIONDEV-Arjo Inc-Flowtron ACS900 |  | FLOWTRON ACS900-ACTIVE COMPRESSION SYSTM |  |  | SEQUENTIALCOMPRESSIONDEV-Arjo Inc-Flowtron ACS900 | [6 empty] | Verified as Rental |  |  | MHHS-Woodlands
NO | YES |  |  |  | FDT1644 |  | HUNTLEIGH | ACS900 |  |  | Rental | MHHS-Woodlands |  |  |  | FDT1644 |  | Woodlands |  | Rental | [7 empty] | SEQUENTIALCOMPRESSIONDEV-Arjo Inc-Flowtron ACS900 |  | FLOWTRON ACS900-ACTIVE COMPRESSION SYSTM |  |  | SEQUENTIALCOMPRESSIONDEV-Arjo Inc-Flowtron ACS900 | [6 empty] | Verified as Rental |  |  | MHHS-Woodlands
NO | YES |  |  |  | FDT1649 |  | HUNTLEIGH | ACS900 |  |  | Rental | MHHS-Woodlands |  |  |  | FDT1649 |  | Woodlands |  | Rental | [7 empty] | SEQUENTIALCOMPRESSIONDEV-Arjo Inc-Flowtron ACS900 |  | FLOWTRON ACS900-ACTIVE COMPRESSION SYSTM |  |  | SEQUENTIALCOMPRESSIONDEV-Arjo Inc-Flowtron ACS900 | [6 empty] | Verified as Rental |  |  | MHHS-Woodlands
NO | YES |  |  |  | FDT1679 |  | HUNTLEIGH | ACS900 |  |  | Rental | MHHS-Woodlands |  |  |  | FDT1679 |  | Woodlands |  | Rental | [7 empty] | SEQUENTIALCOMPRESSIONDEV-Arjo Inc-Flowtron ACS900 |  | FLOWTRON ACS900-ACTIVE COMPRESSION SYSTM |  |  | SEQUENTIALCOMPRESSIONDEV-Arjo Inc-Flowtron ACS900 | [6 empty] | Verified as Rental |  |  | MHHS-Woodlands
NO | YES |  |  |  | FDT1691 |  | HUNTLEIGH | ACS900 |  |  | Rental | MHHS-Woodlands |  |  |  | FDT1691 |  | Woodlands |  | Rental | [7 empty] | SEQUENTIALCOMPRESSIONDEV-Arjo Inc-Flowtron ACS900 |  | FLOWTRON ACS900-ACTIVE COMPRESSION SYSTM |  |  | SEQUENTIALCOMPRESSIONDEV-Arjo Inc-Flowtron ACS900 | [6 empty] | Verified as Rental |  |  | MHHS-Woodlands
NO | YES |  |  |  | FDT1692 |  | HUNTLEIGH | ACS900 |  |  | Rental | MHHS-Woodlands |  |  |  | FDT1692 |  | Woodlands |  | Rental | [7 empty] | SEQUENTIALCOMPRESSIONDEV-Arjo Inc-Flowtron ACS900 |  | FLOWTRON ACS900-ACTIVE COMPRESSION SYSTM |  |  | SEQUENTIALCOMPRESSIONDEV-Arjo Inc-Flowtron ACS900 | [6 empty] | Verified as Rental |  |  | MHHS-Woodlands
NO | YES |  |  |  | FDT1694 |  | HUNTLEIGH | ACS900 |  |  | Rental | MHHS-Woodlands |  |  |  | FDT1694 |  | Woodlands |  | Rental | [7 empty] | SEQUENTIALCOMPRESSIONDEV-Arjo Inc-Flowtron ACS900 |  | FLOWTRON ACS900-ACTIVE COMPRESSION SYSTM |  |  | SEQUENTIALCOMPRESSIONDEV-Arjo Inc-Flowtron ACS900 | [6 empty] | Verified as Rental |  |  | MHHS-Woodlands
NO | YES |  |  |  | FDT1696 |  | HUNTLEIGH | ACS900 |  |  | Rental | MHHS-Woodlands |  |  |  | FDT1696 |  | Woodlands |  | Rental | [7 empty] | SEQUENTIALCOMPRESSIONDEV-Arjo Inc-Flowtron ACS900 |  | FLOWTRON ACS900-ACTIVE COMPRESSION SYSTM |  |  | SEQUENTIALCOMPRESSIONDEV-Arjo Inc-Flowtron ACS900 | [6 empty] | Verified as Rental |  |  | MHHS-Woodlands
NO | YES |  |  |  | FDT1699 |  | HUNTLEIGH | ACS900 |  |  | Rental | MHHS-Woodlands |  |  |  | FDT1699 |  | Woodlands |  | Rental | [7 empty] | SEQUENTIALCOMPRESSIONDEV-Arjo Inc-Flowtron ACS900 |  | FLOWTRON ACS900-ACTIVE COMPRESSION SYSTM |  |  | SEQUENTIALCOMPRESSIONDEV-Arjo Inc-Flowtron ACS900 | [6 empty] | Verified as Rental |  |  | MHHS-Woodlands
NO | YES |  |  |  | FDT1709 |  | HUNTLEIGH | ACS900 |  |  | Rental | MHHS-Woodlands |  |  |  | FDT1709 |  | Woodlands |  | Rental | [7 empty] | SEQUENTIALCOMPRESSIONDEV-Arjo Inc-Flowtron ACS900 |  | FLOWTRON ACS900-ACTIVE COMPRESSION SYSTM |  |  | SEQUENTIALCOMPRESSIONDEV-Arjo Inc-Flowtron ACS900 | [6 empty] | Verified as Rental |  |  | MHHS-Woodlands
NO | YES |  |  |  | FDT1715 |  | HUNTLEIGH | ACS900 |  |  | Rental | MHHS-Woodlands |  |  |  | FDT1715 |  | Woodlands |  | Rental | [7 empty] | SEQUENTIALCOMPRESSIONDEV-Arjo Inc-Flowtron ACS900 |  | FLOWTRON ACS900-ACTIVE COMPRESSION SYSTM |  |  | SEQUENTIALCOMPRESSIONDEV-Arjo Inc-Flowtron ACS900 | [6 empty] | Verified as Rental |  |  | MHHS-Woodlands
NO | YES |  |  |  | FDT1719 |  | HUNTLEIGH | ACS900 |  |  | Rental | MHHS-Woodlands |  |  |  | FDT1719 |  | Woodlands |  | Rental | [7 empty] | SEQUENTIALCOMPRESSIONDEV-Arjo Inc-Flowtron ACS900 |  | FLOWTRON ACS900-ACTIVE COMPRESSION SYSTM |  |  | SEQUENTIALCOMPRESSIONDEV-Arjo Inc-Flowtron ACS900 | [6 empty] | Verified as Rental |  |  | MHHS-Woodlands
NO | YES |  |  |  | FDT1735 |  | HUNTLEIGH | ACS900 |  |  | Rental | MHHS-Woodlands |  |  |  | FDT1735 |  | Woodlands |  | Rental | [7 empty] | SEQUENTIALCOMPRESSIONDEV-Arjo Inc-Flowtron ACS900 |  | FLOWTRON ACS900-ACTIVE COMPRESSION SYSTM |  |  | SEQUENTIALCOMPRESSIONDEV-Arjo Inc-Flowtron ACS900 | [6 empty] | Verified as Rental |  |  | MHHS-Woodlands
NO | YES |  |  |  | FDT1741 |  | HUNTLEIGH | ACS900 |  |  | Rental | MHHS-Woodlands |  |  |  | FDT1741 |  | Woodlands |  | Rental | [7 empty] | SEQUENTIALCOMPRESSIONDEV-Arjo Inc-Flowtron ACS900 |  | FLOWTRON ACS900-ACTIVE COMPRESSION SYSTM |  |  | SEQUENTIALCOMPRESSIONDEV-Arjo Inc-Flowtron ACS900 | [6 empty] | Verified as Rental |  |  | MHHS-Woodlands
NO | YES |  |  |  | FDT1772 |  | HUNTLEIGH | ACS900 |  |  | Rental | MHHS-Woodlands |  |  |  | FDT1772 |  | Woodlands |  | Rental | [7 empty] | SEQUENTIALCOMPRESSIONDEV-Arjo Inc-Flowtron ACS900 |  | FLOWTRON ACS900-ACTIVE COMPRESSION SYSTM |  |  | SEQUENTIALCOMPRESSIONDEV-Arjo Inc-Flowtron ACS900 | [6 empty] | Verified as Rental |  |  | MHHS-Woodlands
NO | YES |  |  |  | FDT1776 |  | HUNTLEIGH | ACS900 |  |  | Rental | MHHS-Woodlands |  |  |  | FDT1776 |  | Woodlands |  | Rental | [7 empty] | SEQUENTIALCOMPRESSIONDEV-Arjo Inc-Flowtron ACS900 |  | FLOWTRON ACS900-ACTIVE COMPRESSION SYSTM |  |  | SEQUENTIALCOMPRESSIONDEV-Arjo Inc-Flowtron ACS900 | [6 empty] | Verified as Rental |  |  | MHHS-Woodlands
NO | YES |  |  |  | FDT1784 |  | HUNTLEIGH | ACS900 |  |  | Rental | MHHS-Woodlands |  |  |  | FDT1784 |  | Woodlands |  | Rental | [7 empty] | SEQUENTIALCOMPRESSIONDEV-Arjo Inc-Flowtron ACS900 |  | FLOWTRON ACS900-ACTIVE COMPRESSION SYSTM |  |  | SEQUENTIALCOMPRESSIONDEV-Arjo Inc-Flowtron ACS900 | [6 empty] | Verified as Rental |  |  | MHHS-Woodlands
NO | YES |  |  |  | FDT1803 |  | HUNTLEIGH | ACS900 |  |  | Rental | MHHS-Woodlands |  |  |  | FDT1803 |  | Woodlands |  | Rental | [7 empty] | SEQUENTIALCOMPRESSIONDEV-Arjo Inc-Flowtron ACS900 |  | FLOWTRON ACS900-ACTIVE COMPRESSION SYSTM |  |  | SEQUENTIALCOMPRESSIONDEV-Arjo Inc-Flowtron ACS900 | [6 empty] | Verified as Rental |  |  | MHHS-Woodlands
NO | YES |  |  |  | FDT1807 |  | HUNTLEIGH | ACS900 |  |  | Rental | MHHS-Woodlands |  |  |  | FDT1807 |  | Woodlands |  | Rental | [7 empty] | SEQUENTIALCOMPRESSIONDEV-Arjo Inc-Flowtron ACS900 |  | FLOWTRON ACS900-ACTIVE COMPRESSION SYSTM |  |  | SEQUENTIALCOMPRESSIONDEV-Arjo Inc-Flowtron ACS900 | [6 empty] | Verified as Rental |  |  | MHHS-Woodlands
NO | YES |  |  |  | FDT1818 |  | HUNTLEIGH | ACS900 |  |  | Rental | MHHS-Woodlands |  |  |  | FDT1818 |  | Woodlands |  | Rental | [7 empty] | SEQUENTIALCOMPRESSIONDEV-Arjo Inc-Flowtron ACS900 |  | FLOWTRON ACS900-ACTIVE COMPRESSION SYSTM |  |  | SEQUENTIALCOMPRESSIONDEV-Arjo Inc-Flowtron ACS900 | [6 empty] | Verified as Rental |  |  | MHHS-Woodlands
NO | YES |  |  |  | FDT1840 |  | HUNTLEIGH | ACS900 |  |  | Rental | MHHS-Woodlands |  |  |  | FDT1840 |  | Woodlands |  | Rental | [7 empty] | SEQUENTIALCOMPRESSIONDEV-Arjo Inc-Flowtron ACS900 |  | FLOWTRON ACS900-ACTIVE COMPRESSION SYSTM |  |  | SEQUENTIALCOMPRESSIONDEV-Arjo Inc-Flowtron ACS900 | [6 empty] | Verified as Rental |  |  | MHHS-Woodlands
NO | YES |  |  |  | FDT1845 |  | HUNTLEIGH | ACS900 |  |  | Rental | MHHS-Woodlands |  |  |  | FDT1845 |  | Woodlands |  | Rental | [7 empty] | SEQUENTIALCOMPRESSIONDEV-Arjo Inc-Flowtron ACS900 |  | FLOWTRON ACS900-ACTIVE COMPRESSION SYSTM |  |  | SEQUENTIALCOMPRESSIONDEV-Arjo Inc-Flowtron ACS900 | [6 empty] | Verified as Rental |  |  | MHHS-Woodlands
NO | YES |  |  |  | FDT1846 |  | HUNTLEIGH | ACS900 |  |  | Rental | MHHS-Woodlands |  |  |  | FDT1846 |  | Woodlands |  | Rental | [7 empty] | SEQUENTIALCOMPRESSIONDEV-Arjo Inc-Flowtron ACS900 |  | FLOWTRON ACS900-ACTIVE COMPRESSION SYSTM |  |  | SEQUENTIALCOMPRESSIONDEV-Arjo Inc-Flowtron ACS900 | [6 empty] | Verified as Rental |  |  | MHHS-Woodlands
NO | YES |  |  |  | FDT1853 |  | HUNTLEIGH | ACS900 |  |  | Rental | MHHS-Woodlands |  |  |  | FDT1853 |  | Woodlands |  | Rental | [7 empty] | SEQUENTIALCOMPRESSIONDEV-Arjo Inc-Flowtron ACS900 |  | FLOWTRON ACS900-ACTIVE COMPRESSION SYSTM |  |  | SEQUENTIALCOMPRESSIONDEV-Arjo Inc-Flowtron ACS900 | [6 empty] | Verified as Rental |  |  | MHHS-Woodlands
NO | YES |  |  |  | FDT1855 |  | HUNTLEIGH | ACS900 |  |  | Rental | MHHS-Woodlands |  |  |  | FDT1855 |  | Woodlands |  | Rental | [7 empty] | SEQUENTIALCOMPRESSIONDEV-Arjo Inc-Flowtron ACS900 |  | FLOWTRON ACS900-ACTIVE COMPRESSION SYSTM |  |  | SEQUENTIALCOMPRESSIONDEV-Arjo Inc-Flowtron ACS900 | [6 empty] | Verified as Rental |  |  | MHHS-Woodlands
NO | YES |  |  |  | FDT1861 |  | HUNTLEIGH | ACS900 |  |  | Rental | MHHS-Woodlands |  |  |  | FDT1861 |  | Woodlands |  | Rental | [7 empty] | SEQUENTIALCOMPRESSIONDEV-Arjo Inc-Flowtron ACS900 |  | FLOWTRON ACS900-ACTIVE COMPRESSION SYSTM |  |  | SEQUENTIALCOMPRESSIONDEV-Arjo Inc-Flowtron ACS900 | [6 empty] | Verified as Rental |  |  | MHHS-Woodlands
NO | YES |  |  |  | FDT1868 |  | HUNTLEIGH | ACS900 |  |  | Rental | MHHS-Woodlands |  |  |  | FDT1868 |  | Woodlands |  | Rental | [7 empty] | SEQUENTIALCOMPRESSIONDEV-Arjo Inc-Flowtron ACS900 |  | FLOWTRON ACS900-ACTIVE COMPRESSION SYSTM |  |  | SEQUENTIALCOMPRESSIONDEV-Arjo Inc-Flowtron ACS900 | [6 empty] | Verified as Rental |  |  | MHHS-Woodlands
NO | YES |  |  |  | FDT1869 |  | HUNTLEIGH | ACS900 |  |  | Rental | MHHS-Woodlands |  |  |  | FDT1869 |  | Woodlands |  | Rental | [7 empty] | SEQUENTIALCOMPRESSIONDEV-Arjo Inc-Flowtron ACS900 |  | FLOWTRON ACS900-ACTIVE COMPRESSION SYSTM |  |  | SEQUENTIALCOMPRESSIONDEV-Arjo Inc-Flowtron ACS900 | [6 empty] | Verified as Rental |  |  | MHHS-Woodlands
NO | YES |  |  |  | FDT1878 |  | HUNTLEIGH | ACS900 |  |  | Rental | MHHS-Woodlands |  |  |  | FDT1878 |  | Woodlands |  | Rental | [7 empty] | SEQUENTIALCOMPRESSIONDEV-Arjo Inc-Flowtron ACS900 |  | FLOWTRON ACS900-ACTIVE COMPRESSION SYSTM |  |  | SEQUENTIALCOMPRESSIONDEV-Arjo Inc-Flowtron ACS900 | [6 empty] | Verified as Rental |  |  | MHHS-Woodlands
NO | YES |  |  |  | FDT1890 |  | HUNTLEIGH | ACS900 |  |  | Rental | MHHS-Woodlands |  |  |  | FDT1890 |  | Woodlands |  | Rental | [7 empty] | SEQUENTIALCOMPRESSIONDEV-Arjo Inc-Flowtron ACS900 |  | FLOWTRON ACS900-ACTIVE COMPRESSION SYSTM |  |  | SEQUENTIALCOMPRESSIONDEV-Arjo Inc-Flowtron ACS900 | [6 empty] | Verified as Rental |  |  | MHHS-Woodlands
NO | YES |  |  |  | FDT1891 |  | HUNTLEIGH | ACS900 |  |  | Rental | MHHS-Woodlands |  |  |  | FDT1891 |  | Woodlands |  | Rental | [7 empty] | SEQUENTIALCOMPRESSIONDEV-Arjo Inc-Flowtron ACS900 |  | FLOWTRON ACS900-ACTIVE COMPRESSION SYSTM |  |  | SEQUENTIALCOMPRESSIONDEV-Arjo Inc-Flowtron ACS900 | [6 empty] | Verified as Rental |  |  | MHHS-Woodlands
NO | YES |  |  |  | FDT1901 |  | HUNTLEIGH | ACS900 |  |  | Rental | MHHS-Woodlands |  |  |  | FDT1901 |  | Woodlands |  | Rental | [7 empty] | SEQUENTIALCOMPRESSIONDEV-Arjo Inc-Flowtron ACS900 |  | FLOWTRON ACS900-ACTIVE COMPRESSION SYSTM |  |  | SEQUENTIALCOMPRESSIONDEV-Arjo Inc-Flowtron ACS900 | [6 empty] | Verified as Rental |  |  | MHHS-Woodlands
NO | YES |  |  |  | FDT1917 |  | HUNTLEIGH | ACS900 |  |  | Rental | MHHS-Woodlands |  |  |  | FDT1917 |  | Woodlands |  | Rental | [7 empty] | SEQUENTIALCOMPRESSIONDEV-Arjo Inc-Flowtron ACS900 |  | FLOWTRON ACS900-ACTIVE COMPRESSION SYSTM |  |  | SEQUENTIALCOMPRESSIONDEV-Arjo Inc-Flowtron ACS900 | [6 empty] | Verified as Rental |  |  | MHHS-Woodlands
NO | YES |  |  |  | FDT1933 |  | HUNTLEIGH | ACS900 |  |  | Rental | MHHS-Woodlands |  |  |  | FDT1933 |  | Woodlands |  | Rental | [7 empty] | SEQUENTIALCOMPRESSIONDEV-Arjo Inc-Flowtron ACS900 |  | FLOWTRON ACS900-ACTIVE COMPRESSION SYSTM |  |  | SEQUENTIALCOMPRESSIONDEV-Arjo Inc-Flowtron ACS900 | [6 empty] | Verified as Rental |  |  | MHHS-Woodlands
NO | YES |  |  |  | FDT1942 |  | HUNTLEIGH | ACS900 |  |  | Rental | MHHS-Woodlands |  |  |  | FDT1942 |  | Woodlands |  | Rental | [7 empty] | SEQUENTIALCOMPRESSIONDEV-Arjo Inc-Flowtron ACS900 |  | FLOWTRON ACS900-ACTIVE COMPRESSION SYSTM |  |  | SEQUENTIALCOMPRESSIONDEV-Arjo Inc-Flowtron ACS900 | [6 empty] | Verified as Rental |  |  | MHHS-Woodlands
NO | YES |  |  |  | FDT1954 |  | HUNTLEIGH | ACS900 |  |  | Rental | MHHS-Woodlands |  |  |  | FDT1954 |  | Woodlands |  | Rental | [7 empty] | SEQUENTIALCOMPRESSIONDEV-Arjo Inc-Flowtron ACS900 |  | FLOWTRON ACS900-ACTIVE COMPRESSION SYSTM |  |  | SEQUENTIALCOMPRESSIONDEV-Arjo Inc-Flowtron ACS900 | [6 empty] | Verified as Rental |  |  | MHHS-Woodlands
NO | YES |  |  |  | FDT1956 |  | HUNTLEIGH | ACS900 |  |  | Rental | MHHS-Woodlands |  |  |  | FDT1956 |  | Woodlands |  | Rental | [7 empty] | SEQUENTIALCOMPRESSIONDEV-Arjo Inc-Flowtron ACS900 |  | FLOWTRON ACS900-ACTIVE COMPRESSION SYSTM |  |  | SEQUENTIALCOMPRESSIONDEV-Arjo Inc-Flowtron ACS900 | [6 empty] | Verified as Rental |  |  | MHHS-Woodlands
NO | YES |  |  |  | FDT1995 |  | HUNTLEIGH | ACS900 |  |  | Rental | MHHS-Woodlands |  |  |  | FDT1995 |  | Woodlands |  | Rental | [7 empty] | SEQUENTIALCOMPRESSIONDEV-Arjo Inc-Flowtron ACS900 |  | FLOWTRON ACS900-ACTIVE COMPRESSION SYSTM |  |  | SEQUENTIALCOMPRESSIONDEV-Arjo Inc-Flowtron ACS900 | [6 empty] | Verified as Rental |  |  | MHHS-Woodlands
NO | YES |  |  |  | FDT1998 |  | HUNTLEIGH | ACS900 |  |  | Rental | MHHS-Woodlands |  |  |  | FDT1998 |  | Woodlands |  | Rental | [7 empty] | SEQUENTIALCOMPRESSIONDEV-Arjo Inc-Flowtron ACS900 |  | FLOWTRON ACS900-ACTIVE COMPRESSION SYSTM |  |  | SEQUENTIALCOMPRESSIONDEV-Arjo Inc-Flowtron ACS900 | [6 empty] | Verified as Rental |  |  | MHHS-Woodlands
NO | YES |  |  |  | FDT2000 |  | HUNTLEIGH | ACS900 |  |  | Rental | MHHS-Woodlands |  |  |  | FDT2000 |  | Woodlands |  | Rental | [7 empty] | SEQUENTIALCOMPRESSIONDEV-Arjo Inc-Flowtron ACS900 |  | FLOWTRON ACS900-ACTIVE COMPRESSION SYSTM |  |  | SEQUENTIALCOMPRESSIONDEV-Arjo Inc-Flowtron ACS900 | [6 empty] | Verified as Rental |  |  | MHHS-Woodlands
NO | YES |  |  |  | FDT2002 |  | HUNTLEIGH | ACS900 |  |  | Rental | MHHS-Woodlands |  |  |  | FDT2002 |  | Woodlands |  | Rental | [7 empty] | SEQUENTIALCOMPRESSIONDEV-Arjo Inc-Flowtron ACS900 |  | FLOWTRON ACS900-ACTIVE COMPRESSION SYSTM |  |  | SEQUENTIALCOMPRESSIONDEV-Arjo Inc-Flowtron ACS900 | [6 empty] | Verified as Rental |  |  | MHHS-Woodlands
NO | YES |  |  |  | FDT2007 |  | HUNTLEIGH | ACS900 |  |  | Rental | MHHS-Woodlands |  |  |  | FDT2007 |  | Woodlands |  | Rental | [7 empty] | SEQUENTIALCOMPRESSIONDEV-Arjo Inc-Flowtron ACS900 |  | FLOWTRON ACS900-ACTIVE COMPRESSION SYSTM |  |  | SEQUENTIALCOMPRESSIONDEV-Arjo Inc-Flowtron ACS900 | [6 empty] | Verified as Rental |  |  | MHHS-Woodlands
NO | YES |  |  |  | FDT2008 |  | HUNTLEIGH | ACS900 |  |  | Rental | MHHS-Woodlands |  |  |  | FDT2008 |  | Woodlands |  | Rental | [7 empty] | SEQUENTIALCOMPRESSIONDEV-Arjo Inc-Flowtron ACS900 |  | FLOWTRON ACS900-ACTIVE COMPRESSION SYSTM |  |  | SEQUENTIALCOMPRESSIONDEV-Arjo Inc-Flowtron ACS900 | [6 empty] | Verified as Rental |  |  | MHHS-Woodlands
NO | YES |  |  |  | FDT2010 |  | HUNTLEIGH | ACS900 |  |  | Rental | MHHS-Woodlands |  |  |  | FDT2010 |  | Woodlands |  | Rental | [7 empty] | SEQUENTIALCOMPRESSIONDEV-Arjo Inc-Flowtron ACS900 |  | FLOWTRON ACS900-ACTIVE COMPRESSION SYSTM |  |  | SEQUENTIALCOMPRESSIONDEV-Arjo Inc-Flowtron ACS900 | [6 empty] | Verified as Rental |  |  | MHHS-Woodlands
NO | YES |  |  |  | FDT2019 |  | HUNTLEIGH | ACS900 |  |  | Rental | MHHS-Woodlands |  |  |  | FDT2019 |  | Woodlands |  | Rental | [7 empty] | SEQUENTIALCOMPRESSIONDEV-Arjo Inc-Flowtron ACS900 |  | FLOWTRON ACS900-ACTIVE COMPRESSION SYSTM |  |  | SEQUENTIALCOMPRESSIONDEV-Arjo Inc-Flowtron ACS900 | [6 empty] | Verified as Rental |  |  | MHHS-Woodlands
NO | YES |  |  |  | FDT2022 |  | HUNTLEIGH | ACS900 |  |  | Rental | MHHS-Woodlands |  |  |  | FDT2022 |  | Woodlands |  | Rental | [7 empty] | SEQUENTIALCOMPRESSIONDEV-Arjo Inc-Flowtron ACS900 |  | FLOWTRON ACS900-ACTIVE COMPRESSION SYSTM |  |  | SEQUENTIALCOMPRESSIONDEV-Arjo Inc-Flowtron ACS900 | [6 empty] | Verified as Rental |  |  | MHHS-Woodlands
NO | YES |  |  |  | FDT2024 |  | HUNTLEIGH | ACS900 |  |  | Rental | MHHS-Woodlands |  |  |  | FDT2024 |  | Woodlands |  | Rental | [7 empty] | SEQUENTIALCOMPRESSIONDEV-Arjo Inc-Flowtron ACS900 |  | FLOWTRON ACS900-ACTIVE COMPRESSION SYSTM |  |  | SEQUENTIALCOMPRESSIONDEV-Arjo Inc-Flowtron ACS900 | [6 empty] | Verified as Rental |  |  | MHHS-Woodlands
NO | YES |  |  |  | FDT2029 |  | HUNTLEIGH | ACS900 |  |  | Rental | MHHS-Woodlands |  |  |  | FDT2029 |  | Woodlands |  | Rental | [7 empty] | SEQUENTIALCOMPRESSIONDEV-Arjo Inc-Flowtron ACS900 |  | FLOWTRON ACS900-ACTIVE COMPRESSION SYSTM |  |  | SEQUENTIALCOMPRESSIONDEV-Arjo Inc-Flowtron ACS900 | [6 empty] | Verified as Rental |  |  | MHHS-Woodlands
NO | YES |  |  |  | FDT2033 |  | HUNTLEIGH | ACS900 |  |  | Rental | MHHS-Woodlands |  |  |  | FDT2033 |  | Woodlands |  | Rental | [7 empty] | SEQUENTIALCOMPRESSIONDEV-Arjo Inc-Flowtron ACS900 |  | FLOWTRON ACS900-ACTIVE COMPRESSION SYSTM |  |  | SEQUENTIALCOMPRESSIONDEV-Arjo Inc-Flowtron ACS900 | [6 empty] | Verified as Rental |  |  | MHHS-Woodlands
NO | YES |  |  |  | FDT2039 |  | HUNTLEIGH | ACS900 |  |  | Rental | MHHS-Woodlands |  |  |  | FDT2039 |  | Woodlands |  | Rental | [7 empty] | SEQUENTIALCOMPRESSIONDEV-Arjo Inc-Flowtron ACS900 |  | FLOWTRON ACS900-ACTIVE COMPRESSION SYSTM |  |  | SEQUENTIALCOMPRESSIONDEV-Arjo Inc-Flowtron ACS900 | [6 empty] | Verified as Rental |  |  | MHHS-Woodlands
NO | YES |  |  |  | FDT2047 |  | HUNTLEIGH | ACS900 |  |  | Rental | MHHS-Woodlands |  |  |  | FDT2047 |  | Woodlands |  | Rental | [7 empty] | SEQUENTIALCOMPRESSIONDEV-Arjo Inc-Flowtron ACS900 |  | FLOWTRON ACS900-ACTIVE COMPRESSION SYSTM |  |  | SEQUENTIALCOMPRESSIONDEV-Arjo Inc-Flowtron ACS900 | [6 empty] | Verified as Rental |  |  | MHHS-Woodlands
NO | YES |  |  |  | FDT2050 |  | HUNTLEIGH | ACS900 |  |  | Rental | MHHS-Woodlands |  |  |  | FDT2050 |  | Woodlands |  | Rental | [7 empty] | SEQUENTIALCOMPRESSIONDEV-Arjo Inc-Flowtron ACS900 |  | FLOWTRON ACS900-ACTIVE COMPRESSION SYSTM |  |  | SEQUENTIALCOMPRESSIONDEV-Arjo Inc-Flowtron ACS900 | [6 empty] | Verified as Rental |  |  | MHHS-Woodlands
NO | YES |  |  |  | FDT2056 |  | HUNTLEIGH | ACS900 |  |  | Rental | MHHS-Woodlands |  |  |  | FDT2056 |  | Woodlands |  | Rental | [7 empty] | SEQUENTIALCOMPRESSIONDEV-Arjo Inc-Flowtron ACS900 |  | FLOWTRON ACS900-ACTIVE COMPRESSION SYSTM |  |  | SEQUENTIALCOMPRESSIONDEV-Arjo Inc-Flowtron ACS900 | [6 empty] | Verified as Rental |  |  | MHHS-Woodlands
NO | YES |  |  |  | FDT2065 |  | HUNTLEIGH | ACS900 |  |  | Rental | MHHS-Woodlands |  |  |  | FDT2065 |  | Woodlands |  | Rental | [7 empty] | SEQUENTIALCOMPRESSIONDEV-Arjo Inc-Flowtron ACS900 |  | FLOWTRON ACS900-ACTIVE COMPRESSION SYSTM |  |  | SEQUENTIALCOMPRESSIONDEV-Arjo Inc-Flowtron ACS900 | [6 empty] | Verified as Rental |  |  | MHHS-Woodlands
NO | YES |  |  |  | FDT2074 |  | HUNTLEIGH | ACS900 |  |  | Rental | MHHS-Woodlands |  |  |  | FDT2074 |  | Woodlands |  | Rental | [7 empty] | SEQUENTIALCOMPRESSIONDEV-Arjo Inc-Flowtron ACS900 |  | FLOWTRON ACS900-ACTIVE COMPRESSION SYSTM |  |  | SEQUENTIALCOMPRESSIONDEV-Arjo Inc-Flowtron ACS900 | [6 empty] | Verified as Rental |  |  | MHHS-Woodlands
NO | YES |  |  |  | FDT2084 |  | HUNTLEIGH | ACS900 |  |  | Rental | MHHS-Woodlands |  |  |  | FDT2084 |  | Woodlands |  | Rental | [7 empty] | SEQUENTIALCOMPRESSIONDEV-Arjo Inc-Flowtron ACS900 |  | FLOWTRON ACS900-ACTIVE COMPRESSION SYSTM |  |  | SEQUENTIALCOMPRESSIONDEV-Arjo Inc-Flowtron ACS900 | [6 empty] | Verified as Rental |  |  | MHHS-Woodlands
NO | YES |  |  |  | FDT2085 |  | HUNTLEIGH | ACS900 |  |  | Rental | MHHS-Woodlands |  |  |  | FDT2085 |  | Woodlands |  | Rental | [7 empty] | SEQUENTIALCOMPRESSIONDEV-Arjo Inc-Flowtron ACS900 |  | FLOWTRON ACS900-ACTIVE COMPRESSION SYSTM |  |  | SEQUENTIALCOMPRESSIONDEV-Arjo Inc-Flowtron ACS900 | [6 empty] | Verified as Rental |  |  | MHHS-Woodlands
NO | YES |  |  |  | FDT2090 |  | HUNTLEIGH | ACS900 |  |  | Rental | MHHS-Woodlands |  |  |  | FDT2090 |  | Woodlands |  | Rental | [7 empty] | SEQUENTIALCOMPRESSIONDEV-Arjo Inc-Flowtron ACS900 |  | FLOWTRON ACS900-ACTIVE COMPRESSION SYSTM |  |  | SEQUENTIALCOMPRESSIONDEV-Arjo Inc-Flowtron ACS900 | [6 empty] | Verified as Rental |  |  | MHHS-Woodlands
NO | YES |  |  |  | FDT2098 |  | HUNTLEIGH | ACS900 |  |  | Rental | MHHS-Woodlands |  |  |  | FDT2098 |  | Woodlands |  | Rental | [7 empty] | SEQUENTIALCOMPRESSIONDEV-Arjo Inc-Flowtron ACS900 |  | FLOWTRON ACS900-ACTIVE COMPRESSION SYSTM |  |  | SEQUENTIALCOMPRESSIONDEV-Arjo Inc-Flowtron ACS900 | [6 empty] | Verified as Rental |  |  | MHHS-Woodlands
NO | YES |  |  |  | FDT2101 |  | HUNTLEIGH | ACS900 |  |  | Rental | MHHS-Woodlands |  |  |  | FDT2101 |  | Woodlands |  | Rental | [7 empty] | SEQUENTIALCOMPRESSIONDEV-Arjo Inc-Flowtron ACS900 |  | FLOWTRON ACS900-ACTIVE COMPRESSION SYSTM |  |  | SEQUENTIALCOMPRESSIONDEV-Arjo Inc-Flowtron ACS900 | [6 empty] | Verified as Rental |  |  | MHHS-Woodlands
NO | YES |  |  |  | FDT2114 |  | HUNTLEIGH | ACS900 |  |  | Rental | MHHS-Woodlands |  |  |  | FDT2114 |  | Woodlands |  | Rental | [7 empty] | SEQUENTIALCOMPRESSIONDEV-Arjo Inc-Flowtron ACS900 |  | FLOWTRON ACS900-ACTIVE COMPRESSION SYSTM |  |  | SEQUENTIALCOMPRESSIONDEV-Arjo Inc-Flowtron ACS900 | [6 empty] | Verified as Rental |  |  | MHHS-Woodlands
NO | YES |  |  |  | FDT2119 |  | HUNTLEIGH | ACS900 |  |  | Rental | MHHS-Woodlands |  |  |  | FDT2119 |  | Woodlands |  | Rental | [7 empty] | SEQUENTIALCOMPRESSIONDEV-Arjo Inc-Flowtron ACS900 |  | FLOWTRON ACS900-ACTIVE COMPRESSION SYSTM |  |  | SEQUENTIALCOMPRESSIONDEV-Arjo Inc-Flowtron ACS900 | [6 empty] | Verified as Rental |  |  | MHHS-Woodlands
NO | YES |  |  |  | FDT2125 |  | HUNTLEIGH | ACS900 |  |  | Rental | MHHS-Woodlands |  |  |  | FDT2125 |  | Woodlands |  | Rental | [7 empty] | SEQUENTIALCOMPRESSIONDEV-Arjo Inc-Flowtron ACS900 |  | FLOWTRON ACS900-ACTIVE COMPRESSION SYSTM |  |  | SEQUENTIALCOMPRESSIONDEV-Arjo Inc-Flowtron ACS900 | [6 empty] | Verified as Rental |  |  | MHHS-Woodlands
NO | YES |  |  |  | FDT2135 |  | HUNTLEIGH | ACS900 |  |  | Rental | MHHS-Woodlands |  |  |  | FDT2135 |  | Woodlands |  | Rental | [7 empty] | SEQUENTIALCOMPRESSIONDEV-Arjo Inc-Flowtron ACS900 |  | FLOWTRON ACS900-ACTIVE COMPRESSION SYSTM |  |  | SEQUENTIALCOMPRESSIONDEV-Arjo Inc-Flowtron ACS900 | [6 empty] | Verified as Rental |  |  | MHHS-Woodlands
NO | YES |  |  |  | FDT2176 |  | HUNTLEIGH | ACS900 |  |  | Rental | MHHS-Woodlands |  |  |  | FDT2176 |  | Woodlands |  | Rental | [7 empty] | SEQUENTIALCOMPRESSIONDEV-Arjo Inc-Flowtron ACS900 |  | FLOWTRON ACS900-ACTIVE COMPRESSION SYSTM |  |  | SEQUENTIALCOMPRESSIONDEV-Arjo Inc-Flowtron ACS900 | [6 empty] | Verified as Rental |  |  | MHHS-Woodlands
NO | YES |  |  |  | FDT2192 |  | HUNTLEIGH | ACS900 |  |  | Rental | MHHS-Woodlands |  |  |  | FDT2192 |  | Woodlands |  | Rental | [7 empty] | SEQUENTIALCOMPRESSIONDEV-Arjo Inc-Flowtron ACS900 |  | FLOWTRON ACS900-ACTIVE COMPRESSION SYSTM |  |  | SEQUENTIALCOMPRESSIONDEV-Arjo Inc-Flowtron ACS900 | [6 empty] | Verified as Rental |  |  | MHHS-Woodlands
NO | YES |  |  |  | FDT2201 |  | HUNTLEIGH | ACS900 |  |  | Rental | MHHS-Woodlands |  |  |  | FDT2201 |  | Woodlands |  | Rental | [7 empty] | SEQUENTIALCOMPRESSIONDEV-Arjo Inc-Flowtron ACS900 |  | FLOWTRON ACS900-ACTIVE COMPRESSION SYSTM |  |  | SEQUENTIALCOMPRESSIONDEV-Arjo Inc-Flowtron ACS900 | [6 empty] | Verified as Rental |  |  | MHHS-Woodlands
NO | YES |  |  |  | FDT2218 |  | HUNTLEIGH | ACS900 |  |  | Rental | MHHS-Woodlands |  |  |  | FDT2218 |  | Woodlands |  | Rental | [7 empty] | SEQUENTIALCOMPRESSIONDEV-Arjo Inc-Flowtron ACS900 |  | FLOWTRON ACS900-ACTIVE COMPRESSION SYSTM |  |  | SEQUENTIALCOMPRESSIONDEV-Arjo Inc-Flowtron ACS900 | [6 empty] | Verified as Rental |  |  | MHHS-Woodlands
NO | YES |  |  |  | FDT2241 |  | HUNTLEIGH | ACS900 |  |  | Rental | MHHS-Woodlands |  |  |  | FDT2241 |  | Woodlands |  | Rental | [7 empty] | SEQUENTIALCOMPRESSIONDEV-Arjo Inc-Flowtron ACS900 |  | FLOWTRON ACS900-ACTIVE COMPRESSION SYSTM |  |  | SEQUENTIALCOMPRESSIONDEV-Arjo Inc-Flowtron ACS900 | [6 empty] | Verified as Rental |  |  | MHHS-Woodlands
NO | YES |  |  |  | FDT2271 |  | HUNTLEIGH | ACS900 |  |  | Rental | MHHS-Woodlands |  |  |  | FDT2271 |  | Woodlands |  | Rental | [7 empty] | SEQUENTIALCOMPRESSIONDEV-Arjo Inc-Flowtron ACS900 |  | FLOWTRON ACS900-ACTIVE COMPRESSION SYSTM |  |  | SEQUENTIALCOMPRESSIONDEV-Arjo Inc-Flowtron ACS900 | [6 empty] | Verified as Rental |  |  | MHHS-Woodlands
NO | YES |  |  |  | FDT2285 |  | HUNTLEIGH | ACS900 |  |  | Rental | MHHS-Woodlands |  |  |  | FDT2285 |  | Woodlands |  | Rental | [7 empty] | SEQUENTIALCOMPRESSIONDEV-Arjo Inc-Flowtron ACS900 |  | FLOWTRON ACS900-ACTIVE COMPRESSION SYSTM |  |  | SEQUENTIALCOMPRESSIONDEV-Arjo Inc-Flowtron ACS900 | [6 empty] | Verified as Rental |  |  | MHHS-Woodlands
NO | YES |  |  |  | FDT2292 |  | HUNTLEIGH | ACS900 |  |  | Rental | MHHS-Woodlands |  |  |  | FDT2292 |  | Woodlands |  | Rental | [7 empty] | SEQUENTIALCOMPRESSIONDEV-Arjo Inc-Flowtron ACS900 |  | FLOWTRON ACS900-ACTIVE COMPRESSION SYSTM |  |  | SEQUENTIALCOMPRESSIONDEV-Arjo Inc-Flowtron ACS900 | [6 empty] | Verified as Rental |  |  | MHHS-Woodlands
NO | YES |  |  |  | FDT2295 |  | HUNTLEIGH | ACS900 |  |  | Rental | MHHS-Woodlands |  |  |  | FDT2295 |  | Woodlands |  | Rental | [7 empty] | SEQUENTIALCOMPRESSIONDEV-Arjo Inc-Flowtron ACS900 |  | FLOWTRON ACS900-ACTIVE COMPRESSION SYSTM |  |  | SEQUENTIALCOMPRESSIONDEV-Arjo Inc-Flowtron ACS900 | [6 empty] | Verified as Rental |  |  | MHHS-Woodlands
NO | YES |  |  |  | FDT2296 |  | HUNTLEIGH | ACS900 |  |  | Rental | MHHS-Woodlands |  |  |  | FDT2296 |  | Woodlands |  | Rental | [7 empty] | SEQUENTIALCOMPRESSIONDEV-Arjo Inc-Flowtron ACS900 |  | FLOWTRON ACS900-ACTIVE COMPRESSION SYSTM |  |  | SEQUENTIALCOMPRESSIONDEV-Arjo Inc-Flowtron ACS900 | [6 empty] | Verified as Rental |  |  | MHHS-Woodlands
NO | YES |  |  |  | FDT2304 |  | HUNTLEIGH | ACS900 |  |  | Rental | MHHS-Woodlands |  |  |  | FDT2304 |  | Woodlands |  | Rental | [7 empty] | SEQUENTIALCOMPRESSIONDEV-Arjo Inc-Flowtron ACS900 |  | FLOWTRON ACS900-ACTIVE COMPRESSION SYSTM |  |  | SEQUENTIALCOMPRESSIONDEV-Arjo Inc-Flowtron ACS900 | [6 empty] | Verified as Rental |  |  | MHHS-Woodlands
NO | YES |  |  |  | FDT2313 |  | HUNTLEIGH | ACS900 |  |  | Rental | MHHS-Woodlands |  |  |  | FDT2313 |  | Woodlands |  | Rental | [7 empty] | SEQUENTIALCOMPRESSIONDEV-Arjo Inc-Flowtron ACS900 |  | FLOWTRON ACS900-ACTIVE COMPRESSION SYSTM |  |  | SEQUENTIALCOMPRESSIONDEV-Arjo Inc-Flowtron ACS900 | [6 empty] | Verified as Rental |  |  | MHHS-Woodlands
NO | YES |  |  |  | FDT2318 |  | HUNTLEIGH | ACS900 |  |  | Rental | MHHS-Woodlands |  |  |  | FDT2318 |  | Woodlands |  | Rental | [7 empty] | SEQUENTIALCOMPRESSIONDEV-Arjo Inc-Flowtron ACS900 |  | FLOWTRON ACS900-ACTIVE COMPRESSION SYSTM |  |  | SEQUENTIALCOMPRESSIONDEV-Arjo Inc-Flowtron ACS900 | [6 empty] | Verified as Rental |  |  | MHHS-Woodlands
NO | YES |  |  |  | FDT2358 |  | HUNTLEIGH | ACS900 |  |  | Rental | MHHS-Woodlands |  |  |  | FDT2358 |  | Woodlands |  | Rental | [7 empty] | SEQUENTIALCOMPRESSIONDEV-Arjo Inc-Flowtron ACS900 |  | FLOWTRON ACS900-ACTIVE COMPRESSION SYSTM |  |  | SEQUENTIALCOMPRESSIONDEV-Arjo Inc-Flowtron ACS900 | [6 empty] | Verified as Rental |  |  | MHHS-Woodlands
NO | YES |  |  |  | FDT2361 |  | HUNTLEIGH | ACS900 |  |  | Rental | MHHS-Woodlands |  |  |  | FDT2361 |  | Woodlands |  | Rental | [7 empty] | SEQUENTIALCOMPRESSIONDEV-Arjo Inc-Flowtron ACS900 |  | FLOWTRON ACS900-ACTIVE COMPRESSION SYSTM |  |  | SEQUENTIALCOMPRESSIONDEV-Arjo Inc-Flowtron ACS900 | [6 empty] | Verified as Rental |  |  | MHHS-Woodlands
NO | YES |  |  |  | FDT2386 |  | HUNTLEIGH | ACS900 |  |  | Rental | MHHS-Woodlands |  |  |  | FDT2386 |  | Woodlands |  | Rental | [7 empty] | SEQUENTIALCOMPRESSIONDEV-Arjo Inc-Flowtron ACS900 |  | FLOWTRON ACS900-ACTIVE COMPRESSION SYSTM |  |  | SEQUENTIALCOMPRESSIONDEV-Arjo Inc-Flowtron ACS900 | [6 empty] | Verified as Rental |  |  | MHHS-Woodlands
NO | YES |  |  |  | FDT2394 |  | HUNTLEIGH | ACS900 |  |  | Rental | MHHS-Woodlands |  |  |  | FDT2394 |  | Woodlands |  | Rental | [7 empty] | SEQUENTIALCOMPRESSIONDEV-Arjo Inc-Flowtron ACS900 |  | FLOWTRON ACS900-ACTIVE COMPRESSION SYSTM |  |  | SEQUENTIALCOMPRESSIONDEV-Arjo Inc-Flowtron ACS900 | [6 empty] | Verified as Rental |  |  | MHHS-Woodlands
NO | YES |  |  |  | FDT2424 |  | HUNTLEIGH | ACS900 |  |  | Rental | MHHS-Woodlands |  |  |  | FDT2424 |  | Woodlands |  | Rental | [7 empty] | SEQUENTIALCOMPRESSIONDEV-Arjo Inc-Flowtron ACS900 |  | FLOWTRON ACS900-ACTIVE COMPRESSION SYSTM |  |  | SEQUENTIALCOMPRESSIONDEV-Arjo Inc-Flowtron ACS900 | [6 empty] | Verified as Rental |  |  | MHHS-Woodlands
NO | YES |  |  |  | FDT2426 |  | HUNTLEIGH | ACS900 |  |  | Rental | MHHS-Woodlands |  |  |  | FDT2426 |  | Woodlands |  | Rental | [7 empty] | SEQUENTIALCOMPRESSIONDEV-Arjo Inc-Flowtron ACS900 |  | FLOWTRON ACS900-ACTIVE COMPRESSION SYSTM |  |  | SEQUENTIALCOMPRESSIONDEV-Arjo Inc-Flowtron ACS900 | [6 empty] | Verified as Rental |  |  | MHHS-Woodlands
NO | YES |  |  |  | FDT2442 |  | HUNTLEIGH | ACS900 |  |  | Rental | MHHS-Woodlands |  |  |  | FDT2442 |  | Woodlands |  | Rental | [7 empty] | SEQUENTIALCOMPRESSIONDEV-Arjo Inc-Flowtron ACS900 |  | FLOWTRON ACS900-ACTIVE COMPRESSION SYSTM |  |  | SEQUENTIALCOMPRESSIONDEV-Arjo Inc-Flowtron ACS900 | [6 empty] | Verified as Rental |  |  | MHHS-Woodlands
NO | YES |  |  |  | FDT2444 |  | HUNTLEIGH | ACS900 |  |  | Rental | MHHS-Woodlands |  |  |  | FDT2444 |  | Woodlands |  | Rental | [7 empty] | SEQUENTIALCOMPRESSIONDEV-Arjo Inc-Flowtron ACS900 |  | FLOWTRON ACS900-ACTIVE COMPRESSION SYSTM |  |  | SEQUENTIALCOMPRESSIONDEV-Arjo Inc-Flowtron ACS900 | [6 empty] | Verified as Rental |  |  | MHHS-Woodlands
NO | YES |  |  |  | FDT2445 |  | HUNTLEIGH | ACS900 |  |  | Rental | MHHS-Woodlands |  |  |  | FDT2445 |  | Woodlands |  | Rental | [7 empty] | SEQUENTIALCOMPRESSIONDEV-Arjo Inc-Flowtron ACS900 |  | FLOWTRON ACS900-ACTIVE COMPRESSION SYSTM |  |  | SEQUENTIALCOMPRESSIONDEV-Arjo Inc-Flowtron ACS900 | [6 empty] | Verified as Rental |  |  | MHHS-Woodlands
NO | YES |  |  |  | FDT2453 |  | HUNTLEIGH | ACS900 |  |  | Rental | MHHS-Woodlands |  |  |  | FDT2453 |  | Woodlands |  | Rental | [7 empty] | SEQUENTIALCOMPRESSIONDEV-Arjo Inc-Flowtron ACS900 |  | FLOWTRON ACS900-ACTIVE COMPRESSION SYSTM |  |  | SEQUENTIALCOMPRESSIONDEV-Arjo Inc-Flowtron ACS900 | [6 empty] | Verified as Rental |  |  | MHHS-Woodlands
NO | YES |  |  |  | FDT2472 |  | HUNTLEIGH | ACS900 |  |  | Rental | MHHS-Woodlands |  |  |  | FDT2472 |  | Woodlands |  | Rental | [7 empty] | SEQUENTIALCOMPRESSIONDEV-Arjo Inc-Flowtron ACS900 |  | FLOWTRON ACS900-ACTIVE COMPRESSION SYSTM |  |  | SEQUENTIALCOMPRESSIONDEV-Arjo Inc-Flowtron ACS900 | [6 empty] | Verified as Rental |  |  | MHHS-Woodlands
NO | YES |  |  |  | FDT2475 |  | HUNTLEIGH | ACS900 |  |  | Rental | MHHS-Woodlands |  |  |  | FDT2475 |  | Woodlands |  | Rental | [7 empty] | SEQUENTIALCOMPRESSIONDEV-Arjo Inc-Flowtron ACS900 |  | FLOWTRON ACS900-ACTIVE COMPRESSION SYSTM |  |  | SEQUENTIALCOMPRESSIONDEV-Arjo Inc-Flowtron ACS900 | [6 empty] | Verified as Rental |  |  | MHHS-Woodlands
NO | YES |  |  |  | FDT2489 |  | HUNTLEIGH | ACS900 |  |  | Rental | MHHS-Woodlands |  |  |  | FDT2489 |  | Woodlands |  | Rental | [7 empty] | SEQUENTIALCOMPRESSIONDEV-Arjo Inc-Flowtron ACS900 |  | FLOWTRON ACS900-ACTIVE COMPRESSION SYSTM |  |  | SEQUENTIALCOMPRESSIONDEV-Arjo Inc-Flowtron ACS900 | [6 empty] | Verified as Rental |  |  | MHHS-Woodlands
NO | YES |  |  |  | FDT2490 |  | HUNTLEIGH | ACS900 |  |  | Rental | MHHS-Woodlands |  |  |  | FDT2490 |  | Woodlands |  | Rental | [7 empty] | SEQUENTIALCOMPRESSIONDEV-Arjo Inc-Flowtron ACS900 |  | FLOWTRON ACS900-ACTIVE COMPRESSION SYSTM |  |  | SEQUENTIALCOMPRESSIONDEV-Arjo Inc-Flowtron ACS900 | [6 empty] | Verified as Rental |  |  | MHHS-Woodlands
NO | YES |  |  |  | FDT2501 |  | HUNTLEIGH | ACS900 |  |  | Rental | MHHS-Woodlands |  |  |  | FDT2501 |  | Woodlands |  | Rental | [7 empty] | SEQUENTIALCOMPRESSIONDEV-Arjo Inc-Flowtron ACS900 |  | FLOWTRON ACS900-ACTIVE COMPRESSION SYSTM |  |  | SEQUENTIALCOMPRESSIONDEV-Arjo Inc-Flowtron ACS900 | [6 empty] | Verified as Rental |  |  | MHHS-Woodlands
NO | YES |  |  |  | FDT2512 |  | HUNTLEIGH | ACS900 |  |  | Rental | MHHS-Woodlands |  |  |  | FDT2512 |  | Woodlands |  | Rental | [7 empty] | SEQUENTIALCOMPRESSIONDEV-Arjo Inc-Flowtron ACS900 |  | FLOWTRON ACS900-ACTIVE COMPRESSION SYSTM |  |  | SEQUENTIALCOMPRESSIONDEV-Arjo Inc-Flowtron ACS900 | [6 empty] | Verified as Rental |  |  | MHHS-Woodlands
NO | YES |  |  |  | FDT2521 |  | HUNTLEIGH | ACS900 |  |  | Rental | MHHS-Woodlands |  |  |  | FDT2521 |  | Woodlands |  | Rental | [7 empty] | SEQUENTIALCOMPRESSIONDEV-Arjo Inc-Flowtron ACS900 |  | FLOWTRON ACS900-ACTIVE COMPRESSION SYSTM |  |  | SEQUENTIALCOMPRESSIONDEV-Arjo Inc-Flowtron ACS900 | [6 empty] | Verified as Rental |  |  | MHHS-Woodlands
NO | YES |  |  |  | FDT2533 |  | HUNTLEIGH | ACS900 |  |  | Rental | MHHS-Woodlands |  |  |  | FDT2533 |  | Woodlands |  | Rental | [7 empty] | SEQUENTIALCOMPRESSIONDEV-Arjo Inc-Flowtron ACS900 |  | FLOWTRON ACS900-ACTIVE COMPRESSION SYSTM |  |  | SEQUENTIALCOMPRESSIONDEV-Arjo Inc-Flowtron ACS900 | [6 empty] | Verified as Rental |  |  | MHHS-Woodlands
NO | YES |  |  |  | FDT2548 |  | HUNTLEIGH | ACS900 |  |  | Rental | MHHS-Woodlands |  |  |  | FDT2548 |  | Woodlands |  | Rental | [7 empty] | SEQUENTIALCOMPRESSIONDEV-Arjo Inc-Flowtron ACS900 |  | FLOWTRON ACS900-ACTIVE COMPRESSION SYSTM |  |  | SEQUENTIALCOMPRESSIONDEV-Arjo Inc-Flowtron ACS900 | [6 empty] | Verified as Rental |  |  | MHHS-Woodlands
NO | YES |  |  |  | FDT2578 |  | HUNTLEIGH | ACS900 |  |  | Rental | MHHS-Woodlands |  |  |  | FDT2578 |  | Woodlands |  | Rental | [7 empty] | SEQUENTIALCOMPRESSIONDEV-Arjo Inc-Flowtron ACS900 |  | FLOWTRON ACS900-ACTIVE COMPRESSION SYSTM |  |  | SEQUENTIALCOMPRESSIONDEV-Arjo Inc-Flowtron ACS900 | [6 empty] | Verified as Rental |  |  | MHHS-Woodlands
NO | YES |  |  |  | FDT2588 |  | HUNTLEIGH | ACS900 |  |  | Rental | MHHS-Woodlands |  |  |  | FDT2588 |  | Woodlands |  | Rental | [7 empty] | SEQUENTIALCOMPRESSIONDEV-Arjo Inc-Flowtron ACS900 |  | FLOWTRON ACS900-ACTIVE COMPRESSION SYSTM |  |  | SEQUENTIALCOMPRESSIONDEV-Arjo Inc-Flowtron ACS900 | [6 empty] | Verified as Rental |  |  | MHHS-Woodlands
NO | YES |  |  |  | FDT2592 |  | HUNTLEIGH | ACS900 |  |  | Rental | MHHS-Woodlands |  |  |  | FDT2592 |  | Woodlands |  | Rental | [7 empty] | SEQUENTIALCOMPRESSIONDEV-Arjo Inc-Flowtron ACS900 |  | FLOWTRON ACS900-ACTIVE COMPRESSION SYSTM |  |  | SEQUENTIALCOMPRESSIONDEV-Arjo Inc-Flowtron ACS900 | [6 empty] | Verified as Rental |  |  | MHHS-Woodlands
NO | YES |  |  |  | FDT2593 |  | HUNTLEIGH | ACS900 |  |  | Rental | MHHS-Woodlands |  |  |  | FDT2593 |  | Woodlands |  | Rental | [7 empty] | SEQUENTIALCOMPRESSIONDEV-Arjo Inc-Flowtron ACS900 |  | FLOWTRON ACS900-ACTIVE COMPRESSION SYSTM |  |  | SEQUENTIALCOMPRESSIONDEV-Arjo Inc-Flowtron ACS900 | [6 empty] | Verified as Rental |  |  | MHHS-Woodlands
NO | YES |  |  |  | FDT2600 |  | HUNTLEIGH | ACS900 |  |  | Rental | MHHS-Woodlands |  |  |  | FDT2600 |  | Woodlands |  | Rental | [7 empty] | SEQUENTIALCOMPRESSIONDEV-Arjo Inc-Flowtron ACS900 |  | FLOWTRON ACS900-ACTIVE COMPRESSION SYSTM |  |  | SEQUENTIALCOMPRESSIONDEV-Arjo Inc-Flowtron ACS900 | [6 empty] | Verified as Rental |  |  | MHHS-Woodlands
NO | YES |  |  |  | FDT2602 |  | HUNTLEIGH | ACS900 |  |  | Rental | MHHS-Woodlands |  |  |  | FDT2602 |  | Woodlands |  | Rental | [7 empty] | SEQUENTIALCOMPRESSIONDEV-Arjo Inc-Flowtron ACS900 |  | FLOWTRON ACS900-ACTIVE COMPRESSION SYSTM |  |  | SEQUENTIALCOMPRESSIONDEV-Arjo Inc-Flowtron ACS900 | [6 empty] | Verified as Rental |  |  | MHHS-Woodlands
NO | YES |  |  |  | FDT2612 |  | HUNTLEIGH | ACS900 |  |  | Rental | MHHS-Woodlands |  |  |  | FDT2612 |  | Woodlands |  | Rental | [7 empty] | SEQUENTIALCOMPRESSIONDEV-Arjo Inc-Flowtron ACS900 |  | FLOWTRON ACS900-ACTIVE COMPRESSION SYSTM |  |  | SEQUENTIALCOMPRESSIONDEV-Arjo Inc-Flowtron ACS900 | [6 empty] | Verified as Rental |  |  | MHHS-Woodlands
NO | YES |  |  |  | FDT2619 |  | HUNTLEIGH | ACS900 |  |  | Rental | MHHS-Woodlands |  |  |  | FDT2619 |  | Woodlands |  | Rental | [7 empty] | SEQUENTIALCOMPRESSIONDEV-Arjo Inc-Flowtron ACS900 |  | FLOWTRON ACS900-ACTIVE COMPRESSION SYSTM |  |  | SEQUENTIALCOMPRESSIONDEV-Arjo Inc-Flowtron ACS900 | [6 empty] | Verified as Rental |  |  | MHHS-Woodlands
NO | YES |  |  |  | FDT2626 |  | HUNTLEIGH | ACS900 |  |  | Rental | MHHS-Woodlands |  |  |  | FDT2626 |  | Woodlands |  | Rental | [7 empty] | SEQUENTIALCOMPRESSIONDEV-Arjo Inc-Flowtron ACS900 |  | FLOWTRON ACS900-ACTIVE COMPRESSION SYSTM |  |  | SEQUENTIALCOMPRESSIONDEV-Arjo Inc-Flowtron ACS900 | [6 empty] | Verified as Rental |  |  | MHHS-Woodlands
NO | YES |  |  |  | FDT2627 |  | HUNTLEIGH | ACS900 |  |  | Rental | MHHS-Woodlands |  |  |  | FDT2627 |  | Woodlands |  | Rental | [7 empty] | SEQUENTIALCOMPRESSIONDEV-Arjo Inc-Flowtron ACS900 |  | FLOWTRON ACS900-ACTIVE COMPRESSION SYSTM |  |  | SEQUENTIALCOMPRESSIONDEV-Arjo Inc-Flowtron ACS900 | [6 empty] | Verified as Rental |  |  | MHHS-Woodlands
NO | YES |  |  |  | FDT2633 |  | HUNTLEIGH | ACS900 |  |  | Rental | MHHS-Woodlands |  |  |  | FDT2633 |  | Woodlands |  | Rental | [7 empty] | SEQUENTIALCOMPRESSIONDEV-Arjo Inc-Flowtron ACS900 |  | FLOWTRON ACS900-ACTIVE COMPRESSION SYSTM |  |  | SEQUENTIALCOMPRESSIONDEV-Arjo Inc-Flowtron ACS900 | [6 empty] | Verified as Rental |  |  | MHHS-Woodlands
NO | YES |  |  |  | FDT2639 |  | HUNTLEIGH | ACS900 |  |  | Rental | MHHS-Woodlands |  |  |  | FDT2639 |  | Woodlands |  | Rental | [7 empty] | SEQUENTIALCOMPRESSIONDEV-Arjo Inc-Flowtron ACS900 |  | FLOWTRON ACS900-ACTIVE COMPRESSION SYSTM |  |  | SEQUENTIALCOMPRESSIONDEV-Arjo Inc-Flowtron ACS900 | [6 empty] | Verified as Rental |  |  | MHHS-Woodlands
NO | YES |  |  |  | FDT2644 |  | HUNTLEIGH | ACS900 |  |  | Rental | MHHS-Woodlands |  |  |  | FDT2644 |  | Woodlands |  | Rental | [7 empty] | SEQUENTIALCOMPRESSIONDEV-Arjo Inc-Flowtron ACS900 |  | FLOWTRON ACS900-ACTIVE COMPRESSION SYSTM |  |  | SEQUENTIALCOMPRESSIONDEV-Arjo Inc-Flowtron ACS900 | [6 empty] | Verified as Rental |  |  | MHHS-Woodlands
NO | YES |  |  |  | FDT2655 |  | HUNTLEIGH | ACS900 |  |  | Rental | MHHS-Woodlands |  |  |  | FDT2655 |  | Woodlands |  | Rental | [7 empty] | SEQUENTIALCOMPRESSIONDEV-Arjo Inc-Flowtron ACS900 |  | FLOWTRON ACS900-ACTIVE COMPRESSION SYSTM |  |  | SEQUENTIALCOMPRESSIONDEV-Arjo Inc-Flowtron ACS900 | [6 empty] | Verified as Rental |  |  | MHHS-Woodlands
NO | YES |  |  |  | FDT2657 |  | HUNTLEIGH | ACS900 |  |  | Rental | MHHS-Woodlands |  |  |  | FDT2657 |  | Woodlands |  | Rental | [7 empty] | SEQUENTIALCOMPRESSIONDEV-Arjo Inc-Flowtron ACS900 |  | FLOWTRON ACS900-ACTIVE COMPRESSION SYSTM |  |  | SEQUENTIALCOMPRESSIONDEV-Arjo Inc-Flowtron ACS900 | [6 empty] | Verified as Rental |  |  | MHHS-Woodlands
NO | YES |  |  |  | FDT2658 |  | HUNTLEIGH | ACS900 |  |  | Rental | MHHS-Woodlands |  |  |  | FDT2658 |  | Woodlands |  | Rental | [7 empty] | SEQUENTIALCOMPRESSIONDEV-Arjo Inc-Flowtron ACS900 |  | FLOWTRON ACS900-ACTIVE COMPRESSION SYSTM |  |  | SEQUENTIALCOMPRESSIONDEV-Arjo Inc-Flowtron ACS900 | [6 empty] | Verified as Rental |  |  | MHHS-Woodlands
NO | YES |  |  |  | FDT2672 |  | HUNTLEIGH | ACS900 |  |  | Rental | MHHS-Woodlands |  |  |  | FDT2672 |  | Woodlands |  | Rental | [7 empty] | SEQUENTIALCOMPRESSIONDEV-Arjo Inc-Flowtron ACS900 |  | FLOWTRON ACS900-ACTIVE COMPRESSION SYSTM |  |  | SEQUENTIALCOMPRESSIONDEV-Arjo Inc-Flowtron ACS900 | [6 empty] | Verified as Rental |  |  | MHHS-Woodlands
NO | YES |  |  |  | FDT2676 |  | HUNTLEIGH | ACS900 |  |  | Rental | MHHS-Woodlands |  |  |  | FDT2676 |  | Woodlands |  | Rental | [7 empty] | SEQUENTIALCOMPRESSIONDEV-Arjo Inc-Flowtron ACS900 |  | FLOWTRON ACS900-ACTIVE COMPRESSION SYSTM |  |  | SEQUENTIALCOMPRESSIONDEV-Arjo Inc-Flowtron ACS900 | [6 empty] | Verified as Rental |  |  | MHHS-Woodlands
NO | YES |  |  |  | FDT2680 |  | HUNTLEIGH | ACS900 |  |  | Rental | MHHS-Woodlands |  |  |  | FDT2680 |  | Woodlands |  | Rental | [7 empty] | SEQUENTIALCOMPRESSIONDEV-Arjo Inc-Flowtron ACS900 |  | FLOWTRON ACS900-ACTIVE COMPRESSION SYSTM |  |  | SEQUENTIALCOMPRESSIONDEV-Arjo Inc-Flowtron ACS900 | [6 empty] | Verified as Rental |  |  | MHHS-Woodlands
NO | YES |  |  |  | FDT2687 |  | HUNTLEIGH | ACS900 |  |  | Rental | MHHS-Woodlands |  |  |  | FDT2687 |  | Woodlands |  | Rental | [7 empty] | SEQUENTIALCOMPRESSIONDEV-Arjo Inc-Flowtron ACS900 |  | FLOWTRON ACS900-ACTIVE COMPRESSION SYSTM |  |  | SEQUENTIALCOMPRESSIONDEV-Arjo Inc-Flowtron ACS900 | [6 empty] | Verified as Rental |  |  | MHHS-Woodlands
NO | YES |  |  |  | FDT2700 |  | HUNTLEIGH | ACS900 |  |  | Rental | MHHS-Woodlands |  |  |  | FDT2700 |  | Woodlands |  | Rental | [7 empty] | SEQUENTIALCOMPRESSIONDEV-Arjo Inc-Flowtron ACS900 |  | FLOWTRON ACS900-ACTIVE COMPRESSION SYSTM |  |  | SEQUENTIALCOMPRESSIONDEV-Arjo Inc-Flowtron ACS900 | [6 empty] | Verified as Rental |  |  | MHHS-Woodlands
NO | YES |  |  |  | FDT2712 |  | HUNTLEIGH | ACS900 |  |  | Rental | MHHS-Woodlands |  |  |  | FDT2712 |  | Woodlands |  | Rental | [7 empty] | SEQUENTIALCOMPRESSIONDEV-Arjo Inc-Flowtron ACS900 |  | FLOWTRON ACS900-ACTIVE COMPRESSION SYSTM |  |  | SEQUENTIALCOMPRESSIONDEV-Arjo Inc-Flowtron ACS900 | [6 empty] | Verified as Rental |  |  | MHHS-Woodlands
NO | YES |  |  |  | FDT2714 |  | HUNTLEIGH | ACS900 |  |  | Rental | MHHS-Woodlands |  |  |  | FDT2714 |  | Woodlands |  | Rental | [7 empty] | SEQUENTIALCOMPRESSIONDEV-Arjo Inc-Flowtron ACS900 |  | FLOWTRON ACS900-ACTIVE COMPRESSION SYSTM |  |  | SEQUENTIALCOMPRESSIONDEV-Arjo Inc-Flowtron ACS900 | [6 empty] | Verified as Rental |  |  | MHHS-Woodlands
NO | YES |  |  |  | FDT2724 |  | HUNTLEIGH | ACS900 |  |  | Rental | MHHS-Woodlands |  |  |  | FDT2724 |  | Woodlands |  | Rental | [7 empty] | SEQUENTIALCOMPRESSIONDEV-Arjo Inc-Flowtron ACS900 |  | FLOWTRON ACS900-ACTIVE COMPRESSION SYSTM |  |  | SEQUENTIALCOMPRESSIONDEV-Arjo Inc-Flowtron ACS900 | [6 empty] | Verified as Rental |  |  | MHHS-Woodlands
NO | YES |  |  |  | FDT2761 |  | HUNTLEIGH | ACS900 |  |  | Rental | MHHS-Woodlands |  |  |  | FDT2761 |  | Woodlands |  | Rental | [7 empty] | SEQUENTIALCOMPRESSIONDEV-Arjo Inc-Flowtron ACS900 |  | FLOWTRON ACS900-ACTIVE COMPRESSION SYSTM |  |  | SEQUENTIALCOMPRESSIONDEV-Arjo Inc-Flowtron ACS900 | [6 empty] | Verified as Rental |  |  | MHHS-Woodlands
NO | YES |  |  |  | FDT2786 |  | HUNTLEIGH | ACS900 |  |  | Rental | MHHS-Woodlands |  |  |  | FDT2786 |  | Woodlands |  | Rental | [7 empty] | SEQUENTIALCOMPRESSIONDEV-Arjo Inc-Flowtron ACS900 |  | FLOWTRON ACS900-ACTIVE COMPRESSION SYSTM |  |  | SEQUENTIALCOMPRESSIONDEV-Arjo Inc-Flowtron ACS900 | [6 empty] | Verified as Rental |  |  | MHHS-Woodlands
NO | YES |  |  |  | FDT2792 |  | HUNTLEIGH | ACS900 |  |  | Rental | MHHS-Woodlands |  |  |  | FDT2792 |  | Woodlands |  | Rental | [7 empty] | SEQUENTIALCOMPRESSIONDEV-Arjo Inc-Flowtron ACS900 |  | FLOWTRON ACS900-ACTIVE COMPRESSION SYSTM |  |  | SEQUENTIALCOMPRESSIONDEV-Arjo Inc-Flowtron ACS900 | [6 empty] | Verified as Rental |  |  | MHHS-Woodlands
NO | YES |  |  |  | FDT2799 |  | HUNTLEIGH | ACS900 |  |  | Rental | MHHS-Woodlands |  |  |  | FDT2799 |  | Woodlands |  | Rental | [7 empty] | SEQUENTIALCOMPRESSIONDEV-Arjo Inc-Flowtron ACS900 |  | FLOWTRON ACS900-ACTIVE COMPRESSION SYSTM |  |  | SEQUENTIALCOMPRESSIONDEV-Arjo Inc-Flowtron ACS900 | [6 empty] | Verified as Rental |  |  | MHHS-Woodlands
NO | YES |  |  |  | FDT2805 |  | HUNTLEIGH | ACS900 |  |  | Rental | MHHS-Woodlands |  |  |  | FDT2805 |  | Woodlands |  | Rental | [7 empty] | SEQUENTIALCOMPRESSIONDEV-Arjo Inc-Flowtron ACS900 |  | FLOWTRON ACS900-ACTIVE COMPRESSION SYSTM |  |  | SEQUENTIALCOMPRESSIONDEV-Arjo Inc-Flowtron ACS900 | [6 empty] | Verified as Rental |  |  | MHHS-Woodlands
NO | YES |  |  |  | FDT2815 |  | HUNTLEIGH | ACS900 |  |  | Rental | MHHS-Woodlands |  |  |  | FDT2815 |  | Woodlands |  | Rental | [7 empty] | SEQUENTIALCOMPRESSIONDEV-Arjo Inc-Flowtron ACS900 |  | FLOWTRON ACS900-ACTIVE COMPRESSION SYSTM |  |  | SEQUENTIALCOMPRESSIONDEV-Arjo Inc-Flowtron ACS900 | [6 empty] | Verified as Rental |  |  | MHHS-Woodlands
NO | YES |  |  |  | FDT2855 |  | HUNTLEIGH | ACS900 |  |  | Rental | MHHS-Woodlands |  |  |  | FDT2855 |  | Woodlands |  | Rental | [7 empty] | SEQUENTIALCOMPRESSIONDEV-Arjo Inc-Flowtron ACS900 |  | FLOWTRON ACS900-ACTIVE COMPRESSION SYSTM |  |  | SEQUENTIALCOMPRESSIONDEV-Arjo Inc-Flowtron ACS900 | [6 empty] | Verified as Rental |  |  | MHHS-Woodlands
NO | YES |  |  |  | FDT2858 |  | HUNTLEIGH | ACS900 |  |  | Rental | MHHS-Woodlands |  |  |  | FDT2858 |  | Woodlands |  | Rental | [7 empty] | SEQUENTIALCOMPRESSIONDEV-Arjo Inc-Flowtron ACS900 |  | FLOWTRON ACS900-ACTIVE COMPRESSION SYSTM |  |  | SEQUENTIALCOMPRESSIONDEV-Arjo Inc-Flowtron ACS900 | [6 empty] | Verified as Rental |  |  | MHHS-Woodlands
NO | YES |  |  |  | FDT2860 |  | HUNTLEIGH | ACS900 |  |  | Rental | MHHS-Woodlands |  |  |  | FDT2860 |  | Woodlands |  | Rental | [7 empty] | SEQUENTIALCOMPRESSIONDEV-Arjo Inc-Flowtron ACS900 |  | FLOWTRON ACS900-ACTIVE COMPRESSION SYSTM |  |  | SEQUENTIALCOMPRESSIONDEV-Arjo Inc-Flowtron ACS900 | [6 empty] | Verified as Rental |  |  | MHHS-Woodlands
NO | NO | [5 empty] | Huntleigh Akron | A4412/UL/SFS |  |  | SMR - (WDLS) - MED PLAZA 4 (MP4) | MHHS-SMR | [5 empty] | Woodlands |  | SMR - (WDLS) - MED PLAZA 4 (MP4) | [5 empty] | TABLES, EXAMINATION/TREATMENT |  | .needs class |  |  |  |  | .needs class | HUNTLEIGH | [7 empty] | Covered PM Repair - Biomedical | MHHS-SMR
NO | YES |  |  |  | 151-05040 | 151-05040 | Huntleigh Health Care, Inc. | D900 |  | (01)05051968016799 | Cath Lab |  |  |  |  | 151-05040 | 151-05040 | Northwest | Memorial Hermann Cypress Hospital | Cath Lab | Cath Lab | 8/1/18 | 8/1/19 |  |  |  | Doppler, Blood Flow | DOPPLERBLOODFLOW-Huntleigh-D900 | [23 empty] | DOPPLERBLOODFLOW | Doppler, Blood Flow | Huntleigh
YES | YES | Serial Number Cnf |  |  | 099-02992 | 099-02993 | Huntleigh Health Care, Inc. | D900 |  | CNF | KATY - ICU |  |  |  |  | 099-02992 | 099-02993 | Katy | Memorial Hermann Katy Hospital | KATY - ICU | ICU Clean Utility | [5 empty] | Doppler, Blood Flow | DOPPLERBLOODFLOW-Huntleigh-D900 | [23 empty] | DOPPLERBLOODFLOW | Doppler, Blood Flow | Huntleigh
YES | YES |  |  |  | 142-09065 | 142-09065 | Huntleigh Health Care, Inc. | D900 |  | 900LX0165451 | SUGAR LAND - RESPIRATORY |  |  |  |  | 142-09065 | 142-09065 | Sugar Land |  | SUGAR LAND - RESPIRATORY |  |  |  |  | No pm |  | Doppler, Blood Flow | DOPPLERBLOODFLOW-Huntleigh-D900 | [23 empty] | DOPPLERBLOODFLOW | Doppler, Blood Flow | Huntleigh
YES | YES |  |  |  | 129-04665 | 129-04665 | Huntleigh Health Care, Inc. | D900 |  | 900lx0142255-10 | SUGAR LAND - PACU |  |  |  |  | 129-04665 | 129-04665 | Sugar Land | Memorial Hermann Sugar Land Hospital | SUGAR LAND - PACU | Nurses station | [5 empty] | Doppler, Blood Flow | DOPPLERBLOODFLOW-Huntleigh-D900 | [23 empty] | DOPPLERBLOODFLOW | Doppler, Blood Flow | Huntleigh
YES | YES |  |  |  | 900LX0165376-13 | 005-33170 | Huntleigh Health Care, Inc. | D900 |  | 900LX0165376-13 | L |  |  |  |  | 900LX0165376-13 | 005-33170 | Sugar Land | Memorial Hermann Sugar Land Hospital | L | L | [5 empty] | Doppler, Blood Flow | DOPPLERBLOODFLOW-Huntleigh-D900 | [23 empty] | DOPPLERBLOODFLOW | Doppler, Blood Flow | Huntleigh
YES | YES |  |  |  | 142-09446 | 142-09446 | Huntleigh Health Care, Inc. | D900 |  | 900XL15169618 | Rehab |  |  |  |  | 142-09446 | 142-09446 | Woodlands | MH MG - (WDLS) - OB/GYN (MP3) | Rehab | Gym | [5 empty] | Doppler, Blood Flow | DOPPLERBLOODFLOW-Huntleigh-D900 | [23 empty] | DOPPLERBLOODFLOW | Doppler, Blood Flow | Huntleigh
YES | YES |  |  |  | 074-06251 | 074-06251 | Huntleigh Health Care, Inc. | D900 |  | 900LX0167960-14 | WOODLANDS - CATH LAB |  |  |  |  | 074-06251 | 074-06251 |  |  | WOODLANDS - CATH LAB | Room 3 | [6 empty] | DOPPLERBLOODFLOW-Huntleigh-D900
YES | YES |  |  |  | 074-00316 | 074-00316 | Huntleigh Health Care, Inc. | D900 |  | 900L X OA 17259-07 | Biomed Shop |  |  |  |  | 074-00316 | 074-00316 | TMC | Memorial Hermann-Texas Medical Center | Biomed Shop | Biomed Shop |  |  |  | New Add |  |  | DOPPLERBLOODFLOW-Huntleigh-D900
YES | YES |  |  |  | 099-12499 | 099-12499 | Huntleigh Health Care, Inc. | D900 |  |  | TMC - CATH LAB - ADULT (2HVI) |  |  |  |  | 099-12499 | 099-12499 | TMC | Memorial Hermann-Texas Medical Center | TMC - CATH LAB - ADULT (2HVI) | Cath lab 4 |  |  |  | No PM Sticker |  |  | DOPPLERBLOODFLOW-Huntleigh-D900
YES | YES |  |  |  | 074-03279 | 074-03279 | Huntleigh Health Care, Inc. | D900 |  | 900LX16413319 | TMC - CATH LAB - ADULT (2HVI) |  |  |  |  | 074-03279 | 074-03279 | TMC | Memorial Hermann-Texas Medical Center | TMC - CATH LAB - ADULT (2HVI) | TMC - CATH LAB - ADULT (2HVI)q | [6 empty] | DOPPLERBLOODFLOW-Huntleigh-D900
YES | YES |  |  |  | 069-48693 | 069-48693 | Huntleigh Health Care, Inc. | D900 |  |  | Cath Lab |  |  |  |  | 069-48693 | 069-48693 | TMC | Memorial Hermann-Texas Medical Center | Cath Lab | Room 1
YES | YES | Serial Number Cnf |  |  | 074-00704 | 074-00704 | Huntleigh Health Care, Inc. | D900 |  | CNF | Adult Dialysis |  |  |  |  | 074-00704 | 074-00704 | TMC | Memorial Hermann-Texas Medical Center | Adult Dialysis | Dialysis bay 2 | [6 empty] | DOPPLERBLOODFLOW-Huntleigh-D900
YES | YES | Serial Number Cnf |  |  | 099-11348 | 099-11348 | Huntleigh Health Care, Inc. | D900 |  | CNF | Adult Dialysis |  |  |  |  | 099-11348 | 099-11348 | TMC | Memorial Hermann-Texas Medical Center | Adult Dialysis | Dialysis bay 2 | [6 empty] | DOPPLERBLOODFLOW-Huntleigh-D900
YES | YES |  |  |  | 099-11473 | 099-11473 | Huntleigh Health Care, Inc. | D900 |  |  | TMC - neuroscience |  |  |  |  | 099-11473 | 099-11473 | TMC | Memorial Hermann-Texas Medical Center | TMC - neuroscience | neuroscience | [6 empty] | DOPPLERBLOODFLOW-Huntleigh-D900
YES | YES |  |  |  | 099-05068 | 099-05068 | Huntleigh Health Care, Inc. | D900 |  | Nsn | PICU |  |  |  |  | 099-05068 | 099-05068 |  | TMC | PICU | Memorial Hermann- texas medical center | 3/1/20 |  |  | No PM Sticker |  |  | DOPPLERBLOODFLOW-Huntleigh-D900
YES | YES |  |  |  | 099-09187 | 099-09187 | Huntleigh Health Care, Inc. | D900 |  | 900LX0166670-14 | TMC - HERMANN - COU (1R) |  |  |  |  | 099-09187 | 099-09187 | TMC | Memorial Hermann-Texas Medical Center | TMC - HERMANN - COU (1R) | Nurses Station | 3/1/20 | [5 empty] | DOPPLERBLOODFLOW-Huntleigh-D900
YES | YES |  |  |  | 069-43890 | 069-43890 | Huntleigh Health Care, Inc. | D900 |  | 900LX0A01283-15 | TMC - JONES - TRANSPLANT CLINIC (1J) |  |  |  |  | 069-43890 | 069-43890 | TMC | Memorial Hermann-Texas Medical Center | TMC - JONES - TRANSPLANT CLINIC (1J) | J1444 | [6 empty] | DOPPLERBLOODFLOW-Huntleigh-D900
YES | YES |  |  |  | 069-38779 | 069-38779 | Huntleigh Health Care, Inc. | D900 |  | Nsn | TMC - SAROFIM 8 - TSCU |  |  |  |  | 069-38779 | 069-38779 | TMC | Memorial Hermann-Texas Medical Center | TMC - SAROFIM 8 - TSCU | Clean room | [6 empty] | DOPPLERBLOODFLOW-Huntleigh-D900
YES | YES |  |  |  | 069-44736 | 069-44736 | Huntleigh Health Care, Inc. | D900 |  | 900lx15600819 | TMC - SAROFIM 2 - ADULT PACU |  |  |  |  | 069-44736 | 069-44736 | TMC | Memorial Hermann-Texas Medical Center | TMC - SAROFIM 2 - ADULT PACU | Pre-op 56 |  |  |  | No pm |  |  | DOPPLERBLOODFLOW-Huntleigh-D900
YES | YES |  |  |  | 900LX0A01361-05 | 099-07718 | Huntleigh Health Care, Inc. | D900 |  | 900LX0A01361-05 | TMC - RADIOLOGY - IR/ANGIO |  |  |  |  | 900LX0A01361-05 | 099-07718 | TMC | Memorial Hermann-Texas Medical Center | TMC - RADIOLOGY - IR/ANGIO | TMC - RADIOLOGY -IR/ANGIO | [6 empty] | DOPPLERBLOODFLOW-Huntleigh-D900
YES | YES |  |  |  | 099-07700 | 099-07700 | Huntleigh Health Care, Inc. | D900 |  | 900LX16063119 | SE - OR - PACU |  |  |  |  | 099-07700 | 099-07700 | Southeast | Memorial Hermann Southeast Hospital | SE - OR - PACU | Nurses Station | [6 empty] | DOPPLERBLOODFLOW-Huntleigh-D900
YES | YES |  |  |  | 21900XL15435518 | 21900XL15435518 | Huntleigh Health Care, Inc. | D900 |  | 21900XL15435518 | Memorial City-MOR Recovery |  |  |  |  | 21900XL15435518 | 21900XL15435518 | West | Memorial Hermann Memorial City Medical Center | Memorial City-MOR Recovery | E2 220
YES | YES |  |  |  | 900LX15419018 | 900LX15419018 | Huntleigh Health Care, Inc. | D900 |  | 900LX15419018 | Memorial City-MOR Recovery |  |  |  |  | 900LX15419018 | 900LX15419018 | West | Memorial Hermann Memorial City Medical Center | Memorial City-MOR Recovery | E2 220
YES | YES |  |  |  | 041-34869 | 041-34869 | Huntleigh Health Care, Inc. | D900 |  | 900FX14288017 | Memorial City -MHT - Med/Surg |  |  |  |  | 041-34869 | 041-34869 | West | Memorial Hermann Memorial City Medical Center | Memorial City -MHT - Med/Surg | MH 6 Medication Room
YES | YES | [5 empty] | Huntleigh Health Care, Inc. | D900 |  |  | Wound Care | [6 empty] | West | Memorial Hermann Memorial city medical center emergency center | Wound Care | Room 2 |  |  |  | No p.m.
YES | YES |  |  |  | 920LX0127978-13 | 920LX0127978-14 | Huntleigh Health Care, Inc. | D920 |  | 920LX0127978-14 | MEMORIAL CITY - MOR RECOVERY |  |  |  |  | 920LX0127978-13 | 920LX0127978-14 | West | Memorial Hermann Memorial City Medical Center | MEMORIAL CITY - MOR RECOVERY | MEMORIAL CITY - MOR RECOVER |  |  |  | Missing battery door
YES | YES |  |  |  | 920LX012978 | 920LX012978 | Huntleigh Health Care, Inc. | D920 |  | 920LX012978 | Memorial City-MOR Recovery |  |  |  |  | 920LX012978 | 920LX012978 | West | Memorial Hermann Memorial City Medical Center | Memorial City-MOR Recovery | E2 Nurses Station
YES | YES |  |  |  | 151-04876 | 151-04876 | Huntleigh Health Care, Inc. | DA100PB |  | 771AX0202626-15 | MH MG - (PL) - PEARLAND CLINIC |  |  |  |  | 151-04876 | 151-04876 | Pearland | Memorial Hermann Medical Group Central Pearland | MH MG - (PL) - PEARLAND CLINIC | Medical plaza 1 214
YES | YES |  |  |  | 151-04738 | 151-04738 | Huntleigh Health Care, Inc. | Dopplex |  | FD2P30429579-16 | L |  |  |  |  | 151-04738 | 151-04738 | Northwest | Memorial Hermann Cypress Hospital | L | Med room |  |  |  | Chipped wand
YES | YES |  |  |  | 099-00705 | 099-00705 | Huntleigh Health Care, Inc. | Dopplex |  | (21)FD2P341401918 | MH MG - (NE) - KINGWOOD OB/GYN |  |  |  |  | 099-00705 | 099-00705 | Katy | Memorial Hermann Medical Group Kingwood Obstetrics | MH MG - (NE) - KINGWOOD OB/GYN | Hall | 2/1/20
YES | YES |  |  |  | 133-04424 | 133-04424 | Huntleigh Health Care, Inc. | DOPPLEX 2 |  | MD2P302 09383-07 | Cath Lab |  |  |  |  | 133-04424 | 133-04424 | Katy | Memorial Hermann Katy Hospital | Cath Lab | Nurses Station | 2/1/20
YES | YES |  |  |  | 142-08857 | 142-08857 | Huntleigh Health Care, Inc. | DOPPLEX 2 |  | MD2P302 09867-07 | MH MG - (SL) - PHYSICIANS AT SUGAR CREEK |  |  |  |  | 142-08857 | 142-08857 | Sugar Land |  | MH MG - (SL) - PHYSICIANS AT SUGAR CREEK | Nurses Station
NO | YES |  |  |  | 069-44702 | 069-44702 | Huntleigh Health Care, Inc. | Dopplex Mini |  | 900PX0106590-04 | TMC-Jones-Hyperbaric/Wound Care (Jg) |  |  |  |  | 069-44702 | 069-44702 | TMC | MHHS-TMC | TMC-Jones-Hyperbaric/Wound Care (Jg) | Exam 9 |  |  |  | No pm found
YES | YES | Serial Number Cnf |  |  | 069-44703 | 069-44703 | Huntleigh Health Care, Inc. | Dopplex Mini |  | Cnf | TMC - JONES - HYPERBARIC/WOUND CARE (JG) |  |  |  |  | 069-44703 | 069-44703 | TMC | Memorial Hermann-Texas Medical Center | TMC - JONES - HYPERBARIC/WOUND CARE (JG) | Exam 10 | 4/1/20
YES | YES | Serial Number Cnf |  |  | 069-38434 | 069-38434 | Huntleigh Health Care, Inc. | Dopplex Mini |  | Cnf | TMC - JONES - HYPERBARIC/WOUND CARE (JG) |  |  |  |  | 069-38434 | 069-38434 | TMC | Memorial Hermann-Texas Medical Center | TMC - JONES - HYPERBARIC/WOUND CARE (JG) | Exam 8 | 12/1/12 |  | 12/1/13
NO | YES |  |  |  | 029-32394 | 029-32394 | Huntleigh Health Care, Inc. | FD1 |  | FDIPX34894519 | Woodlands-Birth Center | MHHS-Woodlands |  | Doppler, Fetal Ultrasound |  | 029-32394 | 029-32394 | Woodlands | MHHS-Woodlands | Woodlands-Birth Center | OR 2 |  |  |  | No p.m. | DEFAULT | Doppler, Fetal Ultrasound | DOPPLERFETALULTRASND-Huntleigh-FD1 | DOPPLERFETALULTRASND | FD1 |  |  |  | Huntleigh | Doppler, Fetal Ultrasound |  |  | DOPPLERFETALULTRASND-Huntleigh-FD1 | 3/27/16 |  |  | Covered PM Repair - Biomedical | MHHS-Woodlands | [8 empty] | DOPPLERFETALULTRASND | Doppler, Fetal Ultrasound | Huntleigh
YES | YES |  |  |  | 029-13537 | 029-13537 | Huntleigh Health Care, Inc. | FD1 |  | D1PX34096916 | WOODLANDS - CENTRAL SUPPLY |  |  |  |  | 029-13537 | 029-13537 | Woodlands | Memorial Hermann The Woodlands Medical Center | WOODLANDS - CENTRAL SUPPLY | PACU L | 10/1/19 |  | 10/1/20
YES | YES |  |  |  | 069-02337 | 069-02337 | Huntleigh Health Care, Inc. | FD1 Plus |  | Fa07-98-74494 | TMC - SAROFIM 2 - ADULT PACU |  |  |  |  | 069-02337 | 069-02337 | TMC | Memorial Hermann-Texas Medical Center | TMC - SAROFIM 2 - ADULT PACU | Pre-op 56 |  |  |  | No pm
YES | YES |  |  |  | 151-05105 | 151-05105 | Huntleigh Health Care, Inc. | FD2 |  | Ff2p30429650-16 | Pacu |  |  |  |  | 151-05105 | 151-05105 | Northwest | Memorial Hermann Cypress Hospital | Pacu | Bay 7 | [5 empty] | Doppler, Fetal Ultrasound | DOPPLERFETALULTRASND-Huntleigh-FD2 | [23 empty] | DOPPLERFETALULTRASND | Doppler, Fetal Ultrasound | Huntleigh
YES | YES |  |  |  | 099-02612 | 099-02612 | Huntleigh Health Care, Inc. | Fd2 |  |  | MH MG - (KY) - OB/GYN |  |  |  |  | 099-02612 | 099-02612 | Katy | Memorial Hermann Katy Hospital | MH MG - (KY) - OB/GYN | Nursing | [5 empty] | Doppler, Fetal Ultrasound | DOPPLERFETALULTRASND-Huntleigh-FD2 | [23 empty] | DOPPLERFETALULTRASND | Doppler, Fetal Ultrasound | Huntleigh
YES | YES |  |  |  | 142-08272 | 142-08272 | Huntleigh Health Care, Inc. | FD2 |  | Fd2p34141961B | Biomed |  |  |  |  | 142-08272 | 142-08272 | Katy | Memorial Hermann Northeast Hospital | Biomed | Biomed shop |  |  |  | Wont come on |  | Doppler, Fetal Ultrasound | DOPPLERFETALULTRASND-Huntleigh-FD2 | [23 empty] | DOPPLERFETALULTRASND | Doppler, Fetal Ultrasound | Huntleigh
YES | YES |  |  |  | 013-37791 | 013-37791 | Huntleigh Health Care, Inc. | FD2 |  | FD2P30430098-16 | SW-Labor |  |  |  |  | 013-37791 | 013-37791 | Southwest | Memorial Hermann Southwest Hospital | SW-Labor
YES | YES |  |  |  | MD2P351755317 | 074-06140 | Huntleigh Health Care, Inc. | MD2 |  | MD2P351755317 | WOODLANDS - PCU6 |  |  |  |  | MD2P351755317 | 074-06140 | Woodlands | Memorial Hermann The Woodlands Medical Center | WOODLANDS - PCU6 | PCU6
YES | YES |  |  |  | 900PX0209439-04 | 900PX0209439-04 | Huntleigh Health Care, Inc. | Mini |  | 900PX0209439 | MEMORIAL CITY - EAST TOWER - IMCU |  |  |  |  | 900PX0209439-04 | 900PX0209439-04 | West | Memorial city | MEMORIAL CITY - EAST TOWER - IMCU | MEMORIAL CITY MICU
YES | YES |  |  |  | 099-08343 | 099-08343 | Huntleigh Health Care, Inc. | SD2 |  |  | GH - ER |  |  |  |  | 099-08343 | 099-08343 | Central | Memorial Hermann greater heights ER | GH - ER | Triage
YES | YES |  |  |  | 099-10987 | 099-10987 | Huntleigh Health Care, Inc. | SD2 |  | SD2P30411898-13 | SW - HYPERBARIC |  |  |  |  | 099-10987 | 099-10987 | Southwest | Memorial Hermann Southwest Hospital | SW - HYPERBARIC | Wound Care |  |  |  | New Add
YES | YES |  |  |  | 005-01319 | 005-01319 | Huntleigh Health Care, Inc. | SD2 |  | 98-04359 | SE - REHAB SERVICES |  |  |  |  | 005-01319 | 005-01319 | Southeast | Memorial Hermann Southeast Hospital | SE - REHAB SERVICES
NO | YES |  |  |  | 133-10217 | 133-10217 | Huntleigh Healthcare | D900 |  | 900LX14946418 | Katy-ER | MHHS-Katy |  | Doppler, Blood Flow |  | 133-10217 | 133-10217 | Katy | MHHS-Katy | Katy-ER | Katy | 5/1/18 |  |  |  | DETECTORS, BLOOD FLOW/FETAL HEART, ULTRASONIC | Doppler, Blood Flow | DOPPLERBLOODFLOW-Huntleigh-D900 | DOPPLERBLOODFLOW | D900 |  |  |  | Huntleigh | Doppler, Blood Flow |  | DOPPLERBLOODFLOW-Huntleigh-D900 |  |  |  |  | Covered PM Repair - Biomedical | MHHS-Katy | [8 empty] | DOPPLERBLOODFLOW | Doppler, Blood Flow | Huntleigh
NO | YES |  |  |  | 133-10050 | 133-10050 | Huntleigh Healthcare | D900 |  | 900LX14313317 | Katy-PACU | MHHS-Katy |  | Doppler, Blood Flow |  | 133-10050 | 133-10050 | Katy | MHHS-Katy | Katy-PACU | Nurses Station | 9/1/17 |  |  |  | DETECTORS, BLOOD FLOW/FETAL HEART, ULTRASONIC | Doppler, Blood Flow | DOPPLERBLOODFLOW-Huntleigh-D900 | DOPPLERBLOODFLOW | D900 |  |  |  | Huntleigh | Doppler, Blood Flow |  | DOPPLERBLOODFLOW-Huntleigh-D900 |  |  |  |  | Covered PM Repair - Biomedical | MHHS-Katy | [8 empty] | DOPPLERBLOODFLOW | Doppler, Blood Flow | Huntleigh
NO | YES |  |  |  | 133-10046 | 133-10046 | Huntleigh Healthcare | D900 |  | 900LX14044216 | Katy-Med/Surg 6th Floor | MHHS-Katy |  | Doppler, Blood Flow |  | 133-10046 | 133-10046 | Katy | MHHS-Katy | Katy-Med/Surg 6th Floor | Nurses station crash cart | 8/1/18 |  |  |  | DETECTORS, BLOOD FLOW/FETAL HEART, ULTRASONIC | Doppler, Blood Flow | DOPPLERBLOODFLOW-Huntleigh-D900 | DOPPLERBLOODFLOW | D900 |  |  |  | Huntleigh | Doppler, Blood Flow |  | DOPPLERBLOODFLOW-Huntleigh-D900 |  |  |  |  | Covered PM Repair - Biomedical | MHHS-Katy | [8 empty] | DOPPLERBLOODFLOW | Doppler, Blood Flow | Huntleigh
NO | YES |  |  |  | 041-18926 | 041-18926 | Huntleigh Healthcare | D900 |  | 900LX0149223-11 | MEMORIAL CITY - WOUND CARE | MHHS-Mem City |  | Doppler, Blood Flow |  | 041-18926 | 041-18926 | West | West | MEMORIAL CITY - WOUND CARE | Treatment Room 1 |  |  |  |  | DETECTORS, BLOOD FLOW/FETAL HEART, ULTRASONIC |  | DOPPLERBLOODFLOW-Huntleigh-D900 | DOPPLERBLOODFLOW | D900 |  |  |  | Huntleigh | Doppler, Blood Flow |  | DOPPLERBLOODFLOW-Huntleigh-D900 |  |  |  |  | Covered PM Repair - Radiology, Low End | MHHS-Mem City
NO | YES |  |  |  | 142-07382 | 142-07382 | Huntleigh Healthcare | D900 |  | (21)900LX14430517 | NE-Wound Care | MHHS-Northeast |  | Doppler, Blood Flow |  | 142-07382 | 142-07382 | Katy | MHHS-Northeast | NE-Wound Care | Nursing |  | 2/1/20 |  |  | DETECTORS, BLOOD FLOW/FETAL HEART, ULTRASONIC | Doppler, Blood Flow | DOPPLERBLOODFLOW-Huntleigh-D900 | DOPPLERBLOODFLOW | D900 |  |  |  | Huntleigh | Doppler, Blood Flow |  | DOPPLERBLOODFLOW-Huntleigh-D900 |  |  |  |  | Covered PM Repair - Biomedical | MHHS-Northeast | [8 empty] | DOPPLERBLOODFLOW | Doppler, Blood Flow | Huntleigh
NO | YES |  |  |  | 145-01382 | 145-01382 | Huntleigh Healthcare | D900 |  | 900LX15676219 | Pearland-Cardiac Cath Lab | MHHS-Pearland Hospital |  | Doppler, Blood Flow |  | 145-01382 | 145-01382 | Pearland | MHHS-Pearland Hospital | Pearland-Cardiac Cath Lab | Procedure Room S2 225 | 3/1/19 |  |  |  | DETECTORS, BLOOD FLOW/FETAL HEART, ULTRASONIC | Doppler, Blood Flow | DOPPLERBLOODFLOW-Huntleigh-D900 | DOPPLERBLOODFLOW | D900 |  |  |  | Huntleigh | Doppler, Blood Flow |  | DOPPLERBLOODFLOW-Huntleigh-D900 |  | 8/9/17 |  |  | Covered PM Repair - Biomedical | MHHS-Pearland Hospital | [8 empty] | DOPPLERBLOODFLOW | Doppler, Blood Flow | Huntleigh
NO | YES |  |  |  | 145-00827 | 145-00827 | Huntleigh Healthcare | D900 |  | 900LX0177918-15 | Pearland-ICU/IMCU | MHHS-Pearland Hospital |  | Doppler, Blood Flow |  | 145-00827 | 145-00827 | Pearland | MHHS-Pearland Hospital | Pearland-ICU/IMCU | Icu in a cabinet | 4/1/16 |  |  |  | DETECTORS, BLOOD FLOW/FETAL HEART, ULTRASONIC | Doppler, Blood Flow | DOPPLERBLOODFLOW-Huntleigh-D900 | DOPPLERBLOODFLOW | D900 |  |  |  | Huntleigh | Doppler, Blood Flow |  | DOPPLERBLOODFLOW-Huntleigh-D900 |  | 8/9/17 |  |  | Covered PM Repair - Biomedical | MHHS-Pearland Hospital | [8 empty] | DOPPLERBLOODFLOW | Doppler, Blood Flow | Huntleigh
NO | YES |  |  |  | 145-00369 | 145-00369 | Huntleigh Healthcare | D900 |  | 900LX0177971-15 | Pearland-ICU/IMCU | MHHS-Pearland Hospital |  | Doppler, Blood Flow |  | 145-00369 | 145-00369 | Pearland | MHHS-Pearland Hospital | Pearland-ICU/IMCU | Icu in a cabinet | 7/1/17 |  |  |  | DETECTORS, BLOOD FLOW/FETAL HEART, ULTRASONIC | Doppler, Blood Flow | DOPPLERBLOODFLOW-Huntleigh-D900 | DOPPLERBLOODFLOW | D900 |  |  |  | Huntleigh | Doppler, Blood Flow |  | DOPPLERBLOODFLOW-Huntleigh-D900 |  | 8/9/17 |  |  | Covered PM Repair - Biomedical | MHHS-Pearland Hospital | [8 empty] | DOPPLERBLOODFLOW | Doppler, Blood Flow | Huntleigh
NO | YES |  |  |  | 005-33402 | 005-33402 | Huntleigh Healthcare | D900 |  | 900LX14386917 | SE-OR | MHHS-Southeast |  | Doppler, Blood Flow |  | 005-33402 | 005-33402 | Southeast | MHHS-Southeast | SE-OR | Room 12 |  |  |  |  | DETECTORS, BLOOD FLOW/FETAL HEART, ULTRASONIC |  | DOPPLERBLOODFLOW-Huntleigh-D900 | DOPPLERBLOODFLOW | D900 |  |  |  | Huntleigh | Doppler, Blood Flow |  | DOPPLERBLOODFLOW-Huntleigh-D900 |  | 6/19/18 |  |  | Covered PM Repair - Biomedical | MHHS-Southeast
NO | YES | Asset Tag 005-06574 |  |  | 005-06574 | 005-06574 | Huntleigh Healthcare | D900 |  | 900LX15712019 | (null) | MHHS-Southeast |  | Doppler, Blood Flow |  | 005-06574 | 005-06574 | (null) | MHHS-Southeast | (null) | (null) |  |  |  | (null) | DETECTORS, BLOOD FLOW/FETAL HEART, ULTRASONIC |  | DOPPLERBLOODFLOW-Huntleigh-D900 | DOPPLERBLOODFLOW | D900 |  |  |  | Huntleigh | Doppler, Blood Flow |  | DOPPLERBLOODFLOW-Huntleigh-D900 |  | 1/14/20 |  |  | Not Covered Vendor Only - Biomedical | MHHS-Southeast
NO | YES |  |  |  | 005-34331 | 005-34331 | Huntleigh Healthcare | D900 |  |  | SE-OR | MHHS-Southeast |  | Doppler, Blood Flow |  | 005-34331 | 005-34331 | Southeast | MHHS-Southeast | SE-OR | OR14 | 12/1/19 |  |  |  | DETECTORS, BLOOD FLOW/FETAL HEART, ULTRASONIC |  | DOPPLERBLOODFLOW-Huntleigh-D900 | DOPPLERBLOODFLOW | D900 |  |  |  | Huntleigh | Doppler, Blood Flow |  | DOPPLERBLOODFLOW-Huntleigh-D900 |  | 5/10/16 |  |  | Covered PM Repair - Biomedical | MHHS-Southeast
NO | YES |  |  |  | 129-07728 | 129-07728 | Huntleigh Healthcare | D900 |  | 900LX0165451-14 | Sugar Land-Med/Surg-East 4th | MHHS-Sugarland |  | Doppler, Blood Flow |  | 129-07728 | 129-07728 | Sugar Land | MHHS-Sugarland | Sugar Land-Med/Surg-East 4th | Nurses Station storage | 3/1/18 |  |  |  | DETECTORS, BLOOD FLOW/FETAL HEART, ULTRASONIC | Doppler, Blood Flow | DOPPLERBLOODFLOW-Huntleigh-D900 | DOPPLERBLOODFLOW | D900 |  |  |  | Huntleigh | Doppler, Blood Flow |  | DOPPLERBLOODFLOW-Huntleigh-D900 |  | 5/1/17 |  |  | Covered PM Repair - Biomedical | MHHS-Sugarland | [8 empty] | DOPPLERBLOODFLOW | Doppler, Blood Flow | Huntleigh
NO | YES |  |  |  | 129-06268 | 129-06268 | Huntleigh Healthcare | D900 |  | 900LX0173555-15 | SP CCC - (SL) - EMERGENCY ROOM | MHHS-Sienna Plantation CCC |  | Doppler, Blood Flow |  | 129-06268 | 129-06268 | Sugar Land | MHHS-Others | SP CCC - (SL) - EMERGENCY ROOM | Exam room 7 | 8/1/15 |  |  | No pm sticker | DETECTORS, BLOOD FLOW/FETAL HEART, ULTRASONIC | Doppler, Blood Flow | DOPPLERBLOODFLOW-Huntleigh-D900 | DOPPLERBLOODFLOW | D900 |  |  |  | Huntleigh | Doppler, Blood Flow |  | DOPPLERBLOODFLOW-Huntleigh-D900 |  | 5/1/17 |  |  | Covered PM Repair - Biomedical | MHHS-Sienna Plantation CCC | [8 empty] | DOPPLERBLOODFLOW | Doppler, Blood Flow | Huntleigh
NO | YES |  |  |  | 077-09921 | 077-09921 | Huntleigh Healthcare | D900 |  | (21) 900LX15653219 | TMC-Children's-PICU (9Hp) | MHHS-TMC |  | Doppler, Blood Flow |  | 077-09921 | 077-09921 | TMC | MHHS-TMC | TMC-Children's-PICU (9Hp) | [5 empty] | DETECTORS, BLOOD FLOW/FETAL HEART, ULTRASONIC |  | DOPPLERBLOODFLOW-Huntleigh-D900 | DOPPLERBLOODFLOW | D900 |  |  |  | Huntleigh | Doppler, Blood Flow |  | DOPPLERBLOODFLOW-Huntleigh-D900 |  |  | Verified 3/29/2020 11:26:am (Central) |  | Covered PM Repair - Biomedical | MHHS-TMC
NO | YES |  |  |  | 069-42416 | 069-42416 | Huntleigh Healthcare | D900 |  | 900LX0147577-11 | TWC | MHHS-TMC |  | Doppler, Blood Flow |  | 069-42416 | 069-42416 | TMC | Memorial Hermann-Texas Medical Center | TWC | 5 West Cullen |  |  |  |  | DETECTORS, BLOOD FLOW/FETAL HEART, ULTRASONIC | Doppler, Blood Flow | DOPPLERBLOODFLOW-Huntleigh-D900 | DOPPLERBLOODFLOW | D900 |  |  |  | Huntleigh | Doppler, Blood Flow |  | DOPPLERBLOODFLOW-Huntleigh-D900 |  |  |  |  | Covered PM Repair - Biomedical | MHHS-TMC | [8 empty] | DOPPLERBLOODFLOW | Doppler, Blood Flow | Huntleigh
NO | YES |  |  |  |  | 069-38342 | Huntleigh Healthcare | D900 |  | D900X0544646-01 | TMC-Sarofim 8-HVI ICU | MHHS-TMC |  | Doppler, Blood Flow |  |  | 069-38342 | TMC | MHHS-TMC | TMC-Sarofim 8-HVI ICU | Nurse station | 3/1/20 |  |  |  | DETECTORS, BLOOD FLOW/FETAL HEART, ULTRASONIC |  | DOPPLERBLOODFLOW-Huntleigh-D900 | DOPPLERBLOODFLOW | D900 |  |  |  | Huntleigh | Doppler, Blood Flow |  | DOPPLERBLOODFLOW-Huntleigh-D900 |  |  |  |  | Covered PM Repair - Biomedical | MHHS-TMC
NO | YES |  |  |  | 074-01674 | 074-01674 | Huntleigh Healthcare | D900 |  |  |  | MHHS-TMC |  | Doppler, Blood Flow |  | 074-01674 | 074-01674 | TMC | Memorial Hermann Heart |  | CVIMU 810 |  |  |  |  | DETECTORS, BLOOD FLOW/FETAL HEART, ULTRASONIC | Doppler, Blood Flow | DOPPLERBLOODFLOW-Huntleigh-D900 | DOPPLERBLOODFLOW | D900 |  |  |  | Huntleigh | Doppler, Blood Flow |  | DOPPLERBLOODFLOW-Huntleigh-D900 |  |  |  |  | Covered PM Repair - Biomedical | MHHS-TMC | [8 empty] | DOPPLERBLOODFLOW | Doppler, Blood Flow | Huntleigh
NO | YES |  |  |  | 074-01675 | 074-01675 | Huntleigh Healthcare | D900 |  | 900LX0155344-12 | HIV-floor 8 | MHHS-TMC |  | Doppler, Blood Flow |  | 074-01675 | 074-01675 | TMC | Memorial Hermann-Texas Medical Center | HIV-floor 8 | Room 109 |  |  |  |  | DETECTORS, BLOOD FLOW/FETAL HEART, ULTRASONIC | Doppler, Blood Flow | DOPPLERBLOODFLOW-Huntleigh-D900 | DOPPLERBLOODFLOW | D900 |  |  |  | Huntleigh | Doppler, Blood Flow |  | DOPPLERBLOODFLOW-Huntleigh-D900 |  |  |  |  | Covered PM Repair - Biomedical | MHHS-TMC | [8 empty] | DOPPLERBLOODFLOW | Doppler, Blood Flow | Huntleigh
NO | YES |  |  |  | 074-02076 | 074-02076 | Huntleigh Healthcare | D900 |  | 900LX0173601 | TMC-HVI-CVIMU (8Hvi) | MHHS-TMC |  | Doppler, Blood Flow |  | 074-02076 | 074-02076 | TMC | MHHS-TMC | TMC-HVI-CVIMU (8Hvi) | Room 102 | 2/1/19 |  |  | No PM Sticker | DETECTORS, BLOOD FLOW/FETAL HEART, ULTRASONIC | Doppler, Blood Flow | DOPPLERBLOODFLOW-Huntleigh-D900 | DOPPLERBLOODFLOW | D900 |  |  |  | Huntleigh | Doppler, Blood Flow |  | DOPPLERBLOODFLOW-Huntleigh-D900 |  | 9/5/20 |  |  | Not Covered Vendor Only - Biomedical | MHHS-TMC | [8 empty] | DOPPLERBLOODFLOW | Doppler, Blood Flow | Huntleigh
NO | YES |  |  |  | 074-02078 | 074-02078 | Huntleigh Healthcare | D900 |  | 900XL0173182-15 | TMC-HVI-CVICU (8Hvi) | MHHS-TMC |  | Doppler, Blood Flow |  | 074-02078 | 074-02078 | TMC | MHHS-TMC | TMC-HVI-CVICU (8Hvi) |  | 2/1/16 |  |  |  | DETECTORS, BLOOD FLOW/FETAL HEART, ULTRASONIC | Doppler, Blood Flow | DOPPLERBLOODFLOW-Huntleigh-D900 | DOPPLERBLOODFLOW | D900 |  |  |  | Huntleigh | Doppler, Blood Flow |  | DOPPLERBLOODFLOW-Huntleigh-D900 |  | 9/5/20 |  |  | Not Covered Vendor Only - Biomedical | MHHS-TMC | [8 empty] | DOPPLERBLOODFLOW | Doppler, Blood Flow | Huntleigh
NO | YES |  |  |  | 074-05078 | 074-05078 | Huntleigh Healthcare | D900 |  | 900LX0173111-15 | 8floor heart | MHHS-TMC |  | Doppler, Blood Flow |  | 074-05078 | 074-05078 | TMC | Memorial Hermann-Texas Medical Center | 8floor heart |  | 2/1/19 |  |  | PM Not Required | DETECTORS, BLOOD FLOW/FETAL HEART, ULTRASONIC | Doppler, Blood Flow | DOPPLERBLOODFLOW-Huntleigh-D900 | DOPPLERBLOODFLOW | D900 |  |  |  | Huntleigh | Doppler, Blood Flow |  | DOPPLERBLOODFLOW-Huntleigh-D900 |  | 9/5/20 |  |  | Not Covered Vendor Only - Biomedical | MHHS-TMC | [8 empty] | DOPPLERBLOODFLOW | Doppler, Blood Flow | Huntleigh
NO | YES |  |  |  | 074-05082 | 074-05082 | Huntleigh Healthcare | D900 |  | 900LX0173049-15 | TMC-HVI-CVICU (8Hvi) | MHHS-TMC |  | Doppler, Blood Flow |  | 074-05082 | 074-05082 | TMC | MHHS-TMC | TMC-HVI-CVICU (8Hvi) |  | 3/1/19 |  |  |  | DETECTORS, BLOOD FLOW/FETAL HEART, ULTRASONIC | Doppler, Blood Flow | DOPPLERBLOODFLOW-Huntleigh-D900 | DOPPLERBLOODFLOW | D900 |  |  |  | Huntleigh | Doppler, Blood Flow |  | DOPPLERBLOODFLOW-Huntleigh-D900 |  | 9/5/20 | Finished from Script 3/27/2020 12:11:52pm (Central) |  | Not Covered Vendor Only - Biomedical | MHHS-TMC | [8 empty] | DOPPLERBLOODFLOW | Doppler, Blood Flow | Huntleigh
NO | YES |  |  |  | 074-05919 | 074-05919 | Huntleigh Healthcare | D900 |  | 900LX15296518 | TMC-HVI-CVIMU (8Hvi) | MHHS-TMC |  | Doppler, Blood Flow |  | 074-05919 | 074-05919 | TMC | MHHS-TMC | TMC-HVI-CVIMU (8Hvi) | Room 818 | 2/1/19 |  |  | Nnn | DETECTORS, BLOOD FLOW/FETAL HEART, ULTRASONIC | Doppler, Blood Flow | DOPPLERBLOODFLOW-Huntleigh-D900 | DOPPLERBLOODFLOW | D900 |  |  |  | Huntleigh | Doppler, Blood Flow |  | DOPPLERBLOODFLOW-Huntleigh-D900 |  | 4/10/18 |  |  | Covered PM Repair - Radiology, Low End | MHHS-TMC | [8 empty] | DOPPLERBLOODFLOW | Doppler, Blood Flow | Huntleigh
YES | YES |  |  |  | 069-48691 | 069-48691 | Huntleigh Healthcare | D900 |  |  | TMC - HVI - CATH Lab |  |  |  |  | 069-48691 | 069-48691 | TMC | Memorial Hermann- Texas Medical Center | TMC - HVI - CATH Lab | Cath 03 |  |  |  | No PM Sticker |  |  | DOPPLERBLOODFLOW-Huntleigh-D900
YES | YES |  |  |  | 074-03280 | 074-03280 | Huntleigh Healthcare | D900 |  |  | TMC - HVI - CATH Lab |  |  |  |  | 074-03280 | 074-03280 | TMC | Memorial Hermann- Texas Medical Center | TMC - HVI - CATH Lab | Cath 01 |  |  |  | No PM Sticker |  |  | DOPPLERBLOODFLOW-Huntleigh-D900
NO | NO | [5 empty] | Huntleigh Healthcare | D900 |  |  | CAHF - (TMC) - TMC MEDICAL PLAZA [MHMP-STE2500] | MHHS - Heart Failure Clinics |  | Doppler, Blood Flow |  |  |  | TMC |  | CAHF - (TMC) - TMC MEDICAL PLAZA [MHMP-STE2500] | [5 empty] | DETECTORS, BLOOD FLOW/FETAL HEART, ULTRASONIC |  | DOPPLERBLOODFLOW-Huntleigh-D900 | DOPPLERBLOODFLOW | D900 |  |  |  | Huntleigh | Doppler, Blood Flow |  | DOPPLERBLOODFLOW-Huntleigh-D900 |  |  |  |  | Covered PM Repair - Biomedical | MHHS - Heart Failure Clinics
NO | NO |  |  |  | 900LX15711319 |  | Huntleigh Healthcare | D900 |  | 900LX15711319 | CAHF - (TMC) - TMC MEDICAL PLAZA [MHMP-STE2500] | MHHS - Heart Failure Clinics |  | Doppler, Blood Flow |  | 900LX15711319 |  | TMC |  | CAHF - (TMC) - TMC MEDICAL PLAZA [MHMP-STE2500] | [5 empty] | DETECTORS, BLOOD FLOW/FETAL HEART, ULTRASONIC |  | DOPPLERBLOODFLOW-Huntleigh-D900 | DOPPLERBLOODFLOW | D900 |  |  |  | Huntleigh | Doppler, Blood Flow |  | DOPPLERBLOODFLOW-Huntleigh-D900 |  |  |  |  | Covered PM Repair - Biomedical | MHHS - Heart Failure Clinics
NO | NO |  |  |  | 900LX15713719 |  | Huntleigh Healthcare | D900 |  | 900LX15713719 | CAHF - (TMC) - TMC MEDICAL PLAZA [MHMP-STE2500] | MHHS - Heart Failure Clinics |  | Doppler, Blood Flow |  | 900LX15713719 |  | TMC |  | CAHF - (TMC) - TMC MEDICAL PLAZA [MHMP-STE2500] | [5 empty] | DETECTORS, BLOOD FLOW/FETAL HEART, ULTRASONIC |  | DOPPLERBLOODFLOW-Huntleigh-D900 | DOPPLERBLOODFLOW | D900 |  |  |  | Huntleigh | Doppler, Blood Flow |  | DOPPLERBLOODFLOW-Huntleigh-D900 |  |  |  |  | Covered PM Repair - Biomedical | MHHS - Heart Failure Clinics
NO | NO |  |  |  | 900LX15715219 |  | Huntleigh Healthcare | D900 |  | 900LX15715219 | CAHF - (TMC) - TMC MEDICAL PLAZA [MHMP-STE2500] | MHHS - Heart Failure Clinics |  | Doppler, Blood Flow |  | 900LX15715219 |  | TMC |  | CAHF - (TMC) - TMC MEDICAL PLAZA [MHMP-STE2500] | [5 empty] | DETECTORS, BLOOD FLOW/FETAL HEART, ULTRASONIC |  | DOPPLERBLOODFLOW-Huntleigh-D900 | DOPPLERBLOODFLOW | D900 |  |  |  | Huntleigh | Doppler, Blood Flow |  | DOPPLERBLOODFLOW-Huntleigh-D900 |  |  |  |  | Covered PM Repair - Biomedical | MHHS - Heart Failure Clinics
NO | NO |  |  |  | 900LX15786619 |  | Huntleigh Healthcare | D900 |  | 900LX15786619 | CAHF - (TMC) - TMC MEDICAL PLAZA [MHMP-STE2500] | MHHS - Heart Failure Clinics |  | Doppler, Blood Flow |  | 900LX15786619 |  | TMC |  | CAHF - (TMC) - TMC MEDICAL PLAZA [MHMP-STE2500] | [5 empty] | DETECTORS, BLOOD FLOW/FETAL HEART, ULTRASONIC |  | DOPPLERBLOODFLOW-Huntleigh-D900 | DOPPLERBLOODFLOW | D900 |  |  |  | Huntleigh | Doppler, Blood Flow |  | DOPPLERBLOODFLOW-Huntleigh-D900 |  |  |  |  | Covered PM Repair - Biomedical | MHHS - Heart Failure Clinics
NO | NO |  |  |  | 900LX15818519 |  | Huntleigh Healthcare | D900 |  | 900LX15818519 | CAHF - (TMC) - TMC MEDICAL PLAZA [MHMP-STE2500] | MHHS - Heart Failure Clinics |  | Doppler, Blood Flow |  | 900LX15818519 |  | TMC |  | CAHF - (TMC) - TMC MEDICAL PLAZA [MHMP-STE2500] | [5 empty] | DETECTORS, BLOOD FLOW/FETAL HEART, ULTRASONIC |  | DOPPLERBLOODFLOW-Huntleigh-D900 | DOPPLERBLOODFLOW | D900 |  |  |  | Huntleigh | Doppler, Blood Flow |  | DOPPLERBLOODFLOW-Huntleigh-D900 |  |  |  |  | Covered PM Repair - Biomedical | MHHS - Heart Failure Clinics
NO | NO |  |  |  | 900LX15025318 |  | Huntleigh Healthcare | D900 |  | 900LX15025318 | CY - CARDIAC CATH LAB | MHHS-Cypress |  | Doppler, Blood Flow |  | 900LX15025318 |  | Northwest & Cypress |  | CY - CARDIAC CATH LAB | [5 empty] | DETECTORS, BLOOD FLOW/FETAL HEART, ULTRASONIC |  | DOPPLERBLOODFLOW-Huntleigh-D900 | DOPPLERBLOODFLOW | D900 |  |  |  | Huntleigh | Doppler, Blood Flow |  | DOPPLERBLOODFLOW-Huntleigh-D900 |  |  |  |  | Covered PM Repair - Biomedical | MHHS-Cypress
NO | NO |  |  |  | 900LX15054818 |  | Huntleigh Healthcare | D900 |  | 900LX15054818 | CY - CARDIAC CATH LAB | MHHS-Cypress |  | Doppler, Blood Flow |  | 900LX15054818 |  | Northwest & Cypress |  | CY - CARDIAC CATH LAB | [5 empty] | DETECTORS, BLOOD FLOW/FETAL HEART, ULTRASONIC |  | DOPPLERBLOODFLOW-Huntleigh-D900 | DOPPLERBLOODFLOW | D900 |  |  |  | Huntleigh | Doppler, Blood Flow |  | DOPPLERBLOODFLOW-Huntleigh-D900 |  |  |  |  | Covered PM Repair - Biomedical | MHHS-Cypress
NO | NO |  |  |  | 151-02420 |  | Huntleigh Healthcare | D900 |  | 900LX14356417 | CY - WOUND CARE / OCCUPATIONAL HEALTH | MHHS-Cypress |  | Doppler, Blood Flow |  | 151-02420 |  | Northwest & Cypress |  | CY - WOUND CARE / OCCUPATIONAL HEALTH | [5 empty] | DETECTORS, BLOOD FLOW/FETAL HEART, ULTRASONIC |  | DOPPLERBLOODFLOW-Huntleigh-D900 | DOPPLERBLOODFLOW | D900 |  |  |  | Huntleigh | Doppler, Blood Flow |  | DOPPLERBLOODFLOW-Huntleigh-D900 |  |  |  |  | Covered PM Repair - Biomedical | MHHS-Cypress
NO | NO |  |  |  | 009-33526 |  | Huntleigh Healthcare | D900 |  | 900LX15121818 | GH - CLINICAL DECISION UNIT (CDU) | MHHS-Greater Heights |  | Doppler, Blood Flow |  | 009-33526 |  | Central & Greater Heights |  | GH - CLINICAL DECISION UNIT (CDU) | [5 empty] | DETECTORS, BLOOD FLOW/FETAL HEART, ULTRASONIC |  | DOPPLERBLOODFLOW-Huntleigh-D900 | DOPPLERBLOODFLOW | D900 |  |  |  | Huntleigh | Doppler, Blood Flow |  | DOPPLERBLOODFLOW-Huntleigh-D900 |  |  |  |  | Covered PM Repair - Biomedical | MHHS-Greater Heights
NO | NO |  |  |  | 009-33527 |  | Huntleigh Healthcare | D900 |  | 900LX15121918 | GH - CLINICAL DECISION UNIT (CDU) | MHHS-Greater Heights |  | Doppler, Blood Flow |  | 009-33527 |  | Central & Greater Heights |  | GH - CLINICAL DECISION UNIT (CDU) | [5 empty] | DETECTORS, BLOOD FLOW/FETAL HEART, ULTRASONIC |  | DOPPLERBLOODFLOW-Huntleigh-D900 | DOPPLERBLOODFLOW | D900 |  |  |  | Huntleigh | Doppler, Blood Flow |  | DOPPLERBLOODFLOW-Huntleigh-D900 |  |  |  |  | Covered PM Repair - Biomedical | MHHS-Greater Heights
NO | NO |  |  |  | 009-06957 |  | Huntleigh Healthcare | D900 |  | 900L X 0A 14477-06 | GH - ER | MHHS-Greater Heights |  | Doppler, Blood Flow |  | 009-06957 |  | Central & Greater Heights |  | GH - ER | [5 empty] | DETECTORS, BLOOD FLOW/FETAL HEART, ULTRASONIC |  | DOPPLERBLOODFLOW-Huntleigh-D900 | DOPPLERBLOODFLOW | D900 |  |  |  | Huntleigh | Doppler, Blood Flow |  | DOPPLERBLOODFLOW-Huntleigh-D900 |  |  |  |  | Covered PM Repair - Biomedical | MHHS-Greater Heights
NO | NO | [5 empty] | Huntleigh Healthcare | D900 |  | 900lx0a27780-08 | GH - ER | MHHS-Greater Heights |  | Doppler, Blood Flow |  |  |  | Central & Greater Heights |  | GH - ER | [5 empty] | DETECTORS, BLOOD FLOW/FETAL HEART, ULTRASONIC |  | DOPPLERBLOODFLOW-Huntleigh-D900 | DOPPLERBLOODFLOW | D900 |  |  |  | Huntleigh | Doppler, Blood Flow |  | DOPPLERBLOODFLOW-Huntleigh-D900 |  |  |  |  | Covered PM Repair - Biomedical | MHHS-Greater Heights
NO | NO |  |  |  | 009-05256 |  | Huntleigh Healthcare | D900 |  | 900LX0164842-13 | GH - IMU | MHHS-Greater Heights |  | Doppler, Blood Flow |  | 009-05256 |  | Central & Greater Heights |  | GH - IMU | [5 empty] | DETECTORS, BLOOD FLOW/FETAL HEART, ULTRASONIC |  | DOPPLERBLOODFLOW-Huntleigh-D900 | DOPPLERBLOODFLOW | D900 |  |  |  | Huntleigh | Doppler, Blood Flow |  | DOPPLERBLOODFLOW-Huntleigh-D900 |  |  |  |  | Covered PM Repair - Biomedical | MHHS-Greater Heights
NO | NO |  |  |  | 929-00199 |  | Huntleigh Healthcare | D900 |  | 930PX0200889-04 | GH - LABOR & DELIVERY | MHHS-Greater Heights |  | Doppler, Blood Flow |  | 929-00199 |  | Central & Greater Heights |  | GH - LABOR & DELIVERY | [5 empty] | DETECTORS, BLOOD FLOW/FETAL HEART, ULTRASONIC |  | DOPPLERBLOODFLOW-Huntleigh-D900 | DOPPLERBLOODFLOW | D900 |  |  |  | Huntleigh | Doppler, Blood Flow |  | DOPPLERBLOODFLOW-Huntleigh-D900 |  |  |  |  | Covered PM Repair - Biomedical | MHHS-Greater Heights
NO | NO |  |  |  | 133-31058 |  | Huntleigh Healthcare | D900 |  | 900LX16126919 | KATY - ICU | MHHS-Katy |  | Doppler, Blood Flow |  | 133-31058 |  | Katy |  | KATY - ICU | [5 empty] | DETECTORS, BLOOD FLOW/FETAL HEART, ULTRASONIC |  | DOPPLERBLOODFLOW-Huntleigh-D900 | DOPPLERBLOODFLOW | D900 |  |  |  | Huntleigh | Doppler, Blood Flow |  | DOPPLERBLOODFLOW-Huntleigh-D900 |  |  |  |  | Covered PM Repair - Biomedical | MHHS-Katy
NO | NO |  |  |  | 133-31059 |  | Huntleigh Healthcare | D900 |  | 900LX16036619 | KATY - ICU | MHHS-Katy |  | Doppler, Blood Flow |  | 133-31059 |  | Katy |  | KATY - ICU | [5 empty] | DETECTORS, BLOOD FLOW/FETAL HEART, ULTRASONIC |  | DOPPLERBLOODFLOW-Huntleigh-D900 | DOPPLERBLOODFLOW | D900 |  |  |  | Huntleigh | Doppler, Blood Flow |  | DOPPLERBLOODFLOW-Huntleigh-D900 |  |  |  |  | Covered PM Repair - Biomedical | MHHS-Katy
NO | NO |  |  |  | 041-34307 |  | Huntleigh Healthcare | D900 |  | 900LX15900219 | MEMORIAL CITY - EAST TOWER - NEUROLOGY | MHHS-Mem City |  | Doppler, Blood Flow |  | 041-34307 |  | West & Memorial City |  | MEMORIAL CITY - EAST TOWER - NEUROLOGY | [5 empty] | DETECTORS, BLOOD FLOW/FETAL HEART, ULTRASONIC |  | DOPPLERBLOODFLOW-Huntleigh-D900 | DOPPLERBLOODFLOW | D900 |  |  |  | Huntleigh | Doppler, Blood Flow |  | DOPPLERBLOODFLOW-Huntleigh-D900 |  |  |  |  | Covered PM Repair - Biomedical | MHHS-Mem City
NO | NO |  |  |  | 041-32240 |  | Huntleigh Healthcare | D900 |  | 900LX14204717 | MEMORIAL CITY - MED/SURG | MHHS-Mem City |  | Doppler, Blood Flow |  | 041-32240 |  | West & Memorial City |  | MEMORIAL CITY - MED/SURG | [5 empty] | DETECTORS, BLOOD FLOW/FETAL HEART, ULTRASONIC |  | DOPPLERBLOODFLOW-Huntleigh-D900 | DOPPLERBLOODFLOW | D900 |  |  |  | Huntleigh | Doppler, Blood Flow |  | DOPPLERBLOODFLOW-Huntleigh-D900 |  |  |  |  | Covered PM Repair - Biomedical | MHHS-Mem City
NO | NO |  |  |  | 900LX0172746-15 |  | Huntleigh Healthcare | D900 |  | 900LX0172746-15 | MEMORIAL CITY - MICU | MHHS-Mem City |  | Doppler, Blood Flow |  | 900LX0172746-15 |  | West & Memorial City |  | MEMORIAL CITY - MICU | [5 empty] | DETECTORS, BLOOD FLOW/FETAL HEART, ULTRASONIC |  | DOPPLERBLOODFLOW-Huntleigh-D900 | DOPPLERBLOODFLOW | D900 |  |  |  | Huntleigh | Doppler, Blood Flow |  | DOPPLERBLOODFLOW-Huntleigh-D900 |  |  |  |  | Covered PM Repair - Biomedical | MHHS-Mem City
NO | NO |  |  |  | 900LX14771817 |  | Huntleigh Healthcare | D900 |  | 900LX14771817 | MEMORIAL CITY - MICU | MHHS-Mem City |  | Doppler, Blood Flow |  | 900LX14771817 |  | West & Memorial City |  | MEMORIAL CITY - MICU | [5 empty] | DETECTORS, BLOOD FLOW/FETAL HEART, ULTRASONIC |  | DOPPLERBLOODFLOW-Huntleigh-D900 | DOPPLERBLOODFLOW | D900 |  |  |  | Huntleigh | Doppler, Blood Flow |  | DOPPLERBLOODFLOW-Huntleigh-D900 |  |  |  |  | Covered PM Repair - Biomedical | MHHS-Mem City
NO | NO |  |  |  | 142-07886 |  | Huntleigh Healthcare | D900 |  |  | NE - 2 WEST TOWER | MHHS-Northeast |  | Doppler, Blood Flow |  | 142-07886 |  | Katy |  | NE - 2 WEST TOWER | [5 empty] | DETECTORS, BLOOD FLOW/FETAL HEART, ULTRASONIC |  | DOPPLERBLOODFLOW-Huntleigh-D900 | DOPPLERBLOODFLOW | D900 |  |  |  | Huntleigh | Doppler, Blood Flow |  | DOPPLERBLOODFLOW-Huntleigh-D900 |  |  |  |  | Covered PM Repair - Biomedical | MHHS-Northeast
NO | NO |  |  |  | 142-07937 |  | Huntleigh Healthcare | D900 |  |  | NE - 3 WEST TOWER | MHHS-Northeast |  | Doppler, Blood Flow |  | 142-07937 |  | Katy |  | NE - 3 WEST TOWER | [5 empty] | DETECTORS, BLOOD FLOW/FETAL HEART, ULTRASONIC |  | DOPPLERBLOODFLOW-Huntleigh-D900 | DOPPLERBLOODFLOW | D900 |  |  |  | Huntleigh | Doppler, Blood Flow |  | DOPPLERBLOODFLOW-Huntleigh-D900 |  |  |  |  | Covered PM Repair - Biomedical | MHHS-Northeast
NO | NO |  |  |  | 142-07955 |  | Huntleigh Healthcare | D900 |  |  | NE - 4 WEST TOWER | MHHS-Northeast |  | Doppler, Blood Flow |  | 142-07955 |  | Katy |  | NE - 4 WEST TOWER | [5 empty] | DETECTORS, BLOOD FLOW/FETAL HEART, ULTRASONIC |  | DOPPLERBLOODFLOW-Huntleigh-D900 | DOPPLERBLOODFLOW | D900 |  |  |  | Huntleigh | Doppler, Blood Flow |  | DOPPLERBLOODFLOW-Huntleigh-D900 |  |  |  |  | Covered PM Repair - Biomedical | MHHS-Northeast
NO | NO |  |  |  | 145-01383 |  | Huntleigh Healthcare | D900 |  | 900LX15674019 | PEARLAND - CARDIAC CATH LAB | MHHS-Pearland Hospital |  | Doppler, Blood Flow |  | 145-01383 |  | Pearland |  | PEARLAND - CARDIAC CATH LAB | [5 empty] | DETECTORS, BLOOD FLOW/FETAL HEART, ULTRASONIC |  | DOPPLERBLOODFLOW-Huntleigh-D900 | DOPPLERBLOODFLOW | D900 |  |  |  | Huntleigh | Doppler, Blood Flow |  | DOPPLERBLOODFLOW-Huntleigh-D900 |  |  |  |  | Covered PM Repair - Biomedical | MHHS-Pearland Hospital
NO | NO |  |  |  | 005-11161 |  | Huntleigh Healthcare | D900 |  | 900LX0163063-13 | PEARLAND - EMERGENCY CENTER | MHHS-Pearland Hospital |  | Doppler, Blood Flow |  | 005-11161 |  | Pearland |  | PEARLAND - EMERGENCY CENTER | [5 empty] | DETECTORS, BLOOD FLOW/FETAL HEART, ULTRASONIC |  | DOPPLERBLOODFLOW-Huntleigh-D900 | DOPPLERBLOODFLOW | D900 |  |  |  | Huntleigh | Doppler, Blood Flow |  | DOPPLERBLOODFLOW-Huntleigh-D900 |  |  |  |  | Covered PM Repair - Biomedical | MHHS-Pearland Hospital
NO | NO |  |  |  | 005-12123 |  | Huntleigh Healthcare | D900 |  | (21)900LX14650917 | SE - OR | MHHS-Southeast |  | Doppler, Blood Flow |  | 005-12123 |  | Southeast & Bay Area |  | SE - OR | [5 empty] | DETECTORS, BLOOD FLOW/FETAL HEART, ULTRASONIC |  | DOPPLERBLOODFLOW-Huntleigh-D900 | DOPPLERBLOODFLOW | D900 |  |  |  | Huntleigh | Doppler, Blood Flow |  | DOPPLERBLOODFLOW-Huntleigh-D900 |  |  |  |  | Covered PM Repair - Radiology, High End | MHHS-Southeast
NO | NO |  |  |  | 005-12970 |  | Huntleigh Healthcare | D900 |  | 900LX15820019 | SE - OR | MHHS-Southeast |  | Doppler, Blood Flow |  | 005-12970 |  | Southeast & Bay Area |  | SE - OR | [5 empty] | DETECTORS, BLOOD FLOW/FETAL HEART, ULTRASONIC |  | DOPPLERBLOODFLOW-Huntleigh-D900 | DOPPLERBLOODFLOW | D900 |  |  |  | Huntleigh | Doppler, Blood Flow |  | DOPPLERBLOODFLOW-Huntleigh-D900 |  |  |  |  | Covered PM Repair - Radiology, Low End | MHHS-Southeast
NO | NO |  |  |  | 005-33391 |  | Huntleigh Healthcare | D900 |  | 900LX14790417 | SE - OR | MHHS-Southeast |  | Doppler, Blood Flow |  | 005-33391 |  | Southeast & Bay Area |  | SE - OR | [5 empty] | DETECTORS, BLOOD FLOW/FETAL HEART, ULTRASONIC |  | DOPPLERBLOODFLOW-Huntleigh-D900 | DOPPLERBLOODFLOW | D900 |  |  |  | Huntleigh | Doppler, Blood Flow |  | DOPPLERBLOODFLOW-Huntleigh-D900 |  |  |  |  | Not Covered Vendor Only - Biomedical | MHHS-Southeast
NO | NO |  |  |  | 005-33392 |  | Huntleigh Healthcare | D900 |  | 900LX14790717 | SE - OR | MHHS-Southeast |  | Doppler, Blood Flow |  | 005-33392 |  | Southeast & Bay Area |  | SE - OR | [5 empty] | DETECTORS, BLOOD FLOW/FETAL HEART, ULTRASONIC |  | DOPPLERBLOODFLOW-Huntleigh-D900 | DOPPLERBLOODFLOW | D900 |  |  |  | Huntleigh | Doppler, Blood Flow |  | DOPPLERBLOODFLOW-Huntleigh-D900 |  |  |  |  | Covered PM Repair - Biomedical | MHHS-Southeast
NO | NO |  |  |  | 005-34330 |  | Huntleigh Healthcare | D900 |  |  | SE - OR | MHHS-Southeast |  | Doppler, Blood Flow |  | 005-34330 |  | Southeast & Bay Area |  | SE - OR | [5 empty] | DETECTORS, BLOOD FLOW/FETAL HEART, ULTRASONIC |  | DOPPLERBLOODFLOW-Huntleigh-D900 | DOPPLERBLOODFLOW | D900 |  |  |  | Huntleigh | Doppler, Blood Flow |  | DOPPLERBLOODFLOW-Huntleigh-D900 |  |  |  |  | Covered PM Repair - Biomedical | MHHS-Southeast
NO | NO |  |  |  | 005-34330 |  | Huntleigh Healthcare | D900 |  |  | SE - OR | MHHS-Southeast |  | Doppler, Blood Flow |  | 005-34330 |  | Southeast & Bay Area |  | SE - OR | [5 empty] | DETECTORS, BLOOD FLOW/FETAL HEART, ULTRASONIC |  | DOPPLERBLOODFLOW-Huntleigh-D900 | DOPPLERBLOODFLOW | D900 |  |  |  | Huntleigh | Doppler, Blood Flow |  | DOPPLERBLOODFLOW-Huntleigh-D900 |  |  |  |  | Covered PM Repair - Biomedical | MHHS-Southeast
NO | NO |  |  |  | 013-37806 |  | Huntleigh Healthcare | D900 |  |  | SW - CENTRAL SUPPLY | MHHS-Southwest |  | Doppler, Blood Flow |  | 013-37806 |  | Southwest |  | SW - CENTRAL SUPPLY | [5 empty] | DETECTORS, BLOOD FLOW/FETAL HEART, ULTRASONIC |  | DOPPLERBLOODFLOW-Huntleigh-D900 | DOPPLERBLOODFLOW | D900 |  |  |  | Huntleigh | Doppler, Blood Flow |  | DOPPLERBLOODFLOW-Huntleigh-D900 |  |  |  |  | Covered PM Repair - Biomedical | MHHS-Southwest
NO | NO |  |  |  | 013-37807 |  | Huntleigh Healthcare | D900 |  |  | SW - CENTRAL SUPPLY | MHHS-Southwest |  | Doppler, Blood Flow |  | 013-37807 |  | Southwest |  | SW - CENTRAL SUPPLY | [5 empty] | DETECTORS, BLOOD FLOW/FETAL HEART, ULTRASONIC |  | DOPPLERBLOODFLOW-Huntleigh-D900 | DOPPLERBLOODFLOW | D900 |  |  |  | Huntleigh | Doppler, Blood Flow |  | DOPPLERBLOODFLOW-Huntleigh-D900 |  |  |  |  | Covered PM Repair - Biomedical | MHHS-Southwest
NO | NO |  |  |  | 013-12325 |  | Huntleigh Healthcare | D900 |  | 900LXOA01375-05 | SW - ER | MHHS-Southwest |  | Doppler, Blood Flow |  | 013-12325 |  | Southwest |  | SW - ER | [5 empty] | DETECTORS, BLOOD FLOW/FETAL HEART, ULTRASONIC |  | DOPPLERBLOODFLOW-Huntleigh-D900 | DOPPLERBLOODFLOW | D900 |  |  |  | Huntleigh | Doppler, Blood Flow |  | DOPPLERBLOODFLOW-Huntleigh-D900 |  |  |  |  | Covered PM Repair - Biomedical | MHHS-Southwest
NO | NO |  |  |  | 013-36668 |  | Huntleigh Healthcare | D900 |  | 900LX0146228-11 | SW - ICU | MHHS-Southwest |  | Doppler, Blood Flow |  | 013-36668 |  | Southwest |  | SW - ICU | [5 empty] | DETECTORS, BLOOD FLOW/FETAL HEART, ULTRASONIC |  | DOPPLERBLOODFLOW-Huntleigh-D900 | DOPPLERBLOODFLOW | D900 |  |  |  | Huntleigh | Doppler, Blood Flow |  | DOPPLERBLOODFLOW-Huntleigh-D900 |  |  |  |  | Covered PM Repair - Biomedical | MHHS-Southwest
NO | NO |  |  |  | 013-37537 |  | Huntleigh Healthcare | D900 |  | 900 X0A 20653-07 | SW - ICU | MHHS-Southwest |  | Doppler, Blood Flow |  | 013-37537 |  | Southwest |  | SW - ICU | [5 empty] | DETECTORS, BLOOD FLOW/FETAL HEART, ULTRASONIC |  | DOPPLERBLOODFLOW-Huntleigh-D900 | DOPPLERBLOODFLOW | D900 |  |  |  | Huntleigh | Doppler, Blood Flow |  | DOPPLERBLOODFLOW-Huntleigh-D900 |  |  |  |  | Covered PM Repair - Biomedical | MHHS-Southwest
NO | NO |  |  |  | 129-06446 |  | Huntleigh Healthcare | D900 |  | 900LX15268418 | SUGAR LAND - ICU | MHHS-Sugarland |  | Doppler, Blood Flow |  | 129-06446 |  | Sugar Land |  | SUGAR LAND - ICU | [5 empty] | DETECTORS, BLOOD FLOW/FETAL HEART, ULTRASONIC |  | DOPPLERBLOODFLOW-Huntleigh-D900 | DOPPLERBLOODFLOW | D900 |  |  |  | Huntleigh | Doppler, Blood Flow |  | DOPPLERBLOODFLOW-Huntleigh-D900 |  |  |  |  | Covered PM Repair - Biomedical | MHHS-Sugarland
NO | NO |  |  |  | 241-02806 |  | Huntleigh Healthcare | D900 |  |  | TIRR - PATIENT CARE UNIT 4 - 2414374 | MHHS-TIRR |  | Doppler, Blood Flow |  | 241-02806 |  | TMC |  | TIRR - PATIENT CARE UNIT 4 - 2414374 | [5 empty] | DETECTORS, BLOOD FLOW/FETAL HEART, ULTRASONIC |  | DOPPLERBLOODFLOW-Huntleigh-D900 | DOPPLERBLOODFLOW | D900 |  |  |  | Huntleigh | Doppler, Blood Flow |  | DOPPLERBLOODFLOW-Huntleigh-D900 |  |  |  |  | Covered PM Repair - Radiology, Low End | MHHS-TIRR
NO | NO |  |  |  | 241-02807 |  | Huntleigh Healthcare | D900 |  | (21)900LX14249517 | TIRR - PATIENT CARE UNIT 4 - 2414374 | MHHS-TIRR |  | Doppler, Blood Flow |  | 241-02807 |  | TMC |  | TIRR - PATIENT CARE UNIT 4 - 2414374 | [5 empty] | DETECTORS, BLOOD FLOW/FETAL HEART, ULTRASONIC |  | DOPPLERBLOODFLOW-Huntleigh-D900 | DOPPLERBLOODFLOW | D900 |  |  |  | Huntleigh | Doppler, Blood Flow |  | DOPPLERBLOODFLOW-Huntleigh-D900 |  |  |  |  | Covered PM Repair - Radiology, Low End | MHHS-TIRR
NO | NO |  |  |  | 241-02808 |  | Huntleigh Healthcare | D900 |  |  | TIRR - PATIENT CARE UNIT 4 - 2414374 | MHHS-TIRR |  | Doppler, Blood Flow |  | 241-02808 |  | TMC |  | TIRR - PATIENT CARE UNIT 4 - 2414374 | [5 empty] | DETECTORS, BLOOD FLOW/FETAL HEART, ULTRASONIC |  | DOPPLERBLOODFLOW-Huntleigh-D900 | DOPPLERBLOODFLOW | D900 |  |  |  | Huntleigh | Doppler, Blood Flow |  | DOPPLERBLOODFLOW-Huntleigh-D900 |  |  |  |  | Covered PM Repair - Biomedical | MHHS-TIRR
NO | NO |  |  |  | 241-02809 |  | Huntleigh Healthcare | D900 |  | (21)900LX14248817 | TIRR - PATIENT CARE UNIT 4 - 2414374 | MHHS-TIRR |  | Doppler, Blood Flow |  | 241-02809 |  | TMC |  | TIRR - PATIENT CARE UNIT 4 - 2414374 | [5 empty] | DETECTORS, BLOOD FLOW/FETAL HEART, ULTRASONIC |  | DOPPLERBLOODFLOW-Huntleigh-D900 | DOPPLERBLOODFLOW | D900 |  |  |  | Huntleigh | Doppler, Blood Flow |  | DOPPLERBLOODFLOW-Huntleigh-D900 |  |  |  |  | Covered PM Repair - Biomedical | MHHS-TIRR
NO | NO |  |  |  | 241-02810 |  | Huntleigh Healthcare | D900 |  | (21)900LX14249017 | TIRR - PATIENT CARE UNIT 4 - 2414374 | MHHS-TIRR |  | Doppler, Blood Flow |  | 241-02810 |  | TMC |  | TIRR - PATIENT CARE UNIT 4 - 2414374 | [5 empty] | DETECTORS, BLOOD FLOW/FETAL HEART, ULTRASONIC |  | DOPPLERBLOODFLOW-Huntleigh-D900 | DOPPLERBLOODFLOW | D900 |  |  |  | Huntleigh | Doppler, Blood Flow |  | DOPPLERBLOODFLOW-Huntleigh-D900 |  |  |  |  | Covered PM Repair - Biomedical | MHHS-TIRR
NO | NO |  |  |  | 241-02864 |  | Huntleigh Healthcare | D900 |  | (21)900LX14249217 | TIRR - PATIENT CARE UNIT 4 - 2414374 | MHHS-TIRR |  | Doppler, Blood Flow |  | 241-02864 |  | TMC |  | TIRR - PATIENT CARE UNIT 4 - 2414374 | [5 empty] | DETECTORS, BLOOD FLOW/FETAL HEART, ULTRASONIC |  | DOPPLERBLOODFLOW-Huntleigh-D900 | DOPPLERBLOODFLOW | D900 |  |  |  | Huntleigh | Doppler, Blood Flow |  | DOPPLERBLOODFLOW-Huntleigh-D900 |  |  |  |  | Covered PM Repair - Biomedical | MHHS-TIRR
NO | NO |  |  |  | 077-07948 |  | Huntleigh Healthcare | D900 |  | 900LX15502418 | TMC - CHILDRENS - PICU (9HP) | MHHS-TMC |  | Doppler, Blood Flow |  | 077-07948 |  | TMC |  | TMC - CHILDRENS - PICU (9HP) | [5 empty] | DETECTORS, BLOOD FLOW/FETAL HEART, ULTRASONIC |  | DOPPLERBLOODFLOW-Huntleigh-D900 | DOPPLERBLOODFLOW | D900 |  |  |  | Huntleigh | Doppler, Blood Flow |  | DOPPLERBLOODFLOW-Huntleigh-D900 |  |  |  |  | Covered PM Repair - Biomedical | MHHS-TMC
NO | NO |  |  |  | 077-07949 |  | Huntleigh Healthcare | D900 |  | 900LX15390018 | TMC - CHILDRENS - PICU (9HP) | MHHS-TMC |  | Doppler, Blood Flow |  | 077-07949 |  | TMC |  | TMC - CHILDRENS - PICU (9HP) | [5 empty] | DETECTORS, BLOOD FLOW/FETAL HEART, ULTRASONIC |  | DOPPLERBLOODFLOW-Huntleigh-D900 | DOPPLERBLOODFLOW | D900 |  |  |  | Huntleigh | Doppler, Blood Flow |  | DOPPLERBLOODFLOW-Huntleigh-D900 |  |  |  |  | Covered PM Repair - Biomedical | MHHS-TMC
NO | NO |  |  |  | 077-07950 |  | Huntleigh Healthcare | D900 |  | 900LX15389818 | TMC - CHILDRENS - PICU (9HP) | MHHS-TMC |  | Doppler, Blood Flow |  | 077-07950 |  | TMC |  | TMC - CHILDRENS - PICU (9HP) | [5 empty] | DETECTORS, BLOOD FLOW/FETAL HEART, ULTRASONIC |  | DOPPLERBLOODFLOW-Huntleigh-D900 | DOPPLERBLOODFLOW | D900 |  |  |  | Huntleigh | Doppler, Blood Flow |  | DOPPLERBLOODFLOW-Huntleigh-D900 |  |  |  |  | Covered PM Repair - Biomedical | MHHS-TMC
NO | NO |  |  |  | 069-42165 |  | Huntleigh Healthcare | D900 |  | D900LX0178008-15 | TMC - CULLEN - MICU (2C) | MHHS-TMC |  | Doppler, Blood Flow |  | 069-42165 |  | TMC |  | TMC - CULLEN - MICU (2C) | [5 empty] | DETECTORS, BLOOD FLOW/FETAL HEART, ULTRASONIC |  | DOPPLERBLOODFLOW-Huntleigh-D900 | DOPPLERBLOODFLOW | D900 |  |  |  | Huntleigh | Doppler, Blood Flow |  | DOPPLERBLOODFLOW-Huntleigh-D900 |  |  |  |  | Covered PM Repair - Biomedical | MHHS-TMC
NO | NO |  |  |  | 069-42092 |  | Huntleigh Healthcare | D900 |  | 900LXOA22249-07 | TMC - DIALYSIS - ADULT (9J) | MHHS-TMC |  | Doppler, Blood Flow |  | 069-42092 |  | TMC |  | TMC - DIALYSIS - ADULT (9J) | [5 empty] | DETECTORS, BLOOD FLOW/FETAL HEART, ULTRASONIC |  | DOPPLERBLOODFLOW-Huntleigh-D900 | DOPPLERBLOODFLOW | D900 |  |  |  | Huntleigh | Doppler, Blood Flow |  | DOPPLERBLOODFLOW-Huntleigh-D900 |  |  |  |  | Covered PM Repair - Biomedical | MHHS-TMC
NO | NO |  |  |  | 074-05672 |  | Huntleigh Healthcare | D900 |  | 900LX0155741-12 | TMC - HVI - CCU (4HVI) | MHHS-TMC |  | Doppler, Blood Flow |  | 074-05672 |  | TMC |  | TMC - HVI - CCU (4HVI) | [5 empty] | DETECTORS, BLOOD FLOW/FETAL HEART, ULTRASONIC |  | DOPPLERBLOODFLOW-Huntleigh-D900 | DOPPLERBLOODFLOW | D900 |  |  |  | Huntleigh | Doppler, Blood Flow |  | DOPPLERBLOODFLOW-Huntleigh-D900 |  |  |  |  | Covered PM Repair - Biomedical | MHHS-TMC
NO | NO |  |  |  | 900LX15816919 |  | Huntleigh Healthcare | D900 |  | 900LX15816919 | TMC - HVI - CIMU (4HVI) | MHHS-TMC |  | Doppler, Blood Flow |  | 900LX15816919 |  | TMC |  | TMC - HVI - CIMU (4HVI) | [5 empty] | DETECTORS, BLOOD FLOW/FETAL HEART, ULTRASONIC |  | DOPPLERBLOODFLOW-Huntleigh-D900 | DOPPLERBLOODFLOW | D900 |  |  |  | Huntleigh | Doppler, Blood Flow |  | DOPPLERBLOODFLOW-Huntleigh-D900 |  |  |  |  | Covered PM Repair - Biomedical | MHHS-TMC
NO | NO |  |  |  | 900LX15820619 |  | Huntleigh Healthcare | D900 |  | 900LX15820619 | TMC - HVI - CIMU (4HVI) | MHHS-TMC |  | Doppler, Blood Flow |  | 900LX15820619 |  | TMC |  | TMC - HVI - CIMU (4HVI) | [5 empty] | DETECTORS, BLOOD FLOW/FETAL HEART, ULTRASONIC |  | DOPPLERBLOODFLOW-Huntleigh-D900 | DOPPLERBLOODFLOW | D900 |  |  |  | Huntleigh | Doppler, Blood Flow |  | DOPPLERBLOODFLOW-Huntleigh-D900 |  |  |  |  | Covered PM Repair - Biomedical | MHHS-TMC
NO | NO |  |  |  | 074-00313 |  | Huntleigh Healthcare | D900 |  | 900L0A17543-07 | TMC - HVI - CVICU (8HVI) | MHHS-TMC |  | Doppler, Blood Flow |  | 074-00313 |  | TMC |  | TMC - HVI - CVICU (8HVI) | [5 empty] | DETECTORS, BLOOD FLOW/FETAL HEART, ULTRASONIC |  | DOPPLERBLOODFLOW-Huntleigh-D900 | DOPPLERBLOODFLOW | D900 |  |  |  | Huntleigh | Doppler, Blood Flow |  | DOPPLERBLOODFLOW-Huntleigh-D900 |  |  |  |  | Covered PM Repair - Biomedical | MHHS-TMC
NO | NO |  |  |  | 074-00699 |  | Huntleigh Healthcare | D900 |  | 900LX0155962-12 | TMC - HVI - CVICU (8HVI) | MHHS-TMC |  | Doppler, Blood Flow |  | 074-00699 |  | TMC |  | TMC - HVI - CVICU (8HVI) | [5 empty] | DETECTORS, BLOOD FLOW/FETAL HEART, ULTRASONIC |  | DOPPLERBLOODFLOW-Huntleigh-D900 | DOPPLERBLOODFLOW | D900 |  |  |  | Huntleigh | Doppler, Blood Flow |  | DOPPLERBLOODFLOW-Huntleigh-D900 |  |  |  |  | Covered PM Repair - Biomedical | MHHS-TMC
NO | NO |  |  |  | 074-01676 |  | Huntleigh Healthcare | D900 |  | 900LX0155320-12 | TMC - HVI - CVICU (8HVI) | MHHS-TMC |  | Doppler, Blood Flow |  | 074-01676 |  | TMC |  | TMC - HVI - CVICU (8HVI) | [5 empty] | DETECTORS, BLOOD FLOW/FETAL HEART, ULTRASONIC |  | DOPPLERBLOODFLOW-Huntleigh-D900 | DOPPLERBLOODFLOW | D900 |  |  |  | Huntleigh | Doppler, Blood Flow |  | DOPPLERBLOODFLOW-Huntleigh-D900 |  |  |  |  | Covered PM Repair - Biomedical | MHHS-TMC
NO | NO |  |  |  | 074-01678 |  | Huntleigh Healthcare | D900 |  | 900LX0155326-12 | TMC - HVI - CVICU (8HVI) | MHHS-TMC |  | Doppler, Blood Flow |  | 074-01678 |  | TMC |  | TMC - HVI - CVICU (8HVI) | [5 empty] | DETECTORS, BLOOD FLOW/FETAL HEART, ULTRASONIC |  | DOPPLERBLOODFLOW-Huntleigh-D900 | DOPPLERBLOODFLOW | D900 |  |  |  | Huntleigh | Doppler, Blood Flow |  | DOPPLERBLOODFLOW-Huntleigh-D900 |  |  |  |  | Not Covered Vendor Only - Biomedical | MHHS-TMC
NO | NO |  |  |  | 074-02077 |  | Huntleigh Healthcare | D900 |  | 900LX0173154-15 | TMC - HVI - CVICU (8HVI) | MHHS-TMC |  | Doppler, Blood Flow |  | 074-02077 |  | TMC |  | TMC - HVI - CVICU (8HVI) | [5 empty] | DETECTORS, BLOOD FLOW/FETAL HEART, ULTRASONIC |  | DOPPLERBLOODFLOW-Huntleigh-D900 | DOPPLERBLOODFLOW | D900 |  |  |  | Huntleigh | Doppler, Blood Flow |  | DOPPLERBLOODFLOW-Huntleigh-D900 |  |  |  |  | Not Covered Vendor Only - Biomedical | MHHS-TMC
NO | NO |  |  |  | 074-02079 |  | Huntleigh Healthcare | D900 |  | 900LX0173589-15 | TMC - HVI - CVICU (8HVI) | MHHS-TMC |  | Doppler, Blood Flow |  | 074-02079 |  | TMC |  | TMC - HVI - CVICU (8HVI) | [5 empty] | DETECTORS, BLOOD FLOW/FETAL HEART, ULTRASONIC |  | DOPPLERBLOODFLOW-Huntleigh-D900 | DOPPLERBLOODFLOW | D900 |  |  |  | Huntleigh | Doppler, Blood Flow |  | DOPPLERBLOODFLOW-Huntleigh-D900 |  |  |  |  | Not Covered Vendor Only - Biomedical | MHHS-TMC
NO | NO |  |  |  | 074-04551 |  | Huntleigh Healthcare | D900 |  | 900LX0162003 | TMC - HVI - CVICU (8HVI) | MHHS-TMC |  | Doppler, Blood Flow |  | 074-04551 |  | TMC |  | TMC - HVI - CVICU (8HVI) | [5 empty] | DETECTORS, BLOOD FLOW/FETAL HEART, ULTRASONIC |  | DOPPLERBLOODFLOW-Huntleigh-D900 | DOPPLERBLOODFLOW | D900 |  |  |  | Huntleigh | Doppler, Blood Flow |  | DOPPLERBLOODFLOW-Huntleigh-D900 |  |  |  |  | Not Covered Vendor Only - Biomedical | MHHS-TMC
NO | NO |  |  |  | 074-05076 |  | Huntleigh Healthcare | D900 |  | 900LX0173127-15 | TMC - HVI - CVICU (8HVI) | MHHS-TMC |  | Doppler, Blood Flow |  | 074-05076 |  | TMC |  | TMC - HVI - CVICU (8HVI) | [5 empty] | DETECTORS, BLOOD FLOW/FETAL HEART, ULTRASONIC |  | DOPPLERBLOODFLOW-Huntleigh-D900 | DOPPLERBLOODFLOW | D900 |  |  |  | Huntleigh | Doppler, Blood Flow |  | DOPPLERBLOODFLOW-Huntleigh-D900 |  |  |  |  | Not Covered Vendor Only - Biomedical | MHHS-TMC
NO | NO |  |  |  | 074-05077 |  | Huntleigh Healthcare | D900 |  | 900LX0172306-15 | TMC - HVI - CVICU (8HVI) | MHHS-TMC |  | Doppler, Blood Flow |  | 074-05077 |  | TMC |  | TMC - HVI - CVICU (8HVI) | [5 empty] | DETECTORS, BLOOD FLOW/FETAL HEART, ULTRASONIC |  | DOPPLERBLOODFLOW-Huntleigh-D900 | DOPPLERBLOODFLOW | D900 |  |  |  | Huntleigh | Doppler, Blood Flow |  | DOPPLERBLOODFLOW-Huntleigh-D900 |  |  |  |  | Not Covered Vendor Only - Biomedical | MHHS-TMC
NO | NO |  |  |  | 074-05079 |  | Huntleigh Healthcare | D900 |  | 900LX0173035-15 | TMC - HVI - CVICU (8HVI) | MHHS-TMC |  | Doppler, Blood Flow |  | 074-05079 |  | TMC |  | TMC - HVI - CVICU (8HVI) | [5 empty] | DETECTORS, BLOOD FLOW/FETAL HEART, ULTRASONIC |  | DOPPLERBLOODFLOW-Huntleigh-D900 | DOPPLERBLOODFLOW | D900 |  |  |  | Huntleigh | Doppler, Blood Flow |  | DOPPLERBLOODFLOW-Huntleigh-D900 |  |  |  |  | Not Covered Vendor Only - Biomedical | MHHS-TMC
NO | NO |  |  |  | 074-05080 |  | Huntleigh Healthcare | D900 |  | 900LX0173853-15 | TMC - HVI - CVICU (8HVI) | MHHS-TMC |  | Doppler, Blood Flow |  | 074-05080 |  | TMC |  | TMC - HVI - CVICU (8HVI) | [5 empty] | DETECTORS, BLOOD FLOW/FETAL HEART, ULTRASONIC |  | DOPPLERBLOODFLOW-Huntleigh-D900 | DOPPLERBLOODFLOW | D900 |  |  |  | Huntleigh | Doppler, Blood Flow |  | DOPPLERBLOODFLOW-Huntleigh-D900 |  |  |  |  | Not Covered Vendor Only - Biomedical | MHHS-TMC
NO | NO |  |  |  | 074-05081 |  | Huntleigh Healthcare | D900 |  | 900LX0173123-15 | TMC - HVI - CVICU (8HVI) | MHHS-TMC |  | Doppler, Blood Flow |  | 074-05081 |  | TMC |  | TMC - HVI - CVICU (8HVI) | [5 empty] | DETECTORS, BLOOD FLOW/FETAL HEART, ULTRASONIC |  | DOPPLERBLOODFLOW-Huntleigh-D900 | DOPPLERBLOODFLOW | D900 |  |  |  | Huntleigh | Doppler, Blood Flow |  | DOPPLERBLOODFLOW-Huntleigh-D900 |  |  |  |  | Not Covered Vendor Only - Biomedical | MHHS-TMC
NO | NO |  |  |  | 074-05084 |  | Huntleigh Healthcare | D900 |  | 900LX0173022-15 | TMC - HVI - CVICU (8HVI) | MHHS-TMC |  | Doppler, Blood Flow |  | 074-05084 |  | TMC |  | TMC - HVI - CVICU (8HVI) | [5 empty] | DETECTORS, BLOOD FLOW/FETAL HEART, ULTRASONIC |  | DOPPLERBLOODFLOW-Huntleigh-D900 | DOPPLERBLOODFLOW | D900 |  |  |  | Huntleigh | Doppler, Blood Flow |  | DOPPLERBLOODFLOW-Huntleigh-D900 |  |  |  |  | Not Covered Vendor Only - Biomedical | MHHS-TMC
NO | NO |  |  |  | 074-05085 |  | Huntleigh Healthcare | D900 |  | 900LX0173120-15 | TMC - HVI - CVICU (8HVI) | MHHS-TMC |  | Doppler, Blood Flow |  | 074-05085 |  | TMC |  | TMC - HVI - CVICU (8HVI) | [5 empty] | DETECTORS, BLOOD FLOW/FETAL HEART, ULTRASONIC |  | DOPPLERBLOODFLOW-Huntleigh-D900 | DOPPLERBLOODFLOW | D900 |  |  |  | Huntleigh | Doppler, Blood Flow |  | DOPPLERBLOODFLOW-Huntleigh-D900 |  |  |  |  | Not Covered Vendor Only - Biomedical | MHHS-TMC
NO | NO |  |  |  | 074-05086 |  | Huntleigh Healthcare | D900 |  | 900LX0173191-15 | TMC - HVI - CVICU (8HVI) | MHHS-TMC |  | Doppler, Blood Flow |  | 074-05086 |  | TMC |  | TMC - HVI - CVICU (8HVI) | [5 empty] | DETECTORS, BLOOD FLOW/FETAL HEART, ULTRASONIC |  | DOPPLERBLOODFLOW-Huntleigh-D900 | DOPPLERBLOODFLOW | D900 |  |  |  | Huntleigh | Doppler, Blood Flow |  | DOPPLERBLOODFLOW-Huntleigh-D900 |  |  |  |  | Not Covered Vendor Only - Biomedical | MHHS-TMC
NO | NO |  |  |  | 074-05087 |  | Huntleigh Healthcare | D900 |  | 900LX0173138-15 | TMC - HVI - CVICU (8HVI) | MHHS-TMC |  | Doppler, Blood Flow |  | 074-05087 |  | TMC |  | TMC - HVI - CVICU (8HVI) | [5 empty] | DETECTORS, BLOOD FLOW/FETAL HEART, ULTRASONIC |  | DOPPLERBLOODFLOW-Huntleigh-D900 | DOPPLERBLOODFLOW | D900 |  |  |  | Huntleigh | Doppler, Blood Flow |  | DOPPLERBLOODFLOW-Huntleigh-D900 |  |  |  |  | Covered PM Repair - Biomedical | MHHS-TMC
NO | NO | [5 empty] | Huntleigh Healthcare | D900 |  | 900LX0142124-10 | TMC - HVI - CVICU (8HVI) | MHHS-TMC |  | Doppler, Blood Flow |  |  |  | TMC |  | TMC - HVI - CVICU (8HVI) | [5 empty] | DETECTORS, BLOOD FLOW/FETAL HEART, ULTRASONIC |  | DOPPLERBLOODFLOW-Huntleigh-D900 | DOPPLERBLOODFLOW | D900 |  |  |  | Huntleigh | Doppler, Blood Flow |  | DOPPLERBLOODFLOW-Huntleigh-D900 |  |  |  |  | Covered PM Repair - Biomedical | MHHS-TMC
NO | NO | [5 empty] | Huntleigh Healthcare | D900 |  | 900LX0155961-12 | TMC - HVI - CVICU (8HVI) | MHHS-TMC |  | Doppler, Blood Flow |  |  |  | TMC |  | TMC - HVI - CVICU (8HVI) | [5 empty] | DETECTORS, BLOOD FLOW/FETAL HEART, ULTRASONIC |  | DOPPLERBLOODFLOW-Huntleigh-D900 | DOPPLERBLOODFLOW | D900 |  |  |  | Huntleigh | Doppler, Blood Flow |  | DOPPLERBLOODFLOW-Huntleigh-D900 |  |  |  |  | Covered PM Repair - Biomedical | MHHS-TMC
NO | NO | [5 empty] | Huntleigh Healthcare | D900 |  | 900L X 0A17627-07 | TMC - HVI - CVICU (8HVI) | MHHS-TMC |  | Doppler, Blood Flow |  |  |  | TMC |  | TMC - HVI - CVICU (8HVI) | [5 empty] | DETECTORS, BLOOD FLOW/FETAL HEART, ULTRASONIC |  | DOPPLERBLOODFLOW-Huntleigh-D900 | DOPPLERBLOODFLOW | D900 |  |  |  | Huntleigh | Doppler, Blood Flow |  | DOPPLERBLOODFLOW-Huntleigh-D900 |  |  |  |  | Covered PM Repair - Biomedical | MHHS-TMC
NO | NO | [5 empty] | Huntleigh Healthcare | D900 |  | 900LX0A1173-06 | TMC - HVI - CVIMU (8HVI) | MHHS-TMC |  | Doppler, Blood Flow |  |  |  | TMC |  | TMC - HVI - CVIMU (8HVI) | [5 empty] | DETECTORS, BLOOD FLOW/FETAL HEART, ULTRASONIC |  | DOPPLERBLOODFLOW-Huntleigh-D900 | DOPPLERBLOODFLOW | D900 |  |  |  | Huntleigh | Doppler, Blood Flow |  | DOPPLERBLOODFLOW-Huntleigh-D900 |  |  |  |  | Covered PM Repair - Radiology, High End | MHHS-TMC
NO | NO |  |  |  | 069-43094 |  | Huntleigh Healthcare | D900 |  | 900LX 0A 11783 - 06 | TMC - HVI - HEART FAILURE ICU (5HVI) | MHHS-TMC |  | Doppler, Blood Flow |  | 069-43094 |  | TMC |  | TMC - HVI - HEART FAILURE ICU (5HVI) | [5 empty] | DETECTORS, BLOOD FLOW/FETAL HEART, ULTRASONIC |  | DOPPLERBLOODFLOW-Huntleigh-D900 | DOPPLERBLOODFLOW | D900 |  |  |  | Huntleigh | Doppler, Blood Flow |  | DOPPLERBLOODFLOW-Huntleigh-D900 |  |  |  |  | Covered PM Repair - Biomedical | MHHS-TMC
NO | NO |  |  |  | 074-01511 |  | Huntleigh Healthcare | D900 |  | 900LX0157739-12 | TMC - HVI - HEART FAILURE ICU (5HVI) | MHHS-TMC |  | Doppler, Blood Flow |  | 074-01511 |  | TMC |  | TMC - HVI - HEART FAILURE ICU (5HVI) | [5 empty] | DETECTORS, BLOOD FLOW/FETAL HEART, ULTRASONIC |  | DOPPLERBLOODFLOW-Huntleigh-D900 | DOPPLERBLOODFLOW | D900 |  |  |  | Huntleigh | Doppler, Blood Flow |  | DOPPLERBLOODFLOW-Huntleigh-D900 |  |  |  |  | Covered PM Repair - Biomedical | MHHS-TMC
NO | NO | [5 empty] | Huntleigh Healthcare | D900 |  | 900LX0157696-12 | TMC - HVI - HEART FAILURE ICU (5HVI) | MHHS-TMC |  | Doppler, Blood Flow |  |  |  | TMC |  | TMC - HVI - HEART FAILURE ICU (5HVI) | [5 empty] | DETECTORS, BLOOD FLOW/FETAL HEART, ULTRASONIC |  | DOPPLERBLOODFLOW-Huntleigh-D900 | DOPPLERBLOODFLOW | D900 |  |  |  | Huntleigh | Doppler, Blood Flow |  | DOPPLERBLOODFLOW-Huntleigh-D900 |  |  |  |  | Covered PM Repair - Biomedical | MHHS-TMC
NO | NO |  |  |  | 074-05682 |  | Huntleigh Healthcare | D900 |  | 900LX0157262-12 | TMC - HVI - HEART FAILURE IMU (5HVI) | MHHS-TMC |  | Doppler, Blood Flow |  | 074-05682 |  | TMC |  | TMC - HVI - HEART FAILURE IMU (5HVI) | [5 empty] | DETECTORS, BLOOD FLOW/FETAL HEART, ULTRASONIC |  | DOPPLERBLOODFLOW-Huntleigh-D900 | DOPPLERBLOODFLOW | D900 |  |  |  | Huntleigh | Doppler, Blood Flow |  | DOPPLERBLOODFLOW-Huntleigh-D900 |  |  |  |  | Covered PM Repair - Biomedical | MHHS-TMC
NO | NO |  |  |  | 900LX14436017 |  | Huntleigh Healthcare | D900 |  | 900LX14436017 | TMC - HVI - HEART FAILURE IMU (5HVI) | MHHS-TMC |  | Doppler, Blood Flow |  | 900LX14436017 |  | TMC |  | TMC - HVI - HEART FAILURE IMU (5HVI) | [5 empty] | DETECTORS, BLOOD FLOW/FETAL HEART, ULTRASONIC |  | DOPPLERBLOODFLOW-Huntleigh-D900 | DOPPLERBLOODFLOW | D900 |  |  |  | Huntleigh | Doppler, Blood Flow |  | DOPPLERBLOODFLOW-Huntleigh-D900 |  |  |  |  | Covered PM Repair - Radiology, Low End | MHHS-TMC
NO | NO |  |  |  | 900LX14471617 |  | Huntleigh Healthcare | D900 |  | 900LX14471617 | TMC - HVI - HEART FAILURE IMU (5HVI) | MHHS-TMC |  | Doppler, Blood Flow |  | 900LX14471617 |  | TMC |  | TMC - HVI - HEART FAILURE IMU (5HVI) | [5 empty] | DETECTORS, BLOOD FLOW/FETAL HEART, ULTRASONIC |  | DOPPLERBLOODFLOW-Huntleigh-D900 | DOPPLERBLOODFLOW | D900 |  |  |  | Huntleigh | Doppler, Blood Flow |  | DOPPLERBLOODFLOW-Huntleigh-D900 |  |  |  |  | Covered PM Repair - Biomedical | MHHS-TMC
NO | NO |  |  |  | 900LX14487417 |  | Huntleigh Healthcare | D900 |  | 900LX14487417 | TMC - HVI - HEART FAILURE IMU (5HVI) | MHHS-TMC |  | Doppler, Blood Flow |  | 900LX14487417 |  | TMC |  | TMC - HVI - HEART FAILURE IMU (5HVI) | [5 empty] | DETECTORS, BLOOD FLOW/FETAL HEART, ULTRASONIC |  | DOPPLERBLOODFLOW-Huntleigh-D900 | DOPPLERBLOODFLOW | D900 |  |  |  | Huntleigh | Doppler, Blood Flow |  | DOPPLERBLOODFLOW-Huntleigh-D900 |  |  |  |  | Covered PM Repair - Radiology, Low End | MHHS-TMC
NO | NO |  |  |  | 900LX14487717 |  | Huntleigh Healthcare | D900 |  | 900LX14487717 | TMC - HVI - HEART FAILURE IMU (5HVI) | MHHS-TMC |  | Doppler, Blood Flow |  | 900LX14487717 |  | TMC |  | TMC - HVI - HEART FAILURE IMU (5HVI) | [5 empty] | DETECTORS, BLOOD FLOW/FETAL HEART, ULTRASONIC |  | DOPPLERBLOODFLOW-Huntleigh-D900 | DOPPLERBLOODFLOW | D900 |  |  |  | Huntleigh | Doppler, Blood Flow |  | DOPPLERBLOODFLOW-Huntleigh-D900 |  |  |  |  | Covered PM Repair - Radiology, Low End | MHHS-TMC
NO | NO |  |  |  | 900LX14494117 |  | Huntleigh Healthcare | D900 |  | 900LX14494117 | TMC - HVI - HEART FAILURE IMU (5HVI) | MHHS-TMC |  | Doppler, Blood Flow |  | 900LX14494117 |  | TMC |  | TMC - HVI - HEART FAILURE IMU (5HVI) | [5 empty] | DETECTORS, BLOOD FLOW/FETAL HEART, ULTRASONIC |  | DOPPLERBLOODFLOW-Huntleigh-D900 | DOPPLERBLOODFLOW | D900 |  |  |  | Huntleigh | Doppler, Blood Flow |  | DOPPLERBLOODFLOW-Huntleigh-D900 |  |  |  |  | Covered PM Repair - Radiology, Low End | MHHS-TMC
NO | NO |  |  |  | 900LX14552217 |  | Huntleigh Healthcare | D900 |  |  | TMC - HVI - HEART FAILURE IMU (5HVI) | MHHS-TMC |  | Doppler, Blood Flow |  | 900LX14552217 |  | TMC |  | TMC - HVI - HEART FAILURE IMU (5HVI) | [5 empty] | DETECTORS, BLOOD FLOW/FETAL HEART, ULTRASONIC |  | DOPPLERBLOODFLOW-Huntleigh-D900 | DOPPLERBLOODFLOW | D900 |  |  |  | Huntleigh | Doppler, Blood Flow |  | DOPPLERBLOODFLOW-Huntleigh-D900 |  |  |  |  | Not Covered Vendor Only - Biomedical | MHHS-TMC
NO | NO |  |  |  | 069-00336 |  | Huntleigh Healthcare | D900 |  | KA5-98-25181 | TMC - JONES - HYPERBARIC/WOUND CARE (JG) | MHHS-TMC |  | Doppler, Blood Flow |  | 069-00336 |  | TMC |  | TMC - JONES - HYPERBARIC/WOUND CARE (JG) | [5 empty] | DETECTORS, BLOOD FLOW/FETAL HEART, ULTRASONIC |  | DOPPLERBLOODFLOW-Huntleigh-D900 | DOPPLERBLOODFLOW | D900 |  |  |  | Huntleigh | Doppler, Blood Flow |  | DOPPLERBLOODFLOW-Huntleigh-D900 |  |  |  |  | Covered PM Repair - Biomedical | MHHS-TMC
NO | NO |  |  |  | 900LX0155694-12 |  | Huntleigh Healthcare | D900 |  | 900LX0155694-12 | TMC - JONES - HYPERBARIC/WOUND CARE (JG) | MHHS-TMC |  | Doppler, Blood Flow |  | 900LX0155694-12 |  | TMC |  | TMC - JONES - HYPERBARIC/WOUND CARE (JG) | [5 empty] | DETECTORS, BLOOD FLOW/FETAL HEART, ULTRASONIC |  | DOPPLERBLOODFLOW-Huntleigh-D900 | DOPPLERBLOODFLOW | D900 |  |  |  | Huntleigh | Doppler, Blood Flow |  | DOPPLERBLOODFLOW-Huntleigh-D900 |  |  |  |  | Covered PM Repair - Biomedical | MHHS-TMC
NO | NO |  |  |  | 900LX0155747-12 |  | Huntleigh Healthcare | D900 |  | 900LX0155747-12 | TMC - JONES - HYPERBARIC/WOUND CARE (JG) | MHHS-TMC |  | Doppler, Blood Flow |  | 900LX0155747-12 |  | TMC |  | TMC - JONES - HYPERBARIC/WOUND CARE (JG) | [5 empty] | DETECTORS, BLOOD FLOW/FETAL HEART, ULTRASONIC |  | DOPPLERBLOODFLOW-Huntleigh-D900 | DOPPLERBLOODFLOW | D900 |  |  |  | Huntleigh | Doppler, Blood Flow |  | DOPPLERBLOODFLOW-Huntleigh-D900 |  |  |  |  | Covered PM Repair - Radiology, Low End | MHHS-TMC
NO | NO |  |  |  | 900PX0106552-04 |  | Huntleigh Healthcare | D900 |  | 900PX0106552-04 | TMC - JONES - HYPERBARIC/WOUND CARE (JG) | MHHS-TMC |  | Doppler, Blood Flow |  | 900PX0106552-04 |  | TMC |  | TMC - JONES - HYPERBARIC/WOUND CARE (JG) | [5 empty] | DETECTORS, BLOOD FLOW/FETAL HEART, ULTRASONIC |  | DOPPLERBLOODFLOW-Huntleigh-D900 | DOPPLERBLOODFLOW | D900 |  |  |  | Huntleigh | Doppler, Blood Flow |  | DOPPLERBLOODFLOW-Huntleigh-D900 |  |  |  |  | Covered PM Repair - Biomedical | MHHS-TMC
NO | NO |  |  |  | KA5-98-25301 |  | Huntleigh Healthcare | D900 |  | KA5-98-25301 | TMC - JONES - HYPERBARIC/WOUND CARE (JG) | MHHS-TMC |  | Doppler, Blood Flow |  | KA5-98-25301 |  | TMC |  | TMC - JONES - HYPERBARIC/WOUND CARE (JG) | [5 empty] | DETECTORS, BLOOD FLOW/FETAL HEART, ULTRASONIC |  | DOPPLERBLOODFLOW-Huntleigh-D900 | DOPPLERBLOODFLOW | D900 |  |  |  | Huntleigh | Doppler, Blood Flow |  | DOPPLERBLOODFLOW-Huntleigh-D900 |  |  |  |  | Covered PM Repair - Biomedical | MHHS-TMC
NO | NO |  |  |  | KAJC1-00012 |  | Huntleigh Healthcare | D900 |  | KAJC1-00012 | TMC - JONES - HYPERBARIC/WOUND CARE (JG) | MHHS-TMC |  | Doppler, Blood Flow |  | KAJC1-00012 |  | TMC |  | TMC - JONES - HYPERBARIC/WOUND CARE (JG) | [5 empty] | DETECTORS, BLOOD FLOW/FETAL HEART, ULTRASONIC |  | DOPPLERBLOODFLOW-Huntleigh-D900 | DOPPLERBLOODFLOW | D900 |  |  |  | Huntleigh | Doppler, Blood Flow |  | DOPPLERBLOODFLOW-Huntleigh-D900 |  |  |  |  | Covered PM Repair - Biomedical | MHHS-TMC
NO | NO |  |  |  | 069-37364 |  | Huntleigh Healthcare | D900 |  | 900LXO147526-11 | TMC - JONES - NEURO ICU (7J) | MHHS-TMC |  | Doppler, Blood Flow |  | 069-37364 |  | TMC |  | TMC - JONES - NEURO ICU (7J) | [5 empty] | DETECTORS, BLOOD FLOW/FETAL HEART, ULTRASONIC |  | DOPPLERBLOODFLOW-Huntleigh-D900 | DOPPLERBLOODFLOW | D900 |  |  |  | Huntleigh | Doppler, Blood Flow |  | DOPPLERBLOODFLOW-Huntleigh-D900 |  |  |  |  | Covered PM Repair - Biomedical | MHHS-TMC
NO | NO |  |  |  | 069-43694 |  | Huntleigh Healthcare | D900 |  | 900LXO155948-12 | TMC - JONES - NEURO ICU (7J) | MHHS-TMC |  | Doppler, Blood Flow |  | 069-43694 |  | TMC |  | TMC - JONES - NEURO ICU (7J) | [5 empty] | DETECTORS, BLOOD FLOW/FETAL HEART, ULTRASONIC |  | DOPPLERBLOODFLOW-Huntleigh-D900 | DOPPLERBLOODFLOW | D900 |  |  |  | Huntleigh | Doppler, Blood Flow |  | DOPPLERBLOODFLOW-Huntleigh-D900 |  |  |  |  | Covered PM Repair - Biomedical | MHHS-TMC
NO | NO | [5 empty] | Huntleigh Healthcare | D900 |  | 12344-06 | TMC - PACU - HVI (7HVI) | MHHS-TMC |  | Doppler, Blood Flow |  |  |  | TMC |  | TMC - PACU - HVI (7HVI) | [5 empty] | DETECTORS, BLOOD FLOW/FETAL HEART, ULTRASONIC |  | DOPPLERBLOODFLOW-Huntleigh-D900 | DOPPLERBLOODFLOW | D900 |  |  |  | Huntleigh | Doppler, Blood Flow |  | DOPPLERBLOODFLOW-Huntleigh-D900 |  |  |  |  | Covered PM Repair - Biomedical | MHHS-TMC
NO | NO |  |  |  | 069-38778 |  | Huntleigh Healthcare | D900 |  | 900LX0178629-15 | TMC - RADIOLOGY - JONES PAVILION | MHHS-TMC |  | Doppler, Blood Flow |  | 069-38778 |  | TMC |  | TMC - RADIOLOGY - JONES PAVILION | [5 empty] | DETECTORS, BLOOD FLOW/FETAL HEART, ULTRASONIC |  | DOPPLERBLOODFLOW-Huntleigh-D900 | DOPPLERBLOODFLOW | D900 |  |  |  | Huntleigh | Doppler, Blood Flow |  | DOPPLERBLOODFLOW-Huntleigh-D900 |  |  |  |  | Covered PM Repair - Biomedical | MHHS-TMC
NO | NO |  |  |  | 029-10312 |  | Huntleigh Healthcare | D900 |  | 900LX0177879-15 | WOODLANDS - CATH LAB | MHHS-Woodlands |  | Doppler, Blood Flow |  | 029-10312 |  | Woodlands |  | WOODLANDS - CATH LAB | [5 empty] | DETECTORS, BLOOD FLOW/FETAL HEART, ULTRASONIC |  | DOPPLERBLOODFLOW-Huntleigh-D900 | DOPPLERBLOODFLOW | D900 |  |  |  | Huntleigh | Doppler, Blood Flow |  | DOPPLERBLOODFLOW-Huntleigh-D900 |  |  |  |  | Covered PM Repair - Biomedical | MHHS-Woodlands
NO | NO |  |  |  | 029-10566 |  | Huntleigh Healthcare | D900 |  | 900LX017485415 | WOODLANDS - CATH LAB | MHHS-Woodlands |  | Doppler, Blood Flow |  | 029-10566 |  | Woodlands |  | WOODLANDS - CATH LAB | [5 empty] | DETECTORS, BLOOD FLOW/FETAL HEART, ULTRASONIC |  | DOPPLERBLOODFLOW-Huntleigh-D900 | DOPPLERBLOODFLOW | D900 |  |  |  | Huntleigh | Doppler, Blood Flow |  | DOPPLERBLOODFLOW-Huntleigh-D900 |  |  |  |  | Covered PM Repair - Biomedical | MHHS-Woodlands
NO | NO |  |  |  | 029-12469 |  | Huntleigh Healthcare | D900 |  | 900LX14408117 | WOODLANDS - CATH LAB | MHHS-Woodlands |  | Doppler, Blood Flow |  | 029-12469 |  | Woodlands |  | WOODLANDS - CATH LAB | [5 empty] | DETECTORS, BLOOD FLOW/FETAL HEART, ULTRASONIC |  | DOPPLERBLOODFLOW-Huntleigh-D900 | DOPPLERBLOODFLOW | D900 |  |  |  | Huntleigh | Doppler, Blood Flow |  | DOPPLERBLOODFLOW-Huntleigh-D900 |  |  |  |  | Covered PM Repair - Biomedical | MHHS-Woodlands
NO | YES |  |  |  | 133-05078 | 133-05078 | Huntleigh healthcare | D920 |  | 920LXOA09770-07 | Kart-ER |  |  |  |  | 133-05078 | 133-05078 | Katy | Katy | Kart-ER | ER | 4/1/18 | 4/1/19
NO | NO |  |  |  | 129-07205 |  | Huntleigh Healthcare | D920 |  | 920LX0127799-13 | MH MG - (STX) - SOUTH TEXAS - NEEDVILLE | MHHS-MG |  | Doppler, Fetal Ultrasound |  | 129-07205 |  | South |  | MH MG - (STX) - SOUTH TEXAS - NEEDVILLE | [5 empty] | DEFAULT |  | DOPPLERFETALULTRASND-Huntleigh-D920 | DOPPLERFETALULTRASND | D920 |  |  |  | Huntleigh | Doppler, Fetal Ultrasound |  | DOPPLERFETALULTRASND-Huntleigh-D920 |  |  |  |  | Covered PM Repair - Biomedical | MHHS-MG
NO | NO |  |  |  | 069-43893 |  | Huntleigh Healthcare | D920 |  | 920LX0A11595-07 | TMC - HERMANN - ADULT ER (1HP) | MHHS-TMC |  | Doppler, Fetal Ultrasound |  | 069-43893 |  | TMC |  | TMC - HERMANN - ADULT ER (1HP) | [5 empty] | DEFAULT |  | DOPPLERFETALULTRASND-Huntleigh-D920 | DOPPLERFETALULTRASND | D920 |  |  |  | Huntleigh | Doppler, Fetal Ultrasound |  | DOPPLERFETALULTRASND-Huntleigh-D920 |  |  |  |  | Covered PM Repair - Biomedical | MHHS-TMC
NO | NO |  |  |  | 009-05443 |  | Huntleigh Healthcare | D920A |  | 920xoa12137-08 | GH - LABOR & DELIVERY | MHHS-Greater Heights |  |  |  | 009-05443 |  | Central & Greater Heights |  | GH - LABOR & DELIVERY | [5 empty] | DETECTORS, BLOOD FLOW/FETAL HEART, ULTRASONIC |  | .needs class | [5 empty] | HUNTLEIGH | [7 empty] | Covered PM Repair - Biomedical | MHHS-Greater Heights
NO | NO |  |  |  | 009-10083 |  | Huntleigh Healthcare | D920A |  | 920xoa11196-07 | GH - LABOR & DELIVERY | MHHS-Greater Heights |  |  |  | 009-10083 |  | Central & Greater Heights |  | GH - LABOR & DELIVERY | [5 empty] | DETECTORS, BLOOD FLOW/FETAL HEART, ULTRASONIC |  | .needs class | [5 empty] | HUNTLEIGH | [7 empty] | Covered PM Repair - Biomedical | MHHS-Greater Heights
NO | NO | [5 empty] | Huntleigh Healthcare | D920A |  | 920AX0302808-00 | WOODLANDS - PCU2 | MHHS-Woodlands | [5 empty] | Woodlands |  | WOODLANDS - PCU2 | [5 empty] | DETECTORS, BLOOD FLOW/FETAL HEART, ULTRASONIC |  | .needs class | [5 empty] | HUNTLEIGH | [7 empty] | Covered PM Repair - Biomedical | MHHS-Woodlands
NO | NO |  |  |  | 009-10382 |  | Huntleigh Healthcare | D930 |  | 900LX0149632-11 | GH - WOUND CARE | MHHS-Greater Heights |  | Doppler, Fetal Ultrasound |  | 009-10382 |  | Central & Greater Heights |  | GH - WOUND CARE | [5 empty] | DETECTORS, BLOOD FLOW/FETAL HEART, ULTRASONIC |  | DOPPLERFETALULTRASND-Huntleigh-D930 | DOPPLERFETALULTRASND | D930 |  |  |  | Huntleigh | Doppler, Fetal Ultrasound |  | DOPPLERFETALULTRASND-Huntleigh-D930 |  |  |  |  | Covered PM Repair - Biomedical | MHHS-Greater Heights
NO | YES |  |  |  | 009-33547 | 009-33547 | Huntleigh Healthcare | DOPPLEX |  | 900LX0173040-15 | GH-Med Surg 6 | MHHS-Greater Heights |  | Stethoscope, Ultrasound |  | 009-33547 | 009-33547 | Central | MHHS-Greater Heights | GH-Med Surg 6 | Nurse Station | 9/1/18 |  |  |  | DETECTORS, BLOOD FLOW/FETAL HEART, ULTRASONIC | Stethoscope, Ultrasound | STETHOSCOPEULTRASOUND-Huntleigh-Dopplex | STETHOSCOPEULTRASOUND | Dopplex |  |  |  | Huntleigh | Stethoscope, Ultrasound |  | STETHOSCOPEULTRASOUND-Huntleigh-Dopplex |  |  |  |  | Covered PM Repair - Respiratory/Steriliz | MHHS-Greater Heights | [8 empty] | STETHOSCOPEULTRASOUND | Stethoscope, Ultrasound | Huntleigh
NO | NO |  |  |  | 013-39269 |  | Huntleigh Healthcare | DOPPLEX |  |  | SW - LABOR & DELIVERY | MHHS-Southwest |  | Stethoscope, Ultrasound |  | 013-39269 |  | Southwest |  | SW - LABOR & DELIVERY | [5 empty] | DETECTORS, BLOOD FLOW/FETAL HEART, ULTRASONIC |  | STETHOSCOPEULTRASOUND-Huntleigh-Dopplex | STETHOSCOPEULTRASOUND | Dopplex |  |  |  | Huntleigh | Stethoscope, Ultrasound |  | STETHOSCOPEULTRASOUND-Huntleigh-Dopplex |  |  |  |  | Covered PM Repair - Biomedical | MHHS-Southwest
NO | NO |  |  |  | 074-01673 |  | Huntleigh Healthcare | DOPPLEX |  | IP20 | TMC - HVI - HEART FAILURE IMU (5HVI) | MHHS-TMC |  | Stethoscope, Ultrasound |  | 074-01673 |  | TMC |  | TMC - HVI - HEART FAILURE IMU (5HVI) | [5 empty] | DETECTORS, BLOOD FLOW/FETAL HEART, ULTRASONIC |  | STETHOSCOPEULTRASOUND-Huntleigh-Dopplex | STETHOSCOPEULTRASOUND | Dopplex |  |  |  | Huntleigh | Stethoscope, Ultrasound |  | STETHOSCOPEULTRASOUND-Huntleigh-Dopplex |  |  |  |  | Covered PM Repair - Biomedical | MHHS-TMC
NO | NO |  |  |  | 069-46558 |  | Huntleigh Healthcare | DOPPLEX |  | FD3PX10358719 | TMC - ROBERTSON - CLIN RESEARCH (3R) | MHHS-TMC |  | Stethoscope, Ultrasound |  | 069-46558 |  | TMC |  | TMC - ROBERTSON - CLIN RESEARCH (3R) | [5 empty] | DETECTORS, BLOOD FLOW/FETAL HEART, ULTRASONIC |  | STETHOSCOPEULTRASOUND-Huntleigh-Dopplex | STETHOSCOPEULTRASOUND | Dopplex |  |  |  | Huntleigh | Stethoscope, Ultrasound |  | STETHOSCOPEULTRASOUND-Huntleigh-Dopplex |  |  |  |  | Covered PM Repair - Biomedical | MHHS-TMC
NO | NO |  |  |  | 029-32398 |  | Huntleigh Healthcare | DOPPLEX |  | (21) FD2P341416018 | WOODLANDS - PREOP | MHHS-Woodlands |  | Stethoscope, Ultrasound |  | 029-32398 |  | Woodlands |  | WOODLANDS - PREOP | [5 empty] | DETECTORS, BLOOD FLOW/FETAL HEART, ULTRASONIC |  | STETHOSCOPEULTRASOUND-Huntleigh-Dopplex | STETHOSCOPEULTRASOUND | Dopplex |  |  |  | Huntleigh | Stethoscope, Ultrasound |  | STETHOSCOPEULTRASOUND-Huntleigh-Dopplex |  |  |  |  | Covered PM Repair - Biomedical | MHHS-Woodlands
NO | NO |  |  |  | 151-02478 |  | Huntleigh Healthcare | DOPPLEX ABILITY DA100PB |  | 771AX0203086-16 | CY - WOUND CARE / OCCUPATIONAL HEALTH | MHHS-Cypress |  |  |  | 151-02478 |  | Northwest & Cypress |  | CY - WOUND CARE / OCCUPATIONAL HEALTH | [5 empty] | PHYSIOLOGIC MONITOR MODULES, NONINVASIVE BLOOD PRE |  | .needs class | [5 empty] | HUNTLEIGH | [7 empty] | Covered PM Repair - Radiology, Low End | MHHS-Cypress
NO | NO |  |  |  | 009-34432 |  | Huntleigh Healthcare | DOPPLEX II |  | FD2P341327717 | GH - LABOR & DELIVERY | MHHS-Greater Heights |  |  |  | 009-34432 |  | Central & Greater Heights |  | GH - LABOR & DELIVERY | [5 empty] | DETECTORS, BLOOD FLOW/FETAL HEART, ULTRASONIC |  | .needs class | [5 empty] | HUNTLEIGH | [7 empty] | Covered PM Repair - Radiology, Low End | MHHS-Greater Heights
NO | NO |  |  |  | 005-10614 |  | Huntleigh Healthcare | DOPPLEX II |  | SD2P30413259-15 | SE - ICU | MHHS-Southeast |  |  |  | 005-10614 |  | Southeast & Bay Area |  | SE - ICU | [5 empty] | DETECTORS, BLOOD FLOW/FETAL HEART, ULTRASONIC |  | .needs class | [5 empty] | HUNTLEIGH | [7 empty] | Covered PM Repair - Biomedical | MHHS-Southeast
NO | YES |  |  |  | 129-07880 | 129-07880 | Huntleigh Healthcare | FD1 |  | FD1PX0371675-15 | SUGAR LAND - ER | MHHS-Sugarland |  |  |  | 129-07880 | 129-07880 | Sugar Land | Memorial Hermann Sugar Land Hospital | SUGAR LAND - ER | ER | 8/1/19 |  |  |  | DETECTORS, BLOOD FLOW/FETAL HEART, ULTRASONIC |  | .needs class | [5 empty] | HUNTLEIGH | [7 empty] | Not Covered Vendor Only - Biomedical | MHHS-Sugarland
NO | YES |  |  |  | 129-07709 | 129-07709 | Huntleigh Healthcare | FD1 |  | FD1PX34885919 | Sugar Land-Labor & Delivery | MHHS-Sugarland |  |  |  | 129-07709 | 129-07709 | Sugar Land | MHHS-Sugarland | Sugar Land-Labor & Delivery | OR 1 | 5/1/19 | 5/1/20 |  |  | DETECTORS, BLOOD FLOW/FETAL HEART, ULTRASONIC |  | .needs class | [5 empty] | HUNTLEIGH |  |  |  |  | 5/9/18 |  |  | Covered PM Repair - Biomedical | MHHS-Sugarland
NO | YES |  |  |  | 129-31088 | 129-31088 | Huntleigh Healthcare | FD1 |  | FD1PX34661518 | Sugar Land-Labor & Delivery | MHHS-Sugarland |  |  |  | 129-31088 | 129-31088 | Sugar Land | MHHS-Sugarland | Sugar Land-Labor & Delivery | OR 1 | 5/1/19 |  |  |  | DETECTORS, BLOOD FLOW/FETAL HEART, ULTRASONIC |  | .needs class | [5 empty] | HUNTLEIGH |  |  |  |  | 7/26/19 |  |  | Covered PM Repair - Biomedical | MHHS-Sugarland
NO | NO |  |  |  | 133-09938 |  | Huntleigh Healthcare | FD1 |  | FD1PX34278117 | KATY - POSTPARTUM - 2W | MHHS-Katy |  | Doppler, Fetal Ultrasound |  | 133-09938 |  | Katy |  | KATY - POSTPARTUM - 2W | [5 empty] | MONITORS, BEDSIDE, FETAL |  | DOPPLERFETALULTRASND-Huntleigh-FD1 | DOPPLERFETALULTRASND | FD1 |  |  |  | Huntleigh | Doppler, Fetal Ultrasound |  | DOPPLERFETALULTRASND-Huntleigh-FD1 |  |  |  |  | Covered PM Repair - Biomedical | MHHS-Katy
NO | NO |  |  |  | 029-11588 |  | Huntleigh Healthcare | FD1 |  | FD1PX34097116 | WOODLANDS - BIRTH CENTER | MHHS-Woodlands |  | Doppler, Fetal Ultrasound |  | 029-11588 |  | Woodlands |  | WOODLANDS - BIRTH CENTER | [5 empty] | MONITORS, BEDSIDE, FETAL |  | DOPPLERFETALULTRASND-Huntleigh-FD1 | DOPPLERFETALULTRASND | FD1 |  |  |  | Huntleigh | Doppler, Fetal Ultrasound |  | DOPPLERFETALULTRASND-Huntleigh-FD1 |  |  |  |  | Covered PM Repair - Biomedical | MHHS-Woodlands
NO | NO |  |  |  | 029-11627 |  | Huntleigh Healthcare | FD1 |  | FD1PX34096916 | WOODLANDS - BIRTH CENTER | MHHS-Woodlands |  | Doppler, Fetal Ultrasound |  | 029-11627 |  | Woodlands |  | WOODLANDS - BIRTH CENTER | [5 empty] | MONITORS, BEDSIDE, FETAL |  | DOPPLERFETALULTRASND-Huntleigh-FD1 | DOPPLERFETALULTRASND | FD1 |  |  |  | Huntleigh | Doppler, Fetal Ultrasound |  | DOPPLERFETALULTRASND-Huntleigh-FD1 |  |  |  |  | Not Covered Vendor Only - Biomedical | MHHS-Woodlands
NO | NO |  |  |  | 029-11628 |  | Huntleigh Healthcare | FD1 |  | FD1PX34096816 | WOODLANDS - BIRTH CENTER | MHHS-Woodlands |  | Doppler, Fetal Ultrasound |  | 029-11628 |  | Woodlands |  | WOODLANDS - BIRTH CENTER | [5 empty] | MONITORS, BEDSIDE, FETAL |  | DOPPLERFETALULTRASND-Huntleigh-FD1 | DOPPLERFETALULTRASND | FD1 |  |  |  | Huntleigh | Doppler, Fetal Ultrasound |  | DOPPLERFETALULTRASND-Huntleigh-FD1 |  |  |  |  | Covered PM Repair - Biomedical | MHHS-Woodlands
NO | NO |  |  |  | 029-11760 |  | Huntleigh Healthcare | FD1 |  | FD1PX34309317 | WOODLANDS - PCU2 | MHHS-Woodlands |  | Doppler, Fetal Ultrasound |  | 029-11760 |  | Woodlands |  | WOODLANDS - PCU2 | [5 empty] | MONITORS, BEDSIDE, FETAL |  | DOPPLERFETALULTRASND-Huntleigh-FD1 | DOPPLERFETALULTRASND | FD1 |  |  |  | Huntleigh | Doppler, Fetal Ultrasound |  | DOPPLERFETALULTRASND-Huntleigh-FD1 |  |  |  |  | Not Covered Vendor Only - Biomedical | MHHS-Woodlands
NO | NO |  |  |  | 041-20138 |  | Huntleigh Healthcare | FD1+ |  | FD1PX0375152-16 | CY - ER | MHHS-Cypress |  |  |  | 041-20138 |  | Northwest & Cypress |  | CY - ER | [5 empty] | DETECTORS, BLOOD FLOW/FETAL HEART, ULTRASONIC |  | .needs class | [5 empty] | HUNTLEIGH | [7 empty] | Covered PM Repair - Biomedical | MHHS-Cypress
NO | YES |  |  |  | 133-31052 | 133-31052 | Huntleigh Healthcare | FD2 |  | FD2P341500219 | Katy-Postpartum-2W | MHHS-Katy |  | Doppler, Fetal Ultrasound |  | 133-31052 | 133-31052 | Katy | MHHS-Katy | Katy-Postpartum-2W | Labor | 10/1/19 |  |  |  | DETECTORS, BLOOD FLOW/FETAL HEART, ULTRASONIC | Doppler, Fetal Ultrasound | DOPPLERFETALULTRASND-Huntleigh-FD2 | DOPPLERFETALULTRASND | FD2 |  |  |  | Huntleigh | Doppler, Fetal Ultrasound |  | DOPPLERFETALULTRASND-Huntleigh-FD2 |  |  |  |  | Covered PM Repair - Biomedical | MHHS-Katy | [8 empty] | DOPPLERFETALULTRASND | Doppler, Fetal Ultrasound | Huntleigh
NO | YES |  |  |  | 133-07144 | 133-07144 | Huntleigh Healthcare | FD2 |  | FD2P30211023-09 | Katy-Postpartum-2W | MHHS-Katy |  | Doppler, Fetal Ultrasound |  | 133-07144 | 133-07144 | Katy | MHHS-Katy | Katy-Postpartum-2W | Care Team Center | 1/1/18 |  |  |  | DETECTORS, BLOOD FLOW/FETAL HEART, ULTRASONIC | Doppler, Fetal Ultrasound | DOPPLERFETALULTRASND-Huntleigh-FD2 | DOPPLERFETALULTRASND | FD2 |  |  |  | Huntleigh | Doppler, Fetal Ultrasound |  | DOPPLERFETALULTRASND-Huntleigh-FD2 |  |  |  |  | Covered PM Repair - Biomedical | MHHS-Katy | [8 empty] | DOPPLERFETALULTRASND | Doppler, Fetal Ultrasound | Huntleigh
NO | YES |  |  |  | 143-01802 | 143-01802 | Huntleigh Healthcare | FD2 |  |  | MH MG - (CY) - CYPRESS MULTI SPECIALTY | MHHS-MG |  | Doppler, Fetal Ultrasound |  | 143-01802 | 143-01802 | Northwest | Memorial Hermann Medical Group Cypress Multi-Specialty (#600) | MH MG - (CY) - CYPRESS MULTI SPECIALTY | Exam Room 2 |  |  |  |  | DETECTORS, BLOOD FLOW/FETAL HEART, ULTRASONIC | Doppler, Fetal Ultrasound | DOPPLERFETALULTRASND-Huntleigh-FD2 | DOPPLERFETALULTRASND | FD2 |  |  |  | Huntleigh | Doppler, Fetal Ultrasound |  | DOPPLERFETALULTRASND-Huntleigh-FD2 |  |  |  |  | Covered PM Repair - Radiology, Low End | MHHS-MG | [8 empty] | DOPPLERFETALULTRASND | Doppler, Fetal Ultrasound | Huntleigh
NO | YES |  |  |  | 143-01804 | 143-01804 | Huntleigh Healthcare | FD2 |  |  | MH MG-(CY)-Cypress Multi Specialty | MHHS-MG |  | Doppler, Fetal Ultrasound |  | 143-01804 | 143-01804 | Northwest | MHHS-MG | MH MG-(CY)-Cypress Multi Specialty | Exam Room 3 |  |  |  |  | DETECTORS, BLOOD FLOW/FETAL HEART, ULTRASONIC | Doppler, Fetal Ultrasound | DOPPLERFETALULTRASND-Huntleigh-FD2 | DOPPLERFETALULTRASND | FD2 |  |  |  | Huntleigh | Doppler, Fetal Ultrasound |  | DOPPLERFETALULTRASND-Huntleigh-FD2 |  |  |  |  | Covered PM Repair - Biomedical | MHHS-MG | [8 empty] | DOPPLERFETALULTRASND | Doppler, Fetal Ultrasound | Huntleigh
NO | YES |  |  |  | 009-10677 | 009-10677 | Huntleigh Healthcare | FD2 |  | 21FD2P341320517 | MH MG-(NE)-Summer Creek CCC | MHHS-MG |  | Doppler, Fetal Ultrasound |  | 009-10677 | 009-10677 | Katy | MHHS-MG | MH MG-(NE)-Summer Creek CCC | Exam 15nurses Station | 2/1/19 |  |  |  | DETECTORS, BLOOD FLOW/FETAL HEART, ULTRASONIC | Doppler, Fetal Ultrasound | DOPPLERFETALULTRASND-Huntleigh-FD2 | DOPPLERFETALULTRASND | FD2 |  |  |  | Huntleigh | Doppler, Fetal Ultrasound |  | DOPPLERFETALULTRASND-Huntleigh-FD2 |  | 10/2/20 |  |  | Not Covered Vendor Only - Biomedical | MHHS-MG | [8 empty] | DOPPLERFETALULTRASND | Doppler, Fetal Ultrasound | Huntleigh
NO | YES |  |  |  | 009-10680 | 009-10680 | Huntleigh Healthcare | FD2 |  | 21FD2P341365218 | MH MG-(NE)-Kingwood Ob/Gyn | MHHS-MG |  | Doppler, Fetal Ultrasound |  | 009-10680 | 009-10680 | Katy | MHHS-MG | MH MG-(NE)-Kingwood Ob/Gyn | Nurses Station | 2/1/19 |  |  |  | DETECTORS, BLOOD FLOW/FETAL HEART, ULTRASONIC | Doppler, Fetal Ultrasound | DOPPLERFETALULTRASND-Huntleigh-FD2 | DOPPLERFETALULTRASND | FD2 |  |  |  | Huntleigh | Doppler, Fetal Ultrasound |  | DOPPLERFETALULTRASND-Huntleigh-FD2 |  |  |  |  | Covered PM Repair - Radiology, High End | MHHS-MG | [8 empty] | DOPPLERFETALULTRASND | Doppler, Fetal Ultrasound | Huntleigh
NO | YES |  |  |  | 142-08271 | 142-08271 | Huntleigh Healthcare | FD2 |  | (21)FD2P341429818 | MH MG-(NE)-Kingwood Ob/Gyn | MHHS-MG |  | Doppler, Fetal Ultrasound |  | 142-08271 | 142-08271 | Katy | MHHS-MG | MH MG-(NE)-Kingwood Ob/Gyn |  |  |  |  | No pm | DETECTORS, BLOOD FLOW/FETAL HEART, ULTRASONIC | Doppler, Fetal Ultrasound | DOPPLERFETALULTRASND-Huntleigh-FD2 | DOPPLERFETALULTRASND | FD2 |  |  |  | Huntleigh | Doppler, Fetal Ultrasound |  | DOPPLERFETALULTRASND-Huntleigh-FD2 |  |  |  |  | Not Covered Vendor Only - Biomedical | MHHS-MG | [8 empty] | DOPPLERFETALULTRASND | Doppler, Fetal Ultrasound | Huntleigh
NO | YES |  |  |  | 142-06766 | 142-06766 | Huntleigh Healthcare | FD2 |  | FD2P30428966-15 | MH MG-(NE)-Summer Creek CCC | MHHS-MG |  | Doppler, Fetal Ultrasound |  | 142-06766 | 142-06766 | Katy | MHHS-MG | MH MG-(NE)-Summer Creek CCC | Exam 15nurses Station |  |  |  |  | DETECTORS, BLOOD FLOW/FETAL HEART, ULTRASONIC | Doppler, Fetal Ultrasound | DOPPLERFETALULTRASND-Huntleigh-FD2 | DOPPLERFETALULTRASND | FD2 |  |  |  | Huntleigh | Doppler, Fetal Ultrasound |  | DOPPLERFETALULTRASND-Huntleigh-FD2 |  | 3/4/19 |  |  | Covered PM Repair - Biomedical | MHHS-MG | [8 empty] | DOPPLERFETALULTRASND | Doppler, Fetal Ultrasound | Huntleigh
NO | YES |  |  |  | 000-02869 | 000-02869 | Huntleigh Healthcare | FD2 |  | FD2.P30201920-06 | MH MG-(STX)-South Texas-Wharton | MHHS-MG |  | Doppler, Fetal Ultrasound |  | 000-02869 | 000-02869 | South | MHHS-MG | MH MG-(STX)-South Texas-Wharton | Nurses station | 10/1/17 |  |  |  | DETECTORS, BLOOD FLOW/FETAL HEART, ULTRASONIC | Doppler, Fetal Ultrasound | DOPPLERFETALULTRASND-Huntleigh-FD2 | DOPPLERFETALULTRASND | FD2 |  |  |  | Huntleigh | Doppler, Fetal Ultrasound |  | DOPPLERFETALULTRASND-Huntleigh-FD2 |  | 7/3/20 |  |  | Not Covered Vendor Only - Biomedical | MHHS-MG | [8 empty] | DOPPLERFETALULTRASND | Doppler, Fetal Ultrasound | Huntleigh
NO | YES |  |  |  | 013-16500 | 013-16500 | Huntleigh Healthcare | FD2 |  | FD2 P 302 10857-09 | SW-ER | MHHS-Southwest |  | Doppler, Fetal Ultrasound |  | 013-16500 | 013-16500 | Southwest | MHHS-Southwest | SW-ER | Triage |  |  | 3/1/20 | No PM Sticker | DETECTORS, BLOOD FLOW/FETAL HEART, ULTRASONIC | Doppler, Fetal Ultrasound | DOPPLERFETALULTRASND-Huntleigh-FD2 | DOPPLERFETALULTRASND | FD2 |  |  |  | Huntleigh | Doppler, Fetal Ultrasound |  | DOPPLERFETALULTRASND-Huntleigh-FD2 |  |  |  |  | Clinical Miscellaneous | MHHS-Southwest | [8 empty] | DOPPLERFETALULTRASND | Doppler, Fetal Ultrasound | Huntleigh
NO | YES |  |  |  | 029-32131 | 029-32131 | Huntleigh Healthcare | FD2 |  | FD2P341411818 | Woodlands-MICU | MHHS-Woodlands |  | Doppler, Fetal Ultrasound |  | 029-32131 | 029-32131 | Woodlands | MHHS-Woodlands | Woodlands-MICU | Nursing station | 3/1/19 |  |  |  | DETECTORS, BLOOD FLOW/FETAL HEART, ULTRASONIC | Doppler, Fetal Ultrasound | DOPPLERFETALULTRASND-Huntleigh-FD2 | DOPPLERFETALULTRASND | FD2 |  |  |  | Huntleigh | Doppler, Fetal Ultrasound |  | DOPPLERFETALULTRASND-Huntleigh-FD2 |  |  |  |  | Covered PM Repair - Biomedical | MHHS-Woodlands | [8 empty] | DOPPLERFETALULTRASND | Doppler, Fetal Ultrasound | Huntleigh
NO | NO |  |  |  | 133-07051 |  | Huntleigh Healthcare | FD2 |  | FD2P30209570-09 | KATY - POSTPARTUM - 2W | MHHS-Katy |  | Doppler, Fetal Ultrasound |  | 133-07051 |  | Katy |  | KATY - POSTPARTUM - 2W | [5 empty] | DETECTORS, BLOOD FLOW/FETAL HEART, ULTRASONIC |  | DOPPLERFETALULTRASND-Huntleigh-FD2 | DOPPLERFETALULTRASND | FD2 |  |  |  | Huntleigh | Doppler, Fetal Ultrasound |  | DOPPLERFETALULTRASND-Huntleigh-FD2 |  |  |  |  | Covered PM Repair - Biomedical | MHHS-Katy
NO | NO |  |  |  | 133-07076 |  | Huntleigh Healthcare | FD2 |  | FD2P 3 02 10101-09 | KATY - POSTPARTUM - 2W | MHHS-Katy |  | Doppler, Fetal Ultrasound |  | 133-07076 |  | Katy |  | KATY - POSTPARTUM - 2W | [5 empty] | DETECTORS, BLOOD FLOW/FETAL HEART, ULTRASONIC |  | DOPPLERFETALULTRASND-Huntleigh-FD2 | DOPPLERFETALULTRASND | FD2 |  |  |  | Huntleigh | Doppler, Fetal Ultrasound |  | DOPPLERFETALULTRASND-Huntleigh-FD2 |  |  |  |  | Covered PM Repair - Biomedical | MHHS-Katy
NO | NO |  |  |  | 009-10479 |  | Huntleigh Healthcare | FD2 |  | (21) FD2P341227416 | MH MG - (GH) - GH CCC - TIMESHARE | MHHS-MG |  | Doppler, Fetal Ultrasound |  | 009-10479 |  | Central & Greater Heights |  | MH MG - (GH) - GH CCC - TIMESHARE | [5 empty] | DETECTORS, BLOOD FLOW/FETAL HEART, ULTRASONIC |  | DOPPLERFETALULTRASND-Huntleigh-FD2 | DOPPLERFETALULTRASND | FD2 |  |  |  | Huntleigh | Doppler, Fetal Ultrasound |  | DOPPLERFETALULTRASND-Huntleigh-FD2 |  |  |  |  | Covered PM Repair - Biomedical | MHHS-MG
NO | NO |  |  |  | 009-10480 |  | Huntleigh Healthcare | FD2 |  | (21) FD2P341276317 | MH MG - (GH) - GH CCC - TIMESHARE | MHHS-MG |  | Doppler, Fetal Ultrasound |  | 009-10480 |  | Central & Greater Heights |  | MH MG - (GH) - GH CCC - TIMESHARE | [5 empty] | DETECTORS, BLOOD FLOW/FETAL HEART, ULTRASONIC |  | DOPPLERFETALULTRASND-Huntleigh-FD2 | DOPPLERFETALULTRASND | FD2 |  |  |  | Huntleigh | Doppler, Fetal Ultrasound |  | DOPPLERFETALULTRASND-Huntleigh-FD2 |  |  |  |  | Covered PM Repair - Biomedical | MHHS-MG
NO | NO |  |  |  | 009-10676 |  | Huntleigh Healthcare | FD2 |  | 21FD2P341368218 | MH MG - (NE) - KINGWOOD OB/GYN | MHHS-MG |  | Doppler, Fetal Ultrasound |  | 009-10676 |  | Katy |  | MH MG - (NE) - KINGWOOD OB/GYN | [5 empty] | DETECTORS, BLOOD FLOW/FETAL HEART, ULTRASONIC |  | DOPPLERFETALULTRASND-Huntleigh-FD2 | DOPPLERFETALULTRASND | FD2 |  |  |  | Huntleigh | Doppler, Fetal Ultrasound |  | DOPPLERFETALULTRASND-Huntleigh-FD2 |  |  |  |  | Not Covered Vendor Only - Biomedical | MHHS-MG
NO | NO |  |  |  | 142-06969 |  | Huntleigh Healthcare | FD2 |  | FD2P30424353-12 | MH MG - (NE) - SUMMER CREEK CCC | MHHS-MG |  | Doppler, Fetal Ultrasound |  | 142-06969 |  | Katy |  | MH MG - (NE) - SUMMER CREEK CCC | [5 empty] | DETECTORS, BLOOD FLOW/FETAL HEART, ULTRASONIC |  | DOPPLERFETALULTRASND-Huntleigh-FD2 | DOPPLERFETALULTRASND | FD2 |  |  |  | Huntleigh | Doppler, Fetal Ultrasound |  | DOPPLERFETALULTRASND-Huntleigh-FD2 |  |  |  |  | Not Covered Vendor Only - Biomedical | MHHS-MG
NO | NO |  |  |  | 017-00867 |  | Huntleigh Healthcare | FD2 |  | FD2.30415130-00 | MH MG - (STX) - SOUTH TEXAS - WHARTON | MHHS-MG |  | Doppler, Fetal Ultrasound |  | 017-00867 |  | South |  | MH MG - (STX) - SOUTH TEXAS - WHARTON | [5 empty] | DETECTORS, BLOOD FLOW/FETAL HEART, ULTRASONIC |  | DOPPLERFETALULTRASND-Huntleigh-FD2 | DOPPLERFETALULTRASND | FD2 |  |  |  | Huntleigh | Doppler, Fetal Ultrasound |  | DOPPLERFETALULTRASND-Huntleigh-FD2 |  |  |  |  | Covered PM Repair - Radiology, Low End | MHHS-MG
NO | NO |  |  |  | 013-37884 |  | Huntleigh Healthcare | FD2 |  | FD2P30429995-16 | SW - ER | MHHS-Southwest |  | Doppler, Fetal Ultrasound |  | 013-37884 |  | Southwest |  | SW - ER | [5 empty] | DETECTORS, BLOOD FLOW/FETAL HEART, ULTRASONIC |  | DOPPLERFETALULTRASND-Huntleigh-FD2 | DOPPLERFETALULTRASND | FD2 |  |  |  | Huntleigh | Doppler, Fetal Ultrasound |  | DOPPLERFETALULTRASND-Huntleigh-FD2 |  |  |  |  | Covered PM Repair - Biomedical | MHHS-Southwest
NO | NO |  |  |  | 013-37885 |  | Huntleigh Healthcare | FD2 |  | FD2P30429893 | SW - ER | MHHS-Southwest |  | Doppler, Fetal Ultrasound |  | 013-37885 |  | Southwest |  | SW - ER | [5 empty] | DETECTORS, BLOOD FLOW/FETAL HEART, ULTRASONIC |  | DOPPLERFETALULTRASND-Huntleigh-FD2 | DOPPLERFETALULTRASND | FD2 |  |  |  | Huntleigh | Doppler, Fetal Ultrasound |  | DOPPLERFETALULTRASND-Huntleigh-FD2 |  |  |  |  | Covered PM Repair - Biomedical | MHHS-Southwest
NO | NO |  |  |  | 013-37886 |  | Huntleigh Healthcare | FD2 |  | FD2P30429925-16 | SW - ER | MHHS-Southwest |  | Doppler, Fetal Ultrasound |  | 013-37886 |  | Southwest |  | SW - ER | [5 empty] | DETECTORS, BLOOD FLOW/FETAL HEART, ULTRASONIC |  | DOPPLERFETALULTRASND-Huntleigh-FD2 | DOPPLERFETALULTRASND | FD2 |  |  |  | Huntleigh | Doppler, Fetal Ultrasound |  | DOPPLERFETALULTRASND-Huntleigh-FD2 |  |  |  |  | Covered PM Repair - Biomedical | MHHS-Southwest
NO | NO | [5 empty] | Huntleigh Healthcare | FD2 |  | FD2P30204632-04 | SW - OBGYN | MHHS-Southwest |  | Doppler, Fetal Ultrasound |  |  |  | Southwest |  | SW - OBGYN | [5 empty] | DETECTORS, BLOOD FLOW/FETAL HEART, ULTRASONIC |  | DOPPLERFETALULTRASND-Huntleigh-FD2 | DOPPLERFETALULTRASND | FD2 |  |  |  | Huntleigh | Doppler, Fetal Ultrasound |  | DOPPLERFETALULTRASND-Huntleigh-FD2 |  |  |  |  | Covered PM Repair - Biomedical | MHHS-Southwest
NO | NO |  |  |  | 129-03333 |  | Huntleigh Healthcare | FD2 |  | FD2P30206477-08 | SUGAR LAND - LABOR & DELIVERY | MHHS-Sugarland |  | Doppler, Fetal Ultrasound |  | 129-03333 |  | Sugar Land |  | SUGAR LAND - LABOR & DELIVERY | [5 empty] | DETECTORS, BLOOD FLOW/FETAL HEART, ULTRASONIC |  | DOPPLERFETALULTRASND-Huntleigh-FD2 | DOPPLERFETALULTRASND | FD2 |  |  |  | Huntleigh | Doppler, Fetal Ultrasound |  | DOPPLERFETALULTRASND-Huntleigh-FD2 |  |  |  |  | Covered PM Repair - Biomedical | MHHS-Sugarland
NO | NO |  |  |  | 129-07542 |  | Huntleigh Healthcare | FD3 |  | FD3PX10058717 | MH MG - (SL) - PHYSICIANS AT SUGAR CREEK | MHHS-MG |  | Doppler, Fetal Ultrasound |  | 129-07542 |  | Sugar Land |  | MH MG - (SL) - PHYSICIANS AT SUGAR CREEK | [5 empty] | DETECTORS, BLOOD FLOW/FETAL HEART, ULTRASONIC |  | DOPPLERFETALULTRASND-Huntleigh-FD3 | DOPPLERFETALULTRASND | FD3 |  |  |  | Huntleigh | Doppler, Fetal Ultrasound |  | DOPPLERFETALULTRASND-Huntleigh-FD3 |  |  |  |  | Covered PM Repair - Radiology, High End | MHHS-MG
NO | NO |  |  |  | 129-07543 |  | Huntleigh Healthcare | FD3 |  | FD3PX10056817 | MH MG - (SL) - PHYSICIANS AT SUGAR CREEK | MHHS-MG |  | Doppler, Fetal Ultrasound |  | 129-07543 |  | Sugar Land |  | MH MG - (SL) - PHYSICIANS AT SUGAR CREEK | [5 empty] | DETECTORS, BLOOD FLOW/FETAL HEART, ULTRASONIC |  | DOPPLERFETALULTRASND-Huntleigh-FD3 | DOPPLERFETALULTRASND | FD3 |  |  |  | Huntleigh | Doppler, Fetal Ultrasound |  | DOPPLERFETALULTRASND-Huntleigh-FD3 |  |  |  |  | Covered PM Repair - Biomedical | MHHS-MG
NO | NO |  |  |  | 129-07573 |  | Huntleigh Healthcare | FD3 |  | FD3PX10081217 | MH MG - (SL) - PHYSICIANS AT SUGAR CREEK | MHHS-MG |  | Doppler, Fetal Ultrasound |  | 129-07573 |  | Sugar Land |  | MH MG - (SL) - PHYSICIANS AT SUGAR CREEK | [5 empty] | DETECTORS, BLOOD FLOW/FETAL HEART, ULTRASONIC |  | DOPPLERFETALULTRASND-Huntleigh-FD3 | DOPPLERFETALULTRASND | FD3 |  |  |  | Huntleigh | Doppler, Fetal Ultrasound |  | DOPPLERFETALULTRASND-Huntleigh-FD3 |  |  |  |  | Covered PM Repair - Biomedical | MHHS-MG
NO | YES |  |  |  | 069-43474 | 069-43474 | Huntleigh Healthcare | FETAL DOPPLEX |  | FD2P30429014-15 | MH MG - (TMC) - OB-GYN/NEUROLOGY (STE 2440) | MHHS-MG |  |  |  | 069-43474 | 069-43474 | TMC | Memorial Hermann-Texas Medical Center | MH MG - (TMC) - OB-GYN/NEUROLOGY (STE 2440) | Exam room 2 |  |  |  |  | DETECTORS, BLOOD FLOW/FETAL HEART, ULTRASONIC |  | .needs class | [5 empty] | HUNTLEIGH |  |  |  |  | 1/1/10 |  |  | Covered PM Repair - Biomedical | MHHS-MG
NO | YES |  |  |  | 069-41586 | 069-41586 | Huntleigh Healthcare | FETAL DOPPLEX |  | FA07-98-74459 | TMC-MHTMC-Central Supply | MHHS-TMC |  |  |  | 069-41586 | 069-41586 | TMC | MHHS-TMC | TMC-MHTMC-Central Supply | S2 OR 67 | 7/1/18 |  |  |  | DETECTORS, BLOOD FLOW/FETAL HEART, ULTRASONIC |  | .needs class | [5 empty] | HUNTLEIGH |  |  |  |  | 1/1/10 |  |  | Covered PM Repair - Biomedical | MHHS-TMC
NO | NO |  |  |  | 069-43473 |  | Huntleigh Healthcare | FETAL DOPPLEX |  | FD2P30428932-15 | MH MG - (TMC) - OB-GYN/NEUROLOGY (STE 2440) | MHHS-MG |  |  |  | 069-43473 |  | TMC |  | MH MG - (TMC) - OB-GYN/NEUROLOGY (STE 2440) | [5 empty] | DETECTORS, BLOOD FLOW/FETAL HEART, ULTRASONIC |  | .needs class | [5 empty] | HUNTLEIGH | [7 empty] | Covered PM Repair - Biomedical | MHHS-MG
NO | YES |  |  |  | 133-02647 | 133-02647 | Huntleigh Healthcare | MD2 |  | MD2P302 06619-05 | Katy-PACU | MHHS-Katy |  | Doppler, Blood Flow |  | 133-02647 | 133-02647 | Katy | MHHS-Katy | Katy-PACU | Nurses Station | 10/1/13 |  |  |  | DETECTORS, BLOOD FLOW/FETAL HEART, ULTRASONIC | Doppler, Blood Flow | DOPPLERBLOODFLOW-Huntleigh-MD2 | DOPPLERBLOODFLOW | MD2 |  |  |  | Huntleigh | Doppler, Blood Flow |  | DOPPLERBLOODFLOW-Huntleigh-MD2 |  |  |  |  | Covered PM Repair - Biomedical | MHHS-Katy | [8 empty] | DOPPLERBLOODFLOW | Doppler, Blood Flow | Huntleigh
NO | YES |  |  |  | 133-09655 | 133-09655 | Huntleigh Healthcare | MD2 |  | MD2P30530711-15 | Katy-PACU | MHHS-Katy |  | Doppler, Blood Flow |  | 133-09655 | 133-09655 | Katy | MHHS-Katy | Katy-PACU | Nurses Station |  |  |  |  | DETECTORS, BLOOD FLOW/FETAL HEART, ULTRASONIC | Doppler, Blood Flow | DOPPLERBLOODFLOW-Huntleigh-MD2 | DOPPLERBLOODFLOW | MD2 |  |  |  | Huntleigh | Doppler, Blood Flow |  | DOPPLERBLOODFLOW-Huntleigh-MD2 |  | 8/4/17 |  |  | Covered PM Repair - Biomedical | MHHS-Katy | [8 empty] | DOPPLERBLOODFLOW | Doppler, Blood Flow | Huntleigh
NO | YES |  |  |  | 129-07885 | 129-07885 | Huntleigh Healthcare | MD2 |  | MD2P351879819 | East 5 | MHHS-Sugarland |  | Doppler, Blood Flow |  | 129-07885 | 129-07885 | Sugar Land | Memorial Hermann Sugar Land Hospital | East 5 | Nurses Station Storage | 9/1/19 |  |  |  | DETECTORS, BLOOD FLOW/FETAL HEART, ULTRASONIC | Doppler, Blood Flow | DOPPLERBLOODFLOW-Huntleigh-MD2 | DOPPLERBLOODFLOW | MD2 |  |  |  | Huntleigh | Doppler, Blood Flow |  | DOPPLERBLOODFLOW-Huntleigh-MD2 |  | 8/4/17 |  |  | Covered PM Repair - Biomedical | MHHS-Sugarland | [8 empty] | DOPPLERBLOODFLOW | Doppler, Blood Flow | Huntleigh
NO | YES |  |  |  | 129-07886 | 129-07886 | Huntleigh Healthcare | MD2 |  | 900LX15934719 | SUGAR LAND - Observation | MHHS-Sugarland |  | Doppler, Blood Flow |  | 129-07886 | 129-07886 | Sugar Land | Memorial Hermann Sugar Land Hospital | SUGAR LAND - Observation | Clean Supply | 9/1/19 |  |  |  | DETECTORS, BLOOD FLOW/FETAL HEART, ULTRASONIC | Doppler, Blood Flow | DOPPLERBLOODFLOW-Huntleigh-MD2 | DOPPLERBLOODFLOW | MD2 |  |  |  | Huntleigh | Doppler, Blood Flow |  | DOPPLERBLOODFLOW-Huntleigh-MD2 |  |  |  |  | Covered PM Repair - Biomedical | MHHS-Sugarland | [8 empty] | DOPPLERBLOODFLOW | Doppler, Blood Flow | Huntleigh
NO | NO |  |  |  | 009-08349 |  | Huntleigh Healthcare | MD2 |  | MC4-99-14383 | GH - WOUND CARE | MHHS-Greater Heights |  | Doppler, Blood Flow |  | 009-08349 |  | Central & Greater Heights |  | GH - WOUND CARE | [5 empty] | DETECTORS, BLOOD FLOW/FETAL HEART, ULTRASONIC |  | DOPPLERBLOODFLOW-Huntleigh-MD2 | DOPPLERBLOODFLOW | MD2 |  |  |  | Huntleigh | Doppler, Blood Flow |  | DOPPLERBLOODFLOW-Huntleigh-MD2 |  |  |  |  | Covered PM Repair - Biomedical | MHHS-Greater Heights
NO | NO |  |  |  | MD2P351864419 |  | Huntleigh Healthcare | MD2 |  | MD2P351864419 | MH MG - (MC) - MC CARDIOLOGY (MP4) STE400 | MHHS-MG |  | Doppler, Blood Flow |  | MD2P351864419 |  | West & Memorial City |  | MH MG - (MC) - MC CARDIOLOGY (MP4) STE400 | [5 empty] | DETECTORS, BLOOD FLOW/FETAL HEART, ULTRASONIC |  | DOPPLERBLOODFLOW-Huntleigh-MD2 | DOPPLERBLOODFLOW | MD2 |  |  |  | Huntleigh | Doppler, Blood Flow |  | DOPPLERBLOODFLOW-Huntleigh-MD2 |  |  |  |  | Covered PM Repair - Biomedical | MHHS-MG
NO | NO |  |  |  | 241-02861 |  | Huntleigh Healthcare | MD2 |  | MD2P30522113-10 | TIRR - OP - WEST UNIVERSITY CLINIC | MHHS-TIRR |  | Doppler, Blood Flow |  | 241-02861 |  | TMC |  | TIRR - OP - WEST UNIVERSITY CLINIC | [5 empty] | DETECTORS, BLOOD FLOW/FETAL HEART, ULTRASONIC |  | DOPPLERBLOODFLOW-Huntleigh-MD2 | DOPPLERBLOODFLOW | MD2 |  |  |  | Huntleigh | Doppler, Blood Flow |  | DOPPLERBLOODFLOW-Huntleigh-MD2 |  |  |  |  | Covered PM Repair - Biomedical | MHHS-TIRR
NO | NO |  |  |  | 029-09346 |  | Huntleigh Healthcare | MD2 |  | MD2P30527447-13 | WOODLANDS - ER | MHHS-Woodlands |  | Doppler, Blood Flow |  | 029-09346 |  | Woodlands |  | WOODLANDS - ER | [5 empty] | DETECTORS, BLOOD FLOW/FETAL HEART, ULTRASONIC |  | DOPPLERBLOODFLOW-Huntleigh-MD2 | DOPPLERBLOODFLOW | MD2 |  |  |  | Huntleigh | Doppler, Blood Flow |  | DOPPLERBLOODFLOW-Huntleigh-MD2 |  |  |  |  | Covered PM Repair - Biomedical | MHHS-Woodlands
NO | NO | [5 empty] | Huntleigh Healthcare | MD2 |  | MD2P30205640-05 | WOODLANDS - ER | MHHS-Woodlands |  | Doppler, Blood Flow |  |  |  | Woodlands |  | WOODLANDS - ER | [5 empty] | DETECTORS, BLOOD FLOW/FETAL HEART, ULTRASONIC |  | DOPPLERBLOODFLOW-Huntleigh-MD2 | DOPPLERBLOODFLOW | MD2 |  |  |  | Huntleigh | Doppler, Blood Flow |  | DOPPLERBLOODFLOW-Huntleigh-MD2 |  |  |  |  | Covered PM Repair - Biomedical | MHHS-Woodlands
NO | NO |  |  |  | 21 900LX15419018 |  | Huntleigh Healthcare | MINI DOPPLEX |  | 21 900LX15419018 | MEMORIAL CITY - MOR RECOVERY | MHHS-Mem City |  |  |  | 21 900LX15419018 |  | West & Memorial City |  | MEMORIAL CITY - MOR RECOVERY | [5 empty] | DETECTORS, BLOOD FLOW/FETAL HEART, ULTRASONIC |  | .needs class | [5 empty] | HUNTLEIGH | [7 empty] | Covered PM Repair - Biomedical | MHHS-Mem City
NO | NO |  |  |  | 21 900LX15435518 |  | Huntleigh Healthcare | MINI DOPPLEX |  | 21 900LX15435518 | MEMORIAL CITY - MOR RECOVERY | MHHS-Mem City |  |  |  | 21 900LX15435518 |  | West & Memorial City |  | MEMORIAL CITY - MOR RECOVERY | [5 empty] | DETECTORS, BLOOD FLOW/FETAL HEART, ULTRASONIC |  | .needs class | [5 empty] | HUNTLEIGH | [7 empty] | Covered PM Repair - Biomedical | MHHS-Mem City
NO | NO |  |  |  | 074-05091 |  | Huntleigh Healthcare | MINI DOPPLEX |  | 900LX0140858-10 | TMC - HVI - CVICU (8HVI) | MHHS-TMC |  |  |  | 074-05091 |  | TMC |  | TMC - HVI - CVICU (8HVI) | [5 empty] | DETECTORS, BLOOD FLOW/FETAL HEART, ULTRASONIC |  | .needs class | [5 empty] | HUNTLEIGH | [7 empty] | Covered PM Repair - Biomedical | MHHS-TMC
NO | YES | [5 empty] | Huntleigh Healthcare | SD2 |  | SD2P30413630-15 | GH-ER | MHHS-Greater Heights |  | Doppler, Fetal Ultrasound |  |  |  | Central | MHHS-Greater Heights | GH-ER |  | 7/1/17 |  |  |  | DETECTORS, BLOOD FLOW/FETAL HEART, ULTRASONIC | Doppler, Fetal Ultrasound | DOPPLERFETALULTRASND-Huntleigh-SD2 | DOPPLERFETALULTRASND | SD2 |  |  |  | Huntleigh | Doppler, Fetal Ultrasound |  | DOPPLERFETALULTRASND-Huntleigh-SD2 |  |  |  |  | Not Covered Vendor Only - Lab Ana/Anes | MHHS-Greater Heights | [8 empty] | DOPPLERFETALULTRASND | Doppler, Fetal Ultrasound | Huntleigh
NO | YES |  |  |  | 145-01397 | 145-01397 | Huntleigh Healthcare | SD2 |  | SD2P30414026-15 | Pearland-OR | MHHS-Pearland Hospital |  | Doppler, Fetal Ultrasound |  | 145-01397 | 145-01397 | Pearland | MHHS-Pearland Hospital | Pearland-OR | Office | 6/1/19 |  |  |  | DETECTORS, BLOOD FLOW/FETAL HEART, ULTRASONIC | Doppler, Fetal Ultrasound | DOPPLERFETALULTRASND-Huntleigh-SD2 | DOPPLERFETALULTRASND | SD2 |  |  |  | Huntleigh | Doppler, Fetal Ultrasound |  | DOPPLERFETALULTRASND-Huntleigh-SD2 |  |  |  |  | Covered PM Repair - Biomedical | MHHS-Pearland Hospital | [8 empty] | DOPPLERFETALULTRASND | Doppler, Fetal Ultrasound | Huntleigh
NO | YES |  |  |  | 145-00978 | 145-00978 | Huntleigh Healthcare | SD2 |  | SD2P30414022-15 | Pearland-OR-Preop/PACU | MHHS-Pearland Hospital |  | Doppler, Fetal Ultrasound |  | 145-00978 | 145-00978 | Pearland | MHHS-Pearland Hospital | Pearland-OR-Preop/PACU | Authorized personnel only rm142 | 2/1/19 | 2/1/20 |  |  | DETECTORS, BLOOD FLOW/FETAL HEART, ULTRASONIC | Doppler, Fetal Ultrasound | DOPPLERFETALULTRASND-Huntleigh-SD2 | DOPPLERFETALULTRASND | SD2 |  |  |  | Huntleigh | Doppler, Fetal Ultrasound |  | DOPPLERFETALULTRASND-Huntleigh-SD2 |  |  |  |  | Covered PM Repair - Biomedical | MHHS-Pearland Hospital | [8 empty] | DOPPLERFETALULTRASND | Doppler, Fetal Ultrasound | Huntleigh
NO | YES |  |  |  | 099-07368 | 099-07368 | Huntleigh Healthcare | Sd2 |  | Sd2p341212518 | SE-OR |  |  |  |  | 099-07368 | 099-07368 | Southeast | MHHS-Southeast | SE-OR | Hybrid 2
NO | NO | [5 empty] | Huntleigh Healthcare | SD2 |  | SD2P30413648-15 | GH - ER | MHHS-Greater Heights |  | Doppler, Fetal Ultrasound |  |  |  | Central & Greater Heights |  | GH - ER | [5 empty] | DETECTORS, BLOOD FLOW/FETAL HEART, ULTRASONIC |  | DOPPLERFETALULTRASND-Huntleigh-SD2 | DOPPLERFETALULTRASND | SD2 |  |  |  | Huntleigh | Doppler, Fetal Ultrasound |  | DOPPLERFETALULTRASND-Huntleigh-SD2 |  |  |  |  | Covered PM Repair - Biomedical | MHHS-Greater Heights
NO | NO |  |  |  | 142-07938 |  | Huntleigh Healthcare | SD2 |  |  | NE - 2 WEST TOWER | MHHS-Northeast |  | Doppler, Fetal Ultrasound |  | 142-07938 |  | Katy |  | NE - 2 WEST TOWER | [5 empty] | DETECTORS, BLOOD FLOW/FETAL HEART, ULTRASONIC |  | DOPPLERFETALULTRASND-Huntleigh-SD2 | DOPPLERFETALULTRASND | SD2 |  |  |  | Huntleigh | Doppler, Fetal Ultrasound |  | DOPPLERFETALULTRASND-Huntleigh-SD2 |  |  |  |  | Covered PM Repair - Biomedical | MHHS-Northeast
NO | NO |  |  |  | 142-07939 |  | Huntleigh Healthcare | SD2 |  |  | NE - 3 WEST TOWER | MHHS-Northeast |  | Doppler, Fetal Ultrasound |  | 142-07939 |  | Katy |  | NE - 3 WEST TOWER | [5 empty] | DETECTORS, BLOOD FLOW/FETAL HEART, ULTRASONIC |  | DOPPLERFETALULTRASND-Huntleigh-SD2 | DOPPLERFETALULTRASND | SD2 |  |  |  | Huntleigh | Doppler, Fetal Ultrasound |  | DOPPLERFETALULTRASND-Huntleigh-SD2 |  |  |  |  | Covered PM Repair - Biomedical | MHHS-Northeast
NO | NO |  |  |  | 142-07974 |  | Huntleigh Healthcare | SD2 |  |  | NE - 4 WEST TOWER | MHHS-Northeast |  | Doppler, Fetal Ultrasound |  | 142-07974 |  | Katy |  | NE - 4 WEST TOWER | [5 empty] | DETECTORS, BLOOD FLOW/FETAL HEART, ULTRASONIC |  | DOPPLERFETALULTRASND-Huntleigh-SD2 | DOPPLERFETALULTRASND | SD2 |  |  |  | Huntleigh | Doppler, Fetal Ultrasound |  | DOPPLERFETALULTRASND-Huntleigh-SD2 |  |  |  |  | Not Covered Vendor Only - Lab Ana/Anes | MHHS-Northeast
NO | NO |  |  |  | 145-00977 |  | Huntleigh Healthcare | SD2 |  | SD2P30414047-15 | PEARLAND - OR - PREOP/PACU | MHHS-Pearland Hospital |  | Doppler, Fetal Ultrasound |  | 145-00977 |  | Pearland |  | PEARLAND - OR - PREOP/PACU | [5 empty] | DETECTORS, BLOOD FLOW/FETAL HEART, ULTRASONIC |  | DOPPLERFETALULTRASND-Huntleigh-SD2 | DOPPLERFETALULTRASND | SD2 |  |  |  | Huntleigh | Doppler, Fetal Ultrasound |  | DOPPLERFETALULTRASND-Huntleigh-SD2 |  |  |  |  | Covered PM Repair - Biomedical | MHHS-Pearland Hospital
NO | NO |  |  |  | 005-11950 |  | Huntleigh Healthcare | SD2 |  | (21)SD2P340913317 | SE - ICU | MHHS-Southeast |  | Doppler, Fetal Ultrasound |  | 005-11950 |  | Southeast & Bay Area |  | SE - ICU | [5 empty] | DETECTORS, BLOOD FLOW/FETAL HEART, ULTRASONIC |  | DOPPLERFETALULTRASND-Huntleigh-SD2 | DOPPLERFETALULTRASND | SD2 |  |  |  | Huntleigh | Doppler, Fetal Ultrasound |  | DOPPLERFETALULTRASND-Huntleigh-SD2 |  |  |  |  | Covered PM Repair - Biomedical | MHHS-Southeast
NO | NO |  |  |  | 005-11951 |  | Huntleigh Healthcare | SD2 |  | (21)SD2P340914517 | SE - ICU | MHHS-Southeast |  | Doppler, Fetal Ultrasound |  | 005-11951 |  | Southeast & Bay Area |  | SE - ICU | [5 empty] | DETECTORS, BLOOD FLOW/FETAL HEART, ULTRASONIC |  | DOPPLERFETALULTRASND-Huntleigh-SD2 | DOPPLERFETALULTRASND | SD2 |  |  |  | Huntleigh | Doppler, Fetal Ultrasound |  | DOPPLERFETALULTRASND-Huntleigh-SD2 |  |  |  |  | Covered PM Repair - Biomedical | MHHS-Southeast
NO | NO |  |  |  | 005-12957 |  | Huntleigh Healthcare | SD2 |  | (21)SD2P340904717 | SE - ICU - CVICU | MHHS-Southeast |  | Doppler, Fetal Ultrasound |  | 005-12957 |  | Southeast & Bay Area |  | SE - ICU - CVICU | [5 empty] | DETECTORS, BLOOD FLOW/FETAL HEART, ULTRASONIC |  | DOPPLERFETALULTRASND-Huntleigh-SD2 | DOPPLERFETALULTRASND | SD2 |  |  |  | Huntleigh | Doppler, Fetal Ultrasound |  | DOPPLERFETALULTRASND-Huntleigh-SD2 |  |  |  |  | Covered PM Repair - Biomedical | MHHS-Southeast
NO | NO |  |  |  | 005-08272 |  | Huntleigh Healthcare | SD2 |  | SD2P340891617 | SE - UNIT 3A (IMU) | MHHS-Southeast |  | Doppler, Fetal Ultrasound |  | 005-08272 |  | Southeast & Bay Area |  | SE - UNIT 3A (IMU) | [5 empty] | DETECTORS, BLOOD FLOW/FETAL HEART, ULTRASONIC |  | DOPPLERFETALULTRASND-Huntleigh-SD2 | DOPPLERFETALULTRASND | SD2 |  |  |  | Huntleigh | Doppler, Fetal Ultrasound |  | DOPPLERFETALULTRASND-Huntleigh-SD2 |  |  |  |  | Covered PM Repair - Biomedical | MHHS-Southeast
YES | YES |  |  |  | 005-00955 | 005-00955 | Hydrocollator | TM1 |  |  | Memorial Hermann- SE - Radiology- NuclearMed |  |  |  |  | 005-00955 | 005-00955 |  | Memorial Hermann- SE - Radiology- NuclearMed | Memorial Hermann- SE - Radiology- NuclearMed | Cardio Rehab | 4/1/20 |  |  | No PM Sticker
NO | YES |  |  |  | 129-07433 | 129-07433 | HYGENIC CORP. |  |  |  | SMR - (SL) - SL IRONMAN [MP2-STE100] | MHHS-SMR |  | Bath, Paraffin |  | 129-07433 | 129-07433 | Sugar Land | MHHS-Others | SMR - (SL) - SL IRONMAN [MP2-STE100] |  | 3/1/19 | 3/1/20 |  |  | BATHS, PARAFFIN, PHYSICAL THERAPY | Bath, Paraffin | BATHPARAFFIN-Hygenic Corp-24050 | BATHPARAFFIN |  |  |  |  | Hygenic Corp | Bath, Paraffin |  | BATHPARAFFIN-Hygenic Corp-24050 |  |  |  |  | Covered PM Repair - Biomedical | MHHS-SMR | [8 empty] | BATHPARAFFIN | Bath, Paraffin | Hygenic Corp
NO | NO |  |  |  | 241-03282 |  | HYGENIC CORP. |  |  | 2012-01606 | TIRR - OP - WEST UNIVERSITY CLINIC | MHHS-TIRR |  | Bath, Paraffin |  | 241-03282 |  | TMC |  | TIRR - OP - WEST UNIVERSITY CLINIC | [5 empty] | BATHS, PARAFFIN, PHYSICAL THERAPY |  | BATHPARAFFIN-Hygenic Corp-24050 | BATHPARAFFIN |  |  |  |  | Hygenic Corp | Bath, Paraffin |  | BATHPARAFFIN-Hygenic Corp-24050 |  |  |  |  | Covered PM Repair - Biomedical | MHHS-TIRR
NO | YES |  |  |  | 005-11691 | 005-11691 | HYGENIC CORP. | PARABATH |  |  | SMR-(PL)-Pearland East | MHHS-SMR |  | Bath, Paraffin |  | 005-11691 | 005-11691 | Pearland | MHHS-Others | SMR-(PL)-Pearland East | Gym Floor | 9/1/19 | 9/1/20 |  |  | BATHS, PARAFFIN, PHYSICAL THERAPY | Bath, Paraffin | BATHPARAFFIN-Hygenic Corp-PARABATH | BATHPARAFFIN | PARABATH |  |  |  | Hygenic Corp | Bath, Paraffin |  | BATHPARAFFIN-Hygenic Corp-PARABATH |  | 6/29/20 |  |  | Not Covered Vendor Only - Biomedical | MHHS-SMR | [8 empty] | BATHPARAFFIN | Bath, Paraffin | Hygenic Corp
NO | YES |  |  |  | 069-43744 |  | HYGENIC CORP. | PARABATH |  |  | TMC-Jones-Hyperbaric/Wound Care (Jg) | MHHS-TMC |  | Bath, Paraffin |  | 069-43744 |  | TMC | MHHS-TMC | TMC-Jones-Hyperbaric/Wound Care (Jg) | Splinting | 4/1/19 |  | 4/1/20 |  | BATHS, PARAFFIN, PHYSICAL THERAPY |  | BATHPARAFFIN-Hygenic Corp-PARABATH | BATHPARAFFIN | PARABATH |  |  |  | Hygenic Corp | Bath, Paraffin |  | BATHPARAFFIN-Hygenic Corp-PARABATH |  | 6/29/20 |  |  | Not Covered Vendor Only - Biomedical | MHHS-TMC
NO | NO |  |  |  | 009-10190 |  | HYGENIC CORP. | PARABATH |  | 2012-02176 | SMR - (GH) - GREATER HEIGHTS | MHHS-SMR |  | Bath, Paraffin |  | 009-10190 |  | Central & Greater Heights |  | SMR - (GH) - GREATER HEIGHTS | [5 empty] | BATHS, PARAFFIN, PHYSICAL THERAPY |  | BATHPARAFFIN-Hygenic Corp-PARABATH | BATHPARAFFIN | PARABATH |  |  |  | Hygenic Corp | Bath, Paraffin |  | BATHPARAFFIN-Hygenic Corp-PARABATH |  |  |  |  | Not Covered Vendor Only - Biomedical | MHHS-SMR
NO | YES |  |  |  | 041-16136 | 041-16136 | HYGENIC CORP. | PARABATH 24050 |  | 2015-00514 | SMR - (MC) - MC IRONMAN [GARAGE5-STE101] | MHHS-SMR |  |  |  | 041-16136 | 041-16136 | West | MHHS-Others | SMR - (MC) - MC IRONMAN [GARAGE5-STE101] |  | 6/1/19 |  |  |  | BATHS, PARAFFIN, PHYSICAL THERAPY |  | .needs class | [5 empty] | Hygenic Corp |  |  |  |  | 6/29/20 |  |  | Not Covered Vendor Only - Biomedical | MHHS-SMR
NO | YES |  |  |  |  | 013-20129 | HYGENIC CORP. | PARABATH 24050 |  | 2004-02054 | SMR-(SW)-Southwest (Mp4) | MHHS-SMR |  |  |  |  | 013-20129 | Southwest | MHHS-Others | SMR-(SW)-Southwest (Mp4) | Suite 570 | 4/1/19 |  |  |  | BATHS, PARAFFIN, PHYSICAL THERAPY |  | .needs class | [5 empty] | Hygenic Corp |  |  |  |  | 6/29/20 |  |  | Not Covered Vendor Only - Biomedical | MHHS-SMR
NO | YES |  |  |  | 129-05896 | 129-05896 | HYGENIC CORP. | PARABATH 24050 |  | 2014-02539 | TIRR-Sugar Land | MHHS-TIRR |  |  |  | 129-05896 | 129-05896 | Sugar Land | MHHS-Others | TIRR-Sugar Land | Hand Therapy Room | 3/1/19 | 3/1/20 |  |  | BATHS, PARAFFIN, PHYSICAL THERAPY |  | .needs class | [5 empty] | Hygenic Corp |  |  |  |  | 6/29/20 |  |  | Not Covered Vendor Only - Biomedical | MHHS-TIRR
NO | NO |  |  |  | 129-05559 |  | HYGENIC CORP. | PARABATH 24050 |  | 2013-01357 | SMR - (SL) - WILLIAMS TRACE | MHHS-SMR |  |  |  | 129-05559 |  | Sugar Land |  | SMR - (SL) - WILLIAMS TRACE | [5 empty] | BATHS, PARAFFIN, PHYSICAL THERAPY |  | .needs class | [5 empty] | Hygenic Corp | [7 empty] | Not Covered Vendor Only - Biomedical | MHHS-SMR
NO | NO |  |  |  | 133-00919 |  | HYNSON WESTCOTT & DUNNING |  |  |  | KATY - LABORATORY | MHHS-Katy |  | Thermometer, Electronic |  | 133-00919 |  | Katy |  | KATY - LABORATORY | [5 empty] | MIXERS, CLINICAL LABORATORY |  | THERMOMETERELECT-Fluke Biomed-51 | THERMOMETERELECT |  |  |  |  | Fluke Biomed | Thermometer, Electronic |  |  | THERMOMETERELECT-Fluke Biomed-51 |  |  |  | Covered PM Repair - Biomedical | MHHS-Katy
NO | NO | [5 empty] | HYNSON WESTCOTT & DUNNING |  |  |  | SUGAR LAND - LABORATORY | MHHS-Sugarland |  | Thermometer, Electronic |  |  |  | Sugar Land |  | SUGAR LAND - LABORATORY | [5 empty] | MIXERS, CLINICAL LABORATORY |  | THERMOMETERELECT-Fluke Biomed-51 | THERMOMETERELECT |  |  |  |  | Fluke Biomed | Thermometer, Electronic |  |  | THERMOMETERELECT-Fluke Biomed-51 |  |  |  | Covered PM Repair - Biomedical | MHHS-Sugarland
YES | YES |  |  |  | KC15100459 | KC15100459 | I Flow | MS-IVB |  | KC15100459 | Ortho Surgery 11th Floor |  |  |  |  | KC15100459 | KC15100459 | West | Memorial Hermann - Memorial City | Ortho Surgery 11th Floor | OR Room 3
YES | YES |  |  |  | KC1510019 | KC1510019 | I-Flow | MiniStim |  | KC1510019 | MEMORIAL CITY - MOR |  |  |  |  | KC1510019 | KC1510019 | West | Memorial Hermann Memorial City Medical Center | MEMORIAL CITY - MOR | OR 8
YES | YES |  |  |  | KC1510067 | KC1510067 | I-Flow | MiniStim |  | KC1510067 | MEMORIAL CITY - MOR |  |  |  |  | KC1510067 | KC1510067 | West | Memorial Hermann Memorial City Medical Center | MEMORIAL CITY - MOR | OR 8
NO | YES |  |  |  | 009-09503 | 009-09503 | i-STAT Corp | I-STAT1 |  |  | Pearland-Cardiac Cath Lab | MHHS-Pearland Hospital |  | Analyzer, Hematology |  | 009-09503 | 009-09503 | Pearland | MHHS-Pearland Hospital | Pearland-Cardiac Cath Lab | Cath lab procedure room | 4/1/17 |  |  |  | ANALYZERS, LABORATORY, BLOOD | Analyzer, Hematology | ANALYZERHEMATOLOGY-Abbott-i-STAT 1 | ANALYZERHEMATOLOGY | i-STAT 1 |  |  |  | Abbott Lab | Analyzer, Hematology |  | ANALYZERHEMATOLOGY-Abbott-i-STAT 1 |  | 6/30/14 |  | AH-A | Covered PM Repair - Biomedical | MHHS-Pearland Hospital | [8 empty] | ANALYZERHEMATOLOGY | Analyzer, Hematology | Abbott Lab
NO | YES |  |  |  | 013-35680 | 013-35680 | IBBAB | COA-COMP M |  |  | SW-OR | MHHS-Southwest |  |  |  | 013-35680 | 013-35680 | Southwest | MHHS-Southwest | SW-OR | OR15 | 5/1/19 |  | 5/1/20 |  | ULTRASOUND SURGICAL UNITS |  | .needs class | [10 empty] | 1/1/12 |  |  | Covered PM Repair - Biomedical | MHHS-Southwest
NO | YES |  |  |  | 129-03572 | 129-03572 | IBM | 8215-D1U |  | lkzftoy | Sugar Land-PACU | MHHS-Sugarland |  |  |  | 129-03572 | 129-03572 | Sugar Land | MHHS-Sugarland | Sugar Land-PACU | Nurses station |  |  |  | No pm sticker | COMPUTERS |  | .needs class |  |  |  |  | .needs class | [8 empty] | Covered PM Repair - Biomedical | MHHS-Sugarland
NO | NO |  |  |  | 142-01099 |  | IBM | 8215-D1U |  | 1S8215D1ULKLY285 | NE - NURSE CALL | MHHS-Northeast |  |  |  | 142-01099 |  | Katy |  | NE - NURSE CALL | [5 empty] | COMPUTERS |  | .needs class |  |  |  |  | .needs class | [8 empty] | Covered PM Repair - Biomedical | MHHS-Northeast
NO | NO |  |  |  | 013-14791 |  | IBM | 8215-D1U |  | LKL6350 | SW - NURSE CALL | MHHS-Southwest |  |  |  | 013-14791 |  | Southwest |  | SW - NURSE CALL | [5 empty] | COMPUTERS |  | .needs class |  |  |  |  | .needs class | [8 empty] | Covered PM Repair - Biomedical | MHHS-Southwest
NO | NO | [5 empty] | IBM | 8215-D1U |  | LKXPY5B | SUGAR LAND - NURSE CALL | MHHS-Sugarland | [5 empty] | Sugar Land |  | SUGAR LAND - NURSE CALL | [5 empty] | COMPUTERS |  | .needs class |  |  |  |  | .needs class | [8 empty] | Covered PM Repair - Biomedical | MHHS-Sugarland
NO | NO | [5 empty] | IBM | INTELLISTATION M PRO |  | kqbr601 | NE - ENDOSCOPY | MHHS-Northeast | [5 empty] | Katy |  | NE - ENDOSCOPY | [5 empty] | COMPUTERS |  | .needs class | [13 empty] | Covered PM Repair - Biomedical | MHHS-Northeast
NO | NO | [5 empty] | IBM | INTELLISTATION M PRO |  | k0br956 | NE - ENDOSCOPY | MHHS-Northeast | [5 empty] | Katy |  | NE - ENDOSCOPY | [5 empty] | COMPUTERS |  | .needs class | [13 empty] | Covered PM Repair - Biomedical | MHHS-Northeast
NO | NO |  |  |  | 013-14795 |  | IBM | MT-M 8215-D1U |  | LKP4234 | SW - NURSE CALL | MHHS-Southwest |  |  |  | 013-14795 |  | Southwest |  | SW - NURSE CALL | [5 empty] | COMPUTERS |  | .needs class | [13 empty] | Covered PM Repair - Biomedical | MHHS-Southwest
NO | NO | [5 empty] | IBM | MT-M 8215-D1U |  | LKP4874 | SW - NURSE CALL | MHHS-Southwest | [5 empty] | Southwest |  | SW - NURSE CALL | [5 empty] | COMPUTERS |  | .needs class | [13 empty] | Covered PM Repair - Biomedical | MHHS-Southwest
NO | NO | [5 empty] | IBM | MT-M 8215-D1U |  | LKZFR8F | SUGAR LAND - MFM CLINIC | MHHS-Sugarland | [5 empty] | Sugar Land |  | SUGAR LAND - MFM CLINIC | [5 empty] | COMPUTERS |  | .needs class | [13 empty] | Covered PM Repair - Biomedical | MHHS-Sugarland
NO | YES |  |  |  |  | 041-11552 | IBM | THINKCENTRE |  | KQFMZZP | MEMORIAL CITY - DIGESTIVE DISEASE CENTER | MHHS-Mem City |  | Computer, Laptop, Tablet, PC |  |  | 041-11552 | West | Memorial Hermann Memorial City Medical Center | MEMORIAL CITY - DIGESTIVE DISEASE CENTER | MEMORIAL CITY - DIGESTIVE |  |  |  |  | COMPUTERS |  | COMLAP-IBM Corp-Think Centre | COMLAP | Think Centre |  |  |  | IBM Corp | Computer, Laptop, Tablet, PC |  |  | COMLAP-IBM Corp-Think Centre |  |  |  | Not Covered Vendor Only - Biomedical | MHHS-Mem City
NO | NO |  |  |  | 005-07708 |  | IBM | THINKCENTRE |  |  | GH - OR ENDOSCOPY | MHHS-Greater Heights |  | Computer, Laptop, Tablet, PC |  | 005-07708 |  | Central & Greater Heights |  | GH - OR ENDOSCOPY | [5 empty] | COMPUTERS |  | COMLAP-IBM Corp-Think Centre | COMLAP | Think Centre |  |  |  | IBM Corp | Computer, Laptop, Tablet, PC |  |  | COMLAP-IBM Corp-Think Centre |  |  |  | Not Covered Vendor Only - Biomedical | MHHS-Greater Heights
NO | NO | [5 empty] | IBM | THINKCENTRE |  | 1S6075BJULKMTPBA | MEMORIAL CITY - DIGESTIVE DISEASE CENTER | MHHS-Mem City |  | Computer, Laptop, Tablet, PC |  |  |  | West & Memorial City |  | MEMORIAL CITY - DIGESTIVE DISEASE CENTER | [5 empty] | COMPUTERS |  | COMLAP-IBM Corp-Think Centre | COMLAP | Think Centre |  |  |  | IBM Corp | Computer, Laptop, Tablet, PC |  |  | COMLAP-IBM Corp-Think Centre |  |  |  | Covered PM Repair - Biomedical | MHHS-Mem City
NO | NO | [5 empty] | IBM | THINKCENTRE |  | LKMMT9D | OPID - (SL) - SUGAR LAND - 449 (MP1) | MHHS-OPID |  | Computer, Laptop, Tablet, PC |  |  |  | Sugar Land |  | OPID - (SL) - SUGAR LAND - 449 (MP1) | [5 empty] | COMPUTERS |  | COMLAP-IBM Corp-Think Centre | COMLAP | Think Centre |  |  |  | IBM Corp | Computer, Laptop, Tablet, PC |  |  | COMLAP-IBM Corp-Think Centre |  |  |  | Covered PM Repair - Biomedical | MHHS-OPID
NO | NO | [5 empty] | IBM | THINKCENTRE |  | lkbxg4f | SW - RADIOLOGY | MHHS-Southwest |  | Computer, Laptop, Tablet, PC |  |  |  | Southwest |  | SW - RADIOLOGY | [5 empty] | COMPUTERS |  | COMLAP-IBM Corp-Think Centre | COMLAP | Think Centre |  |  |  | IBM Corp | Computer, Laptop, Tablet, PC |  |  | COMLAP-IBM Corp-Think Centre |  |  |  | Not Covered Vendor Only - Biomedical | MHHS-Southwest
NO | NO | [5 empty] | IBM | THINKCENTRE |  | 8215D1U | TMC - MHTMC - NURSE CALL | MHHS-TMC |  | Computer, Laptop, Tablet, PC |  |  |  | TMC |  | TMC - MHTMC - NURSE CALL | [5 empty] | COMPUTERS |  | COMLAP-IBM Corp-Think Centre | COMLAP | Think Centre |  |  |  | IBM Corp | Computer, Laptop, Tablet, PC |  |  | COMLAP-IBM Corp-Think Centre |  |  |  | Not Covered Vendor Only - Biomedical | MHHS-TMC
NO | NO |  |  |  | 069-26394 |  | IBM | XSERIES 226 |  |  | TMC - MHTMC - NURSE CALL | MHHS-TMC |  |  |  | 069-26394 |  | TMC |  | TMC - MHTMC - NURSE CALL | [5 empty] | IMAGE STORAGE DEVICES, SERVER |  | .needs class | [13 empty] | Covered PM Repair - Biomedical | MHHS-TMC
NO | NO |  |  |  | 069-26395 |  | IBM | XSERIES 226 |  |  | TMC - MHTMC - NURSE CALL | MHHS-TMC |  |  |  | 069-26395 |  | TMC |  | TMC - MHTMC - NURSE CALL | [5 empty] | IMAGE STORAGE DEVICES, SERVER |  | .needs class | [13 empty] | Not Covered Vendor Only - Biomedical | MHHS-TMC
NO | NO | [5 empty] | IBM | XSERIES 226 |  | 99A6057 | TMC - MHTMC - NURSE CALL | MHHS-TMC | [5 empty] | TMC |  | TMC - MHTMC - NURSE CALL | [5 empty] | IMAGE STORAGE DEVICES, SERVER |  | .needs class | [13 empty] | Covered PM Repair - Biomedical | MHHS-TMC
NO | NO | [5 empty] | IBM | XSERIES 226 |  | KQARY07 | TMC - MHTMC - NURSE CALL | MHHS-TMC | [5 empty] | TMC |  | TMC - MHTMC - NURSE CALL | [5 empty] | IMAGE STORAGE DEVICES, SERVER |  | .needs class | [13 empty] | Covered PM Repair - Biomedical | MHHS-TMC
NO | NO | [5 empty] | IBM | XSERIES 226 |  | KQPV286 | TMC - MHTMC - NURSE CALL | MHHS-TMC | [5 empty] | TMC |  | TMC - MHTMC - NURSE CALL | [5 empty] | IMAGE STORAGE DEVICES, SERVER |  | .needs class | [13 empty] | Covered PM Repair - Biomedical | MHHS-TMC
YES | YES | Serial Number Cnf |  |  | 041-11552 |  | IBM Corp |  |  | CNF | Endoscopy Department |  |  |  |  | 041-11552 |  | West | Memorial Hermann - Memorial City | Endoscopy Department | Room 150 Storage
YES | YES |  |  |  | 129-03063 | 129-03063 | IBM Corp | D1U |  | LKL6463 | SUGAR LAND - BIOMED |  |  |  |  | 129-03063 | 129-03063 | Sugar Land | Memorial Hermann Sugar Land Hospital | SUGAR LAND - BIOMED | Biomed Shop
YES | YES |  |  |  | 921-00918 | 921-00918 | IBM Corp | Think Pad |  |  | Biomed Dept |  |  |  |  | 921-00918 | 921-00918 | West | Memorial Hermann Memorial City Medical Center | Biomed Dept | Biomed Dept
NO | YES |  |  |  | 074-00794 | 074-00794 | IBM Corp | xSeries 226 |  | KQPV178 | Biomed |  |  |  |  | 074-00794 | 074-00794 | TMC | Memorial Hermann-Texas Medical Center | Biomed | Biomex
YES | YES |  |  |  | 099-13467 | 099-13467 | IBM Corp | xSeries 226 |  | 99BVVD0 | Biomed |  |  |  |  | 099-13467 | 099-13467 | TMC | Memorial Hermann-Texas Medical Center | Biomed | Biomex
YES | YES |  |  |  | 005-07461 | 005-07461 | iCAD Inc | TotalLook |  | MP 952-2213 | SE - CATH LAB - RECOVERY |  |  |  |  | 005-07461 | 005-07461 | Southeast | Memorial Hermann Southeast Hospital | SE - CATH LAB - RECOVERY | Nurses Station |  |  |  | No pm found
NO | NO | [5 empty] | iCAD Inc. | DSC002-05 |  | SLDG05000975 | OPID - (WDLS) - WOODLANDS BREAST CARE [MP3-STE150] - 451 | MHHS-OPID | [5 empty] | Woodlands |  | OPID - (WDLS) - WOODLANDS BREAST CARE [MP3-STE150] - 451 | [5 empty] | COMPUTERS |  | .needs class | [5 empty] | iCAD Inc | [7 empty] | Covered PM Repair - Biomedical | MHHS-OPID
NO | NO |  |  |  | 013-36957 |  | icare Finland OY | ICARE IC100 TAO11 |  | 1536AA087 | SW - ER | MHHS-Southwest |  |  |  | 013-36957 |  | Southwest |  | SW - ER | [5 empty] | ANALYZERS, PHYSIOLOGIC, VISUAL FUNCTION |  | .needs class | [5 empty] | Icare | [7 empty] | Covered PM Repair - Biomedical | MHHS-Southwest
NO | NO |  |  |  | 142-08421 |  | icare Finland OY | ICARE TA01i |  | 1851AA028 | NE - ER | MHHS-Northeast |  |  |  | 142-08421 |  | Katy |  | NE - ER | [5 empty] | ANALYZERS, PHYSIOLOGIC, VISUAL FUNCTION |  | .needs class | [5 empty] | Icare | [7 empty] | Covered PM Repair - Biomedical | MHHS-Northeast
YES | YES |  |  |  | 129-04564 | 129-04564 | Ideal Industries, Inc. | Esw2 |  |  | Sienna sports rehab |  |  |  |  | 129-04564 | 129-04564 | Sugar Land | Memorial Hermann Sports Medicine | Sienna sports rehab | Gym | 7/1/12 |  |  | One time safety
YES | YES |  |  |  | 099-00881 | 099-00881 | Ideal Industries, Inc. | Gw108 |  |  | Labor and delivery |  |  |  |  | 099-00881 | 099-00881 | Katy | Memorial Hermann Northeast Hospital | Labor and delivery | Room 2017 | [5 empty] | Warmer, Gel | WARMERGEL-Ideal Medical Prod-GW108 | [23 empty] | WARMERGEL | Warmer, Gel | Ideal Medical Prod
YES | YES | [5 empty] | Ideal Industries, Inc. | Gw208 |  |  | MH MG - (NE) - SUMMER CREEK CCC | [6 empty] | Katy | Memorial Hermann Summer Creek Primary Care | MH MG - (NE) - SUMMER CREEK CCC | Procedure room | 2/1/20 |  |  | One time safety |  | Warmer, Gel | WARMERGEL-Ideal Medical Prod-GW208 | [23 empty] | WARMERGEL | Warmer, Gel | Ideal Medical Prod
YES | YES |  |  |  | 099-06526 | 099-06526 | Ideal Industries, Inc. | Securi Test Pro 33-892 |  |  | SE - NURSE CALL |  |  |  |  | 099-06526 | 099-06526 | Southeast | Memorial Hermann South East | SE - NURSE CALL | Biomed
YES | YES |  |  |  | 099-01334 | 099-01334 | Ideal Medical Prod | Ebw2 |  |  | SMR - (NE) - NE HOSPITAL |  |  |  |  | 099-01334 | 099-01334 | Katy | Memorial Hermann Northeast Hospital | SMR - (NE) - NE HOSPITAL | Sports medicine | [5 empty] | Warmer, Gel | WARMERGEL-WhitehallMfgDiv-EBW-2 | [22 empty] | Warmer, Gel | WARMERGEL | Warmer, Gel | Ideal Medical Prod
YES | YES |  |  |  | 142-01419 | 142-01419 | Ideal Medical Prod | GW108 |  |  | NE - LABOR |  |  |  |  | 142-01419 | 142-01419 | NorthEast |  | NE - LABOR |  |  |  |  | No pm |  | Warmer, Gel | WARMERGEL-Ideal Medical Prod-GW108 | [22 empty] | Warmer, Gel | WARMERGEL | Warmer, Gel | Ideal Medical Prod
YES | YES |  |  |  | 142-01420 | 142-01420 | Ideal Medical Prod | GW108 |  |  | NE - LABOR |  |  |  |  | 142-01420 | 142-01420 | NorthEast |  | NE - LABOR |  |  |  |  | No pm |  | Warmer, Gel | WARMERGEL-Ideal Medical Prod-GW108 | [22 empty] | Warmer, Gel | WARMERGEL | Warmer, Gel | Ideal Medical Prod
YES | YES |  |  |  | 099-00686 | 099-00686 | Ideal Medical Prod | GW108 |  |  | NE - LABOR |  |  |  |  | 099-00686 | 099-00686 | Katy | Memorial Hermann Northeast Hospital | NE - LABOR | Suite 2020 | [5 empty] | Warmer, Gel | WARMERGEL-Ideal Medical Prod-GW108 | [22 empty] | Warmer, Gel | WARMERGEL | Warmer, Gel | Ideal Medical Prod
YES | YES |  |  |  | 074-06066 | 074-06066 | Ideal Medical Prod | GW108 |  |  | OB/GYN |  |  |  |  | 074-06066 | 074-06066 | Woodlands | Memorial Hermann The Woodlands Medical Center | OB/GYN | OB\GYN | [5 empty] | Warmer, Gel | WARMERGEL-Ideal Medical Prod-GW108 | [22 empty] | Warmer, Gel | WARMERGEL | Warmer, Gel | Ideal Medical Prod
YES | YES |  |  |  | 074-06068 | 074-06068 | Ideal Medical Prod | GW108 |  |  | OB/GYN MP3 |  |  |  |  | 074-06068 | 074-06068 | Woodlands | Memorial Hermann The Woodlands Medical Center | OB/GYN MP3 | OB/GYN MP3 | [5 empty] | Warmer, Gel | WARMERGEL-Ideal Medical Prod-GW108 | [22 empty] | Warmer, Gel | WARMERGEL | Warmer, Gel | Ideal Medical Prod
YES | YES |  |  |  | 099-00333 | 099-00333 | Ideal Medical Prod | GW208 |  |  | KATY - CARDIOLOGY |  |  |  |  | 099-00333 | 099-00333 | Katy | Memorial Hermann Katy Hospital | KATY - CARDIOLOGY | ECG room | [5 empty] | Warmer, Gel | WARMERGEL-Ideal Medical Prod-GW208 | [22 empty] | Warmer, Gel | WARMERGEL | Warmer, Gel | Ideal Medical Prod
YES | YES |  |  |  | 099-07873 | 099-07873 | Ideal Medical Prod | GW208 |  |  | SE - EMERGENCY CENTER |  |  |  |  | 099-07873 | 099-07873 | Southeast | Memorial hermann -south east | SE - EMERGENCY CENTER | Hallway |  |  |  | No pm |  | Warmer, Gel | WARMERGEL-Ideal Medical Prod-GW208 | [22 empty] | Warmer, Gel | WARMERGEL | Warmer, Gel | Ideal Medical Prod
YES | YES |  |  |  |  | 099-02413 | Ideal Medical Prod | GW216 |  |  | MH MG - (NE) - KINGWOOD OB/GYN | [5 empty] | 099-02413 | Katy | Memorial Hermann Medical Group Kingwood Obstetrics | MH MG - (NE) - KINGWOOD OB/GYN | Room 9 | [5 empty] | Warmer, Gel | WARMERGEL-Ideal Medical Prod-GW216 | [22 empty] | Warmer, Gel | WARMERGEL | Warmer, Gel | Ideal Medical Prod
YES | YES |  |  |  | 099-06822 | 099-06822 | Ideal Medical Prod | GW308 |  |  | MEMORIAL CITY - CATH LAB |  |  |  |  | 099-06822 | 099-06822 | West | Memorial Hermann Heart | MEMORIAL CITY - CATH LAB | CT 1
NO | YES |  |  |  | 000-03555 | 000-03555 | Ideal Medical Products Inc. | GF108 |  |  | MH MG-(KY)-OB/GYN | MHHS-MG |  | Warmer, Gel |  | 000-03555 | 000-03555 | Katy | MHHS-MG | MH MG-(KY)-OB/GYN | Exam 1 |  |  |  |  | WARMING UNITS, GEL | Warmer, Gel | WARMERGEL-GFHealthPr-GF108 | WARMERGEL | GF108 |  |  |  | GFHealthPr | Warmer, Gel |  |  | WARMERGEL-GFHealthPr-GF108 | 5/14/14 |  |  | Covered PM Repair - Biomedical | MHHS-MG | [8 empty] | WARMERGEL | Warmer, Gel | GFHealthPr
NO | YES |  |  |  | 143-01730 | 143-01730 | Ideal Medical Products Inc. | GF108 |  |  | MH MG-(KY)-OB/GYN | MHHS-MG |  | Warmer, Gel |  | 143-01730 | 143-01730 | Katy | MHHS-MG | MH MG-(KY)-OB/GYN | Ob |  |  |  |  | WARMING UNITS, GEL | Warmer, Gel | WARMERGEL-GFHealthPr-GF108 | WARMERGEL | GF108 |  |  |  | GFHealthPr | Warmer, Gel |  |  | WARMERGEL-GFHealthPr-GF108 | 1/14/16 |  |  | Covered PM Repair - Biomedical | MHHS-MG | [8 empty] | WARMERGEL | Warmer, Gel | GFHealthPr
NO | YES |  |  |  | 929-01396 | 929-01396 | Ideal Medical Products Inc. | GW108 |  |  | MH MG-(CY)-Fairfield [Mp1-Ste100] | MHHS-MG |  | Warmer, Gel |  | 929-01396 | 929-01396 | Northwest | MHHS-MG | MH MG-(CY)-Fairfield [Mp1-Ste100] | [5 empty] | WARMING UNITS, GEL | Warmer, Gel | WARMERGEL-Ideal Medical Prod-GW108 | WARMERGEL | GW108 |  |  |  | Ideal Medical Prod | Warmer, Gel |  | WARMERGEL-Ideal Medical Prod-GW108 |  | 3/11/16 |  |  | Covered PM Repair - Biomedical | MHHS-MG | [8 empty] | WARMERGEL | Warmer, Gel | Ideal Medical Prod
NO | YES |  |  |  | 929-01397 | 929-01397 | Ideal Medical Products Inc. | GW108 |  |  | MH MG-(CY)-Cypress Multi Specialty | MHHS-MG |  | Warmer, Gel |  | 929-01397 | 929-01397 | Northwest | MHHS-MG | MH MG-(CY)-Cypress Multi Specialty | Ultrasound |  |  |  |  | WARMING UNITS, GEL | Warmer, Gel | WARMERGEL-Ideal Medical Prod-GW108 | WARMERGEL | GW108 |  |  |  | Ideal Medical Prod | Warmer, Gel |  | WARMERGEL-Ideal Medical Prod-GW108 |  | 3/12/16 |  |  | Covered PM Repair - Biomedical | MHHS-MG | [8 empty] | WARMERGEL | Warmer, Gel | Ideal Medical Prod
NO | YES |  |  |  | 000-03570 | 000-03570 | Ideal Medical Products Inc. | GW108 |  |  | MH MG-(KY)-OB/GYN | MHHS-MG |  | Warmer, Gel |  | 000-03570 | 000-03570 | Katy | MHHS-MG | MH MG-(KY)-OB/GYN | OGBYN |  |  |  | No pm | WARMING UNITS, GEL | Warmer, Gel | WARMERGEL-Ideal Medical Prod-GW108 | WARMERGEL | GW108 |  |  |  | Ideal Medical Prod | Warmer, Gel |  | WARMERGEL-Ideal Medical Prod-GW108 |  | 3/12/16 |  |  | Covered PM Repair - Biomedical | MHHS-MG | [8 empty] | WARMERGEL | Warmer, Gel | Ideal Medical Prod
NO | YES |  |  |  | 143-01725 | 143-01725 | Ideal Medical Products Inc. | GW108 |  |  | MH MG-(KY)-OB/GYN | MHHS-MG |  | Warmer, Gel |  | 143-01725 | 143-01725 | Katy | MHHS-MG | MH MG-(KY)-OB/GYN | OGBYN |  |  |  | No pm | WARMING UNITS, GEL | Warmer, Gel | WARMERGEL-Ideal Medical Prod-GW108 | WARMERGEL | GW108 |  |  |  | Ideal Medical Prod | Warmer, Gel |  | WARMERGEL-Ideal Medical Prod-GW108 |  | 3/12/16 |  |  | Covered PM Repair - Biomedical | MHHS-MG | [8 empty] | WARMERGEL | Warmer, Gel | Ideal Medical Prod
NO | YES |  |  |  | 017-00993 | 017-00993 | Ideal Medical Products Inc. | GW108 |  | 017-00993 | MH MG-(STX)-South Texas-Wharton | MHHS-MG |  | Warmer, Gel |  | 017-00993 | 017-00993 | South | MHHS-MG | MH MG-(STX)-South Texas-Wharton | Exam 5 | 6/1/15 |  |  |  | WARMING UNITS, GEL | Warmer, Gel | WARMERGEL-Ideal Medical Prod-GW108 | WARMERGEL | GW108 |  |  |  | Ideal Medical Prod | Warmer, Gel |  | WARMERGEL-Ideal Medical Prod-GW108 |  |  |  |  | Not Covered Vendor Only - Biomedical | MHHS-MG | [8 empty] | WARMERGEL | Warmer, Gel | Ideal Medical Prod
NO | YES |  |  |  | 017-00996 | 017-00996 | Ideal Medical Products Inc. | GW108 |  |  | MH MG-(STX)-South Texas-Wharton | MHHS-MG |  | Warmer, Gel |  | 017-00996 | 017-00996 | South | MHHS-MG | MH MG-(STX)-South Texas-Wharton | Exam 3 | 6/1/15 |  |  |  | WARMING UNITS, GEL | Warmer, Gel | WARMERGEL-Ideal Medical Prod-GW108 | WARMERGEL | GW108 |  |  |  | Ideal Medical Prod | Warmer, Gel |  | WARMERGEL-Ideal Medical Prod-GW108 |  | 3/12/16 |  |  | Covered PM Repair - Biomedical | MHHS-MG | [8 empty] | WARMERGEL | Warmer, Gel | Ideal Medical Prod
NO | YES |  |  |  | 929-01405 | 929-01405 | Ideal Medical Products Inc. | GW108 |  |  | MH MG-(WDLS)-Ob/Gyn (Mp3) | MHHS-MG |  | Warmer, Gel |  | 929-01405 | 929-01405 | Woodlands | MHHS-MG | MH MG-(WDLS)-Ob/Gyn (Mp3) | Exam 9 |  |  |  |  | WARMING UNITS, GEL | Warmer, Gel | WARMERGEL-Ideal Medical Prod-GW108 | WARMERGEL | GW108 |  |  |  | Ideal Medical Prod | Warmer, Gel |  | WARMERGEL-Ideal Medical Prod-GW108 |  | 3/12/16 |  |  | Covered PM Repair - Biomedical | MHHS-MG | [8 empty] | WARMERGEL | Warmer, Gel | Ideal Medical Prod
NO | YES |  |  |  | 929-01406 | 929-01406 | Ideal Medical Products Inc. | GW108 |  |  | MH MG-(WDLS)-Ob/Gyn (Mp3) | MHHS-MG |  | Warmer, Gel |  | 929-01406 | 929-01406 | Woodlands | MHHS-MG | MH MG-(WDLS)-Ob/Gyn (Mp3) | OBGYN |  |  |  |  | WARMING UNITS, GEL | Warmer, Gel | WARMERGEL-Ideal Medical Prod-GW108 | WARMERGEL | GW108 |  |  |  | Ideal Medical Prod | Warmer, Gel |  | WARMERGEL-Ideal Medical Prod-GW108 |  | 3/12/16 |  |  | Covered PM Repair - Biomedical | MHHS-MG | [8 empty] | WARMERGEL | Warmer, Gel | Ideal Medical Prod
NO | YES |  |  |  | 929-01407 | 929-01407 | Ideal Medical Products Inc. | GW108 |  |  | MH MG-(WDLS)-Ob/Gyn (Mp3) | MHHS-MG |  | Warmer, Gel |  | 929-01407 | 929-01407 | Woodlands | MHHS-MG | MH MG-(WDLS)-Ob/Gyn (Mp3) | OB/GYN MP 3 |  |  |  |  | WARMING UNITS, GEL | Warmer, Gel | WARMERGEL-Ideal Medical Prod-GW108 | WARMERGEL | GW108 |  |  |  | Ideal Medical Prod | Warmer, Gel |  | WARMERGEL-Ideal Medical Prod-GW108 |  | 3/12/16 |  |  | Covered PM Repair - Biomedical | MHHS-MG | [8 empty] | WARMERGEL | Warmer, Gel | Ideal Medical Prod
NO | YES |  |  |  | 929-01408 | 929-01408 | Ideal Medical Products Inc. | GW108 |  |  | MH MG-(WDLS)-Ob/Gyn (Mp3) | MHHS-MG |  | Warmer, Gel |  | 929-01408 | 929-01408 | Woodlands | MHHS-MG | MH MG-(WDLS)-Ob/Gyn (Mp3) | OBGYN |  |  |  |  | WARMING UNITS, GEL | Warmer, Gel | WARMERGEL-Ideal Medical Prod-GW108 | WARMERGEL | GW108 |  |  |  | Ideal Medical Prod | Warmer, Gel |  | WARMERGEL-Ideal Medical Prod-GW108 |  | 12/13/19 |  |  | Covered PM Repair - Biomedical | MHHS-MG | [8 empty] | WARMERGEL | Warmer, Gel | Ideal Medical Prod
NO | YES |  |  |  | 929-01409 | 929-01409 | Ideal Medical Products Inc. | GW108 |  |  | MH MG-(WDLS)-Ob/Gyn (Mp3) | MHHS-MG |  | Warmer, Gel |  | 929-01409 | 929-01409 | Woodlands | MHHS-MG | MH MG-(WDLS)-Ob/Gyn (Mp3) | OBGYN |  |  |  |  | WARMING UNITS, GEL | Warmer, Gel | WARMERGEL-Ideal Medical Prod-GW108 | WARMERGEL | GW108 |  |  |  | Ideal Medical Prod | Warmer, Gel |  | WARMERGEL-Ideal Medical Prod-GW108 |  | 3/12/16 |  |  | Covered PM Repair - Biomedical | MHHS-MG | [8 empty] | WARMERGEL | Warmer, Gel | Ideal Medical Prod
NO | YES |  |  |  | 929-01410 | 929-01410 | Ideal Medical Products Inc. | GW108 |  |  | MH MG-(WDLS)-Ob/Gyn (Mp3) | MHHS-MG |  | Warmer, Gel |  | 929-01410 | 929-01410 | Woodlands | MHHS-MG | MH MG-(WDLS)-Ob/Gyn (Mp3) | [5 empty] | WARMING UNITS, GEL | Warmer, Gel | WARMERGEL-Ideal Medical Prod-GW108 | WARMERGEL | GW108 |  |  |  | Ideal Medical Prod | Warmer, Gel |  | WARMERGEL-Ideal Medical Prod-GW108 |  | 3/12/16 |  |  | Covered PM Repair - Biomedical | MHHS-MG | [8 empty] | WARMERGEL | Warmer, Gel | Ideal Medical Prod
NO | YES |  |  |  | 929-01412 | 929-01412 | Ideal Medical Products Inc. | GW108 |  |  | MH MG-(WDLS)-Ob/Gyn (Mp3) | MHHS-MG |  | Warmer, Gel |  | 929-01412 | 929-01412 | Woodlands | MHHS-MG | MH MG-(WDLS)-Ob/Gyn (Mp3) | OBGYN |  |  |  |  | WARMING UNITS, GEL | Warmer, Gel | WARMERGEL-Ideal Medical Prod-GW108 | WARMERGEL | GW108 |  |  |  | Ideal Medical Prod | Warmer, Gel |  | WARMERGEL-Ideal Medical Prod-GW108 |  | 3/12/16 |  |  | Covered PM Repair - Biomedical | MHHS-MG | [8 empty] | WARMERGEL | Warmer, Gel | Ideal Medical Prod
NO | YES |  |  |  | 929-01413 | 929-01413 | Ideal Medical Products Inc. | GW108 |  |  | MH MG-(WDLS)-Ob/Gyn (Mp3) | MHHS-MG |  | Warmer, Gel |  | 929-01413 | 929-01413 | Woodlands | MHHS-MG | MH MG-(WDLS)-Ob/Gyn (Mp3) | Exam 1 |  |  |  |  | WARMING UNITS, GEL | Warmer, Gel | WARMERGEL-Ideal Medical Prod-GW108 | WARMERGEL | GW108 |  |  |  | Ideal Medical Prod | Warmer, Gel |  | WARMERGEL-Ideal Medical Prod-GW108 |  | 3/12/16 |  |  | Covered PM Repair - Biomedical | MHHS-MG | [8 empty] | WARMERGEL | Warmer, Gel | Ideal Medical Prod
YES | YES |  |  |  | 929-01411 | 929-01411 | Ideal Medical Products Inc. | GW108 |  |  | MH MG - (WDLS) - OB/GYN (MP3) |  |  |  |  | 929-01411 | 929-01411 | Woodlands | Memorial Hermann Medical Group The Woodlands Obstetrics and Gynecology (#300) | MH MG - (WDLS) - OB/GYN (MP3) | Exam 3 | [5 empty] | Warmer, Gel | WARMERGEL-Ideal Medical Prod-GW108 | [23 empty] | WARMERGEL | Warmer, Gel | Ideal Medical Prod
YES | YES |  |  |  | 017-01411 | 017-01411 | Ideal Medical Products Inc. | GW108 |  |  | MH MG - (WDLS) - OB/GYN (MP3) |  |  |  |  | 017-01411 | 017-01411 | Woodlands | Memorial Hermann Medical Group The Woodlands Obstetrics and Gynecology (#300) | MH MG - (WDLS) - OB/GYN (MP3) | Ultrasound room | 3/1/20 |  |  |  |  | Warmer, Gel | WARMERGEL-Ideal Medical Prod-GW108 | [23 empty] | WARMERGEL | Warmer, Gel | Ideal Medical Prod
YES | YES |  |  |  | 017-01410 | 017-01410 | Ideal Medical Products Inc. | GW108 |  |  | MH MG - (WDLS) - OB/GYN (MP3) |  |  |  |  | 017-01410 | 017-01410 | woodlands |  | MH MG - (WDLS) - OB/GYN (MP3) | OBGYN | [5 empty] | Warmer, Gel | WARMERGEL-Ideal Medical Prod-GW108 | [23 empty] | WARMERGEL | Warmer, Gel | Ideal Medical Prod
NO | NO | [5 empty] | Ideal Medical Products Inc. | GW108 |  |  | SMR - (TMC) - IRONMAN [MHMP-16FLR] | MHHS-SMR |  | Warmer, Gel |  |  |  | TMC |  | SMR - (TMC) - IRONMAN [MHMP-16FLR] | [5 empty] | WARMING UNITS, GEL |  | WARMERGEL-Ideal Medical Prod-GW108 | WARMERGEL | GW108 |  |  |  | Ideal Medical Prod | Warmer, Gel |  | WARMERGEL-Ideal Medical Prod-GW108 |  |  |  |  | Covered PM Repair - Biomedical | MHHS-SMR
NO | YES |  |  |  | 009-10590 | 009-10590 | Ideal Medical Products Inc. | GW208 |  |  | SMR-(GH)-Greater Heights CCC | MHHS-SMR |  | Warmer, Gel |  | 009-10590 | 009-10590 | Central | MHHS-Others | SMR-(GH)-Greater Heights CCC | Gym Floor | 9/1/17 |  |  |  | WARMING UNITS, GEL | Warmer, Gel | WARMERGEL-Ideal Medical Prod-GW208 | WARMERGEL | GW208 |  |  |  | Ideal Medical Prod | Warmer, Gel |  | WARMERGEL-Ideal Medical Prod-GW208 |  |  |  |  | Not Covered Vendor Only - Biomedical | MHHS-SMR | [8 empty] | WARMERGEL | Warmer, Gel | Ideal Medical Prod
NO | YES |  |  |  | 009-10591 | 009-10591 | Ideal Medical Products Inc. | GW208 |  |  | SMR-(GH)-Greater Heights CCC | MHHS-SMR |  | Warmer, Gel |  | 009-10591 | 009-10591 | Central | MHHS-Others | SMR-(GH)-Greater Heights CCC | Equient Storage | 9/1/17 |  |  |  | WARMING UNITS, GEL | Warmer, Gel | WARMERGEL-Ideal Medical Prod-GW208 | WARMERGEL | GW208 |  |  |  | Ideal Medical Prod | Warmer, Gel |  | WARMERGEL-Ideal Medical Prod-GW208 |  | 4/9/18 |  |  | Covered PM Repair - Biomedical | MHHS-SMR | [8 empty] | WARMERGEL | Warmer, Gel | Ideal Medical Prod
NO | YES |  |  |  | 074-06026 | 074-06026 | Ideal Medical Products Inc. | GW208 |  |  | Procedure room |  |  |  |  | 074-06026 | 074-06026 | Woodlands | Memorial Hermann The Woodlands Medical Center | Procedure room | Procedure room | [5 empty] | Warmer, Gel | WARMERGEL-Ideal Medical Prod-GW208 | [23 empty] | WARMERGEL | Warmer, Gel | Ideal Medical Prod
NO | NO |  |  |  | 029-11818 |  | Ideal Medical Products Inc. | GW208 |  |  | OPID - (WDLS) - SPRING CCC - 440 | MHHS-OPID |  | Warmer, Gel |  | 029-11818 |  | Woodlands |  | OPID - (WDLS) - SPRING CCC - 440 | [5 empty] | WARMING UNITS, GEL |  | WARMERGEL-Ideal Medical Prod-GW208 | WARMERGEL | GW208 |  |  |  | Ideal Medical Prod | Warmer, Gel |  | WARMERGEL-Ideal Medical Prod-GW208 |  |  |  |  | Covered PM Repair - Biomedical | MHHS-OPID
NO | NO |  |  |  | 583-01261 |  | Ideal Medical Products Inc. | GW208 |  |  | SMR - (KY) - SOUTH KATY CCC | MHHS-SMR |  | Warmer, Gel |  | 583-01261 |  | Katy |  | SMR - (KY) - SOUTH KATY CCC | [5 empty] | WARMING UNITS, GEL |  | WARMERGEL-Ideal Medical Prod-GW208 | WARMERGEL | GW208 |  |  |  | Ideal Medical Prod | Warmer, Gel |  | WARMERGEL-Ideal Medical Prod-GW208 |  |  |  |  | Covered PM Repair - Biomedical | MHHS-SMR
NO | NO | [5 empty] | Ideal Medical Products Inc. | GW208 |  |  | SE - REHAB SERVICES | MHHS-Southeast |  | Warmer, Gel |  |  |  | Southeast & Bay Area |  | SE - REHAB SERVICES | [5 empty] | WARMING UNITS, GEL |  | WARMERGEL-Ideal Medical Prod-GW208 | WARMERGEL | GW208 |  |  |  | Ideal Medical Prod | Warmer, Gel |  | WARMERGEL-Ideal Medical Prod-GW208 |  |  |  |  | Covered PM Repair - Biomedical | MHHS-Southeast
NO | NO |  |  |  | 029-11249 |  | Ideal Medical Products Inc. | GW208U |  |  | OPID - (WDLS) - SPRING CCC - 440 | MHHS-OPID |  |  |  | 029-11249 |  | Woodlands |  | OPID - (WDLS) - SPRING CCC - 440 | [5 empty] | WARMING UNITS, GEL |  | .needs class | [5 empty] | Ideal Medical Prod | [7 empty] | Covered PM Repair - Biomedical | MHHS-OPID
NO | YES |  |  |  | 145-00838 | 145-00838 | Ideal Medical Products Inc. | GW308 |  |  | Pearland-Radiology | MHHS-Pearland Hospital |  | Warmer, Gel |  | 145-00838 | 145-00838 | Pearland | MHHS-Pearland Hospital | Pearland-Radiology | Ultrasound cabinet | 12/1/17 |  |  |  | WARMING UNITS, GEL | Warmer, Gel | WARMERGEL-Ideal Medical Prod-GW308 | WARMERGEL | GW308 |  |  |  | Ideal Medical Prod | Warmer, Gel |  | WARMERGEL-Ideal Medical Prod-GW308 |  |  |  |  | Covered PM Repair - Biomedical | MHHS-Pearland Hospital | [8 empty] | WARMERGEL | Warmer, Gel | Ideal Medical Prod
NO | YES |  |  |  | 145-00839 | 145-00839 | Ideal Medical Products Inc. | GW308 |  |  | Pearland-Radiology | MHHS-Pearland Hospital |  | Warmer, Gel |  | 145-00839 | 145-00839 | Pearland | MHHS-Pearland Hospital | Pearland-Radiology | Ultrasound | 12/1/17 |  |  |  | WARMING UNITS, GEL | Warmer, Gel | WARMERGEL-Ideal Medical Prod-GW308 | WARMERGEL | GW308 |  |  |  | Ideal Medical Prod | Warmer, Gel |  | WARMERGEL-Ideal Medical Prod-GW308 |  | 10/31/17 |  |  | Covered PM Repair - Radiology, High End | MHHS-Pearland Hospital | [8 empty] | WARMERGEL | Warmer, Gel | Ideal Medical Prod
NO | NO |  |  |  | 017-01016 |  | Ideal Medical Products Inc. | GW308 |  |  | OPID - (SE) - BAYSHORE - 403 | MHHS-OPID |  | Warmer, Gel |  | 017-01016 |  | Southeast & Bay Area |  | OPID - (SE) - BAYSHORE - 403 | [5 empty] | WARMING UNITS, GEL |  | WARMERGEL-Ideal Medical Prod-GW308 | WARMERGEL | GW308 |  |  |  | Ideal Medical Prod | Warmer, Gel |  | WARMERGEL-Ideal Medical Prod-GW308 |  |  |  |  | Covered PM Repair - Biomedical | MHHS-OPID
NO | NO |  |  |  | 000-04100 |  | Ideal Medical Products Inc. | GW308 |  |  | OPID - (SE) - LEAGUE CITY CCC - 409 | MHHS-OPID |  | Warmer, Gel |  | 000-04100 |  | Southeast & Bay Area |  | OPID - (SE) - LEAGUE CITY CCC - 409 | [5 empty] | WARMING UNITS, GEL |  | WARMERGEL-Ideal Medical Prod-GW308 | WARMERGEL | GW308 |  |  |  | Ideal Medical Prod | Warmer, Gel |  | WARMERGEL-Ideal Medical Prod-GW308 |  |  |  |  | Covered PM Repair - Biomedical | MHHS-OPID
NO | NO |  |  |  | 017-01023 |  | Ideal Medical Products Inc. | GW308 |  | S2733 | OPID - (SE) - PASADENA - 465 | MHHS-OPID |  | Warmer, Gel |  | 017-01023 |  | Southeast & Bay Area |  | OPID - (SE) - PASADENA - 465 | [5 empty] | WARMING UNITS, GEL |  | WARMERGEL-Ideal Medical Prod-GW308 | WARMERGEL | GW308 |  |  |  | Ideal Medical Prod | Warmer, Gel |  | WARMERGEL-Ideal Medical Prod-GW308 |  |  |  |  | Covered PM Repair - Biomedical | MHHS-OPID
NO | NO |  |  |  | 000-04095 |  | Ideal Medical Products Inc. | GW308 |  |  | OPID - (SE) - VICTORY BREAST CARE (CCC) - 402 | MHHS-OPID |  | Warmer, Gel |  | 000-04095 |  | Southeast & Bay Area |  | OPID - (SE) - VICTORY BREAST CARE (CCC) - 402 | [5 empty] | WARMING UNITS, GEL |  | WARMERGEL-Ideal Medical Prod-GW308 | WARMERGEL | GW308 |  |  |  | Ideal Medical Prod | Warmer, Gel |  | WARMERGEL-Ideal Medical Prod-GW308 |  |  |  |  | Not Covered Vendor Only - Biomedical | MHHS-OPID
NO | NO |  |  |  | 000-04098 |  | Ideal Medical Products Inc. | GW308 |  |  | OPID - (SE) - VICTORY BREAST CARE (CCC) - 402 | MHHS-OPID |  | Warmer, Gel |  | 000-04098 |  | Southeast & Bay Area |  | OPID - (SE) - VICTORY BREAST CARE (CCC) - 402 | [5 empty] | WARMING UNITS, GEL |  | WARMERGEL-Ideal Medical Prod-GW308 | WARMERGEL | GW308 |  |  |  | Ideal Medical Prod | Warmer, Gel |  | WARMERGEL-Ideal Medical Prod-GW308 |  |  |  |  | Covered PM Repair - Biomedical | MHHS-OPID
NO | NO |  |  |  | 000-04099 |  | Ideal Medical Products Inc. | GW308 |  |  | OPID - (SE) - VICTORY BREAST CARE (CCC) - 402 | MHHS-OPID |  | Warmer, Gel |  | 000-04099 |  | Southeast & Bay Area |  | OPID - (SE) - VICTORY BREAST CARE (CCC) - 402 | [5 empty] | WARMING UNITS, GEL |  | WARMERGEL-Ideal Medical Prod-GW308 | WARMERGEL | GW308 |  |  |  | Ideal Medical Prod | Warmer, Gel |  | WARMERGEL-Ideal Medical Prod-GW308 |  |  |  |  | Not Covered Vendor Only - Biomedical | MHHS-OPID
NO | NO |  |  |  | 129-06179 |  | Ideal Medical Products Inc. | GW308 |  |  | OPID - (SL) - SIENNA PLANTATION CCC - 448 | MHHS-OPID |  | Warmer, Gel |  | 129-06179 |  | Sugar Land |  | OPID - (SL) - SIENNA PLANTATION CCC - 448 | [5 empty] | WARMING UNITS, GEL |  | WARMERGEL-Ideal Medical Prod-GW308 | WARMERGEL | GW308 |  |  |  | Ideal Medical Prod | Warmer, Gel |  | WARMERGEL-Ideal Medical Prod-GW308 |  |  |  |  | Covered PM Repair - Radiology, Low End | MHHS-OPID
NO | NO |  |  |  | 129-05753 |  | Ideal Medical Products Inc. | GW308 |  |  | OPID - (SL) - SUGAR LAND - 449 (MP1) | MHHS-OPID |  | Warmer, Gel |  | 129-05753 |  | Sugar Land |  | OPID - (SL) - SUGAR LAND - 449 (MP1) | [5 empty] | WARMING UNITS, GEL |  | WARMERGEL-Ideal Medical Prod-GW308 | WARMERGEL | GW308 |  |  |  | Ideal Medical Prod | Warmer, Gel |  | WARMERGEL-Ideal Medical Prod-GW308 |  |  |  |  | Covered PM Repair - Biomedical | MHHS-OPID
NO | NO |  |  |  | 145-00866 |  | Ideal Medical Products Inc. | GW308 |  |  | PEARLAND - RADIOLOGY | MHHS-Pearland Hospital |  | Warmer, Gel |  | 145-00866 |  | Pearland |  | PEARLAND - RADIOLOGY | [5 empty] | WARMING UNITS, GEL |  | WARMERGEL-Ideal Medical Prod-GW308 | WARMERGEL | GW308 |  |  |  | Ideal Medical Prod | Warmer, Gel |  | WARMERGEL-Ideal Medical Prod-GW308 |  |  |  |  | Covered PM Repair - Radiology, Low End | MHHS-Pearland Hospital
NO | NO |  |  |  | 000-04018 |  | Ideal Medical Products Inc. | GW308 |  |  | SMR - (SE) - LEAGUE CITY CCC | MHHS-SMR |  | Warmer, Gel |  | 000-04018 |  | Southeast & Bay Area |  | SMR - (SE) - LEAGUE CITY CCC | [5 empty] | WARMING UNITS, GEL |  | WARMERGEL-Ideal Medical Prod-GW308 | WARMERGEL | GW308 |  |  |  | Ideal Medical Prod | Warmer, Gel |  | WARMERGEL-Ideal Medical Prod-GW308 |  |  |  |  | Covered PM Repair - Biomedical | MHHS-SMR
NO | NO |  |  |  | 029-11563 |  | Ideal Medical Products Inc. | GW308 |  |  | SMR - (WDLS) - SPRING CCC | MHHS-SMR |  | Warmer, Gel |  | 029-11563 |  | Woodlands |  | SMR - (WDLS) - SPRING CCC | [5 empty] | WARMING UNITS, GEL |  | WARMERGEL-Ideal Medical Prod-GW308 | WARMERGEL | GW308 |  |  |  | Ideal Medical Prod | Warmer, Gel |  | WARMERGEL-Ideal Medical Prod-GW308 |  |  |  |  | Covered PM Repair - Biomedical | MHHS-SMR
NO | NO |  |  |  | 029-11566 |  | Ideal Medical Products Inc. | GW308 |  |  | SMR - (WDLS) - SPRING CCC | MHHS-SMR |  | Warmer, Gel |  | 029-11566 |  | Woodlands |  | SMR - (WDLS) - SPRING CCC | [5 empty] | WARMING UNITS, GEL |  | WARMERGEL-Ideal Medical Prod-GW308 | WARMERGEL | GW308 |  |  |  | Ideal Medical Prod | Warmer, Gel |  | WARMERGEL-Ideal Medical Prod-GW308 |  |  |  |  | Covered PM Repair - Biomedical | MHHS-SMR
NO | YES |  |  |  | 583-01163 | 583-01163 | Ideal Medical Products Inc. | GW408 |  |  | Katy Rehab-Outpatient Rehab 3rd Floor | MHHS-Katy Rehab |  | Warmer, Gel |  | 583-01163 | 583-01163 | Katy | MHHS-Others | Katy Rehab-Outpatient Rehab 3rd Floor | Gym floor | 9/1/16 |  |  |  | WARMING UNITS, GEL | Warmer, Gel | WARMERGEL-Ideal Medical Prod-GW408 | WARMERGEL | GW408 |  |  |  | Ideal Medical Prod | Warmer, Gel |  | WARMERGEL-Ideal Medical Prod-GW408 |  | 8/1/19 |  |  | Covered PM Repair - Biomedical | MHHS-Katy Rehab | [8 empty] | WARMERGEL | Warmer, Gel | Ideal Medical Prod
YES | YES |  |  |  | 005-08730 | 005-08730 | Ideal Products | GW116 |  |  | SE - LABOR |  |  |  |  | 005-08730 | 005-08730 | Southeast | Memorial Hermann Southeast Hospital | SE - LABOR | Rm 2 |  |  |  | No pm label |  |  | WARMERGEL-Ideal Medical Prod-GW108
YES | YES |  |  |  | 142-01238 | 142-01238 | Ideal stuff | Gw108 |  |  | NE - L |  |  |  |  | 142-01238 | 142-01238 | Katy | Memorial Hermann Northeast Hospital | NE - L | Nursing | 2/1/16 | 2/1/17 |  |  |  | Warmer, Gel | WARMERGEL-Ideal Medical Prod-GW108 | [23 empty] | WARMERGEL | Warmer, Gel | Ideal Medical Prod
YES | YES |  |  |  | 099-00669 | 099-00669 | Ideal Stuff | GW108 |  |  | NE - LABOR |  |  |  |  | 099-00669 | 099-00669 | Katy | Memorial Hermann Northeast Hospital | NE - LABOR | [6 empty] | Warmer, Gel | WARMERGEL-Ideal Medical Prod-GW108 | [23 empty] | WARMERGEL | Warmer, Gel | Ideal Medical Prod
YES | YES |  |  |  | 142-01240 | 142-01240 | Ideal stuff | Gw108 |  |  | NE - LABOR |  |  |  |  | 142-01240 | 142-01240 | Katy | Memorial Hermann Northeast Hospital | NE - LABOR | [6 empty] | Warmer, Gel | WARMERGEL-Ideal Medical Prod-GW108 | [23 empty] | WARMERGEL | Warmer, Gel | Ideal Medical Prod
NO | YES | Serial Number 42608442 |  |  | 041-02952 | 041-02952 | IEC Damon | Centra CL2 |  |  | MH MG - (MC) - COMPREHENSIVE HEART CARE |  |  |  |  | 041-02952 | 041-02952 | West | Memorial Hermann Medical Group Memorial City Cardiology (#400) | MH MG - (MC) - COMPREHENSIVE HEART CARE | Lab
YES | YES |  |  |  | 099-06634 | 099-06634 | IET Labs Inc | RS-200 |  | D2-02161801 | SE - BIOMED |  |  |  |  | 099-06634 | 099-06634 | Southeast | Memorial Hermann Southeast Hospital | SE - BIOMED | Biomed | 7/1/19 |  | 7/1/20 |  |  | Decade Boxes | TESTEQUIP-IET Labs Inc-RS-200 | [12 empty] | TEST-A | [9 empty] | Test Equipment | TESTEQUIP | Decade Boxes | IET Labs Inc
YES | YES |  |  |  | 099-06207 | 099-06207 | IET Labs Inc | RS-200 |  | Do you 202161812 | Biomedical |  |  |  |  | 099-06207 | 099-06207 | Southeast | Memorial Hermann Southeast Hospital | Biomedical | Biomed shop |  |  |  | No pm |  | Decade Boxes | TESTEQUIP-IET Labs Inc-RS-200 | [12 empty] | TEST-A | [9 empty] | Test Equipment | TESTEQUIP | Decade Boxes | IET Labs Inc
YES | YES |  |  |  | 099-06208 | 099-06208 | IET Labs Inc | RS-200 |  | Do you 202161821 | Biomedical |  |  |  |  | 099-06208 | 099-06208 | Southeast | Memorial Hermann Southeast Hospital | Biomedical | Biomed shop | 7/1/19 |  | 7/1/20 |  |  | Decade Boxes | TESTEQUIP-IET Labs Inc-RS-200 | [12 empty] | TEST-A | [9 empty] | Test Equipment | TESTEQUIP | Decade Boxes | IET Labs Inc
NO | NO |  |  |  | 583-01425 |  | Igloo | FRF300 |  | A1605168330000340 | MH MG - (KY) - KATY [MP2-STE400] | MHHS-MG |  |  |  | 583-01425 |  | Katy |  | MH MG - (KY) - KATY [MP2-STE400] | [5 empty] | FREEZERS, LABORATORY |  | .needs class | [5 empty] | Igloo Products Corp | [7 empty] | Covered PM Repair - Biomedical | MHHS-MG
NO | NO |  |  |  | 013-39025 |  | IKA Works, Inc. | VXR |  |  | SW - LABORATORY - CYTOLOGY | MHHS-Southwest |  |  |  | 013-39025 |  | Southwest |  | SW - LABORATORY - CYTOLOGY | [5 empty] | MIXERS, CLINICAL LABORATORY |  | .needs class | [5 empty] | IKA-Works Inc | [7 empty] | Covered PM Repair - Biomedical | MHHS-Southwest
YES | YES |  |  |  | 099-09193 | 099-09193 | IKA-Works Inc | MS 3 |  | 03.355278R | HML Lab |  |  |  |  | 099-09193 | 099-09193 | TMC | Memorial Hermann-Texas Medical Center | HML Lab | Lab |  |  |  | (null) |  | Shaker | SHAKER-IKA-Works Inc-MS 3 | [22 empty] | Shaker | SHAKER | Shaker | IKA-Works Inc
NO | NO |  |  |  | DS20120356 |  | Ikaria | MANF SERV ONLY - INOMAX FOR MANUFACTURER SVS ONLY |  | DS20120356 | TMC - MHTMC - NON HOSPITAL-OWNED | MHHS-TMC |  |  |  | DS20120356 |  | TMC |  | TMC - MHTMC - NON HOSPITAL-OWNED | [5 empty] | VENTILATORS |  | N2ODELIVERYSYS-IKARIA Inc-Inovent |  |  |  |  | N2ODELIVERYSYS-IKARIA Inc-Inovent | IKARIA Inc | [7 empty] | Covered PM Repair - Biomedical | MHHS-TMC
NO | NO |  |  |  | DS20170106 |  | Ikaria | MANF SERV ONLY - INOMAX FOR MANUFACTURER SVS ONLY |  | DS20170106 | TMC - MHTMC - NON HOSPITAL-OWNED | MHHS-TMC |  |  |  | DS20170106 |  | TMC |  | TMC - MHTMC - NON HOSPITAL-OWNED | [5 empty] | VENTILATORS |  | N2ODELIVERYSYS-IKARIA Inc-Inovent |  |  |  |  | N2ODELIVERYSYS-IKARIA Inc-Inovent | IKARIA Inc | [7 empty] | Not Covered Vendor Only - Biomedical | MHHS-TMC
NO | NO |  |  |  | DS20080192 |  | Ikaria | MANF SERV ONLY - INOVENT GENERIC MODEL |  | DS20080192 | TMC - MHTMC - NON HOSPITAL-OWNED | MHHS-TMC |  |  |  | DS20080192 |  | TMC |  | TMC - MHTMC - NON HOSPITAL-OWNED | [5 empty] | VENTILATORS |  | N2ODELIVERYSYS-IKARIA Inc-Inovent |  |  |  |  | N2ODELIVERYSYS-IKARIA Inc-Inovent | IKARIA Inc | [7 empty] | Covered PM Repair - Radiology, High End | MHHS-TMC
NO | NO |  |  |  | DS20090010 |  | Ikaria | MANF SERV ONLY - INOVENT GENERIC MODEL |  | DS20090010 | TMC - MHTMC - NON HOSPITAL-OWNED | MHHS-TMC |  |  |  | DS20090010 |  | TMC |  | TMC - MHTMC - NON HOSPITAL-OWNED | [5 empty] | VENTILATORS |  | N2ODELIVERYSYS-IKARIA Inc-Inovent |  |  |  |  | N2ODELIVERYSYS-IKARIA Inc-Inovent | IKARIA Inc | [7 empty] | Covered PM Repair - Biomedical | MHHS-TMC
NO | NO |  |  |  | DS20090278 |  | Ikaria | MANF SERV ONLY - INOVENT GENERIC MODEL |  | DS20090278 | TMC - MHTMC - NON HOSPITAL-OWNED | MHHS-TMC |  |  |  | DS20090278 |  | TMC |  | TMC - MHTMC - NON HOSPITAL-OWNED | [5 empty] | VENTILATORS |  | N2ODELIVERYSYS-IKARIA Inc-Inovent |  |  |  |  | N2ODELIVERYSYS-IKARIA Inc-Inovent | IKARIA Inc | [7 empty] | Covered PM Repair - Biomedical | MHHS-TMC
NO | NO |  |  |  | DS20090344 |  | Ikaria | MANF SERV ONLY - INOVENT GENERIC MODEL |  | DS20090344 | TMC - MHTMC - NON HOSPITAL-OWNED | MHHS-TMC |  |  |  | DS20090344 |  | TMC |  | TMC - MHTMC - NON HOSPITAL-OWNED | [5 empty] | VENTILATORS |  | N2ODELIVERYSYS-IKARIA Inc-Inovent |  |  |  |  | N2ODELIVERYSYS-IKARIA Inc-Inovent | IKARIA Inc | [7 empty] | Covered PM Repair - Biomedical | MHHS-TMC
NO | NO |  |  |  | DS20090693 |  | Ikaria | MANF SERV ONLY - INOVENT GENERIC MODEL |  | DS20090693 | TMC - MHTMC - NON HOSPITAL-OWNED | MHHS-TMC |  |  |  | DS20090693 |  | TMC |  | TMC - MHTMC - NON HOSPITAL-OWNED | [5 empty] | VENTILATORS |  | N2ODELIVERYSYS-IKARIA Inc-Inovent |  |  |  |  | N2ODELIVERYSYS-IKARIA Inc-Inovent | IKARIA Inc | [7 empty] | Covered PM Repair - Biomedical | MHHS-TMC
NO | NO |  |  |  | DS20090734 |  | Ikaria | MANF SERV ONLY - INOVENT GENERIC MODEL |  | DS20090734 | TMC - MHTMC - NON HOSPITAL-OWNED | MHHS-TMC |  |  |  | DS20090734 |  | TMC |  | TMC - MHTMC - NON HOSPITAL-OWNED | [5 empty] | VENTILATORS |  | N2ODELIVERYSYS-IKARIA Inc-Inovent |  |  |  |  | N2ODELIVERYSYS-IKARIA Inc-Inovent | IKARIA Inc | [7 empty] | Covered PM Repair - Biomedical | MHHS-TMC
NO | NO |  |  |  | DS20090877 |  | Ikaria | MANF SERV ONLY - INOVENT GENERIC MODEL |  | DS20090877 | TMC - MHTMC - NON HOSPITAL-OWNED | MHHS-TMC |  |  |  | DS20090877 |  | TMC |  | TMC - MHTMC - NON HOSPITAL-OWNED | [5 empty] | VENTILATORS |  | N2ODELIVERYSYS-IKARIA Inc-Inovent |  |  |  |  | N2ODELIVERYSYS-IKARIA Inc-Inovent | IKARIA Inc | [7 empty] | Not Covered Vendor Only - Biomedical | MHHS-TMC
NO | NO |  |  |  | DS20101098 |  | Ikaria | MANF SERV ONLY - INOVENT GENERIC MODEL |  | DS20101098 | TMC - MHTMC - NON HOSPITAL-OWNED | MHHS-TMC |  |  |  | DS20101098 |  | TMC |  | TMC - MHTMC - NON HOSPITAL-OWNED | [5 empty] | VENTILATORS |  | N2ODELIVERYSYS-IKARIA Inc-Inovent |  |  |  |  | N2ODELIVERYSYS-IKARIA Inc-Inovent | IKARIA Inc | [7 empty] | Covered PM Repair - Biomedical | MHHS-TMC
NO | NO |  |  |  | DS20101333 |  | Ikaria | MANF SERV ONLY - INOVENT GENERIC MODEL |  | DS20101333 | TMC - MHTMC - NON HOSPITAL-OWNED | MHHS-TMC |  |  |  | DS20101333 |  | TMC |  | TMC - MHTMC - NON HOSPITAL-OWNED | [5 empty] | VENTILATORS |  | N2ODELIVERYSYS-IKARIA Inc-Inovent |  |  |  |  | N2ODELIVERYSYS-IKARIA Inc-Inovent | IKARIA Inc | [7 empty] | Covered PM Repair - Biomedical | MHHS-TMC
NO | NO |  |  |  | DS20101604 |  | Ikaria | MANF SERV ONLY - INOVENT GENERIC MODEL |  | DS20101604 | TMC - MHTMC - NON HOSPITAL-OWNED | MHHS-TMC |  |  |  | DS20101604 |  | TMC |  | TMC - MHTMC - NON HOSPITAL-OWNED | [5 empty] | VENTILATORS |  | N2ODELIVERYSYS-IKARIA Inc-Inovent |  |  |  |  | N2ODELIVERYSYS-IKARIA Inc-Inovent | IKARIA Inc | [7 empty] | Covered PM Repair - Biomedical | MHHS-TMC
NO | NO |  |  |  | DS20110786 |  | Ikaria | MANF SERV ONLY - INOVENT GENERIC MODEL |  | DS20110786 | TMC - MHTMC - NON HOSPITAL-OWNED | MHHS-TMC |  |  |  | DS20110786 |  | TMC |  | TMC - MHTMC - NON HOSPITAL-OWNED | [5 empty] | VENTILATORS |  | N2ODELIVERYSYS-IKARIA Inc-Inovent |  |  |  |  | N2ODELIVERYSYS-IKARIA Inc-Inovent | IKARIA Inc | [7 empty] | Not Covered Vendor Only - Biomedical | MHHS-TMC
NO | NO |  |  |  | DS20170051 |  | Ikaria | MANF SERV ONLY - INOVENT GENERIC MODEL |  | DS20170051 | TMC - MHTMC - NON HOSPITAL-OWNED | MHHS-TMC |  |  |  | DS20170051 |  | TMC |  | TMC - MHTMC - NON HOSPITAL-OWNED | [5 empty] | VENTILATORS |  | N2ODELIVERYSYS-IKARIA Inc-Inovent |  |  |  |  | N2ODELIVERYSYS-IKARIA Inc-Inovent | IKARIA Inc | [7 empty] | Covered PM Repair - Biomedical | MHHS-TMC
NO | NO |  |  |  | DS20170293 |  | Ikaria | MANF SERV ONLY - INOVENT GENERIC MODEL |  | DS20170293 | TMC - MHTMC - NON HOSPITAL-OWNED | MHHS-TMC |  |  |  | DS20170293 |  | TMC |  | TMC - MHTMC - NON HOSPITAL-OWNED | [5 empty] | VENTILATORS |  | N2ODELIVERYSYS-IKARIA Inc-Inovent |  |  |  |  | N2ODELIVERYSYS-IKARIA Inc-Inovent | IKARIA Inc | [7 empty] | Covered PM Repair - Biomedical | MHHS-TMC
NO | NO |  |  |  | R-069-STICUS6 |  | ImaCor Inc | ZURA |  | IMONE101410V0008 | TMC - HERMANN - STICU (3HP) | MHHS-TMC |  | Ultrasound, Diagnostic |  | R-069-STICUS6 |  | TMC |  | TMC - HERMANN - STICU (3HP) | [5 empty] | ULTRASONIC UNITS, DIAGNOSTIC |  | ULTRASOUNDDIAGNOSTIC-ImaCor Inc.-Zura | ULTRASOUNDDIAGNOSTIC | Zura |  |  |  | ImaCor Inc. | Ultrasound, Diagnostic |  | ULTRASOUNDDIAGNOSTIC-ImaCor Inc.-Zura |  |  |  |  | Covered PM Repair - Biomedical | MHHS-TMC
NO | NO |  |  |  | 000-04935 |  | Image Diagnostics, Inc. | IDI 100HT |  | 1070/003 | MH MG - (MC) - BARIATRIC SURGERY DAVIS CLINIC | MHHS-MG |  |  |  | 000-04935 |  | West & Memorial City |  | MH MG - (MC) - BARIATRIC SURGERY DAVIS CLINIC | [5 empty] | TABLES, IMAGING, RADIOGRAPHIC |  | .needs class | [5 empty] | Image Diag | [7 empty] | Covered PM Repair - Biomedical | MHHS-MG
NO | NO |  |  |  | 000-04935 |  | Image Diagnostics, Inc. | IDI 100HT |  | 1070/003 | MH MG - (MC) - BARIATRIC SURGERY DAVIS CLINIC | MHHS-MG |  |  |  | 000-04935 |  | West & Memorial City |  | MH MG - (MC) - BARIATRIC SURGERY DAVIS CLINIC | [5 empty] | TABLES, IMAGING, RADIOGRAPHIC |  | .needs class | [5 empty] | Image Diag | [7 empty] | Covered PM Repair - Biomedical | MHHS-MG
YES | YES |  |  |  | 099-09202 | 099-09202 | Image Stream Med | DVR-MD |  | EL028201 | OR |  |  |  |  | 099-09202 | 099-09202 | TMC | Memorial Hermann-Texas Medical Center | OR | OR 3 control room | [5 empty] | Recorder, Chart | RECORDERCHART-Image Stream Med-DVR-MD | [22 empty] | Recorder, Chart | RECORDERCHART | Recorder, Chart | Image Stream Med
YES | YES |  |  |  | 069-49248 | 069-49248 | Image Stream Med | Easy Suite Display |  |  | TMC - OR - PEDI OR (2R) |  |  |  |  | 069-49248 | 069-49248 | TMC | Memorial Hermann-Texas Medical Center | TMC - OR - PEDI OR (2R) | OR 08
YES | YES |  |  |  | 069-48906 | 069-48906 | Image Stream Med | Easy Suite Display |  | 905KCFTN6307 | [5 empty] | 069-48906 | 069-48906 | TMC | Memorial Hermann-Texas Medical Center |  | OR-08
YES | YES |  |  |  | 069-48907 | 069-48907 | Image Stream Med | Easy Suite Display |  | 904KCSFQ5854 | TMC |  |  |  |  | 069-48907 | 069-48907 | TMC | Memorial Hermann-Texas Medical Center | TMC | OR-08
YES | YES |  |  |  | 069-48909 | 069-48909 | Image Stream Med | Easy Suite Display |  |  | TMC - RADIOLOGY - IR/ANGIO |  |  |  |  | 069-48909 | 069-48909 | TMC | Memorial Hermann-Texas Medical Center | TMC - RADIOLOGY - IR/ANGIO | OR-08
YES | YES |  |  |  | 069-48908 | 069-48908 | Image Stream Med | Easy Suite Display |  | 905KCASN6304 | TMC - RADIOLOGY - IR/ANGIO |  |  |  |  | 069-48908 | 069-48908 | TMC | Memorial Hermann-Texas Medical Center | TMC - RADIOLOGY - IR/ANGIO | OR-08
YES | YES |  |  |  | 069-49250 | 069-49250 | Image Stream Med | Easy Suite Display |  | 906KCLHKA824 | TMC - RADIOLOGY - IR/ANGIO |  |  |  |  | 069-49250 | 069-49250 | TMC | Memorial Hermann-Texas Medical Center | TMC - RADIOLOGY - IR/ANGIO | OR-08
YES | YES |  |  |  | 099-04332 | 099-04332 | Image Stream Med | Easy suite exspresso |  | Xr-20101 | OR |  |  |  |  | 099-04332 | 099-04332 | Pearland | Memorial Hermann Pearland Hospital | OR | Video Integration Closet | 3/1/19 | 3/1/20
YES | YES |  |  |  | 069-49264 | 069-49264 | Image Stream Med | EasyLink Router |  | ES-000719 | TMC - SAROFIM 3 - OR |  |  |  |  | 069-49264 | 069-49264 | TMC | Memorial Hermann-Texas Medical Center | TMC - SAROFIM 3 - OR | OR 36
YES | YES |  |  |  | 099-09086 | 099-09086 | Image Stream Med | EasySuite |  |  | TMC - sarofim 2 - OR |  |  |  |  | 099-09086 | 099-09086 | TMC | Memorial Hermann-Texas Medical Center | TMC - sarofim 2 - OR | sarofim 2 - OR
YES | YES |  |  |  | 099-04169 | 099-04169 | Image Stream Med | EasySuite Expresso |  | XR-20103 | PEARLAND - OR |  |  |  |  | 099-04169 | 099-04169 | Pearland | Memorial Hermann Pearland Hospital | PEARLAND - OR | Video Integration Closet
YES | YES |  |  |  | 099-04170 | 099-04170 | Image Stream Med | EasySuite Expresso |  | XR-20105 | PEARLAND - OR |  |  |  |  | 099-04170 | 099-04170 | Pearland | Memorial Hermann Pearland Hospital | PEARLAND - OR | Video Integration Closet
YES | YES |  |  |  | 145-00059 | 145-00059 | Image Stream Med | EJ-MLA26UM |  | A5IA10139 | PEARLAND - OR |  |  |  |  | 145-00059 | 145-00059 | Pearland | Memorial Hermann Pearland Hospital | PEARLAND - OR | OR1 | [5 empty] | Monitor, Video | MONITORVIDEO-PANASONIC-EJ-MLA26UM | [23 empty] | MONITORVIDEO | Monitor, Video | PANASONIC
YES | YES |  |  |  | 145-00058 | 145-00058 | Image Stream Med | EJ-MLA26UM |  | A5IA10141 | PEARLAND - OR |  |  |  |  | 145-00058 | 145-00058 | Pearland | Memorial Hermann Pearland Hospital | PEARLAND - OR | OR1 | [5 empty] | Monitor, Video | MONITORVIDEO-PANASONIC-EJ-MLA26UM | [23 empty] | MONITORVIDEO | Monitor, Video | PANASONIC
YES | YES |  |  |  | 069-38563 | 069-38563 | Image Stream Med | ET2201L |  | G12L050311 | TMC - OR - ROBERTSON (2R) |  |  |  |  | 069-38563 | 069-38563 | TMC | Memorial Hermann Texas Medical Center | TMC - OR - ROBERTSON (2R) | Surgical Specimen station | 5/1/18
YES | YES | Serial Number Cnf |  |  | 069-43207 | 069-43207 | Image Stream Med | LSQL3146 |  | Cnf | TMC - OR - PEDI OR (2R) |  |  |  |  | 069-43207 | 069-43207 | TMC | Memorial Hermann-Texas Medical Center | TMC - OR - PEDI OR (2R) | S2 OR 55 | 5/1/18 |  | 5/1/19
YES | YES |  |  |  | 069-38561 | 069-38561 | Image Stream Med | SC-WU26-A1511 |  | 13-218657 | TMC - OR - ROBERTSON (2R) |  |  |  |  | 069-38561 | 069-38561 | TMC | Memorial Hermann-Texas Medical Center | TMC - OR - ROBERTSON (2R) | OR
NO | YES |  |  |  | 099-07855 | 099-07855 | Image Stream Med | Symphony |  | ESS-7204 | TMC-OR-Robertson (2R) |  |  |  |  | 099-07855 | 099-07855 | TMC | MHHS-TMC | TMC-OR-Robertson (2R) | OR
YES | YES |  |  |  | CE 069-49271 | CE 069-49271 | Image Stream Medeasy suite | Monitor |  |  | TMC - OR - ANESTHESIA (2HP) |  |  |  |  | CE 069-49271 | CE 069-49271 | TMC | Memorial Hermann-Texas Medical Center | TMC - OR - ANESTHESIA (2HP) |  |  |  |  | No pm
NO | NO |  |  |  | 074-05518 |  | Image Stream Medical | EASYSUITE EXPRESSO |  | E163015719 | TMC - CATH LAB - ADULT (2HVI) | MHHS-TMC |  |  |  | 074-05518 |  | TMC |  | TMC - CATH LAB - ADULT (2HVI) | [5 empty] | AUTOMATION SYSTEMS, OPERATING ROOM |  | .needs class | [5 empty] | Image Stream Med | [7 empty] | Covered PM Repair - Biomedical | MHHS-TMC
NO | YES |  |  |  | 241-04579 | 241-04579 | Image Stream Medical | MOBILITY DVR |  | MX2-300012 | TIRR-Speech Department | MHHS-TIRR |  |  |  | 241-04579 | 241-04579 | TMC | MHHS-Others | TIRR-Speech Department | Ultrasound |  |  |  |  | ENDOSCOPIC EQUIPMENT, VIDEO CART |  | .needs class | [5 empty] | Image Stream Med | [7 empty] | Covered PM Repair - Biomedical | MHHS-TIRR
NO | YES |  |  |  | 069-38558 | 069-38558 | Image Stream Medical | NSTREAM |  | IT50150 | TMC-OR-Robertson (2R) | MHHS-TMC |  |  |  | 069-38558 | 069-38558 | TMC | MHHS-TMC | TMC-OR-Robertson (2R) | Surgical Specimen station | 4/1/17 |  |  |  | RECORDERS, TAPE, VIDEO |  | .needs class | [5 empty] | Image Stream Med | [7 empty] | Covered PM Repair - Biomedical | MHHS-TMC
NO | NO | [5 empty] | Image Stream Medical | NSTREAM |  |  | TMC - CHILDRENS - NICU (7HP) | MHHS-TMC | [5 empty] | TMC |  | TMC - CHILDRENS - NICU (7HP) | [5 empty] | RECORDERS, TAPE, VIDEO |  | .needs class | [5 empty] | Image Stream Med | [7 empty] | Covered PM Repair - Biomedical | MHHS-TMC
NO | YES |  |  |  | 013-35913 | 013-35913 | Image Stream Medical | NSTREAM G3 |  | NH-35898 | SW-HVI-OR | MHHS-Southwest |  | Recorder, Chart |  | 013-35913 | 013-35913 | Southwest | MHHS-Southwest | SW-HVI-OR | CVOR2 | 3/1/20 |  | 3/1/21 |  | RECORDERS, TAPE, VIDEO | Recorder, Chart | RECORDERCHART-Image Stream Med-nStream G3 | RECORDERCHART | nStream G3 |  |  |  | Image Stream Med | Recorder, Chart |  | RECORDERCHART-Image Stream Med-nStream G3 |  |  |  |  | Covered PM Repair - Biomedical | MHHS-Southwest | [8 empty] | RECORDERCHART | Recorder, Chart | Image Stream Med
NO | YES |  |  |  | 013-35916 | 013-35916 | Image Stream Medical | NSTREAM G3 |  | NH-35895 | SW-HVI-OR | MHHS-Southwest |  | Recorder, Chart |  | 013-35916 | 013-35916 | Southwest | MHHS-Southwest | SW-HVI-OR | CVOR1 | 3/1/20 |  | 3/1/21 |  | RECORDERS, TAPE, VIDEO | Recorder, Chart | RECORDERCHART-Image Stream Med-nStream G3 | RECORDERCHART | nStream G3 |  |  |  | Image Stream Med | Recorder, Chart |  | RECORDERCHART-Image Stream Med-nStream G3 |  |  |  |  | Covered PM Repair - Biomedical | MHHS-Southwest | [8 empty] | RECORDERCHART | Recorder, Chart | Image Stream Med
NO | YES |  |  |  | 013-35918 | 013-35918 | Image Stream Medical | NSTREAM G3 |  | NH-35894 | SW-HVI-OR | MHHS-Southwest |  | Recorder, Chart |  | 013-35918 | 013-35918 | Southwest | MHHS-Southwest | SW-HVI-OR | CVOR1 | 3/1/20 |  | 3/1/21 |  | RECORDERS, TAPE, VIDEO | Recorder, Chart | RECORDERCHART-Image Stream Med-nStream G3 | RECORDERCHART | nStream G3 |  |  |  | Image Stream Med | Recorder, Chart |  | RECORDERCHART-Image Stream Med-nStream G3 |  |  |  |  | Covered PM Repair - Biomedical | MHHS-Southwest | [8 empty] | RECORDERCHART | Recorder, Chart | Image Stream Med
NO | YES |  |  |  | 013-20148 | 013-20148 | Image Stream Medical | NSTREAM G3 |  | NS-30469 | SW-OR | MHHS-Southwest |  | Recorder, Chart |  | 013-20148 | 013-20148 | Southwest | MHHS-Southwest | SW-OR | Room 24 | 3/1/19 |  | 3/1/21 |  | RECORDERS, TAPE, VIDEO | Recorder, Chart | RECORDERCHART-Image Stream Med-nStream G3 | RECORDERCHART | nStream G3 |  |  |  | Image Stream Med | Recorder, Chart |  | RECORDERCHART-Image Stream Med-nStream G3 |  |  |  |  | Covered PM Repair - Biomedical | MHHS-Southwest | [8 empty] | RECORDERCHART | Recorder, Chart | Image Stream Med
NO | YES |  |  |  | 069-42259 | 069-42259 | Image Stream Medical | NSTREAM G3 |  | GX-10689 | TMC-OR-Hermann (2Hp) | MHHS-TMC |  | Recorder, Chart |  | 069-42259 | 069-42259 | TMC | MHHS-TMC | TMC-OR-Hermann (2Hp) | Hall | 4/1/19 |  |  |  | RECORDERS, TAPE, VIDEO |  | RECORDERCHART-Image Stream Med-nStream G3 | RECORDERCHART | nStream G3 |  |  |  | Image Stream Med | Recorder, Chart |  | RECORDERCHART-Image Stream Med-nStream G3 |  |  |  |  | Covered PM Repair - Biomedical | MHHS-TMC
NO | NO |  |  |  | 013-35914 |  | Image Stream Medical | NSTREAM G3 |  | NH-35896 | SW - HVI - OR | MHHS-Southwest |  | Recorder, Chart |  | 013-35914 |  | Southwest |  | SW - HVI - OR | [5 empty] | RECORDERS, TAPE, VIDEO |  | RECORDERCHART-Image Stream Med-nStream G3 | RECORDERCHART | nStream G3 |  |  |  | Image Stream Med | Recorder, Chart |  | RECORDERCHART-Image Stream Med-nStream G3 |  |  |  |  | Covered PM Repair - Biomedical | MHHS-Southwest
NO | NO |  |  |  | 013-35933 |  | Image Stream Medical | NSTREAM G3 |  | NS-30472 | SW - OR | MHHS-Southwest |  | Recorder, Chart |  | 013-35933 |  | Southwest |  | SW - OR | [5 empty] | RECORDERS, TAPE, VIDEO |  | RECORDERCHART-Image Stream Med-nStream G3 | RECORDERCHART | nStream G3 |  |  |  | Image Stream Med | Recorder, Chart |  | RECORDERCHART-Image Stream Med-nStream G3 |  |  |  |  | Covered PM Repair - Biomedical | MHHS-Southwest
NO | NO |  |  |  | 013-35936 |  | Image Stream Medical | NSTREAM G3 |  | NS-30474 | SW - OR | MHHS-Southwest |  | Recorder, Chart |  | 013-35936 |  | Southwest |  | SW - OR | [5 empty] | RECORDERS, TAPE, VIDEO |  | RECORDERCHART-Image Stream Med-nStream G3 | RECORDERCHART | nStream G3 |  |  |  | Image Stream Med | Recorder, Chart |  | RECORDERCHART-Image Stream Med-nStream G3 |  |  |  |  | Covered PM Repair - Biomedical | MHHS-Southwest
NO | YES |  |  |  | 041-20640 | 041-20640 | Image Stream Medical | NSTREAM GX |  | GX-10664 | MEMORIAL CITY - PELVIC CENTER | MHHS-Mem City |  | Image Acquisition Unit |  | 041-20640 | 041-20640 | West | Pelvic floor help center | MEMORIAL CITY - PELVIC CENTER | Room 1 |  |  |  | No p.m. | RECORDERS, TAPE, VIDEO |  | IMAGEACQ-OLYMPUS-nStream GX | IMAGEACQ | nStream GX |  |  |  | Olympus | Image Acquisition Unit |  |  | IMAGEACQ-OLYMPUS-nStream GX |  |  |  | Covered PM Repair - Biomedical | MHHS-Mem City
YES | YES |  |  |  | 145-00040 | 145-00040 | Image System Medical | EJ-MLA26UM |  | E5IA10152 | PEARLAND - OR |  |  |  |  | 145-00040 | 145-00040 | Pearland | Memorial Hermann Pearland Hospital | PEARLAND - OR | OR 3 | 2/1/20 |  |  |  |  | Monitor, Video | MONITORVIDEO-PANASONIC-EJ-MLA26UM | [23 empty] | MONITORVIDEO | Monitor, Video | PANASONIC
YES | YES |  |  |  | 145-00041 | 145-00041 | Image System Medical | EJ-MLA26UM |  | E5IA10149 | PEARLAND - OR |  |  |  |  | 145-00041 | 145-00041 | Pearland | Memorial Hermann Pearland Hospital | PEARLAND - OR | OR 3 | [5 empty] | Monitor, Video | MONITORVIDEO-PANASONIC-EJ-MLA26UM | [23 empty] | MONITORVIDEO | Monitor, Video | PANASONIC
YES | YES |  |  |  | 099-05823 | 099-05823 | Imagine Stream Medical | EASY Suit Control System |  | B193013775 | Memorial Hermann- Texas Medcal Center- OR |  |  |  |  | 099-05823 | 099-05823 |  | TMC | Memorial Hermann- Texas Medcal Center- OR | OR34 |  |  |  | No PM Sticker
YES | YES |  |  |  | 099-07082 | 099-07082 | Imagine Stream Medical | EASY Suit Control System |  | B193013619 | Memorial Hermann- Texas Medical Center-OR-PACU nurse station |  |  |  |  | 099-07082 | 099-07082 |  | TMC | Memorial Hermann- Texas Medical Center-OR-PACU nurse station | OR09 | 4/1/20 |  |  | No PM Sticker
YES | YES |  |  |  | 005-02348 | 005-02348 | Imex Healthcare | 100R |  | Eab2131 | SE - Pre-OP |  |  |  |  | 005-02348 | 005-02348 | Southeast | Memorial Hermann Southeast Hospital | SE - Pre-OP | Nurse station
YES | YES | Serial Number Cnf |  |  | 005-00008 | 005-00008 | Imex Healthcare | Pocket-Dop II |  | Cnf | SE - RADIOLOGY |  |  |  |  | 005-00008 | 005-00008 | Southeast | Memorial Hermann Southeast Hospital | SE - RADIOLOGY | CT 1
NO | YES |  |  |  | 129-06156 | 129-06156 | Imex Medical Systems Inc | DOPCT |  | CTVP0391 | SP CCC - (SL) - EMERGENCY ROOM | MHHS-Sienna Plantation CCC |  |  |  | 129-06156 | 129-06156 | Sugar Land | MHHS-Others | SP CCC - (SL) - EMERGENCY ROOM | Exam room 7 | 8/1/17 |  |  | No pm sticker | DETECTORS, BLOOD FLOW/FETAL HEART, ULTRASONIC |  | .needs class |  |  |  |  | .needs class | [5 empty] | 8/11/16 |  |  | Covered PM Repair - Biomedical | MHHS-Sienna Plantation CCC
NO | YES |  |  |  | 005-11160 | 005-11160 | Imex Medical Systems Inc | IMEXDOP CT |  | CTVN0662 | Pearland-Emergency Center | MHHS-Pearland Hospital |  |  |  | 005-11160 | 005-11160 | Pearland | MHHS-Pearland Hospital | Pearland-Emergency Center | Nurses station | 2/1/16 | 2/1/17 |  | Pm out of date | DETECTORS, BLOOD FLOW/FETAL HEART, ULTRASONIC |  | .needs class | [10 empty] | 9/15/14 |  |  | Covered PM Repair - Biomedical | MHHS-Pearland Hospital
NO | YES |  |  |  | 583-00966 | 583-00966 | Imex Medical Systems Inc | IMEXDOP CT |  | CTVP0322 | KT CCC-(KY)-Emergency Room | MHHS-South Katy CCC |  |  |  | 583-00966 | 583-00966 | Katy | MHHS-Others | KT CCC-(KY)-Emergency Room | Clean rquipment | 6/1/17 | 6/1/18 |  |  | DETECTORS, BLOOD FLOW/FETAL HEART, ULTRASONIC |  | .needs class | [13 empty] | Covered PM Repair - Biomedical | MHHS-South Katy CCC
NO | YES |  |  |  |  | 005-33086 | Imex Medical Systems Inc | IMEXDOP CT |  | CTVQ0485 | Woodlands-ER | MHHS-Woodlands |  |  |  |  | 005-33086 | Woodlands | MHHS-Woodlands | Woodlands-ER | Nurses Station | 8/1/17 |  |  | No pm sticker visible | DETECTORS, BLOOD FLOW/FETAL HEART, ULTRASONIC |  | .needs class | [13 empty] | Covered PM Repair - Biomedical | MHHS-Woodlands
NO | YES |  |  |  | 029-08315 | 029-08315 | Imex Medical Systems Inc | IMEXDOP CT |  | CTVJ0281 | Woodlands-Terramont ER (Clinic) | MHHS-Woodlands |  |  |  | 029-08315 | 029-08315 | Woodlands | MHHS-Woodlands | Woodlands-Terramont ER (Clinic) | Treatment Room 6 | 5/1/17 |  |  |  | DETECTORS, BLOOD FLOW/FETAL HEART, ULTRASONIC |  | .needs class | [13 empty] | Covered PM Repair - Biomedical | MHHS-Woodlands
NO | NO |  |  |  | 013-35593 |  | Imex Medical Systems Inc | IMEXDOP CT+ |  | CTVM0208 | MH MG - (SL) - SUGAR LAND MULTI-SPECIALTY (MP1) | MHHS-MG |  |  |  | 013-35593 |  | Sugar Land |  | MH MG - (SL) - SUGAR LAND MULTI-SPECIALTY (MP1) | [5 empty] | DETECTORS, BLOOD FLOW/FETAL HEART, ULTRASONIC |  | .needs class | [13 empty] | Covered PM Repair - Biomedical | MHHS-MG
NO | YES |  |  |  | 069-38439 | 069-38439 | Impact Instrumentation Inc | EMV |  | VCDB121449 | TMC-Hermann-Life Flight (11Hp) | MHHS-TMC |  | Ventilator |  | 069-38439 | 069-38439 | TMC | MHHS-TMC | TMC-Hermann-Life Flight (11Hp) | Life Flight | 10/1/19 |  | 10/1/20 |  | VENTILATORS, TRANSPORT |  | VENTILATOR-ZOLL-EMV+ | VENTILATOR | EMV+ |  |  |  | ZOLL | Ventilator |  |  | VENTILATOR-ZOLL-EMV+ |  |  |  | Covered PM Repair - Biomedical | MHHS-TMC
NO | YES |  |  |  | 069-41616 | 069-41616 | Impact Instrumentation Inc | EMV |  | VCDB121431 | TMC-Hermann-Life Flight (11Hp) | MHHS-TMC |  | Ventilator |  | 069-41616 | 069-41616 | TMC | MHHS-TMC | TMC-Hermann-Life Flight (11Hp) | Life flight 3 | 5/1/19 |  |  |  | VENTILATORS, TRANSPORT | Ventilator | VENTILATOR-ZOLL-EMV+ | VENTILATOR | EMV+ |  |  |  | ZOLL | Ventilator |  |  | VENTILATOR-ZOLL-EMV+ |  |  | VENT-SA | Covered PM Repair - Biomedical | MHHS-TMC | [8 empty] | VENTILATOR | Ventilator | ZOLL
NO | YES |  |  |  | 069-42352 | 069-42352 | Impact Instrumentation Inc | EMV |  | VCDB131663 | TMC-Hermann-Life Flight (11Hp) | MHHS-TMC |  | Ventilator |  | 069-42352 | 069-42352 | TMC | MHHS-TMC | TMC-Hermann-Life Flight (11Hp) | Life Flight | 3/1/20 |  | 3/1/21 |  | VENTILATORS, TRANSPORT |  | VENTILATOR-ZOLL-EMV+ | VENTILATOR | EMV+ |  |  |  | ZOLL | Ventilator |  |  | VENTILATOR-ZOLL-EMV+ |  |  |  | Covered PM Repair - Biomedical | MHHS-TMC
NO | NO |  |  |  | 069-38442 |  | Impact Instrumentation Inc | EMV+ |  | VCDB121435 | TMC - HERMANN - LIFE FLIGHT (11HP) | MHHS-TMC |  | Ventilator |  | 069-38442 |  | TMC |  | TMC - HERMANN - LIFE FLIGHT (11HP) | [5 empty] | VENTILATORS, TRANSPORT |  | VENTILATOR-ZOLL-EMV+ | VENTILATOR | EMV+ |  |  |  | ZOLL | Ventilator |  |  | VENTILATOR-ZOLL-EMV+ |  |  |  | Covered PM Repair - Biomedical | MHHS-TMC
NO | NO |  |  |  | 069-40387 |  | Impact Instrumentation Inc | EMV+ |  | VCDB121426 | TMC - HERMANN - LIFE FLIGHT (11HP) | MHHS-TMC |  | Ventilator |  | 069-40387 |  | TMC |  | TMC - HERMANN - LIFE FLIGHT (11HP) | [5 empty] | VENTILATORS, TRANSPORT |  | VENTILATOR-ZOLL-EMV+ | VENTILATOR | EMV+ |  |  |  | ZOLL | Ventilator |  |  | VENTILATOR-ZOLL-EMV+ |  |  |  | Covered PM Repair - Biomedical | MHHS-TMC
NO | NO |  |  |  | 069-42078 |  | Impact Instrumentation Inc | EMV+ |  | VCDB131662 | TMC - HERMANN - LIFE FLIGHT (11HP) | MHHS-TMC |  | Ventilator |  | 069-42078 |  | TMC |  | TMC - HERMANN - LIFE FLIGHT (11HP) | [5 empty] | VENTILATORS, TRANSPORT |  | VENTILATOR-ZOLL-EMV+ | VENTILATOR | EMV+ |  |  |  | ZOLL | Ventilator |  |  | VENTILATOR-ZOLL-EMV+ |  |  |  | Covered PM Repair - Biomedical | MHHS-TMC
NO | NO |  |  |  | 069-42080 |  | Impact Instrumentation Inc | EMV+ |  | VCDB121427 | TMC - HERMANN - LIFE FLIGHT (11HP) | MHHS-TMC |  | Ventilator |  | 069-42080 |  | TMC |  | TMC - HERMANN - LIFE FLIGHT (11HP) | [5 empty] | VENTILATORS, TRANSPORT |  | VENTILATOR-ZOLL-EMV+ | VENTILATOR | EMV+ |  |  |  | ZOLL | Ventilator |  |  | VENTILATOR-ZOLL-EMV+ |  |  |  | Covered PM Repair - Biomedical | MHHS-TMC
NO | NO |  |  |  | 069-42081 |  | Impact Instrumentation Inc | EMV+ |  | VCDB121423 | TMC - HERMANN - LIFE FLIGHT (11HP) | MHHS-TMC |  | Ventilator |  | 069-42081 |  | TMC |  | TMC - HERMANN - LIFE FLIGHT (11HP) | [5 empty] | VENTILATORS, TRANSPORT |  | VENTILATOR-ZOLL-EMV+ | VENTILATOR | EMV+ |  |  |  | ZOLL | Ventilator |  |  | VENTILATOR-ZOLL-EMV+ |  |  |  | Covered PM Repair - Biomedical | MHHS-TMC
NO | NO |  |  |  | 069-42142 |  | Impact Instrumentation Inc | EMV+ |  | VCDB121460 | TMC - HERMANN - LIFE FLIGHT (11HP) | MHHS-TMC |  | Ventilator |  | 069-42142 |  | TMC |  | TMC - HERMANN - LIFE FLIGHT (11HP) | [5 empty] | VENTILATORS, TRANSPORT |  | VENTILATOR-ZOLL-EMV+ | VENTILATOR | EMV+ |  |  |  | ZOLL | Ventilator |  |  | VENTILATOR-ZOLL-EMV+ |  |  |  | Covered PM Repair - Biomedical | MHHS-TMC
NO | NO |  |  |  | P16020004 |  | Impact Instrumentation Inc | EMV+ |  |  | TMC - RESPIRATORY - ADULT | MHHS-TMC |  | Ventilator |  | P16020004 |  | TMC |  | TMC - RESPIRATORY - ADULT | [5 empty] | VENTILATORS, TRANSPORT |  | VENTILATOR-ZOLL-EMV+ | VENTILATOR | EMV+ |  |  |  | ZOLL | Ventilator |  |  | VENTILATOR-ZOLL-EMV+ |  |  |  | Covered PM Repair - Biomedical | MHHS-TMC
NO | NO |  |  |  | 069-45307 |  | Impact Instrumentation Inc | GOV - 731 SERIES AEV VENTILATOR |  | VCDC182175-AY18B003539 | TMC - RESPIRATORY - ADULT | MHHS-TMC |  |  |  | 069-45307 |  | TMC |  | TMC - RESPIRATORY - ADULT | [5 empty] | VENTILATORS, TRANSPORT |  | .needs class | [5 empty] | Impact Inst | [7 empty] | Covered PM Repair - Biomedical | MHHS-TMC
NO | NO |  |  |  | 069-45308 |  | Impact Instrumentation Inc | GOV - 731 SERIES AEV VENTILATOR |  | VCDC182172-AY18B003523 | TMC - RESPIRATORY - ADULT | MHHS-TMC |  |  |  | 069-45308 |  | TMC |  | TMC - RESPIRATORY - ADULT | [5 empty] | VENTILATORS, TRANSPORT |  | .needs class | [5 empty] | Impact Inst | [7 empty] | Covered PM Repair - Biomedical | MHHS-TMC
NO | YES |  |  |  | 069-39993 | 069-39993 | Impact Instrumentation Inc | UNI-VENT 754 |  |  | TMC-Jones-Hyperbaric/Wound Care (Jg) | MHHS-TMC |  |  |  | 069-39993 | 069-39993 | TMC | MHHS-TMC | TMC-Jones-Hyperbaric/Wound Care (Jg) | TMC - JONES - HYPERBARIC/WOUND CARE (JG) | 10/1/18 |  |  |  | VENTILATORS |  | .needs class | [5 empty] | Impact Inst |  |  |  |  | 4/1/18 |  |  | Covered PM Repair - Biomedical | MHHS-TMC
NO | NO |  |  |  | 069-41631 |  | Impact Instrumentation Inc | UNI-VENT 754 |  |  | TMC - JONES - HYPERBARIC/WOUND CARE (JG) | MHHS-TMC |  |  |  | 069-41631 |  | TMC |  | TMC - JONES - HYPERBARIC/WOUND CARE (JG) | [5 empty] | VENTILATORS |  | .needs class | [5 empty] | Impact Inst | [7 empty] | Covered PM Repair - Biomedical | MHHS-TMC
NO | NO |  |  |  | 069-42083 |  | Impact Instrumentation Inc | UNI-VENT 754 |  |  | TMC - JONES - HYPERBARIC/WOUND CARE (JG) | MHHS-TMC |  |  |  | 069-42083 |  | TMC |  | TMC - JONES - HYPERBARIC/WOUND CARE (JG) | [5 empty] | VENTILATORS |  | .needs class | [5 empty] | Impact Inst | [7 empty] | Covered PM Repair - Biomedical | MHHS-TMC
YES | YES | Serial Number Cnf |  |  | 099-04596 | 099-04596 | Indprired energy | Smart battery charger |  | Cnf | PEARLAND - OR - PREOP/PACU |  |  |  |  | 099-04596 | 099-04596 | Pearland | Memorial Hermann Pearland Hospital | PEARLAND - OR - PREOP/PACU | Pre-Op3
YES | YES | Serial Number Cnf |  |  | 099-04513 | 099-04513 | Indprired energy | Smart battery charger |  | Cnf | PEARLAND - OR - PREOP/PACU |  |  |  |  | 099-04513 | 099-04513 | Pearland | Memorial Hermann Pearland Hospital | PEARLAND - OR - PREOP/PACU | Pre-OP 4
YES | YES | Serial Number Cnf |  |  | 099-04517 | 099-04517 | Indprired energy | Smart battery charger |  | Cnf | Pearland-0r-PreOp/PacU |  |  |  |  | 099-04517 | 099-04517 | Pearland | Memorial Hermann Pearland Hospital | Pearland-0r-PreOp/PacU | Pre-Op5
YES | YES | Serial Number Cnf |  |  | 099-04522 | 099-04522 | Indprired energy | Smart battery charger |  | Cnf | Pearland-0r-PreOp/PacU |  |  |  |  | 099-04522 | 099-04522 | Pearland | Memorial Hermann Pearland Hospital | Pearland-0r-PreOp/PacU | Pre-Op6
YES | YES | Serial Number Cnf |  |  | 099-04526 | ZQ6W6 | Indprired energy | Smart battery charger |  | Cnf | PEARLAND - OR - PREOP/PACU |  |  |  |  | 099-04526 | ZQ6W6 | Pearland | Memorial Hermann Pearland Hospital | PEARLAND - OR - PREOP/PACU | Pre-Op1
NO | NO |  |  |  | 145-00898 |  | Industrial Acoustics Company (IAC) | 250 MINI |  | SB16100 | MH MG - (SL) - PHYSICIANS AT SUGAR CREEK | MHHS-MG |  |  |  | 145-00898 |  | Sugar Land |  | MH MG - (SL) - PHYSICIANS AT SUGAR CREEK | [5 empty] | AUDIOMETERS |  | AUDIOMETERSCREENER-IAC-RS-254 |  |  |  |  | AUDIOMETERSCREENER-IAC-RS-254 | IAC | [7 empty] | Covered PM Repair - Biomedical | MHHS-MG
YES | YES |  |  |  | 069-36749 | 069-36749 | INET | PC OEM |  |  | SMR - (TMC) - SHEPHERD SQUARE |  |  |  |  | 069-36749 | 069-36749 | TMC | Sports Rehab | SMR - (TMC) - SHEPHERD SQUARE | Gym Floor
NO | YES | Serial Number 16724 |  |  | 041-10345 | 041-10345 | INFICON | Infinia |  |  | MEMORIAL CITY - NUCLEAR MEDICINE |  |  |  |  | 041-10345 | 041-10345 | West | Memorial city - nuke med | MEMORIAL CITY - NUCLEAR MEDICINE | Hot lab |  |  |  | No pm found
NO | NO |  |  |  | 069-33321 |  | Infimed | FC2000 |  | DL1-1109-2298 | OPID - (TMC) - UPPER KIRBY - 467 | MHHS-OPID |  |  |  | 069-33321 |  | TMC |  | OPID - (TMC) - UPPER KIRBY - 467 | [5 empty] | IMAGE STORAGE DEVICES |  | .needs class | [5 empty] | INFIMED | [7 empty] | Covered PM Repair - Biomedical | MHHS-OPID
YES | YES |  |  |  | 133-02972 | 133-02972 | IngMar Medical LTD | QuickLung |  | 1500100-0597 | KATY - BIOMEDICAL SERVICES |  |  |  |  | 133-02972 | 133-02972 | Katy | Memorial Hermann Katy Hospital | KATY - BIOMEDICAL SERVICES | Biomed Storage
YES | YES |  |  |  | 099-12106 | 099-12106 | Innovative RP | MECS300 |  |  | SMR - (SE) - SOUTHEAST (MP1) |  |  |  |  | 099-12106 | 099-12106 | Southeast | Memorial Hermann Sports Medicine | SMR - (SE) - SOUTHEAST (MP1) | Gym Floor
YES | YES |  |  |  | SZS2180103540 | SZS2180103540 | Innovative RP Inc | Stamobil |  | SZS2180103540 | TIRR - OP - WOODLANDS (MP2, STE 500) |  |  |  |  | SZS2180103540 | SZS2180103540 | Woodlands | Memorial Hermann The Woodlands Medical Center | TIRR - OP - WOODLANDS (MP2, STE 500) | TIRR Suite 500 PD |  |  |  | No pm sticker
YES | YES |  |  |  | 099-00735 | 099-00735 | Innovative Therapies | Stamobil |  | SZS2180603738 | TIRR - SUGAR LAND |  |  |  |  | 099-00735 | 099-00735 | Sugar Land | TIRR Memorial Hermann Sugar Land - Outpatient (#195) | TIRR - SUGAR LAND | Gym Floor
YES | YES |  |  |  | 099-00736 | 099-00736 | Innovative Therapies | Stamobil |  | S2160801845 | TIRR - SUGAR LAND |  |  |  |  | 099-00736 | 099-00736 | Sugar Land | TIRR Memorial Hermann Sugar Land - Outpatient (#195) | TIRR - SUGAR LAND | Gym Floor
NO | YES |  |  |  | 099-08905 | 099-08905 | Innovative Therapies | Stamobil |  | SZS2180603959 | TIRR-PCU 6 |  |  |  |  | 099-08905 | 099-08905 | TMC | MHHS-Others | TIRR-PCU 6 | Nurses Station |  |  |  | New Add - No PM Required Sticker
YES | YES |  |  |  | 099-11553 | 099-11553 | Innovative Therapies | Stamobil |  | S21511011241 | IRG |  |  |  |  | 099-11553 | 099-11553 |  | TMC | IRG | OT/PT Clinic 4 |  |  |  | No PM Sticker
YES | YES |  |  |  | 099-00732 | 099-00732 | Innovative Therapies | Stamobile |  | S2160901949 | TIRR - SUGAR LAND |  |  |  |  | 099-00732 | 099-00732 | Sugar Land | TIRR Memorial Hermann Sugar Land - Outpatient (#195) | TIRR - SUGAR LAND
NO | NO | [5 empty] | Innovative Therapies Inc. | STAMOBIL |  |  | SMR - (NE) - ATASCOCITA | MHHS-SMR | [5 empty] | Katy |  | SMR - (NE) - ATASCOCITA | [5 empty] | STIMULATORS, ELECTRICAL, NEUROMUSCULAR |  | .needs class |  |  |  |  | .needs class | InnovatiThera | [7 empty] | Covered PM Repair - Biomedical | MHHS-SMR
NO | NO |  |  |  | 005-11065 |  | Innovative Therapies Inc. | STAMOBIL |  | S2000117 | SMR - (PL) - PEARLAND EAST | MHHS-SMR |  |  |  | 005-11065 |  | Pearland |  | SMR - (PL) - PEARLAND EAST | [5 empty] | STIMULATORS, ELECTRICAL, NEUROMUSCULAR |  | .needs class |  |  |  |  | .needs class | InnovatiThera | [7 empty] | Covered PM Repair - Biomedical | MHHS-SMR
NO | NO |  |  |  | 241-01605 |  | Innovative Therapies Inc. | STAMOBIL |  | S2150200552 | TIRR - THERAPY GYM | MHHS-TIRR |  |  |  | 241-01605 |  | TMC |  | TIRR - THERAPY GYM | [5 empty] | STIMULATORS, ELECTRICAL, NEUROMUSCULAR |  | .needs class |  |  |  |  | .needs class | InnovatiThera | [7 empty] | Covered PM Repair - Biomedical | MHHS-TIRR
NO | NO |  |  |  | 241-01606 |  | Innovative Therapies Inc. | STAMOBIL |  | S2150200550 | TIRR - THERAPY GYM | MHHS-TIRR |  |  |  | 241-01606 |  | TMC |  | TIRR - THERAPY GYM | [5 empty] | STIMULATORS, ELECTRICAL, NEUROMUSCULAR |  | .needs class |  |  |  |  | .needs class | InnovatiThera | [7 empty] | Covered PM Repair - Biomedical | MHHS-TIRR
NO | NO |  |  |  | 241-01607 |  | Innovative Therapies Inc. | STAMOBIL |  | S2140900489 | TIRR - THERAPY GYM | MHHS-TIRR |  |  |  | 241-01607 |  | TMC |  | TIRR - THERAPY GYM | [5 empty] | STIMULATORS, ELECTRICAL, NEUROMUSCULAR |  | .needs class |  |  |  |  | .needs class | InnovatiThera | [7 empty] | Covered PM Repair - Biomedical | MHHS-TIRR
NO | NO |  |  |  | 241-04501 |  | Innovative Therapies Inc. | STAMOBIL |  | SZS2170802895 | TIRR - THERAPY GYM | MHHS-TIRR |  |  |  | 241-04501 |  | TMC |  | TIRR - THERAPY GYM | [5 empty] | STIMULATORS, ELECTRICAL, NEUROMUSCULAR |  | .needs class |  |  |  |  | .needs class | InnovatiThera | [7 empty] | Covered PM Repair - Biomedical | MHHS-TIRR
NO | NO |  |  |  | 241-04502 |  | Innovative Therapies Inc. | STAMOBIL |  | SZS22170202332 | TIRR - THERAPY GYM | MHHS-TIRR |  |  |  | 241-04502 |  | TMC |  | TIRR - THERAPY GYM | [5 empty] | STIMULATORS, ELECTRICAL, NEUROMUSCULAR |  | .needs class |  |  |  |  | .needs class | InnovatiThera | [7 empty] | Covered PM Repair - Biomedical | MHHS-TIRR
NO | NO |  |  |  | SZS2180603847 |  | Innovative Therapies Inc. | STAMOBIL |  | SZS2180603847 | TIRR - THERAPY GYM | MHHS-TIRR |  |  |  | SZS2180603847 |  | TMC |  | TIRR - THERAPY GYM | [5 empty] | STIMULATORS, ELECTRICAL, NEUROMUSCULAR |  | .needs class |  |  |  |  | .needs class | InnovatiThera | [7 empty] | Covered PM Repair - Biomedical | MHHS-TIRR
NO | NO |  |  |  | SZS2180603848 |  | Innovative Therapies Inc. | STAMOBIL |  | SZS2180603848 | TIRR - THERAPY GYM | MHHS-TIRR |  |  |  | SZS2180603848 |  | TMC |  | TIRR - THERAPY GYM | [5 empty] | STIMULATORS, ELECTRICAL, NEUROMUSCULAR |  | .needs class |  |  |  |  | .needs class | InnovatiThera | [7 empty] | Covered PM Repair - Biomedical | MHHS-TIRR
NO | NO |  |  |  | SZS2180603850 |  | Innovative Therapies Inc. | STAMOBIL |  | SZS2180603850 | TIRR - THERAPY GYM | MHHS-TIRR |  |  |  | SZS2180603850 |  | TMC |  | TIRR - THERAPY GYM | [5 empty] | STIMULATORS, ELECTRICAL, NEUROMUSCULAR |  | .needs class |  |  |  |  | .needs class | InnovatiThera | [7 empty] | Covered PM Repair - Biomedical | MHHS-TIRR
NO | NO |  |  |  | SZS2180603851 |  | Innovative Therapies Inc. | STAMOBIL |  | SZS2180603851 | TIRR - THERAPY GYM | MHHS-TIRR |  |  |  | SZS2180603851 |  | TMC |  | TIRR - THERAPY GYM | [5 empty] | STIMULATORS, ELECTRICAL, NEUROMUSCULAR |  | .needs class |  |  |  |  | .needs class | InnovatiThera | [7 empty] | Covered PM Repair - Biomedical | MHHS-TIRR
NO | NO |  |  |  | SZS2180603852 |  | Innovative Therapies Inc. | STAMOBIL |  | SZS2180603852 | TIRR - THERAPY GYM | MHHS-TIRR |  |  |  | SZS2180603852 |  | TMC |  | TIRR - THERAPY GYM | [5 empty] | STIMULATORS, ELECTRICAL, NEUROMUSCULAR |  | .needs class |  |  |  |  | .needs class | InnovatiThera | [7 empty] | Covered PM Repair - Biomedical | MHHS-TIRR
NO | NO |  |  |  | SZS2180603853 |  | Innovative Therapies Inc. | STAMOBIL |  | SZS2180603853 | TIRR - THERAPY GYM | MHHS-TIRR |  |  |  | SZS2180603853 |  | TMC |  | TIRR - THERAPY GYM | [5 empty] | STIMULATORS, ELECTRICAL, NEUROMUSCULAR |  | .needs class |  |  |  |  | .needs class | InnovatiThera | [7 empty] | Covered PM Repair - Biomedical | MHHS-TIRR
NO | NO |  |  |  | SZS2180603854 |  | Innovative Therapies Inc. | STAMOBIL |  | SZS2180603854 | TIRR - THERAPY GYM | MHHS-TIRR |  |  |  | SZS2180603854 |  | TMC |  | TIRR - THERAPY GYM | [5 empty] | STIMULATORS, ELECTRICAL, NEUROMUSCULAR |  | .needs class |  |  |  |  | .needs class | InnovatiThera | [7 empty] | Covered PM Repair - Biomedical | MHHS-TIRR
NO | NO |  |  |  | SZS2180603855 |  | Innovative Therapies Inc. | STAMOBIL |  | SZS2180603855 | TIRR - THERAPY GYM | MHHS-TIRR |  |  |  | SZS2180603855 |  | TMC |  | TIRR - THERAPY GYM | [5 empty] | STIMULATORS, ELECTRICAL, NEUROMUSCULAR |  | .needs class |  |  |  |  | .needs class | InnovatiThera | [7 empty] | Covered PM Repair - Biomedical | MHHS-TIRR
NO | NO |  |  |  | SZS2180603856 |  | Innovative Therapies Inc. | STAMOBIL |  | SZS2180603856 | TIRR - THERAPY GYM | MHHS-TIRR |  |  |  | SZS2180603856 |  | TMC |  | TIRR - THERAPY GYM | [5 empty] | STIMULATORS, ELECTRICAL, NEUROMUSCULAR |  | .needs class |  |  |  |  | .needs class | InnovatiThera | [7 empty] | Covered PM Repair - Biomedical | MHHS-TIRR
NO | NO |  |  |  | szs2180603857 |  | Innovative Therapies Inc. | STAMOBIL |  | szs2180603857 | TIRR - THERAPY GYM | MHHS-TIRR |  |  |  | szs2180603857 |  | TMC |  | TIRR - THERAPY GYM | [5 empty] | STIMULATORS, ELECTRICAL, NEUROMUSCULAR |  | .needs class |  |  |  |  | .needs class | InnovatiThera | [7 empty] | Covered PM Repair - Biomedical | MHHS-TIRR
NO | NO |  |  |  | SZS2180603858 |  | Innovative Therapies Inc. | STAMOBIL |  | SZS2180603858 | TIRR - THERAPY GYM | MHHS-TIRR |  |  |  | SZS2180603858 |  | TMC |  | TIRR - THERAPY GYM | [5 empty] | STIMULATORS, ELECTRICAL, NEUROMUSCULAR |  | .needs class |  |  |  |  | .needs class | InnovatiThera | [7 empty] | Covered PM Repair - Biomedical | MHHS-TIRR
NO | NO |  |  |  | SZS2180603859 |  | Innovative Therapies Inc. | STAMOBIL |  | SZS2180603859 | TIRR - THERAPY GYM | MHHS-TIRR |  |  |  | SZS2180603859 |  | TMC |  | TIRR - THERAPY GYM | [5 empty] | STIMULATORS, ELECTRICAL, NEUROMUSCULAR |  | .needs class |  |  |  |  | .needs class | InnovatiThera | [7 empty] | Covered PM Repair - Biomedical | MHHS-TIRR
NO | NO |  |  |  | SZS2180603860 |  | Innovative Therapies Inc. | STAMOBIL |  | SZS2180603860 | TIRR - THERAPY GYM | MHHS-TIRR |  |  |  | SZS2180603860 |  | TMC |  | TIRR - THERAPY GYM | [5 empty] | STIMULATORS, ELECTRICAL, NEUROMUSCULAR |  | .needs class |  |  |  |  | .needs class | InnovatiThera | [7 empty] | Covered PM Repair - Biomedical | MHHS-TIRR
NO | NO |  |  |  | SZS2180603861 |  | Innovative Therapies Inc. | STAMOBIL |  | SZS2180603861 | TIRR - THERAPY GYM | MHHS-TIRR |  |  |  | SZS2180603861 |  | TMC |  | TIRR - THERAPY GYM | [5 empty] | STIMULATORS, ELECTRICAL, NEUROMUSCULAR |  | .needs class |  |  |  |  | .needs class | InnovatiThera | [7 empty] | Covered PM Repair - Biomedical | MHHS-TIRR
NO | NO |  |  |  | SZS2180603862 |  | Innovative Therapies Inc. | STAMOBIL |  | SZS2180603862 | TIRR - THERAPY GYM | MHHS-TIRR |  |  |  | SZS2180603862 |  | TMC |  | TIRR - THERAPY GYM | [5 empty] | STIMULATORS, ELECTRICAL, NEUROMUSCULAR |  | .needs class |  |  |  |  | .needs class | InnovatiThera | [7 empty] | Covered PM Repair - Biomedical | MHHS-TIRR
NO | NO |  |  |  | SZS2180603863 |  | Innovative Therapies Inc. | STAMOBIL |  | SZS2180603863 | TIRR - THERAPY GYM | MHHS-TIRR |  |  |  | SZS2180603863 |  | TMC |  | TIRR - THERAPY GYM | [5 empty] | STIMULATORS, ELECTRICAL, NEUROMUSCULAR |  | .needs class |  |  |  |  | .needs class | InnovatiThera | [7 empty] | Covered PM Repair - Biomedical | MHHS-TIRR
NO | NO |  |  |  | SZS2180603943 |  | Innovative Therapies Inc. | STAMOBIL |  | SZS2180603943 | TIRR - THERAPY GYM | MHHS-TIRR |  |  |  | SZS2180603943 |  | TMC |  | TIRR - THERAPY GYM | [5 empty] | STIMULATORS, ELECTRICAL, NEUROMUSCULAR |  | .needs class |  |  |  |  | .needs class | InnovatiThera | [7 empty] | Covered PM Repair - Biomedical | MHHS-TIRR
NO | NO |  |  |  | SZS2180603944 |  | Innovative Therapies Inc. | STAMOBIL |  | SZS2180603944 | TIRR - THERAPY GYM | MHHS-TIRR |  |  |  | SZS2180603944 |  | TMC |  | TIRR - THERAPY GYM | [5 empty] | STIMULATORS, ELECTRICAL, NEUROMUSCULAR |  | .needs class |  |  |  |  | .needs class | InnovatiThera | [7 empty] | Covered PM Repair - Biomedical | MHHS-TIRR
NO | NO |  |  |  | SZS2180603947 |  | Innovative Therapies Inc. | STAMOBIL |  | SZS2180603947 | TIRR - THERAPY GYM | MHHS-TIRR |  |  |  | SZS2180603947 |  | TMC |  | TIRR - THERAPY GYM | [5 empty] | STIMULATORS, ELECTRICAL, NEUROMUSCULAR |  | .needs class |  |  |  |  | .needs class | InnovatiThera | [7 empty] | Covered PM Repair - Biomedical | MHHS-TIRR
NO | NO |  |  |  | SZS2180603958 |  | Innovative Therapies Inc. | STAMOBIL |  | SZS2180603958 | TIRR - THERAPY GYM | MHHS-TIRR |  |  |  | SZS2180603958 |  | TMC |  | TIRR - THERAPY GYM | [5 empty] | STIMULATORS, ELECTRICAL, NEUROMUSCULAR |  | .needs class |  |  |  |  | .needs class | InnovatiThera | [7 empty] | Covered PM Repair - Biomedical | MHHS-TIRR
NO | YES |  |  |  | SZS1170503258 |  | Innovative Therapies Inc. | STAMOBIL 10 |  | SZS1170503258 | SMR - (SE) - BEAUMONT | MHHS-SMR |  |  |  | SZS1170503258 |  | Southeast & Bay Area |  | SMR - (SE) - BEAUMONT | [5 empty] | STIMULATORS, ELECTRICAL, NEUROMUSCULAR |  | .needs class |  |  |  |  | .needs class | InnovatiThera | [7 empty] | Covered PM Repair - Biomedical | MHHS-SMR
NO | YES | Serial Number 113 |  |  |  | 241-00878 | Innoventor Engineering | THERASTRIDE |  |  | TIRR-Therapy Gym | MHHS-TIRR |  |  |  |  | 241-00878 | TMC | MHHS-Others | TIRR-Therapy Gym | Rehab | 10/1/19 |  |  |  | TREADMILLS |  | .needs class | [10 empty] | 12/1/20 |  |  | Not Covered Vendor Only - Biomedical | MHHS-TIRR
YES | YES | Serial Number Cnf |  |  | 099-02130 | 099-02130 | Insignia | Cnf |  | Cnf | MH MG - (KY) - KATY [MP2-STE400] |  |  |  |  | 099-02130 | 099-02130 | Katy | Katy | MH MG - (KY) - KATY [MP2-STE400] | Ex room 1 | 2/1/20 | 2/1/20 |  |  |  |  | .needs class
NO | YES |  |  |  | 583-01284 | 583-01284 | Insignia | NS-CF26BK6 |  | 16G08W00125 | MH MG-(KY)-Katy Urology (Mp2) | MHHS-MG |  | Refrigerator, Kitchen |  | 583-01284 | 583-01284 | Katy | MHHS-MG | MH MG-(KY)-Katy Urology (Mp2) | Flow rate |  |  |  |  | REFRIGERATORS, PHARMACY | Refrigerator, Kitchen | REFRIGERATORKITCHEN-Insignia-NS-CF26BK6 | REFRIGERATORKITCHEN | NS-CF26BK6 |  |  |  | Insignia | Refrigerator, Kitchen |  | REFRIGERATORKITCHEN-Insignia-NS-CF26BK6 |  |  |  |  | Covered PM Repair - Biomedical | MHHS-MG | [7 empty] | Refrigerator, Kitchen | REFRIGERATORKITCHEN | Refrigerator, Kitchen | Insignia
NO | YES |  |  |  | 929-01595 | 929-01595 | Insignia | NS-CF26BK9 |  | 19F08W03224 | MH MG-(TMC)-Urgent Care-West University | MHHS-MG |  |  |  | 929-01595 | 929-01595 | TMC | MHHS-MG | MH MG-(TMC)-Urgent Care-West University | Lab |  |  |  |  | REFRIGERATORS, LABORATORY |  | .needs class | [5 empty] | Insignia | [7 empty] | Covered PM Repair - Biomedical | MHHS-MG
NO | NO |  |  |  | 929-01596 |  | Insignia | NS-CF26BK9 |  | 19D03W00430 | MH MG - (TMC) - URGENT CARE - WEST UNIVERSITY | MHHS-MG |  |  |  | 929-01596 |  | TMC |  | MH MG - (TMC) - URGENT CARE - WEST UNIVERSITY | [5 empty] | REFRIGERATORS, LABORATORY |  | .needs class | [5 empty] | Insignia | [7 empty] | Covered PM Repair - Biomedical | MHHS-MG
NO | YES |  |  |  | 000-05195 | 000-05195 | Insignia | NS-UZ14XWH7 |  | 340-79678501-9506-1320021 | MH MG-(PL)-Pearland Clinic | MHHS-MG |  |  |  | 000-05195 | 000-05195 | Pearland | MHHS-MG | MH MG-(PL)-Pearland Clinic | Lab |  |  |  | No pm required sticker | REFRIGERATORS, LABORATORY |  | .needs class | [5 empty] | Insignia | [7 empty] | Covered PM Repair - Biomedical | MHHS-MG
NO | YES |  |  |  | 000-05196 | 000-05196 | Insignia | NS-UZ14XWH7 |  | 340-79678501-9506-1320028 | MH MG-(PL)-Pearland Clinic | MHHS-MG |  |  |  | 000-05196 | 000-05196 | Pearland | MHHS-MG | MH MG-(PL)-Pearland Clinic | Lab |  |  |  | No pm required sticker | REFRIGERATORS, LABORATORY |  | .needs class | [5 empty] | Insignia | [7 empty] | Covered PM Repair - Biomedical | MHHS-MG
NO | YES |  |  |  | 129-07824 | 129-07824 | Insignia | NS-UZ14XWH7 |  | e04f439c9eef | MH MG-(SL)-Sugar Land Multi-Specialty (Mp1) | MHHS-MG |  |  |  | 129-07824 | 129-07824 | Sugar Land | MHHS-MG | MH MG-(SL)-Sugar Land Multi-Specialty (Mp1) | Work Room 2 | 9/1/18 |  |  |  | REFRIGERATORS, LABORATORY |  | .needs class | [5 empty] | Insignia | [7 empty] | Covered PM Repair - Biomedical | MHHS-MG
NO | NO |  |  |  | 029-12034 |  | Insignia | NS-UZ14XWH7 |  | e04f439c8ffc | MH MG - (WDLS) - TWL EXEC HEALTH (STE 301) | MHHS-MG |  |  |  | 029-12034 |  | Woodlands |  | MH MG - (WDLS) - TWL EXEC HEALTH (STE 301) | [5 empty] | REFRIGERATORS, LABORATORY |  | .needs class | [5 empty] | Insignia | [7 empty] | Covered PM Repair - Biomedical | MHHS-MG
YES | YES |  |  |  | 099-06099 | 099-06099 | Inspired Energy | CH4000SS |  | IE150812 | SE - OR |  |  |  |  | 099-06099 | 099-06099 |  | Memorial Hermann- SE - CATH LAB | SE - OR | Hallway | 4/1/20 |  |  | No PM Sticker
YES | YES |  |  |  | 151-05075 | 151-05075 | Inspired Energy | CH4000X |  | IE153912 | Or |  |  |  |  | 151-05075 | 151-05075 | Northwest | Memorial Hermann Cypress Hospital | Or | Or 2 | 2/1/20 |  |  | No pm, serial may not be correct. |  | Charger, Battery | CHARGERBATTERY-Inspired Energy-CH4000X | [22 empty] | Charger, Battery | CHARGERBATTERY | Charger, Battery | Inspired Energy
YES | YES |  |  |  | 099-04227 | 099-04227 | Inspired Energy | CH4000X |  | IE151012 | PEARLAND - CENTRAL SUPPLY |  |  |  |  | 099-04227 | 099-04227 | Pearland | Memorial Hermann Pearland Hospital | PEARLAND - CENTRAL SUPPLY | Pre op 7 |  |  |  | No pm |  | Charger, Battery | CHARGERBATTERY-Inspired Energy-CH4000X | [22 empty] | Charger, Battery | CHARGERBATTERY | Charger, Battery | Inspired Energy
YES | YES | Serial Number 0 |  |  | 099-03177 | 099-03177 | Inspired Energy | CH4000X |  |  | Pacu |  |  |  |  | 099-03177 | 099-03177 | Katy | Memorial Hermann Katy Hospital | Pacu | Nurses station |  |  |  | No pm |  | Charger, Battery | CHARGERBATTERY-Inspired Energy-CH4000X | [22 empty] | Charger, Battery | CHARGERBATTERY | Charger, Battery | Inspired Energy
YES | YES | Serial Number Cnf |  |  | 099-04559 | 099-04559 | Inspired Energy | CH4000X |  | Cnf | KATY - PACU |  |  |  |  | 099-04559 | 099-04559 | Katy | Memorial Hermann Katy Hospital | KATY - PACU | PacU Nurses station clean storage room 2058C | [5 empty] | Charger, Battery | CHARGERBATTERY-Inspired Energy-CH4000X | [22 empty] | Charger, Battery | CHARGERBATTERY | Charger, Battery | Inspired Energy
YES | YES | Serial Number Cnf |  |  | 099-04558 | 099-04558 | Inspired Energy | CH4000X |  | Cnf | KATY - PACU |  |  |  |  | 099-04558 | 099-04558 | Katy | Memorial Hermann Katy Hospital | KATY - PACU | PacU Nurses station clean storage room 2058C | [5 empty] | Charger, Battery | CHARGERBATTERY-Inspired Energy-CH4000X | [22 empty] | Charger, Battery | CHARGERBATTERY | Charger, Battery | Inspired Energy
YES | YES |  |  |  | 099-09377 | 099-09377 | Instrumantation Laboratories | GEM 4000 |  |  | Memorial Hermann- Texas Medical Center Ribinson |  |  |  |  | 099-09377 | 099-09377 |  | TMC | Memorial Hermann- Texas Medical Center Ribinson | Comerstate |  |  |  | No PM Sticker
NO | YES |  |  |  | 069-35609 |  | Instrumentation laboratory |  |  |  | Memorial Hermann- Texas Medical Center-OR-PACU nurse station |  |  |  |  | 069-35609 |  |  | TMC | Memorial Hermann- Texas Medical Center-OR-PACU nurse station | OR09 | 4/1/20 |  |  | No PM Sticker
NO | YES |  |  |  | 069-34941 | 069-34941 | Instrumentation Laboratory | Gem 3500 |  |  | TMC - SEROFIM 2 - OR |  |  |  |  | 069-34941 | 069-34941 | TMC | Memorial Hermann-Texas Medical Center | TMC - SEROFIM 2 - OR | TEG Lab
NO | YES |  |  |  | 069-33188 | 069-33188 | Instrumentation Laboratory | GEM 3500 Premier |  |  | TMC-Jones-Neuro ICU (7J) |  |  |  |  | 069-33188 | 069-33188 | TMC | MHHS-TMC | TMC-Jones-Neuro ICU (7J) | Nurses station #4 | 3/1/20
YES | YES | Serial Number Check pic |  |  | 069-35611 | 069-35611 | Instrumentation Laboratory | Gem 3500prrmier |  | Check pic | [5 empty] | 069-35611 | 069-35611 |  |  |  |  | 3/1/20 |  | 3/1/20
NO | YES |  |  |  | 069-38388 |  | Instrumentation Laboratory | GEM OLP |  | G8002 | TMC-OR-CVOR (7Hvi) |  |  |  |  | 069-38388 |  | TMC | MHHS-TMC | TMC-OR-CVOR (7Hvi) | Cath 03 | 9/1/18 |  | 9/1/19 | PM
NO | YES |  |  |  | 013-36667 | 013-36667 | Instrumentation Laboratory | GEM OPL |  | G7110 | SW-Cath Lab | MHHS-Southwest |  |  |  | 013-36667 | 013-36667 | Southwest | MHHS-Southwest | SW-Cath Lab | HVI EP3 | 8/1/19 |  | 8/1/20 |  | OXIMETERS, IN VITRO, LABORATORY |  | .needs class | [5 empty] | InstrumentationLab |  |  |  |  | 11/9/21 |  |  | Not Covered Vendor Only - Rad, Low End | MHHS-Southwest
NO | YES |  |  |  | 069-38389 | 069-38389 | Instrumentation Laboratory | GEM OPL |  | G7989 | TMC-Sarofim 2-OR | MHHS-TMC |  |  |  | 069-38389 | 069-38389 | TMC | MHHS-TMC | TMC-Sarofim 2-OR | OR10 | 10/1/15 |  |  | No PM Sticker | OXIMETERS, IN VITRO, LABORATORY |  | .needs class | [5 empty] | InstrumentationLab |  |  |  |  | 1/1/15 |  |  | Not Covered Vendor Only - Biomedical | MHHS-TMC
YES | YES |  |  |  | 099-06166 | 099-06166 | Instrumentation Laboratory | GEM OPL |  | G8126 | SE - CATH LAB |  |  |  |  | 099-06166 | 099-06166 | Southeast | Memorial Hermann Southeast Hospital | SE - CATH LAB | Room 2 |  |  |  | No pm found
YES | YES |  |  |  | 041-33729 | 041-33729 | Instrumentation Laboratory | GEM OPL |  | G6602 | MEMORIAL CITY - CATH LAB |  |  |  |  | 041-33729 | 041-33729 | West | Memorial Hermann Heart | MEMORIAL CITY - CATH LAB | Cath Lab 5
NO | NO | [5 empty] | Instrumentation Laboratory | GEM OPL |  | G8000 | TMC - CATH LAB - ADULT (2HVI) | MHHS-TMC | [5 empty] | TMC |  | TMC - CATH LAB - ADULT (2HVI) | [5 empty] | OXIMETERS, IN VITRO, LABORATORY |  | .needs class | [5 empty] | InstrumentationLab | [7 empty] | Covered PM Repair - Biomedical | MHHS-TMC
NO | NO |  |  |  | 069-38387 |  | Instrumentation Laboratory | GEM OPL |  | G8003 | TMC - LABORATORY - CHEMISTRY (1R) | MHHS-TMC |  |  |  | 069-38387 |  | TMC |  | TMC - LABORATORY - CHEMISTRY (1R) | [5 empty] | OXIMETERS, IN VITRO, LABORATORY |  | .needs class | [5 empty] | InstrumentationLab | [7 empty] | Not Covered Vendor Only - Biomedical | MHHS-TMC
NO | YES |  |  |  |  | 241-00605 | Instrumentation Laboratory | GEM PREMIER 3000 |  |  | TIRR-Laboratory | MHHS-TIRR |  | Analyzer, Blood Gas |  |  | 241-00605 | TMC | MHHS-Others | TIRR-Laboratory | Lab | 8/1/12 |  |  |  | ANALYZERS, LABORATORY, BLOOD GAS/PH | Analyzer, Blood Gas | ANALYZERBLOODGAS-IL Med Inc-Gem Premier 3000 | ANALYZERBLOODGAS | Gem Premier 3000 |  |  |  | IL Med Inc | Analyzer, Blood Gas |  |  | ANALYZERBLOODGAS-IL Med Inc-Gem Premier 3000 | 2/8/19 |  | ABG-A | Covered PM Repair - Biomedical | MHHS-TIRR | [8 empty] | ANALYZERBLOODGAS | Analyzer, Blood Gas | IL Med Inc
NO | NO | [5 empty] | Instrumentation Laboratory | GEM PREMIER 3000 |  |  | SW - LABORATORY - CHEMISTRY | MHHS-Southwest |  | Analyzer, Blood Gas |  |  |  | Southwest |  | SW - LABORATORY - CHEMISTRY | [5 empty] | ANALYZERS, LABORATORY, BLOOD GAS/PH |  | ANALYZERBLOODGAS-IL Med Inc-Gem Premier 3000 | ANALYZERBLOODGAS | Gem Premier 3000 |  |  |  | IL Med Inc | Analyzer, Blood Gas |  |  | ANALYZERBLOODGAS-IL Med Inc-Gem Premier 3000 |  |  |  | Covered PM Repair - Biomedical | MHHS-Southwest
NO | NO | [5 empty] | Instrumentation Laboratory | GEM PREMIER 3000 |  |  | TMC - CULLEN - MICU (2C) | MHHS-TMC |  | Analyzer, Blood Gas |  |  |  | TMC |  | TMC - CULLEN - MICU (2C) | [5 empty] | ANALYZERS, LABORATORY, BLOOD GAS/PH |  | ANALYZERBLOODGAS-IL Med Inc-Gem Premier 3000 | ANALYZERBLOODGAS | Gem Premier 3000 |  |  |  | IL Med Inc | Analyzer, Blood Gas |  |  | ANALYZERBLOODGAS-IL Med Inc-Gem Premier 3000 |  |  |  | Covered PM Repair - Biomedical | MHHS-TMC
NO | NO | [5 empty] | Instrumentation Laboratory | GEM PREMIER 3000 |  |  | TMC - OR - PEDI OR (2R) | MHHS-TMC |  | Analyzer, Blood Gas |  |  |  | TMC |  | TMC - OR - PEDI OR (2R) | [5 empty] | ANALYZERS, LABORATORY, BLOOD GAS/PH |  | ANALYZERBLOODGAS-IL Med Inc-Gem Premier 3000 | ANALYZERBLOODGAS | Gem Premier 3000 |  |  |  | IL Med Inc | Analyzer, Blood Gas |  |  | ANALYZERBLOODGAS-IL Med Inc-Gem Premier 3000 |  |  |  | Not Covered Vendor Only - Biomedical | MHHS-TMC
NO | YES |  |  |  | 151-03357 | 151-03357 | Instrumentation Laboratory | GEM PREMIER 3500 |  |  | CY-Laboratory | MHHS-Cypress |  | Analyzer, Blood Gas |  | 151-03357 | 151-03357 | Northwest | MHHS-Cypress | CY-Laboratory | RT/Blood gas nicu |  |  |  | No pm required sticker | ANALYZERS, LABORATORY, BLOOD GAS/PH | Analyzer, Blood Gas | ANALYZERBLOODGAS-IL Med Inc-Gem Premier 3500 | ANALYZERBLOODGAS | Gem Premier 3500 |  |  |  | IL Med Inc | Analyzer, Blood Gas |  |  | ANALYZERBLOODGAS-IL Med Inc-Gem Premier 3500 | 11/17/17 |  | ABG-A | Covered PM Repair - Biomedical | MHHS-Cypress | [8 empty] | ANALYZERBLOODGAS | Analyzer, Blood Gas | IL Med Inc
NO | YES |  |  |  |  | 009-08261 | Instrumentation Laboratory | GEM PREMIER 3500 |  |  | GH-Cath Lab | MHHS-Greater Heights |  | Analyzer, Blood Gas |  |  | 009-08261 | Central | MHHS-Greater Heights | GH-Cath Lab | GH CATH LAB |  |  |  |  | ANALYZERS, LABORATORY, BLOOD GAS/PH | Analyzer, Blood Gas | ANALYZERBLOODGAS-IL Med Inc-Gem Premier 3500 | ANALYZERBLOODGAS | Gem Premier 3500 |  |  |  | IL Med Inc | Analyzer, Blood Gas |  |  | ANALYZERBLOODGAS-IL Med Inc-Gem Premier 3500 |  |  | ABG-A | Covered PM Repair - Biomedical | MHHS-Greater Heights | [8 empty] | ANALYZERBLOODGAS | Analyzer, Blood Gas | IL Med Inc
NO | YES |  |  |  | 009-08453 | 009-08453 | Instrumentation Laboratory | GEM PREMIER 3500 |  |  | GH-OR CV Perfusion | MHHS-Greater Heights |  | Analyzer, Blood Gas |  | 009-08453 | 009-08453 | Central & Greater Heights | MHHS-Greater Heights | GH-OR CV Perfusion | Room 9 | 6/1/16 |  |  |  | ANALYZERS, LABORATORY, BLOOD GAS/PH | Analyzer, Blood Gas | ANALYZERBLOODGAS-IL Med Inc-Gem Premier 3500 | ANALYZERBLOODGAS | Gem Premier 3500 |  |  |  | IL Med Inc | Analyzer, Blood Gas |  |  | ANALYZERBLOODGAS-IL Med Inc-Gem Premier 3500 |  |  | ABG-A | Covered PM Repair - Biomedical | MHHS-Greater Heights | [8 empty] | ANALYZERBLOODGAS | Analyzer, Blood Gas | IL Med Inc
NO | YES | [5 empty] | Instrumentation Laboratory | GEM PREMIER 3500 |  |  | GH-CV ICU | MHHS-Greater Heights |  | Analyzer, Blood Gas |  |  |  | Central | MHHS-Greater Heights | GH-CV ICU | Nurse station | 8/1/13 |  |  |  | ANALYZERS, LABORATORY, BLOOD GAS/PH | Analyzer, Blood Gas | ANALYZERBLOODGAS-IL Med Inc-Gem Premier 3500 | ANALYZERBLOODGAS | Gem Premier 3500 |  |  |  | IL Med Inc | Analyzer, Blood Gas |  |  | ANALYZERBLOODGAS-IL Med Inc-Gem Premier 3500 |  |  | ABG-A | Covered PM Repair - Biomedical | MHHS-Greater Heights | [8 empty] | ANALYZERBLOODGAS | Analyzer, Blood Gas | IL Med Inc
NO | YES |  |  |  | 041-18434 | 041-18434 | Instrumentation Laboratory | GEM PREMIER 3500 |  |  | Memorial city Operating room | MHHS-Mem City |  | Analyzer, Blood Gas |  | 041-18434 | 041-18434 | West Memorial city | Memorial city - memorial herman hospital | Memorial city Operating room | Procedure room 2 |  |  |  | No pm found | ANALYZERS, LABORATORY, BLOOD GAS/PH |  | ANALYZERBLOODGAS-IL Med Inc-Gem Premier 3500 | ANALYZERBLOODGAS | Gem Premier 3500 |  |  |  | IL Med Inc | Analyzer, Blood Gas |  |  | ANALYZERBLOODGAS-IL Med Inc-Gem Premier 3500 |  |  |  | Covered PM Repair - Biomedical | MHHS-Mem City
NO | YES |  |  |  | 041-19135 | 041-19135 | Instrumentation Laboratory | GEM PREMIER 3500 |  |  | MEMORIAL CITY - LABORATORY | MHHS-Mem City |  | Analyzer, Blood Gas |  | 041-19135 | 041-19135 | West | Memorial Hermann Memorial City Medical Center | MEMORIAL CITY - LABORATORY | MEMORIAL CITY Neonatal |  |  |  |  | ANALYZERS, LABORATORY, BLOOD GAS/PH |  | ANALYZERBLOODGAS-IL Med Inc-Gem Premier 3500 | ANALYZERBLOODGAS | Gem Premier 3500 |  |  |  | IL Med Inc | Analyzer, Blood Gas |  |  | ANALYZERBLOODGAS-IL Med Inc-Gem Premier 3500 |  |  |  | Covered PM Repair - Biomedical | MHHS-Mem City
NO | YES |  |  |  | 013-35656 | 013-35656 | Instrumentation Laboratory | GEM PREMIER 3500 |  |  | SW-HVI-OR | MHHS-Southwest |  | Analyzer, Blood Gas |  | 013-35656 | 013-35656 | Southwest | MHHS-Southwest | SW-HVI-OR | SW-HVI-OR |  |  |  |  | ANALYZERS, LABORATORY, BLOOD GAS/PH | Analyzer, Blood Gas | ANALYZERBLOODGAS-IL Med Inc-Gem Premier 3500 | ANALYZERBLOODGAS | Gem Premier 3500 |  |  |  | IL Med Inc | Analyzer, Blood Gas |  |  | ANALYZERBLOODGAS-IL Med Inc-Gem Premier 3500 | 4/15/17 |  | ABG-A | Covered PM Repair - Biomedical | MHHS-Southwest | [8 empty] | ANALYZERBLOODGAS | Analyzer, Blood Gas | IL Med Inc
NO | YES |  |  |  | 013-35657 | 013-35657 | Instrumentation Laboratory | GEM PREMIER 3500 |  |  | SW-HVI-OR | MHHS-Southwest |  | Analyzer, Blood Gas |  | 013-35657 | 013-35657 | Southwest | MHHS-Southwest | SW-HVI-OR | CVOR3 | 8/1/14 |  |  |  | ANALYZERS, LABORATORY, BLOOD GAS/PH | Analyzer, Blood Gas | ANALYZERBLOODGAS-IL Med Inc-Gem Premier 3500 | ANALYZERBLOODGAS | Gem Premier 3500 |  |  |  | IL Med Inc | Analyzer, Blood Gas |  |  | ANALYZERBLOODGAS-IL Med Inc-Gem Premier 3500 | 9/1/13 |  | ABG-A | Not Covered Vendor Only - Biomedical | MHHS-Southwest | [8 empty] | ANALYZERBLOODGAS | Analyzer, Blood Gas | IL Med Inc
NO | YES |  |  |  |  | 241-02357 | Instrumentation Laboratory | GEM PREMIER 3500 |  |  | TIRR - Unit 3 | MHHS-TIRR |  | Analyzer, Blood Gas |  |  | 241-02357 | TMC | TIRR Memorial Hermann | TIRR - Unit 3 | Nurses Station | 3/1/13 |  |  |  | ANALYZERS, LABORATORY, BLOOD GAS/PH | Analyzer, Blood Gas | ANALYZERBLOODGAS-IL Med Inc-Gem Premier 3500 | ANALYZERBLOODGAS | Gem Premier 3500 |  |  |  | IL Med Inc | Analyzer, Blood Gas |  |  | ANALYZERBLOODGAS-IL Med Inc-Gem Premier 3500 | 3/22/20 |  | ABG-A | Not Covered Vendor Only - Biomedical | MHHS-TIRR | [8 empty] | ANALYZERBLOODGAS | Analyzer, Blood Gas | IL Med Inc
NO | YES |  |  |  | 069-45337 | 069-45337 | Instrumentation Laboratory | GEM PREMIER 3500 |  |  | TMC-Jones-Neuro Elective (4J) | MHHS-TMC |  | Analyzer, Blood Gas |  | 069-45337 | 069-45337 | TMC | MHHS-TMC | TMC-Jones-Neuro Elective (4J) | Nurses Station | 2/1/18 |  |  |  | ANALYZERS, LABORATORY, BLOOD GAS/PH | Analyzer, Blood Gas | ANALYZERBLOODGAS-IL Med Inc-Gem Premier 3500 | ANALYZERBLOODGAS | Gem Premier 3500 |  |  |  | IL Med Inc | Analyzer, Blood Gas |  |  | ANALYZERBLOODGAS-IL Med Inc-Gem Premier 3500 | 2/6/19 |  | ABG-A | Covered PM Repair - Biomedical | MHHS-TMC | [8 empty] | ANALYZERBLOODGAS | Analyzer, Blood Gas | IL Med Inc
NO | YES |  |  |  |  | 069-35990 | Instrumentation Laboratory | GEM PREMIER 3500 |  |  |  | MHHS-TMC |  | Analyzer, Blood Gas |  |  | 069-35990 | TMC | Memorial Hermann Heart |  | Cath Lab 6 |  |  |  |  | ANALYZERS, LABORATORY, BLOOD GAS/PH | Analyzer, Blood Gas | ANALYZERBLOODGAS-IL Med Inc-Gem Premier 3500 | ANALYZERBLOODGAS | Gem Premier 3500 |  |  |  | IL Med Inc | Analyzer, Blood Gas |  |  | ANALYZERBLOODGAS-IL Med Inc-Gem Premier 3500 | 4/18/14 |  | ABG-A | Covered PM Repair - Biomedical | MHHS-TMC | [8 empty] | ANALYZERBLOODGAS | Analyzer, Blood Gas | IL Med Inc
NO | YES |  |  |  |  | 069-35992 | Instrumentation Laboratory | GEM PREMIER 3500 |  |  | TMC-HVI-CIMU (4Hvi) | MHHS-TMC |  | Analyzer, Blood Gas |  |  | 069-35992 | TMC | MHHS-TMC | TMC-HVI-CIMU (4Hvi) | TMC - HVI - CIMU (4HVI) |  |  |  |  | ANALYZERS, LABORATORY, BLOOD GAS/PH | Analyzer, Blood Gas | ANALYZERBLOODGAS-IL Med Inc-Gem Premier 3500 | ANALYZERBLOODGAS | Gem Premier 3500 |  |  |  | IL Med Inc | Analyzer, Blood Gas |  |  | ANALYZERBLOODGAS-IL Med Inc-Gem Premier 3500 | 4/18/14 |  | ABG-A | Covered PM Repair - Biomedical | MHHS-TMC | [8 empty] | ANALYZERBLOODGAS | Analyzer, Blood Gas | IL Med Inc
NO | YES |  |  |  |  | 069-35993 | Instrumentation Laboratory | GEM PREMIER 3500 |  |  | TMC-HVI-CVICU (8Hvi) | MHHS-TMC |  | Analyzer, Blood Gas |  |  | 069-35993 | TMC | MHHS-TMC | TMC-HVI-CVICU (8Hvi) | TMC - HVI - CVIMU (8HVI) | 5/1/12 |  |  |  | ANALYZERS, LABORATORY, BLOOD GAS/PH | Analyzer, Blood Gas | ANALYZERBLOODGAS-IL Med Inc-Gem Premier 3500 | ANALYZERBLOODGAS | Gem Premier 3500 |  |  |  | IL Med Inc | Analyzer, Blood Gas |  |  | ANALYZERBLOODGAS-IL Med Inc-Gem Premier 3500 | 4/18/14 |  | ABG-A | Covered PM Repair - Biomedical | MHHS-TMC | [8 empty] | ANALYZERBLOODGAS | Analyzer, Blood Gas | IL Med Inc
NO | YES |  |  |  |  | 069-35610 | Instrumentation Laboratory | GEM PREMIER 3500 |  |  | TMC-Laboratory-Chemistry (1R) | MHHS-TMC |  | Analyzer, Blood Gas |  |  | 069-35610 | TMC | MHHS-TMC | TMC-Laboratory-Chemistry (1R) |  | 6/1/12 |  |  |  | ANALYZERS, LABORATORY, BLOOD GAS/PH |  | ANALYZERBLOODGAS-IL Med Inc-Gem Premier 3500 | ANALYZERBLOODGAS | Gem Premier 3500 |  |  |  | IL Med Inc | Analyzer, Blood Gas |  |  | ANALYZERBLOODGAS-IL Med Inc-Gem Premier 3500 | 2/14/14 |  |  | Covered PM Repair - Biomedical | MHHS-TMC
NO | YES | [5 empty] | Instrumentation Laboratory | GEM PREMIER 3500 |  |  | TMC-Laboratory-Chemistry (1R) | MHHS-TMC |  | Analyzer, Blood Gas |  |  |  | TMC | MHHS-TMC | TMC-Laboratory-Chemistry (1R) |  | 6/7/12 |  |  |  | ANALYZERS, LABORATORY, BLOOD GAS/PH |  | ANALYZERBLOODGAS-IL Med Inc-Gem Premier 3500 | ANALYZERBLOODGAS | Gem Premier 3500 |  |  |  | IL Med Inc | Analyzer, Blood Gas |  |  | ANALYZERBLOODGAS-IL Med Inc-Gem Premier 3500 | 10/22/14 | Verified 3/30/2020 4:07pm (Central) |  | Covered PM Repair - Biomedical | MHHS-TMC
NO | YES | [5 empty] | Instrumentation Laboratory | GEM PREMIER 3500 |  |  | TMC-Laboratory-Chemistry (1R) | MHHS-TMC |  | Analyzer, Blood Gas |  |  |  | TMC | MHHS-TMC | TMC-Laboratory-Chemistry (1R) |  | 6/7/12 |  |  |  | ANALYZERS, LABORATORY, BLOOD GAS/PH |  | ANALYZERBLOODGAS-IL Med Inc-Gem Premier 3500 | ANALYZERBLOODGAS | Gem Premier 3500 |  |  |  | IL Med Inc | Analyzer, Blood Gas |  |  | ANALYZERBLOODGAS-IL Med Inc-Gem Premier 3500 | 10/22/14 | Verified 3/30/2020 4:07pm (Central) |  | Covered PM Repair - Biomedical | MHHS-TMC
NO | YES |  |  |  |  | 069-35613 | Instrumentation Laboratory | GEM PREMIER 3500 |  |  | TMC-OR-Hermann (2Hp) | MHHS-TMC |  | Analyzer, Blood Gas |  |  | 069-35613 | TMC | MHHS-TMC | TMC-OR-Hermann (2Hp) | Teg lab | 6/1/12 |  |  | No PM Sticker | ANALYZERS, LABORATORY, BLOOD GAS/PH |  | ANALYZERBLOODGAS-IL Med Inc-Gem Premier 3500 | ANALYZERBLOODGAS | Gem Premier 3500 |  |  |  | IL Med Inc | Analyzer, Blood Gas |  |  | ANALYZERBLOODGAS-IL Med Inc-Gem Premier 3500 | 9/1/16 |  |  | Covered PM Repair - Biomedical | MHHS-TMC
NO | YES | Serial Number 12021846 |  |  |  | 069-37594 | Instrumentation Laboratory | GEM PREMIER 3500 |  |  | TMC-Cullen-MICU (2C) | MHHS-TMC |  | Analyzer, Blood Gas |  |  | 069-37594 | TMC | MHHS-TMC | TMC-Cullen-MICU (2C) | TMC - CULLEN - MICU (2C) | 6/1/12 |  |  |  | ANALYZERS, LABORATORY, BLOOD GAS/PH | Analyzer, Blood Gas | ANALYZERBLOODGAS-IL Med Inc-Gem Premier 3500 | ANALYZERBLOODGAS | Gem Premier 3500 |  |  |  | IL Med Inc | Analyzer, Blood Gas |  |  | ANALYZERBLOODGAS-IL Med Inc-Gem Premier 3500 | 7/9/18 |  | ABG-A | Covered PM Repair - Biomedical | MHHS-TMC | [8 empty] | ANALYZERBLOODGAS | Analyzer, Blood Gas | IL Med Inc
NO | YES | Serial Number 13042991 |  |  |  | 074-04740 | Instrumentation Laboratory | GEM PREMIER 3500 |  |  | TMC-OR-CVOR (7Hvi) | MHHS-TMC |  | Analyzer, Blood Gas |  |  | 074-04740 | TMC | MHHS-TMC | TMC-OR-CVOR (7Hvi) | TMC - OR - CVOR (7HVI) | 7/1/13 |  |  |  | ANALYZERS, LABORATORY, BLOOD GAS/PH | Analyzer, Blood Gas | ANALYZERBLOODGAS-IL Med Inc-Gem Premier 3500 | ANALYZERBLOODGAS | Gem Premier 3500 |  |  |  | IL Med Inc | Analyzer, Blood Gas |  |  | ANALYZERBLOODGAS-IL Med Inc-Gem Premier 3500 | 10/24/14 |  | ABG-A | Covered PM Repair - Biomedical | MHHS-TMC | [8 empty] | ANALYZERBLOODGAS | Analyzer, Blood Gas | IL Med Inc
NO | YES |  |  |  | 069-37597 | 069-37597 | Instrumentation Laboratory | GEM PREMIER 3500 |  |  | TMC-Cath Lab-Adult (2Hvi) |  |  |  |  | 069-37597 | 069-37597 | TMC | MHHS-TMC | TMC-Cath Lab-Adult (2Hvi) | TMC - CATH LAB - ADULT (2HVI)
NO | YES | Serial Number 13042991 |  |  | 074-04740 | 074-04740 | Instrumentation Laboratory | Gem premier 3500 |  |  | Tmc-or-cvor |  |  |  |  | 074-04740 | 074-04740 | TMC | Memorial Hermann-Texas Medical Center | Tmc-or-cvor | Or 5
YES | YES |  |  |  | 099-07432 | 099-07432 | Instrumentation Laboratory | Gem premier 3500 |  |  | SE - OR |  |  |  |  | 099-07432 | 099-07432 | Southeast | Memorial Hermann Southeast Hospital | SE - OR | Room 12
YES | YES |  |  |  | 099-07748 | 099-07748 | Instrumentation Laboratory | GEM Premier 3500 |  |  | SE - OR |  |  |  |  | 099-07748 | 099-07748 | Southeast | Memorial Hermann Southeast Hospital | SE - OR | OR14 |  |  | 4/1/20
NO | NO | [5 empty] | Instrumentation Laboratory | GEM PREMIER 3500 |  |  | GH - CATH LAB | MHHS-Greater Heights |  | Analyzer, Blood Gas |  |  |  | Central & Greater Heights |  | GH - CATH LAB | [5 empty] | ANALYZERS, LABORATORY, BLOOD GAS/PH |  | ANALYZERBLOODGAS-IL Med Inc-Gem Premier 3500 | ANALYZERBLOODGAS | Gem Premier 3500 |  |  |  | IL Med Inc | Analyzer, Blood Gas |  |  | ANALYZERBLOODGAS-IL Med Inc-Gem Premier 3500 |  |  |  | Covered PM Repair - Biomedical | MHHS-Greater Heights
NO | NO | [5 empty] | Instrumentation Laboratory | GEM PREMIER 3500 |  |  | GH - RESPIRATORY | MHHS-Greater Heights |  | Analyzer, Blood Gas |  |  |  | Central & Greater Heights |  | GH - RESPIRATORY | [5 empty] | ANALYZERS, LABORATORY, BLOOD GAS/PH |  | ANALYZERBLOODGAS-IL Med Inc-Gem Premier 3500 | ANALYZERBLOODGAS | Gem Premier 3500 |  |  |  | IL Med Inc | Analyzer, Blood Gas |  |  | ANALYZERBLOODGAS-IL Med Inc-Gem Premier 3500 |  |  |  | Covered PM Repair - Biomedical | MHHS-Greater Heights
NO | NO |  |  |  | 069-37596 |  | Instrumentation Laboratory | GEM PREMIER 3500 |  |  | TMC - CATH LAB - PEDI (GHP) | MHHS-TMC |  | Analyzer, Blood Gas |  | 069-37596 |  | TMC |  | TMC - CATH LAB - PEDI (GHP) | [5 empty] | ANALYZERS, LABORATORY, BLOOD GAS/PH |  | ANALYZERBLOODGAS-IL Med Inc-Gem Premier 3500 | ANALYZERBLOODGAS | Gem Premier 3500 |  |  |  | IL Med Inc | Analyzer, Blood Gas |  |  | ANALYZERBLOODGAS-IL Med Inc-Gem Premier 3500 |  |  |  | Covered PM Repair - Biomedical | MHHS-TMC
NO | NO |  |  |  | 069-37599 |  | Instrumentation Laboratory | GEM PREMIER 3500 |  |  | TMC - LABORATORY - CHEMISTRY (1R) | MHHS-TMC |  | Analyzer, Blood Gas |  | 069-37599 |  | TMC |  | TMC - LABORATORY - CHEMISTRY (1R) | [5 empty] | ANALYZERS, LABORATORY, BLOOD GAS/PH |  | ANALYZERBLOODGAS-IL Med Inc-Gem Premier 3500 | ANALYZERBLOODGAS | Gem Premier 3500 |  |  |  | IL Med Inc | Analyzer, Blood Gas |  |  | ANALYZERBLOODGAS-IL Med Inc-Gem Premier 3500 |  |  |  | Covered PM Repair - Biomedical | MHHS-TMC
NO | NO | [5 empty] | Instrumentation Laboratory | GEM PREMIER 3500 |  |  | TMC - LABORATORY - CHEMISTRY (1R) | MHHS-TMC |  | Analyzer, Blood Gas |  |  |  | TMC |  | TMC - LABORATORY - CHEMISTRY (1R) | [5 empty] | ANALYZERS, LABORATORY, BLOOD GAS/PH |  | ANALYZERBLOODGAS-IL Med Inc-Gem Premier 3500 | ANALYZERBLOODGAS | Gem Premier 3500 |  |  |  | IL Med Inc | Analyzer, Blood Gas |  |  | ANALYZERBLOODGAS-IL Med Inc-Gem Premier 3500 |  |  |  | Covered PM Repair - Biomedical | MHHS-TMC
NO | NO | [5 empty] | Instrumentation Laboratory | GEM PREMIER 3500 |  |  | TMC - LABORATORY - CHEMISTRY (1R) | MHHS-TMC |  | Analyzer, Blood Gas |  |  |  | TMC |  | TMC - LABORATORY - CHEMISTRY (1R) | [5 empty] | ANALYZERS, LABORATORY, BLOOD GAS/PH |  | ANALYZERBLOODGAS-IL Med Inc-Gem Premier 3500 | ANALYZERBLOODGAS | Gem Premier 3500 |  |  |  | IL Med Inc | Analyzer, Blood Gas |  |  | ANALYZERBLOODGAS-IL Med Inc-Gem Premier 3500 |  |  |  | Not Covered Vendor Only - Biomedical | MHHS-TMC
NO | NO | [5 empty] | Instrumentation Laboratory | GEM PREMIER 3500 |  |  | TMC - LABORATORY - CHEMISTRY (1R) | MHHS-TMC |  | Analyzer, Blood Gas |  |  |  | TMC |  | TMC - LABORATORY - CHEMISTRY (1R) | [5 empty] | ANALYZERS, LABORATORY, BLOOD GAS/PH |  | ANALYZERBLOODGAS-IL Med Inc-Gem Premier 3500 | ANALYZERBLOODGAS | Gem Premier 3500 |  |  |  | IL Med Inc | Analyzer, Blood Gas |  |  | ANALYZERBLOODGAS-IL Med Inc-Gem Premier 3500 |  |  |  | Covered PM Repair - Biomedical | MHHS-TMC
NO | NO | [5 empty] | Instrumentation Laboratory | GEM PREMIER 3500 |  |  | TMC - LABORATORY - CHEMISTRY (1R) | MHHS-TMC |  | Analyzer, Blood Gas |  |  |  | TMC |  | TMC - LABORATORY - CHEMISTRY (1R) | [5 empty] | ANALYZERS, LABORATORY, BLOOD GAS/PH |  | ANALYZERBLOODGAS-IL Med Inc-Gem Premier 3500 | ANALYZERBLOODGAS | Gem Premier 3500 |  |  |  | IL Med Inc | Analyzer, Blood Gas |  |  | ANALYZERBLOODGAS-IL Med Inc-Gem Premier 3500 |  |  |  | Covered PM Repair - Biomedical | MHHS-TMC
NO | YES |  |  |  | 151-02345 | 151-02345 | Instrumentation Laboratory | GEM PREMIER 4000 |  |  | CY-Laboratory | MHHS-Cypress |  | Analyzer, Blood Gas |  | 151-02345 | 151-02345 | Northwest | MHHS-Cypress | CY-Laboratory | Chemistry | 3/1/16 | 3/1/20 |  |  | ANALYZERS, LABORATORY, BLOOD GAS/PH | Analyzer, Blood Gas | ANALYZERBLOODGAS-InstrumentationLab-GemPremier4000 | ANALYZERBLOODGAS | Gem Premier 4000 |  |  |  | InstrumentationLabs | Analyzer, Blood Gas |  |  | ANALYZERBLOODGAS-InstrumentationLab-GemPremier4000 | 10/17/28 |  | ABG-A | Not Covered Vendor Only - Biomedical | MHHS-Cypress | [8 empty] | ANALYZERBLOODGAS | Analyzer, Blood Gas | InstrumentationLabs
NO | YES |  |  |  | 151-02562 | 151-02562 | Instrumentation Laboratory | GEM PREMIER 4000 |  |  | CY-Laboratory | MHHS-Cypress |  | Analyzer, Blood Gas |  | 151-02562 | 151-02562 | Northwest | MHHS-Cypress | CY-Laboratory | Chemistry | 11/1/17 | 11/1/20 |  |  | ANALYZERS, LABORATORY, BLOOD GAS/PH | Analyzer, Blood Gas | ANALYZERBLOODGAS-InstrumentationLab-GemPremier4000 | ANALYZERBLOODGAS | Gem Premier 4000 |  |  |  | InstrumentationLabs | Analyzer, Blood Gas |  |  | ANALYZERBLOODGAS-InstrumentationLab-GemPremier4000 | 10/17/28 |  | ABG-A | Not Covered Vendor Only - Biomedical | MHHS-Cypress | [8 empty] | ANALYZERBLOODGAS | Analyzer, Blood Gas | InstrumentationLabs
NO | YES |  |  |  | 009-08319 | 009-08319 | Instrumentation Laboratory | GEM PREMIER 4000 |  |  | GH-Preop | MHHS-Greater Heights |  | Analyzer, Blood Gas |  | 009-08319 | 009-08319 | Central | MHHS-Greater Heights | GH-Preop | Pulmonary function |  |  |  |  | ANALYZERS, LABORATORY, BLOOD GAS/PH | Analyzer, Blood Gas | ANALYZERBLOODGAS-InstrumentationLab-GemPremier4000 | ANALYZERBLOODGAS | Gem Premier 4000 |  |  |  | InstrumentationLabs | Analyzer, Blood Gas |  |  | ANALYZERBLOODGAS-InstrumentationLab-GemPremier4000 | 4/27/20 |  | ABG-A | Not Covered Vendor Only - Biomedical | MHHS-Greater Heights | [8 empty] | ANALYZERBLOODGAS | Analyzer, Blood Gas | InstrumentationLabs
NO | YES |  |  |  | 041-17616 |  | Instrumentation Laboratory | GEM PREMIER 4000 |  |  | Clinical Laboratory | MHHS-Mem City |  | Analyzer, Blood Gas |  | 041-17616 |  | West | Memorial Hermann Memorial City Medical Center | Clinical Laboratory | Work Station #1 (Right) Inside Door |  |  |  |  | ANALYZERS, LABORATORY, BLOOD GAS/PH |  | ANALYZERBLOODGAS-InstrumentationLab-GemPremier4000 | ANALYZERBLOODGAS | Gem Premier 4000 |  |  |  | InstrumentationLabs | Analyzer, Blood Gas |  |  | ANALYZERBLOODGAS-InstrumentationLab-GemPremier4000 |  |  |  | Not Covered Vendor Only - Biomedical | MHHS-Mem City
NO | YES |  |  |  | 041-17617 |  | Instrumentation Laboratory | GEM PREMIER 4000 |  |  | Clinical Laboratory | MHHS-Mem City |  | Analyzer, Blood Gas |  | 041-17617 |  | West | Memorial Hermann Memorial City Medical Center | Clinical Laboratory | Work Station #1 (Right) Inside Door |  |  |  |  | ANALYZERS, LABORATORY, BLOOD GAS/PH |  | ANALYZERBLOODGAS-InstrumentationLab-GemPremier4000 | ANALYZERBLOODGAS | Gem Premier 4000 |  |  |  | InstrumentationLabs | Analyzer, Blood Gas |  |  | ANALYZERBLOODGAS-InstrumentationLab-GemPremier4000 |  |  |  | Covered PM Repair - Biomedical | MHHS-Mem City
NO | YES | [5 empty] | Instrumentation Laboratory | GEM PREMIER 4000 |  |  | NE-Respiratory | MHHS-Northeast |  | Analyzer, Blood Gas |  |  |  | Katy | MHHS-Northeast | NE-Respiratory | Resp Office | 5/1/14 |  |  |  | ANALYZERS, LABORATORY, BLOOD GAS/PH | Analyzer, Blood Gas | ANALYZERBLOODGAS-InstrumentationLab-GemPremier4000 | ANALYZERBLOODGAS | Gem Premier 4000 |  |  |  | InstrumentationLabs | Analyzer, Blood Gas |  |  | ANALYZERBLOODGAS-InstrumentationLab-GemPremier4000 | 4/27/20 |  | ABG-A | Not Covered Vendor Only - Biomedical | MHHS-Northeast | [8 empty] | ANALYZERBLOODGAS | Analyzer, Blood Gas | InstrumentationLabs
NO | YES |  |  |  | 145-00290 | 145-00290 | Instrumentation Laboratory | GEM PREMIER 4000 |  |  | Pearland-Laboratory-Main | MHHS-Pearland Hospital |  | Analyzer, Blood Gas |  | 145-00290 | 145-00290 | Pearland | MHHS-Pearland Hospital | Pearland-Laboratory-Main | Speciman Processing | 9/1/16 |  |  |  | ANALYZERS, LABORATORY, BLOOD GAS/PH | Analyzer, Blood Gas | ANALYZERBLOODGAS-InstrumentationLab-GemPremier4000 | ANALYZERBLOODGAS | Gem Premier 4000 |  |  |  | InstrumentationLabs | Analyzer, Blood Gas |  |  | ANALYZERBLOODGAS-InstrumentationLab-GemPremier4000 | 10/17/28 |  | ABG-A | Not Covered Vendor Only - Biomedical | MHHS-Pearland Hospital | [8 empty] | ANALYZERBLOODGAS | Analyzer, Blood Gas | InstrumentationLabs
NO | YES |  |  |  | 005-06184 | 005-06184 | Instrumentation Laboratory | GEM PREMIER 4000 |  |  | SE-Laboratory | MHHS-Southeast |  | Analyzer, Blood Gas |  | 005-06184 | 005-06184 | Southeast | MHHS-Southeast | SE-Laboratory | Lab | 9/1/12 |  |  |  | ANALYZERS, LABORATORY, BLOOD GAS/PH |  | ANALYZERBLOODGAS-InstrumentationLab-GemPremier4000 | ANALYZERBLOODGAS | Gem Premier 4000 |  |  |  | InstrumentationLabs | Analyzer, Blood Gas |  |  | ANALYZERBLOODGAS-InstrumentationLab-GemPremier4000 | 10/1/28 |  |  | Covered PM Repair - Biomedical | MHHS-Southeast
NO | YES |  |  |  | 005-06185 | 005-06185 | Instrumentation Laboratory | GEM PREMIER 4000 |  |  | SE-Laboratory | MHHS-Southeast |  | Analyzer, Blood Gas |  | 005-06185 | 005-06185 | Southeast | MHHS-Southeast | SE-Laboratory | Lab | 9/1/12 |  |  |  | ANALYZERS, LABORATORY, BLOOD GAS/PH |  | ANALYZERBLOODGAS-InstrumentationLab-GemPremier4000 | ANALYZERBLOODGAS | Gem Premier 4000 |  |  |  | InstrumentationLabs | Analyzer, Blood Gas |  |  | ANALYZERBLOODGAS-InstrumentationLab-GemPremier4000 | 10/1/28 |  |  | Covered PM Repair - Biomedical | MHHS-Southeast
NO | YES |  |  |  | 005-06193 | 005-06193 | Instrumentation Laboratory | GEM PREMIER 4000 |  |  | SE-OR | MHHS-Southeast |  | Analyzer, Blood Gas |  | 005-06193 | 005-06193 | Southeast | MHHS-Southeast | SE-OR | Anesthesia workroom | 10/1/12 |  | 10/1/13 |  | ANALYZERS, LABORATORY, BLOOD GAS/PH |  | ANALYZERBLOODGAS-InstrumentationLab-GemPremier4000 | ANALYZERBLOODGAS | Gem Premier 4000 |  |  |  | InstrumentationLabs | Analyzer, Blood Gas |  |  | ANALYZERBLOODGAS-InstrumentationLab-GemPremier4000 | 4/28/20 |  |  | Not Covered Vendor Only - Biomedical | MHHS-Southeast
NO | YES |  |  |  | 129-04803 | 129-04803 | Instrumentation Laboratory | GEM PREMIER 4000 |  |  | Sugar Land-Laboratory | MHHS-Sugarland |  | Analyzer, Blood Gas |  | 129-04803 | 129-04803 | Sugar Land | MHHS-Sugarland | Sugar Land-Laboratory | Lab | 1/1/13 |  |  |  | ANALYZERS, LABORATORY, BLOOD GAS/PH | Analyzer, Blood Gas | ANALYZERBLOODGAS-InstrumentationLab-GemPremier4000 | ANALYZERBLOODGAS | Gem Premier 4000 |  |  |  | InstrumentationLabs | Analyzer, Blood Gas |  |  | ANALYZERBLOODGAS-InstrumentationLab-GemPremier4000 | 10/1/15 |  | ABG-A | Covered PM Repair - Biomedical | MHHS-Sugarland | [8 empty] | ANALYZERBLOODGAS | Analyzer, Blood Gas | InstrumentationLabs
NO | YES |  |  |  | 129-04802 | 129-04802 | Instrumentation Laboratory | GEM PREMIER 4000 |  |  | Sugar Land-Laboratory | MHHS-Sugarland |  | Analyzer, Blood Gas |  | 129-04802 | 129-04802 | Sugar Land | MHHS-Sugarland | Sugar Land-Laboratory | Lab | 1/1/13 |  |  |  | ANALYZERS, LABORATORY, BLOOD GAS/PH | Analyzer, Blood Gas | ANALYZERBLOODGAS-InstrumentationLab-GemPremier4000 | ANALYZERBLOODGAS | Gem Premier 4000 |  |  |  | InstrumentationLabs | Analyzer, Blood Gas |  |  | ANALYZERBLOODGAS-InstrumentationLab-GemPremier4000 | 9/1/12 |  | ABG-A | Covered PM Repair - Biomedical | MHHS-Sugarland | [8 empty] | ANALYZERBLOODGAS | Analyzer, Blood Gas | InstrumentationLabs
NO | YES |  |  |  | 069-39654 | 069-39654 | Instrumentation Laboratory | GEM PREMIER 4000 |  |  | TMC-Laboratory-Chemistry (1R) | MHHS-TMC |  | Analyzer, Blood Gas |  | 069-39654 | 069-39654 | TMC | MHHS-TMC | TMC-Laboratory-Chemistry (1R) | Chemistry drawer | 5/1/14 |  |  | PM Not Required | ANALYZERS, LABORATORY, BLOOD GAS/PH |  | ANALYZERBLOODGAS-InstrumentationLab-GemPremier4000 | ANALYZERBLOODGAS | Gem Premier 4000 |  |  |  | InstrumentationLabs | Analyzer, Blood Gas |  |  | ANALYZERBLOODGAS-InstrumentationLab-GemPremier4000 | 10/10/17 |  |  | Covered PM Repair - Biomedical | MHHS-TMC
NO | YES |  |  |  | 069-39655 | 069-39655 | Instrumentation Laboratory | GEM PREMIER 4000 |  |  | TMC-Laboratory-Chemistry (1R) | MHHS-TMC |  | Analyzer, Blood Gas |  | 069-39655 | 069-39655 | TMC | MHHS-TMC | TMC-Laboratory-Chemistry (1R) | Chemistry drawer | 5/1/14 |  |  | PM Not Required | ANALYZERS, LABORATORY, BLOOD GAS/PH |  | ANALYZERBLOODGAS-InstrumentationLab-GemPremier4000 | ANALYZERBLOODGAS | Gem Premier 4000 |  |  |  | InstrumentationLabs | Analyzer, Blood Gas |  |  | ANALYZERBLOODGAS-InstrumentationLab-GemPremier4000 |  |  |  | Covered PM Repair - Biomedical | MHHS-TMC
NO | YES |  |  |  | 029-08487 | 029-08487 | Instrumentation Laboratory | GEM PREMIER 4000 |  |  | Woodlands-Laboratory-Blood Bank | MHHS-Woodlands |  | Analyzer, Blood Gas |  | 029-08487 | 029-08487 | Woodlands | MHHS-Woodlands | Woodlands-Laboratory-Blood Bank | Lab | 3/1/14 |  |  |  | ANALYZERS, LABORATORY, BLOOD GAS/PH | Analyzer, Blood Gas | ANALYZERBLOODGAS-InstrumentationLab-GemPremier4000 | ANALYZERBLOODGAS | Gem Premier 4000 |  |  |  | InstrumentationLabs | Analyzer, Blood Gas |  |  | ANALYZERBLOODGAS-InstrumentationLab-GemPremier4000 | 10/17/28 |  | ABG-A | Not Covered Vendor Only - Biomedical | MHHS-Woodlands | [8 empty] | ANALYZERBLOODGAS | Analyzer, Blood Gas | InstrumentationLabs
NO | YES |  |  |  | 029-08488 | 029-08488 | Instrumentation Laboratory | GEM PREMIER 4000 |  |  | Woodlands-Laboratory-Blood Bank | MHHS-Woodlands |  | Analyzer, Blood Gas |  | 029-08488 | 029-08488 | Woodlands | MHHS-Woodlands | Woodlands-Laboratory-Blood Bank | Lab | 3/1/14 |  |  |  | ANALYZERS, LABORATORY, BLOOD GAS/PH | Analyzer, Blood Gas | ANALYZERBLOODGAS-InstrumentationLab-GemPremier4000 | ANALYZERBLOODGAS | Gem Premier 4000 |  |  |  | InstrumentationLabs | Analyzer, Blood Gas |  |  | ANALYZERBLOODGAS-InstrumentationLab-GemPremier4000 | 10/17/28 |  | ABG-A | Not Covered Vendor Only - Biomedical | MHHS-Woodlands | [8 empty] | ANALYZERBLOODGAS | Analyzer, Blood Gas | InstrumentationLabs
NO | YES |  |  |  | 099-02111 | 099-02111 | Instrumentation Laboratory | GEM Premier 4000 |  |  | Katy-Laboratory |  |  |  |  | 099-02111 | 099-02111 | Katy | MHHS-Katy | Katy-Laboratory | Lab | 2/1/20
YES | YES |  |  |  | 099-02110 | 099-02110 | Instrumentation Laboratory | GEM Premier 4000 |  |  | KATY - LABORATORY |  |  |  |  | 099-02110 | 099-02110 | Katy | Katy | KATY - LABORATORY | Lab
YES | YES |  |  |  | 013-35658 | 013-35658 | Instrumentation Laboratory | GEM PREMIER 4000 |  |  | WOODLANDS - LABORATORY - BLOOD BANK |  |  |  |  | 013-35658 | 013-35658 | Woodlands | Memorial Hermann The Woodlands Medical Center | WOODLANDS - LABORATORY - BLOOD BANK | Lab
YES | YES |  |  |  | 013-35694 | 013-35694 | Instrumentation Laboratory | GEM Premier 4000 |  |  | SW - LABORATORY - CHEMISTRY |  |  |  |  | 013-35694 | 013-35694 | Southwest | Memorial Hermann Southwest Hospital | SW - LABORATORY - CHEMISTRY | Core Lab |  |  |  | New Add
YES | YES |  |  |  | 013-35695 | 013-35695 | Instrumentation Laboratory | GEM Premier 4000 |  |  | SW - LABORATORY - CHEMISTRY |  |  |  |  | 013-35695 | 013-35695 | Southwest | Memorial Hermann Southwest Hospital | SW - LABORATORY - CHEMISTRY | Core Lab |  |  |  | New Add
YES | YES |  |  |  | 099-05645 | 099-05645 | Instrumentation Laboratory | Gem Premier 4000 |  |  | TMC - LABORATORY - (1R) |  |  |  |  | 099-05645 | 099-05645 | TMC | Memorial Hermann-Texas Medical Center | TMC - LABORATORY - (1R) | TMC - LABORATORY -
NO | NO |  |  |  | 009-08318 |  | Instrumentation Laboratory | GEM PREMIER 4000 |  |  | GH - ER | MHHS-Greater Heights |  | Analyzer, Blood Gas |  | 009-08318 |  | Central & Greater Heights |  | GH - ER | [5 empty] | ANALYZERS, LABORATORY, BLOOD GAS/PH |  | ANALYZERBLOODGAS-InstrumentationLab-GemPremier4000 | ANALYZERBLOODGAS | Gem Premier 4000 |  |  |  | InstrumentationLabs | Analyzer, Blood Gas |  |  | ANALYZERBLOODGAS-InstrumentationLab-GemPremier4000 |  |  |  | Not Covered Vendor Only - Biomedical | MHHS-Greater Heights
NO | NO |  |  |  | 009-08320 |  | Instrumentation Laboratory | GEM PREMIER 4000 |  |  | GH - ICU | MHHS-Greater Heights |  | Analyzer, Blood Gas |  | 009-08320 |  | Central & Greater Heights |  | GH - ICU | [5 empty] | ANALYZERS, LABORATORY, BLOOD GAS/PH |  | ANALYZERBLOODGAS-InstrumentationLab-GemPremier4000 | ANALYZERBLOODGAS | Gem Premier 4000 |  |  |  | InstrumentationLabs | Analyzer, Blood Gas |  |  | ANALYZERBLOODGAS-InstrumentationLab-GemPremier4000 |  |  |  | Not Covered Vendor Only - Biomedical | MHHS-Greater Heights
NO | NO |  |  |  | 133-08579 |  | Instrumentation Laboratory | GEM PREMIER 4000 |  |  | KATY - LABORATORY | MHHS-Katy |  | Analyzer, Blood Gas |  | 133-08579 |  | Katy |  | KATY - LABORATORY | [5 empty] | ANALYZERS, LABORATORY, BLOOD GAS/PH |  | ANALYZERBLOODGAS-InstrumentationLab-GemPremier4000 | ANALYZERBLOODGAS | Gem Premier 4000 |  |  |  | InstrumentationLabs | Analyzer, Blood Gas |  |  | ANALYZERBLOODGAS-InstrumentationLab-GemPremier4000 |  |  |  | Not Covered Vendor Only - Biomedical | MHHS-Katy
NO | NO |  |  |  | 583-01222 |  | Instrumentation Laboratory | GEM PREMIER 4000 |  |  | KT CCC - (KY) - LABORATORY | MHHS-South Katy CCC |  | Analyzer, Blood Gas |  | 583-01222 |  | Katy |  | KT CCC - (KY) - LABORATORY | [5 empty] | ANALYZERS, LABORATORY, BLOOD GAS/PH |  | ANALYZERBLOODGAS-InstrumentationLab-GemPremier4000 | ANALYZERBLOODGAS | Gem Premier 4000 |  |  |  | InstrumentationLabs | Analyzer, Blood Gas |  |  | ANALYZERBLOODGAS-InstrumentationLab-GemPremier4000 |  |  |  | Not Covered Vendor Only - Biomedical | MHHS-South Katy CCC
NO | NO |  |  |  | 005-06186 |  | Instrumentation Laboratory | GEM PREMIER 4000 |  |  | SE - LABORATORY | MHHS-Southeast |  | Analyzer, Blood Gas |  | 005-06186 |  | Southeast & Bay Area |  | SE - LABORATORY | [5 empty] | ANALYZERS, LABORATORY, BLOOD GAS/PH |  | ANALYZERBLOODGAS-InstrumentationLab-GemPremier4000 | ANALYZERBLOODGAS | Gem Premier 4000 |  |  |  | InstrumentationLabs | Analyzer, Blood Gas |  |  | ANALYZERBLOODGAS-InstrumentationLab-GemPremier4000 |  |  |  | Covered PM Repair - Biomedical | MHHS-Southeast
NO | NO |  |  |  | 069-39653 |  | Instrumentation Laboratory | GEM PREMIER 4000 |  |  | TMC - LABORATORY - CHEMISTRY (1R) | MHHS-TMC |  | Analyzer, Blood Gas |  | 069-39653 |  | TMC |  | TMC - LABORATORY - CHEMISTRY (1R) | [5 empty] | ANALYZERS, LABORATORY, BLOOD GAS/PH |  | ANALYZERBLOODGAS-InstrumentationLab-GemPremier4000 | ANALYZERBLOODGAS | Gem Premier 4000 |  |  |  | InstrumentationLabs | Analyzer, Blood Gas |  |  | ANALYZERBLOODGAS-InstrumentationLab-GemPremier4000 |  |  |  | Covered PM Repair - Biomedical | MHHS-TMC
NO | NO | [5 empty] | Instrumentation Laboratory | GEM PREMIER 4000 |  |  | TMC - LABORATORY - CHEMISTRY (1R) | MHHS-TMC |  | Analyzer, Blood Gas |  |  |  | TMC |  | TMC - LABORATORY - CHEMISTRY (1R) | [5 empty] | ANALYZERS, LABORATORY, BLOOD GAS/PH |  | ANALYZERBLOODGAS-InstrumentationLab-GemPremier4000 | ANALYZERBLOODGAS | Gem Premier 4000 |  |  |  | InstrumentationLabs | Analyzer, Blood Gas |  |  | ANALYZERBLOODGAS-InstrumentationLab-GemPremier4000 |  |  |  | Covered PM Repair - Biomedical | MHHS-TMC
YES | YES |  |  |  | 069-49291 | 069-49291 | Instrumentation Laboratory | Gem3500 |  | Nsn | TMC - SAROFIM 2 - OR |  |  |  |  | 069-49291 | 069-49291 |  | Memorial Hermann-tmc | TMC - SAROFIM 2 - OR | OR10
YES | YES |  |  |  | 099-12443 | 099-12443 | Instrumentation Laboratory | Gen premier 3000 |  |  | TMC - OR - CVOR (7HVI) |  |  |  |  | 099-12443 | 099-12443 | TMC | Memorial Hermann-Texas Medical Center | TMC - OR - CVOR (7HVI) | CVOR (7HVI)
NO | NO |  |  |  | 069-10244 |  | Instrumentation Laboratory | IL 682 |  |  | TMC - LABORATORY - CHEMISTRY (1R) | MHHS-TMC |  |  |  | 069-10244 |  | TMC |  | TMC - LABORATORY - CHEMISTRY (1R) | [5 empty] | OXIMETERS, IN VITRO, LABORATORY |  | .needs class | [5 empty] | InstrumentationLab | [7 empty] | Covered PM Repair - Radiology, Low End | MHHS-TMC
NO | NO |  |  |  | 069-13432 |  | Instrumentation Laboratory | IL 682 |  |  | TMC - LABORATORY - CHEMISTRY (1R) | MHHS-TMC |  |  |  | 069-13432 |  | TMC |  | TMC - LABORATORY - CHEMISTRY (1R) | [5 empty] | OXIMETERS, IN VITRO, LABORATORY |  | .needs class | [5 empty] | InstrumentationLab | [7 empty] | Covered PM Repair - Radiology, Low End | MHHS-TMC
NO | YES |  |  |  | 069-33187 | 069-33187 | Instrumentation Labs | Gem Premier 3500 |  |  | TMC-HVI-Heart Failure ICU (5Hvi) |  |  |  |  | 069-33187 | 069-33187 | TMC | MHHS-TMC | TMC-HVI-Heart Failure ICU (5Hvi) | Hallway
NO | YES |  |  |  | 069-33189 | 069-33189 | Instrumentation Labs | Gem premier 3500 |  |  | TMC-Jones-Neuro ICU (7J) |  |  |  |  | 069-33189 | 069-33189 | TMC | MHHS-TMC | TMC-Jones-Neuro ICU (7J) | Nurse station
YES | YES |  |  |  |  | 099-12658 | Instrumentation Labs | Gem3500 |  |  | TMC - HVI - CATH Lab | [5 empty] | 099-12658 | TMC | Memorial Hermann- Texas Medical Center | TMC - HVI - CATH Lab | OR 04 |  |  |  | No PM Sticker
NO | YES |  |  |  | 041-17035 | 041-17035 | Integra | Cnf |  | P1203911 | Biomed |  |  |  |  | 041-17035 | 041-17035 | Mem city | Memorial city - Memorial herman hospital | Biomed | Biomed shop |  |  |  | No pm required
NO | YES |  |  |  | 074-04177 | 074-04177 | INTEGRA | Luxtec MLX |  | 12C00MLX8539 | ICU |  |  |  |  | 074-04177 | 074-04177 | TMC | Memorial Hermann-Texas Medical Center | ICU | Equipment storage
YES | YES |  |  |  | 041-15071 | 041-15071 | INTEGRA Biosciences Corp | Luxyec MLX |  |  | MEMORIAL CITY - MOR |  |  |  |  | 041-15071 | 041-15071 | West | Memorial Hermann Memorial City Medical Center | MEMORIAL CITY - MOR | OR 8
NO | YES |  |  |  | 069-46581 | 069-46581 | INTEGRA BIOSCIENCES CORP. | VIAFLO 96 |  |  | TMC-Laboratory-HLA Lab (1R) | MHHS-TMC |  |  |  | 069-46581 | 069-46581 | TMC | MHHS-TMC | TMC-Laboratory-HLA Lab (1R) | TMC LABORATORY HLA LAB | 8/1/19 |  |  |  | PIPETTES |  | .needs class | [5 empty] | INTEGRA Biosciences | [7 empty] | Covered PM Repair - Biomedical | MHHS-TMC
NO | NO |  |  |  | 133-05691 |  | Integra Lifesciences |  |  | LED004035 | KATY - OR | MHHS-Katy |  | Lamp, Head |  | 133-05691 |  | Katy |  | KATY - OR | [5 empty] | LIGHTS, SURGICAL |  | LAMPHEAD-IntegraLifeSci-90500 | LAMPHEAD |  |  |  |  | IntegraLifeSci | Lamp, Head |  | LAMPHEAD-IntegraLifeSci-90500 |  |  |  |  | Covered PM Repair - Biomedical | MHHS-Katy
NO | NO |  |  |  | 133-10303 |  | Integra Lifesciences |  |  | LED004036 | KATY - OR | MHHS-Katy |  | Lamp, Head |  | 133-10303 |  | Katy |  | KATY - OR | [5 empty] | LIGHTS, SURGICAL |  | LAMPHEAD-IntegraLifeSci-90500 | LAMPHEAD |  |  |  |  | IntegraLifeSci | Lamp, Head |  | LAMPHEAD-IntegraLifeSci-90500 |  |  |  |  | Covered PM Repair - Biomedical | MHHS-Katy
NO | YES |  |  |  | 041-20617 | 041-20617 | Integra Lifesciences | 9300 XSP |  |  | Memorial City Surgery Dept - Ortho | MHHS-Mem City |  | Light Source, Fiberoptic |  | 041-20617 | 041-20617 | West | Memorial Hermann - Memorial City | Memorial City Surgery Dept - Ortho | MH11 508.1 Equipment Storage |  |  |  |  | LIGHT SOURCES, FIBEROPTIC |  | LIGHTSOURCEFIBEROPT-Luxtec-9300XSP | LIGHTSOURCEFIBEROPT | 9300XSP |  |  |  | Luxtec | Light Source, Fiberoptic |  |  | LIGHTSOURCEFIBEROPT-Luxtec-9300XSP |  |  |  | Covered PM Repair - Biomedical | MHHS-Mem City
NO | YES | Serial Number 13L00MLX2324 |  |  |  |  | Integra Lifesciences | 9300 XSP |  | 13L00MLX2324 | MHOSH-OR | MHHS Orthopedic & Spine |  | Light Source, Fiberoptic |  |  |  | Central & Greater Heights | MHHS-Orthopedic & Spine | MHOSH-OR |  | 8/9/18 |  |  |  | LIGHT SOURCES, FIBEROPTIC | Light Source, Fiberoptic | LIGHTSOURCEFIBEROPT-Luxtec-9300XSP | LIGHTSOURCEFIBEROPT | 9300XSP |  |  |  | Luxtec | Light Source, Fiberoptic |  |  | LIGHTSOURCEFIBEROPT-Luxtec-9300XSP | 8/15/17 | MHOSH Inventory Dec 2019 into 2020 - Copy.xls - Newly Verified |  | Covered PM Repair - Biomedical | MHHS Orthopedic & Spine | [8 empty] | LIGHTSOURCEFIBEROPT | Light Source, Fiberoptic | Luxtec
NO | YES | [5 empty] | Integra Lifesciences | 9300 XSP |  | 13L00MLX2209 | MHOSH-OR | MHHS Orthopedic & Spine |  | Light Source, Fiberoptic |  |  |  | Central & Greater Heights | MHHS-Orthopedic & Spine | MHOSH-OR |  | 8/9/18 |  |  |  | LIGHT SOURCES, FIBEROPTIC | Light Source, Fiberoptic | LIGHTSOURCEFIBEROPT-Luxtec-9300XSP | LIGHTSOURCEFIBEROPT | 9300XSP |  |  |  | Luxtec | Light Source, Fiberoptic |  |  | LIGHTSOURCEFIBEROPT-Luxtec-9300XSP | 8/15/17 | MHOSH Inventory Dec 2019 into 2020 - Copy.xls - Newly Verified |  | Covered PM Repair - Biomedical | MHHS Orthopedic & Spine | [8 empty] | LIGHTSOURCEFIBEROPT | Light Source, Fiberoptic | Luxtec
NO | YES | [5 empty] | Integra Lifesciences | 9300 XSP |  | 14A00MLX2545 | MHOSH-OR | MHHS Orthopedic & Spine |  | Light Source, Fiberoptic |  |  |  | Central & Greater Heights | MHHS-Orthopedic & Spine | MHOSH-OR |  | 8/9/18 |  |  |  | LIGHT SOURCES, FIBEROPTIC | Light Source, Fiberoptic | LIGHTSOURCEFIBEROPT-Luxtec-9300XSP | LIGHTSOURCEFIBEROPT | 9300XSP |  |  |  | Luxtec | Light Source, Fiberoptic |  |  | LIGHTSOURCEFIBEROPT-Luxtec-9300XSP | 7/25/16 | MHOSH Inventory Dec 2019 into 2020 - Copy.xls - Newly Verified |  | Covered PM Repair - Biomedical | MHHS Orthopedic & Spine | [8 empty] | LIGHTSOURCEFIBEROPT | Light Source, Fiberoptic | Luxtec
NO | YES |  |  |  | 013-37888 | 013-37888 | Integra Lifesciences | CAMINO CAM02 |  |  | SW-OR | MHHS-Southwest |  |  |  | 013-37888 | 013-37888 | Southwest | MHHS-Southwest | SW-OR | Room 15 1/2 | 12/1/19 |  | 12/1/20 |  | MONITORS, BEDSIDE, INTRACRANIAL PRESSURE |  | .needs class | [5 empty] | IntegraLifeSci |  |  |  |  | 11/1/20 |  |  | Not Covered Vendor Only - Biomedical | MHHS-Southwest
NO | YES |  |  |  | 013-37889 | 013-37889 | Integra Lifesciences | CAMINO CAM02 |  |  | SW-OR | MHHS-Southwest |  |  |  | 013-37889 | 013-37889 | Southwest | MHHS-Southwest | SW-OR | OR19 | 12/1/19 |  | 6/1/20 |  | MONITORS, BEDSIDE, INTRACRANIAL PRESSURE |  | .needs class | [5 empty] | IntegraLifeSci |  |  |  |  | 11/1/20 |  |  | Not Covered Vendor Only - Biomedical | MHHS-Southwest
NO | NO |  |  |  | 013-37647 |  | Integra Lifesciences | CAMINO CAM02 |  |  | SW - ER | MHHS-Southwest |  |  |  | 013-37647 |  | Southwest |  | SW - ER | [5 empty] | MONITORS, BEDSIDE, INTRACRANIAL PRESSURE |  | .needs class | [5 empty] | IntegraLifeSci | [7 empty] | Not Covered Vendor Only - Biomedical | MHHS-Southwest
NO | NO |  |  |  | 013-37651 |  | Integra Lifesciences | CAMINO CAM02 |  |  | SW - ICU - NEURO & STROKE | MHHS-Southwest |  |  |  | 013-37651 |  | Southwest |  | SW - ICU - NEURO & STROKE | [5 empty] | MONITORS, BEDSIDE, INTRACRANIAL PRESSURE |  | .needs class | [5 empty] | IntegraLifeSci | [7 empty] | Not Covered Vendor Only - Biomedical | MHHS-Southwest
NO | NO | [5 empty] | Integra Lifesciences | CAMINO MPM-1 |  |  | TMC - OR - ROBERTSON (2R) | MHHS-TMC | [5 empty] | TMC |  | TMC - OR - ROBERTSON (2R) | [5 empty] | MONITORS, BEDSIDE, INTRACRANIAL PRESSURE |  | .needs class | [5 empty] | IntegraLifeSci | [7 empty] | Not Covered Vendor Only - Biomedical | MHHS-TMC
NO | YES |  |  |  | 041-17202 | 041-17202 | Integra Lifesciences | CUSA EXCEL |  | HFJ1103201IE | MEMORIAL CITY MOR | MHHS-Mem City |  | Irrigation/Aspiration Unit |  | 041-17202 | 041-17202 | West | Memorial Hermann Memorial City Medical Center | MEMORIAL CITY MOR | MEMORIAL CITY MOR |  |  |  |  | ULTRASOUND SURGICAL UNITS |  | IRRIGATIONASPNUNIT-IntegraLifeSci-CUSAEXcel+ | IRRIGATIONASPNUNIT | CUSAEXcel+ |  |  |  | IntegraLifeSci | Irrigation/Aspiration Unit |  |  | IRRIGATIONASPNUNIT-IntegraLifeSci-CUSAEXcel+ |  |  |  | Covered PM Repair - Biomedical | MHHS-Mem City
NO | YES |  |  |  |  | 069-17139 | Integra LifeSciences | CUSAEXcel |  |  | TMC-OR-Robertson (2R) | [5 empty] | 069-17139 | TMC | MHHS-TMC | TMC-OR-Robertson (2R) | OR - ROBERTSON (2R) | 1/1/18 |  | 1/1/19
NO | NO |  |  |  | 069-44491 |  | Integra Lifesciences | DLX ULTRALITE PRO |  | NTSC4070 | TMC - OR - PEDI OR (2R) | MHHS-TMC |  |  |  | 069-44491 |  | TMC |  | TMC - OR - PEDI OR (2R) | [5 empty] | CAMERAS |  | .needs class | [5 empty] | IntegraLifeSci | [7 empty] | Covered PM Repair - Biomedical | MHHS-TMC
NO | NO |  |  |  | 013-37650 |  | Integra Lifesciences | LICOX |  |  | SW - ICU | MHHS-Southwest |  |  |  | 013-37650 |  | Southwest |  | SW - ICU | [5 empty] | OXIMETERS, IN VITRO, LABORATORY |  | .needs class | [5 empty] | IntegraLifeSci | [7 empty] | Covered PM Repair - Biomedical | MHHS-Southwest
NO | NO |  |  |  | 069-40173 |  | Integra Lifesciences | LICOX |  |  | TMC - JONES - NEURO ICU (7J) | MHHS-TMC |  |  |  | 069-40173 |  | TMC |  | TMC - JONES - NEURO ICU (7J) | [5 empty] | OXIMETERS, IN VITRO, LABORATORY |  | .needs class | [5 empty] | IntegraLifeSci | [7 empty] | Covered PM Repair - Biomedical | MHHS-TMC
NO | YES |  |  |  | 029-12969 | 029-12969 | Integra Lifesciences | LUXTEC |  | 19F00MLX11366 | Woodlands-OR | MHHS-Woodlands |  |  |  | 029-12969 | 029-12969 | Woodlands | MHHS-Woodlands | Woodlands-OR | OR 11 |  |  | 11/1/20 |  | LIGHT SOURCES, FIBEROPTIC |  | .needs class | [5 empty] | IntegraLifeSci |  |  |  |  | 11/1/19 |  |  | Covered PM Repair - Biomedical | MHHS-Woodlands
NO | YES |  |  |  | 029-12970 | 029-12970 | Integra Lifesciences | LUXTEC |  | 19F00MLX11365 | Woodlands-OR | MHHS-Woodlands |  |  |  | 029-12970 | 029-12970 | Woodlands | MHHS-Woodlands | Woodlands-OR | OR 17 |  |  | 11/1/20 |  | LIGHT SOURCES, FIBEROPTIC |  | .needs class | [5 empty] | IntegraLifeSci |  |  |  |  | 3/15/17 |  |  | Covered PM Repair - Biomedical | MHHS-Woodlands
YES | YES |  |  |  | 029-13187 | 029-13187 | Integra LifeSciences | Luxtec MLX |  | 18G00MLX10142 | WOODLANDS - OR |  |  |  |  | 029-13187 | 029-13187 | Woodlands | Memorial Hermann The Woodlands Medical Center | WOODLANDS - OR | Equipment Storage |  |  |  | New Add
NO | YES |  |  |  | 009-33634 | 009-33634 | Integra Lifesciences | MLX SYSTEM |  | 18G00MLX10093 | GH-ER | MHHS-Greater Heights |  |  |  | 009-33634 | 009-33634 | Central | MHHS-Greater Heights | GH-ER | Nurse Station | 7/1/19 |  | 7/1/20 |  | LIGHT SOURCES, FIBEROPTIC | Light Source, Fiberoptic | LIGHTSOURCEFIBEROPT-Luxtec-MLX |  |  |  |  | LIGHTSOURCEFIBEROPT-Luxtec-MLX | IntegraLifeSci | [7 empty] | Covered PM Repair - Biomedical | MHHS-Greater Heights | [8 empty] | LIGHTSOURCEFIBEROPT | Light Source, Fiberoptic | Luxtec
NO | YES |  |  |  | 133-05690 | 133-05690 | Integra Lifesciences | MLX SYSTEM |  | 13A00MLX10419 | Katy-OR | MHHS-Katy |  |  |  | 133-05690 | 133-05690 | Katy | MHHS-Katy | Katy-OR | OR - equipment |  |  |  |  | LIGHT SOURCES, FIBEROPTIC | Light Source, Fiberoptic | LIGHTSOURCEFIBEROPT-Luxtec-MLX |  |  |  |  | LIGHTSOURCEFIBEROPT-Luxtec-MLX | IntegraLifeSci | [7 empty] | Covered PM Repair - Biomedical | MHHS-Katy | [8 empty] | LIGHTSOURCEFIBEROPT | Light Source, Fiberoptic | Luxtec
NO | YES |  |  |  | 041-17037 | 041-17037 | Integra Lifesciences | MLX SYSTEM |  | P1205611 | MEMORIAL CITY - MOR | MHHS-Mem City |  |  |  | 041-17037 | 041-17037 | West | Memorial city -memorial herman hospital center | MEMORIAL CITY - MOR | Procedure room 2 |  |  |  | No pm needed | LIGHT SOURCES, FIBEROPTIC |  | LIGHTSOURCEFIBEROPT-Luxtec-MLX |  |  |  |  | LIGHTSOURCEFIBEROPT-Luxtec-MLX | IntegraLifeSci | [7 empty] | Covered PM Repair - Radiology, Low End | MHHS-Mem City
NO | YES |  |  |  | 041-17038 | 041-17038 | Integra Lifesciences | MLX SYSTEM |  | P1208011 | MEMORIAL CITY - Surgery room 10 | MHHS-Mem City |  |  |  | 041-17038 | 041-17038 | West | Memorial Hermann Memorial City Medical Center | MEMORIAL CITY - Surgery room 10 | Surgery room 10 |  |  |  | States no pm required | LIGHT SOURCES, FIBEROPTIC |  | LIGHTSOURCEFIBEROPT-Luxtec-MLX |  |  |  |  | LIGHTSOURCEFIBEROPT-Luxtec-MLX | IntegraLifeSci | [7 empty] | Covered PM Repair - Radiology, Low End | MHHS-Mem City
NO | YES |  |  |  | 005-12116 | 005-12116 | Integra Lifesciences | MLX SYSTEM |  | 17J00MLX8930 | SE-OR | MHHS-Southeast |  |  |  | 005-12116 | 005-12116 | Southeast | MHHS-Southeast | SE-OR | Room 12 | 1/1/20 |  | 1/1/21 |  | LIGHT SOURCES, FIBEROPTIC |  | LIGHTSOURCEFIBEROPT-Luxtec-MLX |  |  |  |  | LIGHTSOURCEFIBEROPT-Luxtec-MLX | IntegraLifeSci | [7 empty] | Covered PM Repair - Biomedical | MHHS-Southeast
NO | YES |  |  |  | 005-12118 | 005-12118 | Integra Lifesciences | MLX SYSTEM |  | 17J00MLX8923 | SE-OR | MHHS-Southeast |  |  |  | 005-12118 | 005-12118 | Southeast | MHHS-Southeast | SE-OR | OR14 | 1/1/19 |  |  |  | LIGHT SOURCES, FIBEROPTIC |  | LIGHTSOURCEFIBEROPT-Luxtec-MLX |  |  |  |  | LIGHTSOURCEFIBEROPT-Luxtec-MLX | IntegraLifeSci | [7 empty] | Covered PM Repair - Biomedical | MHHS-Southeast
NO | YES |  |  |  | 074-04866 | 074-04866 | Integra Lifesciences | MLX SYSTEM |  | 15F00MLX5044 | TMC-OR-CVOR (7Hvi) | MHHS-TMC |  |  |  | 074-04866 | 074-04866 | TMC | MHHS-TMC | TMC-OR-CVOR (7Hvi) | Cv OR 1 | 3/1/20 |  | 3/1/21 |  | LIGHT SOURCES, FIBEROPTIC | Light Source, Fiberoptic | LIGHTSOURCEFIBEROPT-Luxtec-MLX |  |  |  |  | LIGHTSOURCEFIBEROPT-Luxtec-MLX | IntegraLifeSci |  |  |  |  | 6/28/16 |  |  | Covered PM Repair - Biomedical | MHHS-TMC | [8 empty] | LIGHTSOURCEFIBEROPT | Light Source, Fiberoptic | Luxtec
NO | YES |  |  |  | 029-07015 | 029-07015 | Integra Lifesciences | MLX SYSTEM |  | P09411 | Woodlands-OR | MHHS-Woodlands |  |  |  | 029-07015 | 029-07015 | Woodlands | MHHS-Woodlands | Woodlands-OR | Equipment Storage | 2/1/18 |  | 2/1/19 | Damaged corner | LIGHT SOURCES, FIBEROPTIC | Light Source, Fiberoptic | LIGHTSOURCEFIBEROPT-Luxtec-MLX |  |  |  |  | LIGHTSOURCEFIBEROPT-Luxtec-MLX | IntegraLifeSci |  |  |  |  | 8/1/15 |  |  | Covered PM Repair - Biomedical | MHHS-Woodlands | [8 empty] | LIGHTSOURCEFIBEROPT | Light Source, Fiberoptic | Luxtec
NO | YES |  |  |  | 029-11394 | 029-11394 | Integra Lifesciences | MLX SYSTEM |  | P0902211 | Woodlands-OR | MHHS-Woodlands |  |  |  | 029-11394 | 029-11394 | Woodlands | MHHS-Woodlands | Woodlands-OR | OR Room 12 | 12/1/19 |  | 12/1/20 |  | LIGHT SOURCES, FIBEROPTIC | Light Source, Fiberoptic | LIGHTSOURCEFIBEROPT-Luxtec-MLX |  |  |  |  | LIGHTSOURCEFIBEROPT-Luxtec-MLX | IntegraLifeSci |  |  |  |  | 1/21/18 |  |  | Covered PM Repair - Biomedical | MHHS-Woodlands | [8 empty] | LIGHTSOURCEFIBEROPT | Light Source, Fiberoptic | Luxtec
NO | YES |  |  |  | 029-32426 | 029-32426 | Integra Lifesciences | MLX SYSTEM |  | 18M00MLX10755 | Woodlands-OR | MHHS-Woodlands |  |  |  | 029-32426 | 029-32426 | Woodlands | MHHS-Woodlands | Woodlands-OR | Room 15 | 5/1/19 |  | 5/1/20 |  | LIGHT SOURCES, FIBEROPTIC | Light Source, Fiberoptic | LIGHTSOURCEFIBEROPT-Luxtec-MLX |  |  |  |  | LIGHTSOURCEFIBEROPT-Luxtec-MLX | IntegraLifeSci | [7 empty] | Covered PM Repair - Biomedical | MHHS-Woodlands | [8 empty] | LIGHTSOURCEFIBEROPT | Light Source, Fiberoptic | Luxtec
NO | YES |  |  |  | 013-15768 | 013-15768 | Integra Lifesciences | MPM-16 |  |  | SW-OR | MHHS-Southwest |  | Monitor, Intracranial Pressure |  | 013-15768 | 013-15768 | Southwest | MHHS-Southwest | SW-OR | Room 15 1/2 | 12/1/19 |  | 12/1/20 |  | MONITORS, PHYSIOLOGIC, VITAL SIGNS | Monitor, Intracranial Pressure | MONITORINTRACRANIALPRESS-Integra NeuroSci-MPM-1-6 | MONITORINTRACRANIALPRESS | MPM-1-6 |  |  |  | Integra NeuroSci | Monitor, Intracranial Pressure |  |  | MONITORINTRACRANIALPRESS-Integra NeuroSci-MPM-1-6 |  |  | MICP-A | Covered PM Repair - Biomedical | MHHS-Southwest | [8 empty] | MONITORINTRACRANIALPRESS | Monitor, Intracranial Pressure | Integra NeuroSci
NO | YES |  |  |  | 069-29617 | 069-29617 | Integra Lifesciences | OCS2 OJEMANN CORTICAL STIMULATOR |  |  | TMC-OR-Hermann (2Hp) | MHHS-TMC |  |  |  | 069-29617 | 069-29617 | TMC | MHHS-TMC | TMC-OR-Hermann (2Hp) | S412 storage | 1/1/20 |  |  |  | STIMULATORS, ELECTRICAL, NEUROMUSCULAR |  | .needs class | [5 empty] | IntegraLifeSci |  |  |  |  | 1/1/14 |  |  | Not Covered Vendor Only - Biomedical | MHHS-TMC
YES | YES |  |  |  | 069-42505 | 069-42505 | Integra Lifesciences | OCS2 OJEMANN CORTICAL STIMULATOR |  |  | TMC - OR - HEREMAN (2HP) |  |  |  |  | 069-42505 | 069-42505 | TMC | Memorial Hermann Texas Medical Center | TMC - OR - HEREMAN (2HP) | S412 storage | 9/1/19
NO | YES |  |  |  | 013-11465 | 013-11465 | Integra Lifesciences | SELECTOR 1530000 |  | SCM030102 | SW-OR | MHHS-Southwest |  |  |  | 013-11465 | 013-11465 | Southwest | MHHS-Southwest | SW-OR | Or core 15.5 | 9/1/19 |  | 9/1/20 |  | ULTRASOUND SURGICAL UNITS |  | .needs class | [5 empty] | IntegraLifeSci |  |  |  |  | 11/6/20 |  |  | Not Covered Vendor Only - Biomedical | MHHS-Southwest
NO | YES |  |  |  | 074-04492 | 074-04492 | Integral Systems, Inc. | INTEGRA 003185 |  | ntsc0199 | TMC-OR-CVOR (7Hvi) | MHHS-TMC |  |  |  | 074-04492 | 074-04492 | TMC | MHHS-TMC | TMC-OR-CVOR (7Hvi) | OR 3 | 3/1/18 |  |  |  | CAMERAS |  | .needs class | [10 empty] | 2/10/19 |  |  | Covered PM Repair - Biomedical | MHHS-TMC
YES | YES |  |  |  | 099-06030 | 099-06030 | Intel | Nuc |  | F44D30649CF2 | SE - OR - PACU |  |  |  |  | 099-06030 | 099-06030 |  | Memorial Hermann- South East | SE - OR - PACU | OR 3 | 4/1/20 |  |  | No PM Sticker
YES | YES |  |  |  | 069-44761 | 069-44761 | Intelligent Hearing | Electrical stimulator |  | 35-3.5 | Memorial Hermann- Texas Medical Center Central Suply |  |  |  |  | 069-44761 | 069-44761 |  | TMC | Memorial Hermann- Texas Medical Center Central Suply | Central suply | 4/1/20 |  |  | No PM Sticker
NO | NO |  |  |  | 041-17681 |  | Intelligent Hearing | UNIVERSAL SOUND BOX |  |  | MEMORIAL CITY - PEDIATRICS | MHHS-Mem City |  |  |  | 041-17681 |  | West & Memorial City |  | MEMORIAL CITY - PEDIATRICS | [5 empty] | TESTERS, HEARING AID |  | .needs class | [5 empty] | Intelligent Weigh Tech | [7 empty] | Covered PM Repair - Biomedical | MHHS-Mem City
NO | NO |  |  |  | 041-17682 |  | Intelligent Hearing | UNIVERSAL SOUND BOX |  |  | MEMORIAL CITY - PEDIATRICS | MHHS-Mem City |  |  |  | 041-17682 |  | West & Memorial City |  | MEMORIAL CITY - PEDIATRICS | [5 empty] | TESTERS, HEARING AID |  | .needs class | [5 empty] | Intelligent Weigh Tech | [7 empty] | Covered PM Repair - Biomedical | MHHS-Mem City
NO | NO |  |  |  | 077-07351 |  | Intelligent Hearing | UNIVERSAL SOUND BOX |  | IHS5037 | TMC - RADIOLOGY - CHILDRENS HOSPITAL | MHHS-TMC |  |  |  | 077-07351 |  | TMC |  | TMC - RADIOLOGY - CHILDRENS HOSPITAL | [5 empty] | TESTERS, HEARING AID |  | .needs class | [5 empty] | Intelligent Weigh Tech | [7 empty] | Covered PM Repair - Biomedical | MHHS-TMC
NO | YES |  |  |  | 041-17432 | 041-17432 | Intellijoint Surgical | INTELLIJOINT HIP |  | 03218-006 | MEMORIAL CITY - Orthopedics surgery | MHHS-Mem City |  |  |  | 041-17432 | 041-17432 | West | Memorial City - Memorial Hermann Hospital | MEMORIAL CITY - Orthopedics surgery | MH11 505.1 Equipment Storage |  |  |  |  | NAVIGATION SYSTEMS, SURGICAL |  | .needs class | [13 empty] | Covered PM Repair - Biomedical | MHHS-Mem City
NO | YES | Asset Tag 009-09531 |  |  | 009-09531 | 009-09531 | Intellivue | Mp30 |  | De801c3087 | rmann Greater Heights ER Dept |  |  |  |  | 009-09531 | 009-09531 | Central | Memorial Hermann Greater Heights Hospital | rmann Greater Heights ER Dept | rmann Greater Heights ER Dept nurse station
NO | YES |  |  |  |  | 009-06416 | Intellivue | MP30 |  | De72862739 | Nicu | [5 empty] | 009-06416 | Central | Memorial Hermann Greater Heights Hospital | Nicu | Nicu
NO | NO |  |  |  | 029-08851 |  | InterMetro Industries Corporation | FLEXLINE |  |  | WOODLANDS - OR | MHHS-Woodlands |  | Cart, Equipment |  | 029-08851 |  | Woodlands |  | WOODLANDS - OR | [5 empty] | CARTS |  | CARTEQUIPMENT-InterMetro Ind-Flexline | CARTEQUIPMENT | Flexline |  |  |  | InterMetro Ind | Cart, Equipment |  | CARTEQUIPMENT-InterMetro Ind-Flexline |  |  |  |  | Covered PM Repair - Biomedical | MHHS-Woodlands
YES | YES |  |  |  | 041-03341 | 041-03341 | International Biomed | 20H |  |  | MEMORIAL CITY - MHT - NICU |  |  |  |  | 041-03341 | 041-03341 | West | Memorial Hermann Memorial City Medical Center | MEMORIAL CITY - MHT - NICU | MEMORIAL CITY- MHT - NICU
YES | YES |  |  |  | 129-31361 | 129-31361 | International Biomed | AIRBORNE 750i |  | A283M | SUGAR LAND - Labor |  |  |  |  | 129-31361 | 129-31361 | Sugar Land | Memorial Hermann Sugar Land Hospital | SUGAR LAND - Labor | NICU - Rollover Nursery - W3 125.2 | 12/1/19 | 12/1/20
YES | YES |  |  |  | 099-02331 | 099-02331 | International Biomed | Low flow |  |  | NE - NICU |  |  |  |  | 099-02331 | 099-02331 | Katy | Memorial Hermann Northeast Hospital | NE - NICU | Hall |  | 2/1/20
NO | YES |  |  |  | 013-36035 | 013-36035 | International Biomed | Low Flow |  | ABF03651 | SW-Labor |  |  |  |  | 013-36035 | 013-36035 | Southwest | MHHS-Southwest | SW-Labor | OR 2
NO | YES |  |  |  |  | 041-12869 | International Biomedical |  |  | AJF06467 | MEMORIAL CITY - MHT - NICU | MHHS-Mem City |  | Blender, Oxygen/Air |  |  | 041-12869 | West | Memorial City-Memorial Hermann Hospital | MEMORIAL CITY - MHT - NICU | Biomed Shop |  |  |  |  | OXYGEN-AIR PROPORTIONERS |  | BLENDEROXYGENAIR-InternationalBio-10065 | BLENDEROXYGENAIR |  |  |  |  | InternationalBio | Blender, Oxygen/Air |  | BLENDEROXYGENAIR-InternationalBio-10065 |  |  |  |  | Covered PM Repair - Biomedical | MHHS-Mem City
NO | YES |  |  |  | 041-13404 | 041-13404 | International Biomedical |  |  | AJF05023 | Memorial City-Labor & Delivery | MHHS-Mem City |  | Blender, Oxygen/Air |  | 041-13404 | 041-13404 | West | MHHS-Mem City | Memorial City-Labor & Delivery | Infant Resuscitation | 1/1/20 |  | 1/1/21 |  | OXYGEN-AIR PROPORTIONERS |  | BLENDEROXYGENAIR-InternationalBio-10065 | BLENDEROXYGENAIR |  |  |  |  | InternationalBio | Blender, Oxygen/Air |  | BLENDEROXYGENAIR-InternationalBio-10065 |  |  |  |  | Covered PM Repair - Biomedical | MHHS-Mem City
NO | YES |  |  |  | 069-40826 | 069-40826 | International Biomedical |  |  | BBF009544 | TMC-HVI-Perfusion (7Hvi) | MHHS-TMC |  | Blender, Oxygen/Air |  | 069-40826 | 069-40826 | TMC | MHHS-TMC | TMC-HVI-Perfusion (7Hvi) | Equipment room | 9/1/19 |  |  |  | OXYGEN-AIR PROPORTIONERS | Blender, Oxygen/Air | BLENDEROXYGENAIR-InternationalBio-10065 | BLENDEROXYGENAIR |  |  |  |  | InternationalBio | Blender, Oxygen/Air |  | BLENDEROXYGENAIR-InternationalBio-10065 |  | 4/22/14 |  | BOA-A | Covered PM Repair - Biomedical | MHHS-TMC | [8 empty] | BLENDEROXYGENAIR | Blender, Oxygen/Air | InternationalBio
NO | YES | [5 empty] | International Biomedical |  |  | AJF10512 | Woodlands-Respiratory | MHHS-Woodlands |  | Blender, Oxygen/Air |  |  |  | Woodlands | MHHS-Woodlands | Woodlands-Respiratory |  | 10/1/19 |  | 10/1/20 |  | OXYGEN-AIR PROPORTIONERS | Blender, Oxygen/Air | BLENDEROXYGENAIR-InternationalBio-10065 | BLENDEROXYGENAIR |  |  |  |  | InternationalBio | Blender, Oxygen/Air |  | BLENDEROXYGENAIR-InternationalBio-10065 |  |  |  | BOA-A | Covered PM Repair - Biomedical | MHHS-Woodlands | [8 empty] | BLENDEROXYGENAIR | Blender, Oxygen/Air | InternationalBio
NO | YES |  |  |  | 133-03728 | 133-03728 | International Biomedical | 185A |  |  | Katy-Ob Special Observation-3E | MHHS-Katy |  | Incubator, Infant Transport |  | 133-03728 | 133-03728 | Katy | MHHS-Katy | Katy-Ob Special Observation-3E | Storage blood/gas room | 9/1/19 | 3/1/20 |  |  | INCUBATORS, INFANT | Incubator, Infant Transport | INCUBINFANTTRANS-Airborne Life Supp Sys-185A | INCUBINFANTTRANS | 185A |  |  |  | Airborne Life Supp Sys | Incubator, Infant Transport |  |  | INCUBINFANTTRANS-Airborne Life Supp Sys-185A |  |  | IIT-SA | Covered PM Repair - Biomedical | MHHS-Katy | [8 empty] | INCUBINFANTTRANS | Incubator, Infant Transport | Airborne Life Supp Sys
NO | YES |  |  |  |  | 013-09608 | International Biomedical | 185A |  |  | SW-NICU | MHHS-Southwest |  | Incubator, Infant Transport |  |  | 013-09608 | Southwest | MHHS-Southwest | SW-NICU | Clean Equipment | 12/1/19 |  | 6/1/20 |  | INCUBATORS, INFANT | Incubator, Infant Transport | INCUBINFANTTRANS-Airborne Life Supp Sys-185A | INCUBINFANTTRANS | 185A |  |  |  | Airborne Life Supp Sys | Incubator, Infant Transport |  |  | INCUBINFANTTRANS-Airborne Life Supp Sys-185A | 3/27/14 |  | IIT-SA | Covered PM Repair - Biomedical | MHHS-Southwest | [8 empty] | INCUBINFANTTRANS | Incubator, Infant Transport | Airborne Life Supp Sys
NO | YES |  |  |  |  | 013-08962 | International Biomedical | 185A |  |  | SW-Nursery | MHHS-Southwest |  | Incubator, Infant Transport |  |  | 013-08962 | Southwest | MHHS-Southwest | SW-Nursery | Nursery | 9/1/19 |  | 9/1/20 |  | INCUBATORS, INFANT | Incubator, Infant Transport | INCUBINFANTTRANS-Airborne Life Supp Sys-185A | INCUBINFANTTRANS | 185A |  |  |  | Airborne Life Supp Sys | Incubator, Infant Transport |  |  | INCUBINFANTTRANS-Airborne Life Supp Sys-185A | 7/9/16 |  | IIT-SA | Covered PM Repair - Biomedical | MHHS-Southwest | [8 empty] | INCUBINFANTTRANS | Incubator, Infant Transport | Airborne Life Supp Sys
NO | YES |  |  |  | 077-02411 | 077-02411 | International Biomedical | 20H |  |  | TMC-Children's-Pedi Transport (7Hp) | MHHS-TMC |  | Gas Chromatograph |  | 077-02411 | 077-02411 | TMC | MHHS-TMC | TMC-Children's-Pedi Transport (7Hp) |  | 7/8/19 |  |  |  | INCUBATORS, INFANT |  | GASCHROMATOGRAPH-Parker Hannifin-20H | GASCHROMATOGRAPH | 20H |  |  |  | Parker Hannifin | Gas Chromatograph |  |  | GASCHROMATOGRAPH-Parker Hannifin-20H | 12/1/24 | Verified 3/30/2020 4:07pm (Central) |  | No Coverage Specified | MHHS-TMC
NO | NO | [5 empty] | International Biomedical | 20H |  |  | MEMORIAL CITY - MHT - NICU | MHHS-Mem City |  | Gas Chromatograph |  |  |  | West & Memorial City |  | MEMORIAL CITY - MHT - NICU | [5 empty] | INCUBATORS, INFANT |  | GASCHROMATOGRAPH-Parker Hannifin-20H | GASCHROMATOGRAPH | 20H |  |  |  | Parker Hannifin | Gas Chromatograph |  |  | GASCHROMATOGRAPH-Parker Hannifin-20H |  |  |  | Covered PM Repair - Biomedical | MHHS-Mem City
NO | YES | Serial Number A432 |  |  | 041-12864 | 041-12864 | International Biomedical | AIRBORNE A750I |  | A432 | Memorial City-Labor & Delivery | MHHS-Mem City |  |  |  | 041-12864 | 041-12864 | West | MHHS-Mem City | Memorial City-Labor & Delivery | Infant Resuscitation | 1/1/20 |  |  |  | INCUBATORS, INFANT |  | INCUBINFANTTRANS-InternationalBio-AIRBORNE 750i |  |  |  |  | INCUBINFANTTRANS-InternationalBio-AIRBORNE 750i | InternationalBio | [7 empty] | Covered PM Repair - Biomedical | MHHS-Mem City
NO | YES |  |  |  | 041-13403 | 041-13403 | International Biomedical | AIRBORNE A750I |  | A416 | Memorial City-Labor & Delivery | MHHS-Mem City |  |  |  | 041-13403 | 041-13403 | West | MHHS-Mem City | Memorial City-Labor & Delivery | Infant Resuscitation | 2/1/20 |  | 8/1/20 |  | INCUBATORS, INFANT |  | INCUBINFANTTRANS-InternationalBio-AIRBORNE 750i |  |  |  |  | INCUBINFANTTRANS-InternationalBio-AIRBORNE 750i | InternationalBio | [7 empty] | Covered PM Repair - Biomedical | MHHS-Mem City
NO | YES |  |  |  | 029-12643 | 029-12643 | International Biomedical | AIRBORNE A750I |  | A270M | Woodlands-NICU (New) | MHHS-Woodlands |  |  |  | 029-12643 | 029-12643 | Woodlands | MHHS-Woodlands | Woodlands-NICU (New) |  |  |  | 2/1/20 |  | INCUBATORS, INFANT | Incubator, Infant Transport | INCUBINFANTTRANS-InternationalBio-AIRBORNE 750i |  |  |  |  | INCUBINFANTTRANS-InternationalBio-AIRBORNE 750i | InternationalBio | [6 empty] | IIT-SA | Covered PM Repair - Biomedical | MHHS-Woodlands | [8 empty] | INCUBINFANTTRANS | Incubator, Infant Transport | InternationalBio
NO | YES |  |  |  |  | 041-12894 | International Biomedical | LOW FLOW AIR/O2 BLENDER |  | NSN | Memorial City-Labor & Delivery | MHHS-Mem City |  |  |  |  | 041-12894 | West | MHHS-Mem City | Memorial City-Labor & Delivery | 3M09 | 9/1/19 |  | 9/1/20 |  | OXYGEN-AIR PROPORTIONERS |  | BLENDEROXYGENAIR-TENACOREHOLDINGS-30L Low Flow |  |  |  |  | BLENDEROXYGENAIR-TENACOREHOLDINGS-30L Low Flow | InternationalBio |  |  |  |  | 2/22/17 |  |  | Covered PM Repair - Biomedical | MHHS-Mem City
NO | YES | Serial Number AFF02159 |  |  |  | 013-12023 | International Biomedical | LOW FLOW AIR/O2 BLENDER |  | AFF02159 | SW-NICU | MHHS-Southwest |  |  |  |  | 013-12023 | Southwest | MHHS-Southwest | SW-NICU | LDR12 | 4/1/19 |  |  |  | OXYGEN-AIR PROPORTIONERS | Blender, Oxygen/Air | BLENDEROXYGENAIR-TENACOREHOLDINGS-30L Low Flow |  |  |  |  | BLENDEROXYGENAIR-TENACOREHOLDINGS-30L Low Flow | InternationalBio |  |  |  |  | 2/22/17 |  | BOA-A | Covered PM Repair - Biomedical | MHHS-Southwest | [8 empty] | BLENDEROXYGENAIR | Blender, Oxygen/Air | TENACOREHOLDINGS
NO | YES |  |  |  | 133-03156 | 133-03156 | International Biomedical | Unknown |  | AGF06684 | Katy-Nursery | MHHS-Katy |  |  |  | 133-03156 | 133-03156 | Katy | MHHS-Katy | Katy-Nursery | Blood gas room | 4/1/19 |  |  |  | OXYGEN-AIR PROPORTIONERS |  | .needs class |  |  |  |  | .needs class | InternationalBio |  |  |  |  | 10/1/19 |  |  | Covered PM Repair - Biomedical | MHHS-Katy
NO | YES | Serial Number 106 |  |  | 077-03980 | 077-03980 | International Biomedical | VOYAGER |  |  | TMC-Children's-Pedi Transport (7Hp) | MHHS-TMC |  | Balance, Mechanical |  | 077-03980 | 077-03980 | TMC | MHHS-TMC | TMC-Children's-Pedi Transport (7Hp) |  | 7/5/19 |  |  |  | INCUBATORS, INFANT |  | BALANCEMECHANICAL-Ohaus Corp-Voyager | BALANCEMECHANICAL | Voyager |  |  |  | Ohaus Corp | Balance, Mechanical |  |  | BALANCEMECHANICAL-Ohaus Corp-Voyager |  | Verified 3/30/2020 4:07pm (Central) |  | Covered PM Repair - Biomedical | MHHS-TMC
NO | YES |  |  |  | 077-04500 | 077-04500 | International Biomedical | VOYAGER |  |  | TMC-Children's-Pedi Transport (7Hp) | MHHS-TMC |  | Balance, Mechanical |  | 077-04500 | 077-04500 | TMC | MHHS-TMC | TMC-Children's-Pedi Transport (7Hp) |  | 7/12/19 |  |  |  | INCUBATORS, INFANT |  | BALANCEMECHANICAL-Ohaus Corp-Voyager | BALANCEMECHANICAL | Voyager |  |  |  | Ohaus Corp | Balance, Mechanical |  |  | BALANCEMECHANICAL-Ohaus Corp-Voyager |  | Verified 3/30/2020 4:07pm (Central) |  | Covered PM Repair - Biomedical | MHHS-TMC
NO | YES |  |  |  | 077-09060 | 077-09060 | International Biomedical | VOYAGER |  | M338P | TMC-Children's-Pedi Transport (7Hp) | MHHS-TMC |  | Balance, Mechanical |  | 077-09060 | 077-09060 | TMC | MHHS-TMC | TMC-Children's-Pedi Transport (7Hp) |  | 7/8/19 |  |  |  | INCUBATORS, INFANT |  | BALANCEMECHANICAL-Ohaus Corp-Voyager | BALANCEMECHANICAL | Voyager |  |  |  | Ohaus Corp | Balance, Mechanical |  |  | BALANCEMECHANICAL-Ohaus Corp-Voyager | 4/4/17 | Verified 3/30/2020 4:07pm (Central) |  | Covered PM Repair - Biomedical | MHHS-TMC
NO | NO |  |  |  | 013-36845 |  | International Biomedical | VOYAGER |  | 731-1615 | SW - NICU | MHHS-Southwest |  | Balance, Mechanical |  | 013-36845 |  | Southwest |  | SW - NICU | [5 empty] | INCUBATORS, INFANT |  | BALANCEMECHANICAL-Ohaus Corp-Voyager | BALANCEMECHANICAL | Voyager |  |  |  | Ohaus Corp | Balance, Mechanical |  |  | BALANCEMECHANICAL-Ohaus Corp-Voyager |  |  |  | Covered PM Repair - Biomedical | MHHS-Southwest
NO | NO |  |  |  | 077-06577 |  | International Biomedical | VOYAGER |  |  | TMC - CHILDRENS - PEDI TRANSPORT (7HP) | MHHS-TMC |  | Balance, Mechanical |  | 077-06577 |  | TMC |  | TMC - CHILDRENS - PEDI TRANSPORT (7HP) | [5 empty] | INCUBATORS, INFANT |  | BALANCEMECHANICAL-Ohaus Corp-Voyager | BALANCEMECHANICAL | Voyager |  |  |  | Ohaus Corp | Balance, Mechanical |  |  | BALANCEMECHANICAL-Ohaus Corp-Voyager |  |  |  | Covered PM Repair - Biomedical | MHHS-TMC
NO | YES |  |  |  | 069-00562 | 069-00562 | International Equipment Company | HN-SII |  |  | TMC-Radiology-Nuc Med | MHHS-TMC |  | Centrifuge, General Purpose |  | 069-00562 | 069-00562 | TMC | MHHS-TMC | TMC-Radiology-Nuc Med | Nuc pharm | 3/1/20 |  | 6/1/20 |  | CENTRIFUGES |  | CENTRIFUGEGENPURP-ThermoSci-HN-SII | CENTRIFUGEGENPURP | HN-SII |  |  |  | ThermoSci | Centrifuge, General Purpose |  |  | CENTRIFUGEGENPURP-ThermoSci-HN-SII |  |  |  | Covered PM Repair - Biomedical | MHHS-TMC
NO | YES | Asset Tag 069-45673 |  |  | 069-45673 | 069-45673 | International Equipment Company | MB |  |  | (null) | MHHS-TMC |  | Centrifuge, General Purpose |  | 069-45673 | 069-45673 | (null) | MHHS-TMC | (null) | (null) |  |  |  | (null) | CENTRIFUGES |  | CENTRIFUGEGENPURP-Damon Corp-MB | CENTRIFUGEGENPURP | MB |  |  |  | Damon Corp | Centrifuge, General Purpose |  |  | CENTRIFUGEGENPURP-Damon Corp-MB | 8/22/17 |  |  | Covered PM Repair - Biomedical | MHHS-TMC
YES | YES | Serial Number Cnf |  |  | 005-33202 | 005-33202 | Intertek |  |  | Cnf | SUGAR LAND - OR |  |  |  |  | 005-33202 | 005-33202 | Sugar Land |  | SUGAR LAND - OR |  |  |  |  | No pm
YES | YES |  |  |  | 151-05104 | 151-05104 | Intertek |  |  |  | Pre op |  |  |  |  | 151-05104 | 151-05104 | Northwest | Memorial Hermann Cypress Hospital | Pre op | Pre op room 12 | 2/1/20 |  |  | No pm sticker. Model may be clipvac
NO | YES |  |  |  | 151-05103 | 151-05103 | Intertek |  |  |  | CY-Preop |  |  |  |  | 151-05103 | 151-05103 | Northwest | MHHS-Cypress | CY-Preop | Pre op room 13 | 2/1/20 |  |  | No pm sticker. Model may be Clipvac
NO | YES |  |  |  | 151-05074 | 151-05074 | Intertek |  |  |  | CY-OR |  |  |  |  | 151-05074 | 151-05074 | Northwest | MHHS-Cypress | CY-OR | Or 2 | 4/1/18 |  |  | One time safety inspection only
YES | YES |  |  |  |  | v116490 | Intertek |  |  | V116490 | MEMORIAL CITY - CARDIOLOGY | [5 empty] | v116490 | West | Memorial Hermann Memorial City Medical Center | MEMORIAL CITY - CARDIOLOGY | E7- Room 428 |  |  |  | CNF pm sticker
YES | YES |  |  |  | V122174 | V122174 | Intertek |  |  | V122174 | Memorial City - General Medicine |  |  |  |  | V122174 | V122174 | West | Memorial City - Memorial Hermann Hospital | Memorial City - General Medicine | MH6 418 Dialysis Equipment |  |  |  | No PM sticker
YES | YES |  |  |  | 099-04226 | 099-04226 | Intertek | Clipvac |  |  | PEARLAND - CENTRAL SUPPLY |  |  |  |  | 099-04226 | 099-04226 | Pearland | Memorial Hermann Pearland Hospital | PEARLAND - CENTRAL SUPPLY | Pre op 7 |  |  |  | No pm |  | Electric Clippers/Razor | CLIPPERS-BD Diag-ClipVac | [23 empty] | CLIPPERS | Electric Clippers/Razor | BD
YES | YES |  |  |  | 099-03176 | 099-03176 | Intertek | Clipvac |  |  | Pacu |  |  |  |  | 099-03176 | 099-03176 | Katy | Memorial Hermann Katy Hospital | Pacu | Nurses station | [5 empty] | Electric Clippers/Razor | CLIPPERS-BD Diag-ClipVac | [23 empty] | CLIPPERS | Electric Clippers/Razor | BD
YES | YES |  |  |  | 099-03195 | 099-03195 | Intertek | Clipvac |  |  | OR |  |  |  |  | 099-03195 | 099-03195 | Katy | Memorial Hermann Katy Hospital | OR | OR 3 |  |  |  | No pm |  | Electric Clippers/Razor | CLIPPERS-BD Diag-ClipVac | [23 empty] | CLIPPERS | Electric Clippers/Razor | BD
YES | YES |  |  |  | 099-08549 | 099-08549 | Intertek | ClipVac |  |  | SW - HVI - PREOP |  |  |  |  | 099-08549 | 099-08549 | Southwest | Memorial Hermann Heart | SW - HVI - PREOP | Bay 18 |  |  |  | New Add |  |  | CLIPPERS-BD Diag-ClipVac
YES | YES |  |  |  | 099-08551 | 099-08551 | Intertek | ClipVac |  |  | SW - HVI - PREOP |  |  |  |  | 099-08551 | 099-08551 | Southwest | Memorial Hermann Heart | SW - HVI - PREOP | Bay 22 |  |  |  | New Add |  |  | CLIPPERS-BD Diag-ClipVac
YES | YES |  |  |  | GELV62174 | 151-05084 | Intertek | Halux 50 SX |  | GELV62174 | Nicu |  |  |  |  | GELV62174 | 151-05084 | Northwest | Memorial Hermann Cypress Hospital | Nicu | Nicu 3 | 2/1/20 |  |  | No plm sticker
YES | YES |  |  |  | 142-07395 | 142-07395 | Intertek | Halux 50 SX |  | GELX60903 | NE - 2nd - NICU |  |  |  |  | 142-07395 | 142-07395 | Katy | Memorial Hermann Northeast Hospital | NE - 2nd - NICU
YES | YES |  |  |  | 099-00703 | 099-00703 | Intertek | Halux 50 SX |  |  | NE - 2nd - NICU |  |  |  |  | 099-00703 | 099-00703 | Katy | Memorial Hermann Northeast Hospital | NE - 2nd - NICU
YES | YES |  |  |  | 099-02402 | 099-02402 | Intertek | Halux 50 SX |  |  | NE - NICU |  |  |  |  | 099-02402 | 099-02402 | Katy | Memorial Hermann Northeast Hospital | NE - NICU
YES | YES |  |  |  | V122904 | V122904 | Intertrk |  |  | V122904 | Memorial City - General Medicine |  |  |  |  | V122904 | V122904 | West | Memorial City - Memorial Hermann Hospital | Memorial City - General Medicine | MH6 418 Dialysis Equipment
YES | YES |  |  |  | 029-11753 | 029-11753 | Intouch Technologies | Lite |  |  | ICU |  |  |  |  | 029-11753 | 029-11753 | Woodlands | Memorial Hermann Hospital Woodlands | ICU | ICU E444
YES | YES |  |  |  | 009-33080 | 009-33080 | Intouch Technologies | Lite |  |  | NE - 5 SOUTH WEST |  |  |  |  | 009-33080 | 009-33080 | Katy |  | NE - 5 SOUTH WEST
YES | YES |  |  |  | 099-00367 | 099-00367 | Intouch Technologies | RP Lite |  | Robot10426 | KATY - ER |  |  |  |  | 099-00367 | 099-00367 | Katy | Memorial Hermann Katy Hospital | KATY - ER | EC 8
NO | YES |  |  |  | 145-00130 | 145-00130 | InTouch Technologies, Inc. | RP-7 |  | Robot-10443 | Pearland-ICU/IMCU | MHHS-Pearland Hospital |  |  |  | 145-00130 | 145-00130 | Pearland | MHHS-Pearland Hospital | Pearland-ICU/IMCU | Icu end of the hallway | 1/1/18 | 2/1/20 |  |  | ROBOTS |  | .needs class | [5 empty] | INTOUCHHEALTH |  |  |  |  | 5/1/17 |  |  | Covered PM Repair - Biomedical | MHHS-Pearland Hospital
NO | YES |  |  |  | 151-02323 | 151-02323 | InTouch Technologies, Inc. | RP-LITE |  |  | CY-ER | MHHS-Cypress |  | System, Telemedicine |  | 151-02323 | 151-02323 | Northwest | MHHS-Cypress | CY-ER | NURSES STATION | 6/1/17 |  |  |  | ROBOTS | System, Telemedicine | SYSTEMTELEMEDICINE-INTOUCHHEALTH-RP Lite | SYSTEMTELEMEDICINE | RP Lite |  |  |  | INTOUCHHEALTH | System, Telemedicine |  |  | SYSTEMTELEMEDICINE-INTOUCHHEALTH-RP Lite |  |  |  | Covered PM Repair - Biomedical | MHHS-Cypress | [8 empty] | SYSTEMTELEMEDICINE | System, Telemedicine | INTOUCHHEALTH
NO | YES |  |  |  | 145-00328 | 145-00328 | InTouch Technologies, Inc. | RP-LITE |  | ROBOT-10072 | Pearland-Emergency Center | MHHS-Pearland Hospital |  | System, Telemedicine |  | 145-00328 | 145-00328 | Pearland | MHHS-Pearland Hospital | Pearland-Emergency Center | Trauma3 | 8/1/19 | 8/1/20 |  |  | ROBOTS | System, Telemedicine | SYSTEMTELEMEDICINE-INTOUCHHEALTH-RP Lite | SYSTEMTELEMEDICINE | RP Lite |  |  |  | INTOUCHHEALTH | System, Telemedicine |  |  | SYSTEMTELEMEDICINE-INTOUCHHEALTH-RP Lite |  |  |  | Covered PM Repair - Biomedical | MHHS-Pearland Hospital | [8 empty] | SYSTEMTELEMEDICINE | System, Telemedicine | INTOUCHHEALTH
NO | NO |  |  |  | 151-02322 |  | InTouch Technologies, Inc. | RP-LITE |  |  | CY - ICU | MHHS-Cypress |  | System, Telemedicine |  | 151-02322 |  | Northwest & Cypress |  | CY - ICU | [5 empty] | ROBOTS |  | SYSTEMTELEMEDICINE-INTOUCHHEALTH-RP Lite | SYSTEMTELEMEDICINE | RP Lite |  |  |  | INTOUCHHEALTH | System, Telemedicine |  |  | SYSTEMTELEMEDICINE-INTOUCHHEALTH-RP Lite |  |  |  | Covered PM Repair - Biomedical | MHHS-Cypress
NO | NO |  |  |  | 129-06895 |  | InTouch Technologies, Inc. | RP-LITE |  | Robot-10603 | SUGAR LAND - ER | MHHS-Sugarland |  | System, Telemedicine |  | 129-06895 |  | Sugar Land |  | SUGAR LAND - ER | [5 empty] | ROBOTS |  | SYSTEMTELEMEDICINE-INTOUCHHEALTH-RP Lite | SYSTEMTELEMEDICINE | RP Lite |  |  |  | INTOUCHHEALTH | System, Telemedicine |  |  | SYSTEMTELEMEDICINE-INTOUCHHEALTH-RP Lite |  |  |  | Covered PM Repair - Biomedical | MHHS-Sugarland
NO | YES |  |  |  | 000-04368 | 000-04368 | Intoximeters Inc | ALCO-SENSOR IV/RBT IV |  |  | MH MG - (CY) - OCCUPATIONAL MEDICINE [MP1-STE180] | MHHS-MG |  | Analyzer, Alcohol Breath |  | 000-04368 | 000-04368 | Northwest | MHHS-MG | MH MG - (CY) - OCCUPATIONAL MEDICINE [MP1-STE180] | Occupational health room C1 704 |  | 2/1/20 |  | No pm required sticker | ANALYZERS, POINT-OF-CARE, BREATH, ALCOHOL | Analyzer, Alcohol Breath | ANALYZERALCOHBREA-Intoximeters-Alco-Sensor IV | ANALYZERALCOHBREA | Alco-Sensor IV |  |  |  | Intoximeters | Analyzer, Alcohol Breath |  | ANALYZERALCOHBREA-Intoximeters-Alco-Sensor IV |  |  |  | AAB-A | Covered PM Repair - Biomedical | MHHS-MG | [8 empty] | ANALYZERALCOHBREA | Analyzer, Alcohol Breath | Intoximeters
NO | YES |  |  |  | 583-01321 | 583-01321 | Intoximeters Inc | ALCO-SENSOR IV/RBT IV |  |  | MH MG - (KY) - OCC HEALTH CENTER (MP1) | MHHS-MG |  | Analyzer, Alcohol Breath |  | 583-01321 | 583-01321 | Katy | Memorial Hermann Occupational Medicine Katy (#540) | MH MG - (KY) - OCC HEALTH CENTER (MP1) | Lab |  |  |  | No p.m. | ANALYZERS, POINT-OF-CARE, BREATH, ALCOHOL |  | ANALYZERALCOHBREA-Intoximeters-Alco-Sensor IV | ANALYZERALCOHBREA | Alco-Sensor IV |  |  |  | Intoximeters | Analyzer, Alcohol Breath |  | ANALYZERALCOHBREA-Intoximeters-Alco-Sensor IV |  |  |  |  | Covered PM Repair - Biomedical | MHHS-MG
NO | NO |  |  |  | 041-18380 |  | Intoximeters Inc | ALCO-SENSOR IV/RBT IV |  |  | MEMORIAL CITY - ER | MHHS-Mem City |  | Analyzer, Alcohol Breath |  | 041-18380 |  | West & Memorial City |  | MEMORIAL CITY - ER | [5 empty] | ANALYZERS, POINT-OF-CARE, BREATH, ALCOHOL |  | ANALYZERALCOHBREA-Intoximeters-Alco-Sensor IV | ANALYZERALCOHBREA | Alco-Sensor IV |  |  |  | Intoximeters | Analyzer, Alcohol Breath |  | ANALYZERALCOHBREA-Intoximeters-Alco-Sensor IV |  |  |  |  | Covered PM Repair - Biomedical | MHHS-Mem City
NO | NO |  |  |  | 005-33770 |  | Intoximeters Inc | ALCO-SENSOR IV/RBT IV |  |  | MH MG - (CY) - GOODMAN WALLER | MHHS-MG |  | Analyzer, Alcohol Breath |  | 005-33770 |  | Northwest & Cypress |  | MH MG - (CY) - GOODMAN WALLER | [5 empty] | ANALYZERS, POINT-OF-CARE, BREATH, ALCOHOL |  | ANALYZERALCOHBREA-Intoximeters-Alco-Sensor IV | ANALYZERALCOHBREA | Alco-Sensor IV |  |  |  | Intoximeters | Analyzer, Alcohol Breath |  | ANALYZERALCOHBREA-Intoximeters-Alco-Sensor IV |  |  |  |  | Covered PM Repair - Biomedical | MHHS-MG
NO | NO |  |  |  | 000-03594 |  | Intoximeters Inc | ALCO-SENSOR IV/RBT IV |  |  | MH MG - (SE) - ALVIN | MHHS-MG |  | Analyzer, Alcohol Breath |  | 000-03594 |  | Southeast & Bay Area |  | MH MG - (SE) - ALVIN | [5 empty] | ANALYZERS, POINT-OF-CARE, BREATH, ALCOHOL |  | ANALYZERALCOHBREA-Intoximeters-Alco-Sensor IV | ANALYZERALCOHBREA | Alco-Sensor IV |  |  |  | Intoximeters | Analyzer, Alcohol Breath |  | ANALYZERALCOHBREA-Intoximeters-Alco-Sensor IV |  |  |  |  | Covered PM Repair - Biomedical | MHHS-MG
NO | NO |  |  |  | 005-12021 |  | Intoximeters Inc | ALCO-SENSOR IV/RBT IV |  |  | MH MG - (SE) - URGENT CARE - FRIENDSWOOD | MHHS-MG |  | Analyzer, Alcohol Breath |  | 005-12021 |  | Southeast & Bay Area |  | MH MG - (SE) - URGENT CARE - FRIENDSWOOD | [5 empty] | ANALYZERS, POINT-OF-CARE, BREATH, ALCOHOL |  | ANALYZERALCOHBREA-Intoximeters-Alco-Sensor IV | ANALYZERALCOHBREA | Alco-Sensor IV |  |  |  | Intoximeters | Analyzer, Alcohol Breath |  | ANALYZERALCOHBREA-Intoximeters-Alco-Sensor IV |  |  |  |  | Covered PM Repair - Biomedical | MHHS-MG
NO | NO |  |  |  | 005-12023 |  | Intoximeters Inc | ALCO-SENSOR IV/RBT IV |  |  | MH MG - (SE) - URGENT CARE - FRIENDSWOOD | MHHS-MG |  | Analyzer, Alcohol Breath |  | 005-12023 |  | Southeast & Bay Area |  | MH MG - (SE) - URGENT CARE - FRIENDSWOOD | [5 empty] | ANALYZERS, POINT-OF-CARE, BREATH, ALCOHOL |  | ANALYZERALCOHBREA-Intoximeters-Alco-Sensor IV | ANALYZERALCOHBREA | Alco-Sensor IV |  |  |  | Intoximeters | Analyzer, Alcohol Breath |  | ANALYZERALCOHBREA-Intoximeters-Alco-Sensor IV |  |  |  |  | Covered PM Repair - Biomedical | MHHS-MG
NO | NO |  |  |  | 029-11944 |  | Intoximeters Inc | ALCO-SENSOR IV/RBT IV |  |  | MH MG - (WDLS) - URGENT CARE - SPRING | MHHS-MG |  | Analyzer, Alcohol Breath |  | 029-11944 |  | Woodlands |  | MH MG - (WDLS) - URGENT CARE - SPRING | [5 empty] | ANALYZERS, POINT-OF-CARE, BREATH, ALCOHOL |  | ANALYZERALCOHBREA-Intoximeters-Alco-Sensor IV | ANALYZERALCOHBREA | Alco-Sensor IV |  |  |  | Intoximeters | Analyzer, Alcohol Breath |  | ANALYZERALCOHBREA-Intoximeters-Alco-Sensor IV |  |  |  |  | Covered PM Repair - Biomedical | MHHS-MG
NO | NO |  |  |  | 000-04369 |  | Intoximeters Inc | ALCO-SENSOR VXL |  |  | CY - WOUND CARE / OCCUPATIONAL HEALTH | MHHS-Cypress |  |  |  | 000-04369 |  | Northwest & Cypress |  | CY - WOUND CARE / OCCUPATIONAL HEALTH | [5 empty] | ANALYZERS, POINT-OF-CARE, BREATH, ALCOHOL |  | ANALYZERALCOHBREA-Intoximeters-Alco-Sensor |  |  |  |  | ANALYZERALCOHBREA-Intoximeters-Alco-Sensor | Intoximeters | [7 empty] | Covered PM Repair - Biomedical | MHHS-Cypress
NO | NO |  |  |  | 005-33858 |  | Intoximeters Inc | ALCO-SENSOR VXL |  | F-000248-15 | MH MG - (SE) - LC CCC - OCC MED | MHHS-MG |  |  |  | 005-33858 |  | Southeast & Bay Area |  | MH MG - (SE) - LC CCC - OCC MED | [5 empty] | ANALYZERS, POINT-OF-CARE, BREATH, ALCOHOL |  | ANALYZERALCOHBREA-Intoximeters-Alco-Sensor |  |  |  |  | ANALYZERALCOHBREA-Intoximeters-Alco-Sensor | Intoximeters | [7 empty] | Covered PM Repair - Biomedical | MHHS-MG
NO | NO |  |  |  | 005-TBD |  | Intoximeters Inc | ALCO-SENSOR VXL |  |  | MH MG - (SE) - LC CCC - OCC MED | MHHS-MG |  |  |  | 005-TBD |  | Southeast & Bay Area |  | MH MG - (SE) - LC CCC - OCC MED | [5 empty] | ANALYZERS, POINT-OF-CARE, BREATH, ALCOHOL |  | ANALYZERALCOHBREA-Intoximeters-Alco-Sensor |  |  |  |  | ANALYZERALCOHBREA-Intoximeters-Alco-Sensor | Intoximeters | [7 empty] | Covered PM Repair - Biomedical | MHHS-MG
NO | NO |  |  |  | 069-42169 |  | Intoximeters Inc | ALCO-SENSOR VXL |  |  | TMC - HERMANN - ADULT ER (1HP) | MHHS-TMC |  |  |  | 069-42169 |  | TMC |  | TMC - HERMANN - ADULT ER (1HP) | [5 empty] | ANALYZERS, POINT-OF-CARE, BREATH, ALCOHOL |  | ANALYZERALCOHBREA-Intoximeters-Alco-Sensor |  |  |  |  | ANALYZERALCOHBREA-Intoximeters-Alco-Sensor | Intoximeters | [7 empty] | Covered PM Repair - Biomedical | MHHS-TMC
NO | NO |  |  |  | 069-42170 |  | Intoximeters Inc | ALCO-SENSOR VXL |  |  | TMC - HERMANN - ADULT ER (1HP) | MHHS-TMC |  |  |  | 069-42170 |  | TMC |  | TMC - HERMANN - ADULT ER (1HP) | [5 empty] | ANALYZERS, POINT-OF-CARE, BREATH, ALCOHOL |  | ANALYZERALCOHBREA-Intoximeters-Alco-Sensor |  |  |  |  | ANALYZERALCOHBREA-Intoximeters-Alco-Sensor | Intoximeters | [7 empty] | Covered PM Repair - Biomedical | MHHS-TMC
YES | YES |  |  |  | 099-00257 | 099-00257 | Intoximeters Inc | RBT |  |  | 5th floor |  |  |  |  | 099-00257 | 099-00257 | Katy | Katy | 5th floor | Occupational Medicine | 2/1/20 |  |  | No pm
NO | YES |  |  |  | 099-03763 | 099-03763 | Intoximeters Inc | RBT |  |  | Katy-Med/Surg 5th Floor |  |  |  |  | 099-03763 | 099-03763 | Katy | MHHS-Katy | Katy-Med/Surg 5th Floor | Occupational Medicine |  |  |  | No pm
NO | YES |  |  |  | 000-03313 | 000-03313 | Intoximeters Inc | RBT IV |  |  | MH MG - (SL) - URGENT CARE - TELFAIR | MHHS-MG |  | Analyzer, Alcohol Breath |  | 000-03313 | 000-03313 | Sugar Land | Memorial Hermann Urgent Care Telfair (#A) | MH MG - (SL) - URGENT CARE - TELFAIR | Exam 5 | 7/1/19 |  |  |  | ANALYZERS, POINT-OF-CARE, BREATH, ALCOHOL | Analyzer, Alcohol Breath | ANALYZERALCOHBREA-Intoximeters-RBT IV | ANALYZERALCOHBREA | RBT IV |  |  |  | Intoximeters | Analyzer, Alcohol Breath |  | ANALYZERALCOHBREA-Intoximeters-RBT IV |  | 12/21/13 |  | AAB-A | Covered PM Repair - Biomedical | MHHS-MG | [8 empty] | ANALYZERALCOHBREA | Analyzer, Alcohol Breath | Intoximeters
NO | NO |  |  |  | 017-01153 |  | Intoximeters Inc | RBT IV |  | 16-0145-00 | MH MG - (PL) - PEARLAND CLINIC | MHHS-MG |  | Analyzer, Alcohol Breath |  | 017-01153 |  | Pearland |  | MH MG - (PL) - PEARLAND CLINIC | [5 empty] | ANALYZERS, POINT-OF-CARE, BREATH, ALCOHOL |  | ANALYZERALCOHBREA-Intoximeters-RBT IV | ANALYZERALCOHBREA | RBT IV |  |  |  | Intoximeters | Analyzer, Alcohol Breath |  | ANALYZERALCOHBREA-Intoximeters-RBT IV |  |  |  |  | Covered PM Repair - Biomedical | MHHS-MG
NO | NO |  |  |  | 143-01717 |  | Intoximeters Inc | RBT IV |  |  | MH MG - (GH) - URGENT CARE - GREATER HEIGHTS | MHHS-MG |  | Analyzer, Alcohol Breath |  | 143-01717 |  | Central & Greater Heights |  | MH MG - (GH) - URGENT CARE - GREATER HEIGHTS | [5 empty] | ANALYZERS, POINT-OF-CARE, BREATH, ALCOHOL |  | ANALYZERALCOHBREA-Intoximeters-RBT IV | ANALYZERALCOHBREA | RBT IV |  |  |  | Intoximeters | Analyzer, Alcohol Breath |  | ANALYZERALCOHBREA-Intoximeters-RBT IV |  |  |  |  | Covered PM Repair - Biomedical | MHHS-MG
NO | NO | [5 empty] | Intoximeters Inc | RBT IV |  |  | MH MG - (GH) - URGENT CARE - WASHINGTON AVE | MHHS-MG |  | Analyzer, Alcohol Breath |  |  |  | Central & Greater Heights |  | MH MG - (GH) - URGENT CARE - WASHINGTON AVE | [5 empty] | ANALYZERS, POINT-OF-CARE, BREATH, ALCOHOL |  | ANALYZERALCOHBREA-Intoximeters-RBT IV | ANALYZERALCOHBREA | RBT IV |  |  |  | Intoximeters | Analyzer, Alcohol Breath |  | ANALYZERALCOHBREA-Intoximeters-RBT IV |  |  |  |  | Covered PM Repair - Biomedical | MHHS-MG
YES | YES | [5 empty] | Intoximeters, Inc. | Alco- sensor IV |  |  | MH MG - (STX) - SOUTH TEXAS - WHARTON | [6 empty] | MH med Grp Wharton | Wharton primary care | MH MG - (STX) - SOUTH TEXAS - WHARTON | Exam 1
YES | YES |  |  |  | 099-01952 | 099-01952 | Intoximeters, Inc. | Alco-Sensor IV |  |  | Emergency Center |  |  |  |  | 099-01952 | 099-01952 | Central | Memorial Hermann Urgent Care Greater Heights (#100) | Emergency Center | Nurses Station
YES | YES |  |  |  | 099-01836 | 099-01836 | Intoximeters, Inc. | Alco-Sensor IV |  |  | SC CCC - (NE) - EMERGENCY ROOM |  |  |  |  | 099-01836 | 099-01836 | Katy | Memorial Hermann Convenient Care Center in Summer Creek (Summer Creek CCC) | SC CCC - (NE) - EMERGENCY ROOM | Nurses Station
YES | YES |  |  |  | 099-13392 | 099-13392 | Intoximeters, Inc. | Alco-Sensor IV |  |  | MH-MG- (SE)- urgent care clear lake #3 |  |  |  |  | 099-13392 | 099-13392 | Southeast | PaRC Clear Lake Intensive Outpatient Program (B-145) | MH-MG- (SE)- urgent care clear lake #3 | Exam room 8
YES | YES | Serial Number A674194 |  |  | vs063e | A674194 | Intoximeters, Inc. | RBT IV |  | A674194 | MH MG - (STX) - SOUTH TEXAS - WHARTON |  |  |  |  | vs063e | A674194 | MH Med Grp Wharton | Wharton primary care | MH MG - (STX) - SOUTH TEXAS - WHARTON | Exam 1
YES | YES |  |  |  | 099-02792 | 099-02792 | Intoximeters, Inc. | RBT IV |  | vs063e | MH MG - (GH) - URGENT CARE - GREATER HEIGHTS |  |  |  |  | 099-02792 | 099-02792 | Central | Memorial Hermann Urgent Care Greater Heights (#100) | MH MG - (GH) - URGENT CARE - GREATER HEIGHTS | Exam room |  |  |  | No pm
YES | YES |  |  |  | 142-09408 | 142-09408 | Intoximeters, Inc. | RBT IV |  | F-000030-01 | MH MG - (SL) - PHYSICIANS AT SUGAR CREEK |  |  |  |  | 142-09408 | 142-09408 | Sugar Land | Memorial Hermann Medical Group Sugar Land Multi-Specialty (#350) | MH MG - (SL) - PHYSICIANS AT SUGAR CREEK | Silver lab
YES | YES | Serial Number Cnf |  |  | 129-05843 | 129-05843 | Intuitive Surg | 951189-07 |  | Cnf | SUGAR LAND - OR |  |  |  |  | 129-05843 | 129-05843 | Sugar Land | Memorial Hermann Sugar Land Hospital | SUGAR LAND - OR | OR 8 | 7/1/19 |  | 7/1/20
NO | YES |  |  |  | 041-14049 | 041-14049 | Intuitive Surg | Da Vinci PS3000 |  | Sh0397 | Memorial city - MOR |  |  |  |  | 041-14049 | 041-14049 | West memorial hospital | Memorial city - memorial herman hospital | Memorial city - MOR | Procedure room 7 |  |  |  | No pm found
YES | YES | Serial Number Cnf |  |  | 133-31014 | 133-31014 | Intuitive Surg | Da Vinci PS4000 |  | Cnf | [5 empty] | 133-31014 | 133-31014 | Sugar Land | [6 empty] | No pm |  | Robotics | Robotics-Intuitive Surg-Da Vinci PS4000 | [12 empty] | SYIG-SA | [9 empty] | Robotics | Robotics | Robotics | Intuitive Surg
YES | YES |  |  |  | 069-38854 | 069-38854 | Intuitive Surg | Da Vinci Si |  | Sh129 | TMC - SAROFIM 2 - OR |  |  |  |  | 069-38854 | 069-38854 |  | Memorial Hermann-tmc | TMC - SAROFIM 2 - OR | OR15 |  |  |  | No PM Sticker |  | Robotics | Robotics-Intuitive Surg-Da Vinci Si | [12 empty] | SYIG-SA | [9 empty] | Robotics | Robotics | Robotics | Intuitive Surg
YES | YES |  |  |  | 069-33771 | 069-33771 | Intuitive Surg | Da Vinci Si |  | Sh 129 | OR |  |  |  |  | 069-33771 | 069-33771 |  | MHHS TMC | OR | OR | 4/1/18 |  | 10/1/20 |  |  | Robotics | Robotics-Intuitive Surg-Da Vinci Si | [12 empty] | SYIG-SA | [9 empty] | Robotics | Robotics | Robotics | Intuitive Surg
YES | YES | [5 empty] | Intuitive Surg | Da Vinci SS3000 |  |  | Memorial city - MOR | [6 empty] | West memorial hospital | Memorial city - memorial herman hospital | Memorial city - MOR | Procedure room 7 |  |  |  | No pm found
YES | YES |  |  |  | 069-43655 | 069-43655 | Intuitive Surg | Da Vinci SS4000 |  |  | TMC - OR - SURGICAL ROBOTICS (2HP) |  |  |  |  | 069-43655 | 069-43655 | TMC | Memorial Hermann-Texas Medical Center | TMC - OR - SURGICAL ROBOTICS (2HP) | S2 OR 4 | [5 empty] | Robotics | Robotics-Intuitive Surg-Da Vinci SS4000 | [12 empty] | SYIG-SA | [9 empty] | Robotics | Robotics | Robotics | Intuitive Surg
YES | YES |  |  |  | 069-43656 | 069-43656 | Intuitive Surg | Da Vinci SS4000 |  |  | TMC - OR - SURGICAL ROBOTICS (2HP) |  |  |  |  | 069-43656 | 069-43656 | TMC | Memorial Hermann-Texas Medical Center | TMC - OR - SURGICAL ROBOTICS (2HP) | S2 OR 4 | 12/1/17 |  | 6/1/18 |  |  | Robotics | Robotics-Intuitive Surg-Da Vinci SS4000 | [12 empty] | SYIG-SA | [9 empty] | Robotics | Robotics | Robotics | Intuitive Surg
YES | YES |  |  |  | 041-34408 | 041-34408 | Intuitive Surg | Da Vinci SS4000 |  |  | MEMORIAL CITY - MOR |  |  |  |  | 041-34408 | 041-34408 | West | Memorial Hermann Memorial City Medical Center | MEMORIAL CITY - MOR | OR 8
YES | YES |  |  |  | 041-20977 | 041-20977 | Intuitive Surg | Da Vinci SS4000 |  |  | MEMORIAL CITY - Surgery room 10 |  |  |  |  | 041-20977 | 041-20977 | West | Memorial Hermann Memorial City Medical Center | MEMORIAL CITY - Surgery room 10 | Surgery room 10
YES | YES |  |  |  | 069-43653 | 069-43653 | Intuitive Surg | Da Vinci VS4000 |  | M0443811211709 | TMC - SAROFIM 2 - OR |  |  |  |  | 069-43653 | 069-43653 | TMC | Memorial Hermann-Texas Medical Center | TMC - SAROFIM 2 - OR | S2 OR 1 | 12/1/17 |  | 6/1/18 |  |  | Robotics | Robotics-Intuitive Surg-Da Vinci VS4000 | [12 empty] | SYIG-SA | [9 empty] | Robotics | Robotics | Robotics | Intuitive Surg
YES | YES |  |  |  | 069-43652 | 069-43652 | Intuitive Surg | da Vinci Xi |  |  | TMC - OR - SURGICAL ROBOTICS (2HP) |  |  |  |  | 069-43652 | 069-43652 | TMC | Memorial Hermann-Texas Medical Center | TMC - OR - SURGICAL ROBOTICS (2HP) | S2 OR 4 |  |  |  | No pm found |  | Robotics | Robotics-Intuitive Surg-da Vinci Xi | [12 empty] | SYIG-SA | [9 empty] | Robotics | Robotics | Robotics | Intuitive Surg
YES | YES |  |  |  | 099-02245 | 099-02245 | Intuitive Surg | display 951189-07 |  | 951189-07 | NE - OR |  |  |  |  | 099-02245 | 099-02245 | Katy | Memorial Hermann Northeast Hospital | NE - OR | OR1
YES | YES |  |  |  | 151-02823 | 151-02823 | Intuitive Surg | Sim now |  | M044377773020L | CY - OR |  |  |  |  | 151-02823 | 151-02823 | Northwest | Memorial Hermann Cypress Hospital | CY - OR | OR 6
NO | YES |  |  |  | 129-04801 | 129-04801 | INTUITIVE SURGICAL | DA VINCI SM3000 |  | P112311225 | Sugar Land-OR | MHHS-Sugarland |  | Simulators |  | 129-04801 | 129-04801 | Sugar Land | MHHS-Sugarland | Sugar Land-OR | OR 7 | 9/1/16 |  |  |  | ROBOTIC ARMS | Simulators | MISCELLANEOUS-Intuitive Surg-Da Vinci SM3000 | MISCELLANEOUS | Da Vinci SM3000 |  |  |  | Intuitive Surg | Simulators |  | MISCELLANEOUS-Intuitive Surg-Da Vinci SM3000 |  | 1/1/15 |  |  | Covered PM Repair - Biomedical | MHHS-Sugarland | [8 empty] | MISCELLANEOUS | Simulators | Intuitive Surg
NO | NO | [5 empty] | INTUITIVE SURGICAL | DA VINCI SM3000 |  | M010000350 | SW - OR | MHHS-Southwest |  | Simulators |  |  |  | Southwest |  | SW - OR | [5 empty] | ROBOTIC ARMS |  | MISCELLANEOUS-Intuitive Surg-Da Vinci SM3000 | MISCELLANEOUS | Da Vinci SM3000 |  |  |  | Intuitive Surg | Simulators |  | MISCELLANEOUS-Intuitive Surg-Da Vinci SM3000 |  |  |  |  | Covered PM Repair - Biomedical | MHHS-Southwest
NO | YES |  |  |  | 151-02558 | 151-02558 | INTUITIVE SURGICAL | DA VINCI XI |  | System S# SK1530 | CY-OR | MHHS-Cypress |  | Robotics |  | 151-02558 | 151-02558 | Northwest | MHHS-Cypress | CY-OR | OR 6 | 5/1/19 |  |  |  | ROBOTS | Robotics | Robotics-Intuitive Surg-da Vinci Xi | Robotics | da Vinci Xi |  |  |  | Intuitive Surg | Robotics |  | Robotics-Intuitive Surg-da Vinci Xi |  | 4/1/18 |  | SYIG-SA | Covered PM Repair - Biomedical | MHHS-Cypress | [8 empty] | Robotics | Robotics | Intuitive Surg
NO | YES |  |  |  | 041-20974 | 041-20974 | INTUITIVE SURGICAL | DA VINCI XI |  | SK1531 | MEMORIAL CITY - Surgery room 10 | MHHS-Mem City |  | Robotics |  | 041-20974 | 041-20974 | West | Memorial Hermann Memorial City Medical Center | MEMORIAL CITY - Surgery room 10 | Surgery room 10 |  |  |  |  | ROBOTS |  | Robotics-Intuitive Surg-da Vinci Xi | Robotics | da Vinci Xi |  |  |  | Intuitive Surg | Robotics |  | Robotics-Intuitive Surg-da Vinci Xi |  |  |  |  | Covered PM Repair - Biomedical | MHHS-Mem City
NO | YES |  |  |  | 041-34205 | 041-34205 | INTUITIVE SURGICAL | DA VINCI XI |  | SK2757 | MEMORIAL CITY - MOR | MHHS-Mem City |  | Robotics |  | 041-34205 | 041-34205 | West | Memorial Hermann Memorial City Medical Center | MEMORIAL CITY - MOR | OR 8 |  |  |  |  | ROBOTS |  | Robotics-Intuitive Surg-da Vinci Xi | Robotics | da Vinci Xi |  |  |  | Intuitive Surg | Robotics |  | Robotics-Intuitive Surg-da Vinci Xi |  |  |  |  | Covered PM Repair - Biomedical | MHHS-Mem City
NO | YES |  |  |  | 129-07687 | 129-07687 | INTUITIVE SURGICAL | DA VINCI XI |  | SK1535 | Sugar Land-OR | MHHS-Sugarland |  | Robotics |  | 129-07687 | 129-07687 | Sugar Land | MHHS-Sugarland | Sugar Land-OR |  | 8/1/19 | 8/1/20 |  |  | ROBOTS | Robotics | Robotics-Intuitive Surg-da Vinci Xi | Robotics | da Vinci Xi |  |  |  | Intuitive Surg | Robotics |  | Robotics-Intuitive Surg-da Vinci Xi |  | 4/1/18 |  | SYIG-SA | Covered PM Repair - Biomedical | MHHS-Sugarland | [8 empty] | Robotics | Robotics | Intuitive Surg
NO | YES |  |  |  | 029-09687 | 029-09687 | INTUITIVE SURGICAL | DA VINCI XI |  | SK0274 | Woodlands-OR | MHHS-Woodlands |  | Robotics |  | 029-09687 | 029-09687 | Woodlands | MHHS-Woodlands | Woodlands-OR | Room 15 | 8/1/19 |  |  | No PM Sticker visible | ROBOTS | Robotics | Robotics-Intuitive Surg-da Vinci Xi | Robotics | da Vinci Xi |  |  |  | Intuitive Surg | Robotics |  | Robotics-Intuitive Surg-da Vinci Xi |  | 4/1/18 |  | SYIG-SA | Covered PM Repair - Biomedical | MHHS-Woodlands | [8 empty] | Robotics | Robotics | Intuitive Surg
NO | NO |  |  |  | 133-10225 |  | INTUITIVE SURGICAL | DA VINCI XI |  | SK1892-SSC-599966 | KATY - OR | MHHS-Katy |  | Robotics |  | 133-10225 |  | Katy |  | KATY - OR | [5 empty] | ROBOTS |  | Robotics-Intuitive Surg-da Vinci Xi | Robotics | da Vinci Xi |  |  |  | Intuitive Surg | Robotics |  | Robotics-Intuitive Surg-da Vinci Xi |  |  |  |  | Covered PM Repair - Biomedical | MHHS-Katy
NO | NO |  |  |  | 005-00996 |  | INTUITIVE SURGICAL | DA VINCI XI |  |  | SE - OR | MHHS-Southeast |  | Robotics |  | 005-00996 |  | Southeast & Bay Area |  | SE - OR | [5 empty] | ROBOTS |  | Robotics-Intuitive Surg-da Vinci Xi | Robotics | da Vinci Xi |  |  |  | Intuitive Surg | Robotics |  | Robotics-Intuitive Surg-da Vinci Xi |  |  |  |  | Covered PM Repair - Biomedical | MHHS-Southeast
NO | NO |  |  |  | ROBOT 3 |  | INTUITIVE SURGICAL | DA VINCI XI |  | SK0641 | TMC - OR - SURGICAL ROBOTICS (2HP) | MHHS-TMC |  | Robotics |  | ROBOT 3 |  | TMC |  | TMC - OR - SURGICAL ROBOTICS (2HP) | [5 empty] | ROBOTS |  | Robotics-Intuitive Surg-da Vinci Xi | Robotics | da Vinci Xi |  |  |  | Intuitive Surg | Robotics |  | Robotics-Intuitive Surg-da Vinci Xi |  |  |  |  | Covered PM Repair - Biomedical | MHHS-TMC
NO | NO |  |  |  | 029-12832 |  | INTUITIVE SURGICAL | DA VINCI XI |  | SK2056 | WOODLANDS - OR | MHHS-Woodlands |  | Robotics |  | 029-12832 |  | Woodlands |  | WOODLANDS - OR | [5 empty] | ROBOTS |  | Robotics-Intuitive Surg-da Vinci Xi | Robotics | da Vinci Xi |  |  |  | Intuitive Surg | Robotics |  | Robotics-Intuitive Surg-da Vinci Xi |  |  |  |  | Covered PM Repair - Biomedical | MHHS-Woodlands
NO | YES |  |  |  |  | 013-34003 | INTUITIVE SURGICAL | DAVINCI SI |  | SH0839 | SW-OR | MHHS-Southwest |  | Robotics |  |  | 013-34003 | Southwest | MHHS-Southwest | SW-OR | Or 14 |  |  |  | No pm sticker | ROBOTIC ARMS | Robotics | Robotics-Intuitive Surg-Da Vinci Si | Robotics | Da Vinci Si |  |  |  | Intuitive Surg | Robotics |  |  | Robotics-Intuitive Surg-Da Vinci Si | 9/17/20 |  | SYIG-SA | Not Covered Vendor Only - Biomedical | MHHS-Southwest | [8 empty] | Robotics | Robotics | Intuitive Surg
NO | YES |  |  |  | 129-04799 | 129-04799 | INTUITIVE SURGICAL | DAVINCI SI |  | SH1583 | Sugar Land-OR | MHHS-Sugarland |  | Robotics |  | 129-04799 | 129-04799 | Sugar Land | MHHS-Sugarland | Sugar Land-OR | OR 8 | 7/1/19 |  |  |  | ROBOTIC ARMS | Robotics | Robotics-Intuitive Surg-Da Vinci Si | Robotics | Da Vinci Si |  |  |  | Intuitive Surg | Robotics |  |  | Robotics-Intuitive Surg-Da Vinci Si | 9/17/20 |  | SYIG-SA | Not Covered Vendor Only - Biomedical | MHHS-Sugarland | [8 empty] | Robotics | Robotics | Intuitive Surg
NO | YES |  |  |  | 029-08762 | 029-08762 | INTUITIVE SURGICAL | DAVINCI SI |  | SH2131 | Woodlands-OR | MHHS-Woodlands |  | Robotics |  | 029-08762 | 029-08762 | Woodlands | MHHS-Woodlands | Woodlands-OR | Equipment Storage |  |  |  |  | ROBOTIC ARMS | Robotics | Robotics-Intuitive Surg-Da Vinci Si | Robotics | Da Vinci Si |  |  |  | Intuitive Surg | Robotics |  |  | Robotics-Intuitive Surg-Da Vinci Si | 9/17/20 |  | SYIG-SA | Not Covered Vendor Only - Biomedical | MHHS-Woodlands | [8 empty] | Robotics | Robotics | Intuitive Surg
NO | NO | [5 empty] | INTUITIVE SURGICAL | DAVINCI SI |  | SH1553 | NE - OR | MHHS-Northeast |  | Robotics |  |  |  | Katy |  | NE - OR | [5 empty] | ROBOTIC ARMS |  | Robotics-Intuitive Surg-Da Vinci Si | Robotics | Da Vinci Si |  |  |  | Intuitive Surg | Robotics |  |  | Robotics-Intuitive Surg-Da Vinci Si |  |  |  | Not Covered Vendor Only - Biomedical | MHHS-Northeast
NO | NO |  |  |  | 069-33774 |  | INTUITIVE SURGICAL | DAVINCI SI |  | SG215 | TMC - OR - TRAINING LAB | MHHS-TMC |  | Robotics |  | 069-33774 |  | TMC |  | TMC - OR - TRAINING LAB | [5 empty] | ROBOTIC ARMS |  | Robotics-Intuitive Surg-Da Vinci Si | Robotics | Da Vinci Si |  |  |  | Intuitive Surg | Robotics |  |  | Robotics-Intuitive Surg-Da Vinci Si |  |  |  | Not Covered Vendor Only - Biomedical | MHHS-TMC
NO | NO |  |  |  | 069-38857 |  | INTUITIVE SURGICAL | DAVINCI SI |  | SH0341 | TMC - OR - TRAINING LAB | MHHS-TMC |  | Robotics |  | 069-38857 |  | TMC |  | TMC - OR - TRAINING LAB | [5 empty] | ROBOTIC ARMS |  | Robotics-Intuitive Surg-Da Vinci Si | Robotics | Da Vinci Si |  |  |  | Intuitive Surg | Robotics |  |  | Robotics-Intuitive Surg-Da Vinci Si |  |  |  | Not Covered Vendor Only - Biomedical | MHHS-TMC
NO | NO |  |  |  | 069-39101 |  | INTUITIVE SURGICAL | DAVINCI SI |  | SH0782 | TMC - OR - TRAINING LAB | MHHS-TMC |  | Robotics |  | 069-39101 |  | TMC |  | TMC - OR - TRAINING LAB | [5 empty] | ROBOTIC ARMS |  | Robotics-Intuitive Surg-Da Vinci Si | Robotics | Da Vinci Si |  |  |  | Intuitive Surg | Robotics |  |  | Robotics-Intuitive Surg-Da Vinci Si |  |  |  | Not Covered Vendor Only - Biomedical | MHHS-TMC
NO | NO |  |  |  | 069-39107 |  | INTUITIVE SURGICAL | DAVINCI SI |  | USG007 | TMC - OR - TRAINING LAB | MHHS-TMC |  | Robotics |  | 069-39107 |  | TMC |  | TMC - OR - TRAINING LAB | [5 empty] | ROBOTIC ARMS |  | Robotics-Intuitive Surg-Da Vinci Si | Robotics | Da Vinci Si |  |  |  | Intuitive Surg | Robotics |  |  | Robotics-Intuitive Surg-Da Vinci Si |  |  |  | Not Covered Vendor Only - Biomedical | MHHS-TMC
NO | NO |  |  |  | 069-40818 |  | INTUITIVE SURGICAL | DAVINCI SI |  | SH0539 | TMC - OR - TRAINING LAB | MHHS-TMC |  | Robotics |  | 069-40818 |  | TMC |  | TMC - OR - TRAINING LAB | [5 empty] | ROBOTIC ARMS |  | Robotics-Intuitive Surg-Da Vinci Si | Robotics | Da Vinci Si |  |  |  | Intuitive Surg | Robotics |  |  | Robotics-Intuitive Surg-Da Vinci Si |  |  |  | Not Covered Vendor Only - Biomedical | MHHS-TMC
NO | NO |  |  |  | SK0467 |  | INTUITIVE SURGICAL | DAVINCI SI |  | SK0467 | TMC - OR - TRAINING LAB | MHHS-TMC |  | Robotics |  | SK0467 |  | TMC |  | TMC - OR - TRAINING LAB | [5 empty] | ROBOTIC ARMS |  | Robotics-Intuitive Surg-Da Vinci Si | Robotics | Da Vinci Si |  |  |  | Intuitive Surg | Robotics |  |  | Robotics-Intuitive Surg-Da Vinci Si |  |  |  | Not Covered Vendor Only - Biomedical | MHHS-TMC
NO | NO |  |  |  | SK0468 |  | INTUITIVE SURGICAL | DAVINCI SI |  | SK0468 | TMC - OR - TRAINING LAB | MHHS-TMC |  | Robotics |  | SK0468 |  | TMC |  | TMC - OR - TRAINING LAB | [5 empty] | ROBOTIC ARMS |  | Robotics-Intuitive Surg-Da Vinci Si | Robotics | Da Vinci Si |  |  |  | Intuitive Surg | Robotics |  |  | Robotics-Intuitive Surg-Da Vinci Si |  |  |  | Not Covered Vendor Only - Biomedical | MHHS-TMC
NO | NO |  |  |  | 133-08733 |  | INTUITIVE SURGICAL | DAVINCI SI HD |  | SH1581 | KATY - OR | MHHS-Katy |  |  |  | 133-08733 |  | Katy |  | KATY - OR | [5 empty] | ROBOTS |  | .needs class | [5 empty] | Intuitive Surg | [7 empty] | Not Covered Vendor Only - Biomedical | MHHS-Katy
NO | NO |  |  |  | ROBOT 1 |  | INTUITIVE SURGICAL | DAVINCI SI HD |  | SH0129 | TMC - OR - SURGICAL ROBOTICS (2HP) | MHHS-TMC |  |  |  | ROBOT 1 |  | TMC |  | TMC - OR - SURGICAL ROBOTICS (2HP) | [5 empty] | ROBOTS |  | .needs class | [5 empty] | Intuitive Surg | [7 empty] | Not Covered Vendor Only - Biomedical | MHHS-TMC
NO | NO |  |  |  | ROBOT 2 |  | INTUITIVE SURGICAL | DAVINCI SI HD |  | SH0749 | TMC - OR - SURGICAL ROBOTICS (2HP) | MHHS-TMC |  |  |  | ROBOT 2 |  | TMC |  | TMC - OR - SURGICAL ROBOTICS (2HP) | [5 empty] | ROBOTS |  | .needs class | [5 empty] | Intuitive Surg | [7 empty] | Not Covered Vendor Only - Biomedical | MHHS-TMC
NO | YES |  |  |  | 129-04800 | 129-04800 | INTUITIVE SURGICAL | VS3000 |  | NQ12100463 | Sugar Land-OR | MHHS-Sugarland |  | Stereotactic Biopsy Unit |  | 129-04800 | 129-04800 | Sugar Land | MHHS-Sugarland | Sugar Land-OR | OR 8 | 11/1/17 |  |  | No pm sticker | ENDOSCOPIC EQUIPMENT, VIDEO CART | Stereotactic Biopsy Unit | STEREOTACTICBIOPSYUNT-SENORX-VS3000 | STEREOTACTICBIOPSYUNT | VS3000 |  |  |  | SENORX | Stereotactic Biopsy Unit |  |  | STEREOTACTICBIOPSYUNT-SENORX-VS3000 |  |  | SBU-SA | Not Covered Vendor Only - Lab Ana/Anes | MHHS-Sugarland | [8 empty] | STEREOTACTICBIOPSYUNT | Stereotactic Biopsy Unit | SENORX
NO | NO | [5 empty] | INTUITIVE SURGICAL | Y1903 |  | 10G1903D486 | GH - OR | MHHS-Greater Heights |  | Light Source, Fiberoptic |  |  |  | Central & Greater Heights |  | GH - OR | [5 empty] | LIGHT SOURCES, FIBEROPTIC |  | LIGHTSOURCEFIBEROPT-Intuitive Surg-Y1903 | LIGHTSOURCEFIBEROPT | Y1903 |  |  |  | Intuitive Surg | Light Source, Fiberoptic |  | LIGHTSOURCEFIBEROPT-Intuitive Surg-Y1903 |  |  |  |  | Covered PM Repair - Biomedical | MHHS-Greater Heights
NO | NO |  |  |  | 129-04750 |  | Invacare Corporation |  |  | N/A | SUGAR LAND - MED/SURG - WEST 4TH | MHHS-Sugarland |  | Thermia Unit, Hypo-Hyper |  | 129-04750 |  | Sugar Land |  | SUGAR LAND - MED/SURG - WEST 4TH | [5 empty] | LIFTS, PATIENT TRANSFER |  | THERMIAUNITHYPOHYPER-SmithNephew-1100 | THERMIAUNITHYPOHYPER |  |  |  |  | SmithNephew | Thermia Unit, Hypo-Hyper |  |  | THERMIAUNITHYPOHYPER-SmithNephew-1100 |  |  |  | Covered PM Repair - Biomedical | MHHS-Sugarland
NO | YES |  |  |  | 241-02662 | 241-02662 | Invacare Corporation |  |  | 13GSZ060047 | TIRR-Kirby Glenn | MHHS-TIRR |  | Lift, Patient Electrical |  | 241-02662 | 241-02662 | TMC | MHHS-Others | TIRR-Kirby Glenn | Rehab | 10/1/19 |  |  |  | LIFTS, PATIENT TRANSFER | Lift, Patient Electrical | LIFTPATIENTELECTRIC-Invacare-450 | LIFTPATIENTELECTRIC |  |  |  |  | Invacare | Lift, Patient Electrical |  | LIFTPATIENTELECTRIC-Invacare-450 |  |  |  | LPE-A | Covered PM Repair - Biomedical | MHHS-TIRR | [8 empty] | LIFTPATIENTELECTRIC | Lift, Patient Electrical | Invacare
YES | YES |  |  |  | 099-14791 | 099-14791 | Invacare Corporation |  |  |  | TIRR - KIRBY GLENN |  |  |  |  | 099-14791 | 099-14791 | TMC | TIRR Memorial Hermann | TIRR - KIRBY GLENN | Rehab
NO | NO |  |  |  | 03L00705569T |  | Invacare Corporation | IRC1192 |  | 03L00705569T | MH MG - (TMC) - FANNIN PEDIATRICS (STE 2110) | MHHS-MG |  | Nebulizer, Ultrasonic |  | 03L00705569T |  | TMC |  | MH MG - (TMC) - FANNIN PEDIATRICS (STE 2110) | [5 empty] | NEBULIZERS |  | NEBULIZERULTRASONIC-Invacare-IRC1192 | NEBULIZERULTRASONIC | IRC1192 |  |  |  | Invacare | Nebulizer, Ultrasonic |  | NEBULIZERULTRASONIC-Invacare-IRC1192 |  |  |  |  | Covered PM Repair - Biomedical | MHHS-MG
YES | YES |  |  |  | 013-37559 | 013-37559 | Invacare Corporation | Perfecto |  |  | 2nd floor |  |  |  |  | 013-37559 | 013-37559 | Southwest | University Place Senior Living | 2nd floor |  | 2/1/20
YES | YES |  |  |  | 013-37557 | 013-37557 | Invacare Corporation | Perfecto |  |  | 2nd floor |  |  |  |  | 013-37557 | 013-37557 | Southwest | University Place Senior Living | 2nd floor
YES | YES |  |  |  | 013-37554 | 013-37554 | Invacare Corporation | Perfecto |  |  | 2nd floor |  |  |  |  | 013-37554 | 013-37554 | Southwest | University Place Senior Living | 2nd floor
YES | YES | Serial Number Cnf |  |  | 013-37558 | 013-37558 | Invacare Corporation | Perfecto 2 |  | CNF | University place Senior |  |  |  |  | 013-37558 | 013-37558 | Southwest | University Place Senior Living | University place Senior |  | 8/1/19 | 8/1/20
YES | YES | Serial Number Cnf |  |  | 099-02709 | 099-02709 | Invacare Corporation | Perfecto 2 |  | CNF | University place Senior |  |  |  |  | 099-02709 | 099-02709 | Southwest | University Place Senior Living | University place Senior
YES | YES | Serial Number Cnf |  |  | 013-37561 | 013-37561 | Invacare Corporation | Perfecto 2 |  | CNF | University place senior living |  |  |  |  | 013-37561 | 013-37561 | Southwest | University Place Senior Living | University place senior living
YES | YES |  |  |  | 013-37555 | 013-37555 | Invacare Corporation | Perfecto 2 |  |  | 1st floor |  |  |  |  | 013-37555 | 013-37555 | Southwest | University Place Senior Living | 1st floor | Resident bathing | 2/1/20
YES | YES | Serial Number Cnf |  |  | 013-38100 | 013-38100 | Invacare Corporation | Perfecto 2 |  | CNF | University place senior living |  |  |  |  | 013-38100 | 013-38100 | Southwest | University Place Senior Living | University place senior living | Resident bathing | 8/1/19 | 8/1/20
YES | YES | Serial Number Cnf |  |  | 099-02695 | 099-02695 | Invacare Corporation | Perfecto 2 |  | CNF | University place senior living |  |  |  |  | 099-02695 | 099-02695 | Southwest | University Place Senior Living | University place senior living | Resident bathing
YES | YES | Serial Number Cnf |  |  | 013-38394 | 013-38394 | Invacare Corporation | Perfecto 2 |  | CNF | University place senior living |  |  |  |  | 013-38394 | 013-38394 | Southwest | University Place Senior Living | University place senior living | Resident bathing
YES | YES | Serial Number Cnf |  |  | 013-37556 | 013-37556 | Invacare Corporation | Perfecto 2 |  | Cnf | University place senior living |  |  |  |  | 013-37556 | 013-37556 | Southwest | University Place Senior Living | University place senior living | Resident bathing
YES | YES |  |  |  | 099-02756 | 099-02756 | Invacare Corporation | Perfecto 2 V |  | 18AF025508 | 1st floor |  |  |  |  | 099-02756 | 099-02756 | Southwest | University Place Senior Living | 1st floor | Resident bathing | 2/1/20
YES | YES |  |  |  | 013-37560 | 013-37560 | Invacare Corporation | Perfecto 2 V |  |  | 1st floor |  |  |  |  | 013-37560 | 013-37560 | Southwest | University Place Senior Living | 1st floor | Resident bathing
YES | YES | Serial Number Cnf |  |  | 013-37553 | 013-37553 | Invacare Corporation | Platinum 10 |  | CNF | University place senior living |  |  |  |  | 013-37553 | 013-37553 | Southwest | University Place Senior Living | University place senior living | Resident bathing | 8/1/19 | 8/1/20
YES | YES |  |  |  | 099-02737 | 099-02737 | Invacare Corporation | Reliant 350 |  |  | 1st floor |  |  |  |  | 099-02737 | 099-02737 | Southwest | University Place Senior Living | 1st floor | Resident bathing | 2/1/20 | 2/1/20
NO | YES |  |  |  | 029-10835 | 029-10835 | Invacare Corporation | RELIANT 440 |  | 15LSZ106028 | TIRR-Woodlands Inpatient | MHHS-TIRR |  |  |  | 029-10835 | 029-10835 | Woodlands | MHHS-Others | TIRR-Woodlands Inpatient |  | 4/1/19 |  |  |  | LIFTS, PATIENT TRANSFER |  | .needs class | [5 empty] | Invacare | [7 empty] | Covered PM Repair - Biomedical | MHHS-TIRR
NO | YES |  |  |  | 583-01447 | 583-01447 | Invacare Corporation | RELIANT 450 |  | 13LSZ060023 | Katy Rehab-1St Fl Physical Therapy | MHHS-Katy Rehab |  | Lift, Patient Electrical |  | 583-01447 | 583-01447 | Katy | MHHS-Others | Katy Rehab-1St Fl Physical Therapy | Katy - Inpatient Rehab | 3/1/19 |  |  |  | LIFTS, PATIENT TRANSFER | Lift, Patient Electrical | LIFTPATIENTELECTRIC-Invacare-Reliant 450 | LIFTPATIENTELECTRIC | Reliant 450 |  |  |  | Invacare | Lift, Patient Electrical |  | LIFTPATIENTELECTRIC-Invacare-Reliant 450 |  |  |  | LPE-A | Covered PM Repair - Biomedical | MHHS-Katy Rehab | [8 empty] | LIFTPATIENTELECTRIC | Lift, Patient Electrical | Invacare
NO | YES |  |  |  | 929-01530 | 929-01530 | Invacare Corporation | RELIANT 450 |  | 19km011606 | TIRR-Sugar Land | MHHS-TIRR |  | Lift, Patient Electrical |  | 929-01530 | 929-01530 | Sugar Land | MHHS-Others | TIRR-Sugar Land | Main area |  |  |  |  | LIFTS, PATIENT TRANSFER | Lift, Patient Electrical | LIFTPATIENTELECTRIC-Invacare-Reliant 450 | LIFTPATIENTELECTRIC | Reliant 450 |  |  |  | Invacare | Lift, Patient Electrical |  | LIFTPATIENTELECTRIC-Invacare-Reliant 450 |  |  |  | LPE-A | Covered PM Repair - Biomedical | MHHS-TIRR | [8 empty] | LIFTPATIENTELECTRIC | Lift, Patient Electrical | Invacare
YES | YES |  |  |  | 099-08876 | 099-08876 | Invacare Corporation | Reliant 450 |  | 16HSZ104822 | SW - HYPERBARIC |  |  |  |  | 099-08876 | 099-08876 | Southwest | Memorial Hermann Southwest Hospital | SW - HYPERBARIC | Wound Care |  |  | 3/1/20 | New Add
NO | YES |  |  |  | 029-11608 | 029-11608 | Invacare Corporation | RPL600-1 Reliant 600 |  | 16JSZ104937 | TIRR-Op-Woodlands (Mp2, Ste 200) | MHHS-TIRR |  |  |  | 029-11608 | 029-11608 | Woodlands | MHHS-Others | TIRR-Op-Woodlands (Mp2, Ste 200) | Gym / Rehab | 8/1/19 |  | 8/1/20 |  | LIFTS, PATIENT TRANSFER |  | .needs class | [5 empty] | Invacare |  |  |  |  | 5/1/17 |  |  | Covered PM Repair - Biomedical | MHHS-TIRR
YES | YES |  |  |  | 099-13533 | 099-13533 | Invacare Corporation | Stratos |  | 08EMD836072 | [5 empty] | 099-13533 | 099-13533 | TMC | Memorial Hermann-Texas Medical Center |  | Storage room
YES | YES |  |  |  | 142-09528 | 142-09528 | Invaccare | Invaccare |  | 00J1CH006-A | TIRR - OP - WOODLANDS (MP2, STE 270 |  |  |  |  | 142-09528 | 142-09528 | Woodlands | MHHS-others | TIRR - OP - WOODLANDS (MP2, STE 270 | TIRR |  |  |  | Battery charger
NO | YES |  |  |  | 129-01327 | 129-01327 | Invivo | 3150 MRI |  | P01792 | Sugar Land-Radiology | MHHS-Sugarland |  |  |  | 129-01327 | 129-01327 | Sugar Land | MHHS-Sugarland | Sugar Land-Radiology | MRI Control Room | 12/1/19 |  | 12/1/20 |  | MONITORS, PHYSIOLOGIC, VITAL SIGNS | Monitor, Cardiac, Fixed | MONITORCARDIACFIXED-Invivo-3150 |  |  |  |  | MONITORCARDIACFIXED-Invivo-3150 | Invivo | [6 empty] | MCH-A | Covered PM Repair - Biomedical | MHHS-Sugarland | [8 empty] | MONITORCARDIACFIXED | Monitor, Cardiac, Fixed | Invivo
NO | YES |  |  |  |  | 041-13489 | Invivo |  |  |  | emorial city-10th floor storage | MHHS-Mem City |  | Power Supply |  |  | 041-13489 | West | Memorial herman memorial city | emorial city-10th floor storage | Memorial city-10th floor storage |  |  |  |  | PHYSIOLOGIC MONITOR MODULES, MULTIPARAMETER |  | POWERSUPPLY-Invivo-3160 | POWERSUPPLY |  |  |  |  | Invivo | Power Supply |  | POWERSUPPLY-Invivo-3160 |  |  |  |  | Covered PM Repair - Biomedical | MHHS-Mem City
NO | NO |  |  |  | 029-07641 |  | Invivo | 3800 S |  | MFD4153 | OPID - (MC) - MEMORIAL CITY - 422 (MP4) | MHHS-OPID |  |  |  | 029-07641 |  | West & Memorial City |  | OPID - (MC) - MEMORIAL CITY - 422 (MP4) | [5 empty] | ELECTROCARDIOGRAPHS |  | .needs class |  |  |  |  | .needs class | Invivo | [7 empty] | Covered PM Repair - Biomedical | MHHS-OPID
NO | YES | Asset Tag 133-07220 |  |  | 133-07220 |  | Invivo |  |  | US00200345 | KATY - RADIOLOGY | MHHS-Katy |  |  |  | 133-07220 |  | Katy |  | KATY - RADIOLOGY |  | 8/30/19 |  |  |  | ELECTROCARDIOGRAPHS |  | .needs class |  |  |  |  | .needs class | Invivo | [7 empty] | Not Covered Vendor Only - Biomedical | MHHS-Katy
NO | YES |  |  |  | 925-00939 | 925-00939 | Invivo |  |  | US42708905 | MHOSH-Radiology | MHHS Orthopedic & Spine |  |  |  | 925-00939 | 925-00939 | Central & Greater Heights | MHHS-Orthopedic & Spine | MHOSH-Radiology |  | 12/13/19 |  |  |  | ELECTROCARDIOGRAPHS |  | .needs class |  |  |  |  | .needs class | Invivo | [5 empty] | MHOSH Inventory Dec 2019 into 2020 - Copy.xls - Newly Verified |  | Not Covered Vendor Only - Biomedical | MHHS Orthopedic & Spine
NO | YES |  |  |  | 069-37197 |  | Invivo |  |  | US42707131 | TMC - RADIOLOGY - MRI | MHHS-TMC |  |  |  | 069-37197 |  | TMC |  | TMC - RADIOLOGY - MRI |  | 11/5/19 |  |  |  | ELECTROCARDIOGRAPHS |  | .needs class |  |  |  |  | .needs class | Invivo | [7 empty] | Not Covered Vendor Only - Lab Ana/Anes | MHHS-TMC
NO | YES |  |  |  | 069-37198 |  | Invivo |  |  | US42707167 | TMC - RADIOLOGY - MRI | MHHS-TMC |  |  |  | 069-37198 |  | TMC |  | TMC - RADIOLOGY - MRI |  | 11/10/19 |  |  |  | ELECTROCARDIOGRAPHS |  | .needs class |  |  |  |  | .needs class | Invivo | [7 empty] | Not Covered Vendor Only - Lab Ana/Anes | MHHS-TMC
NO | YES |  |  |  | 069-37199 |  | Invivo |  |  | US42707117 | TMC - RADIOLOGY - MRI | MHHS-TMC |  |  |  | 069-37199 |  | TMC |  | TMC - RADIOLOGY - MRI |  | 11/10/19 |  |  |  | ELECTROCARDIOGRAPHS |  | .needs class |  |  |  |  | .needs class | Invivo | [7 empty] | Not Covered Vendor Only - Lab Ana/Anes | MHHS-TMC
NO | YES |  |  |  | 069-37200 |  | Invivo |  |  | US42707164 | TMC - RADIOLOGY - MRI | MHHS-TMC |  |  |  | 069-37200 |  | TMC |  | TMC - RADIOLOGY - MRI |  | 11/10/19 |  |  |  | ELECTROCARDIOGRAPHS |  | .needs class |  |  |  |  | .needs class | Invivo | [7 empty] | Not Covered Vendor Only - Lab Ana/Anes | MHHS-TMC
NO | YES |  |  |  | 069-37201 |  | Invivo |  |  | US42707134 | TMC - RADIOLOGY - MRI | MHHS-TMC |  |  |  | 069-37201 |  | TMC |  | TMC - RADIOLOGY - MRI |  | 11/10/19 |  |  |  | ELECTROCARDIOGRAPHS |  | .needs class |  |  |  |  | .needs class | Invivo | [7 empty] | Not Covered Vendor Only - Lab Ana/Anes | MHHS-TMC
NO | YES |  |  |  | 069-37202 |  | Invivo |  |  | US42707168 | TMC - RADIOLOGY - MRI | MHHS-TMC |  |  |  | 069-37202 |  | TMC |  | TMC - RADIOLOGY - MRI |  | 11/10/19 |  |  |  | ELECTROCARDIOGRAPHS |  | .needs class |  |  |  |  | .needs class | Invivo | [7 empty] | Not Covered Vendor Only - Lab Ana/Anes | MHHS-TMC
NO | YES |  |  |  | 069-38938 |  | Invivo |  |  | US42707137 | TMC - RADIOLOGY - MRI | MHHS-TMC |  |  |  | 069-38938 |  | TMC |  | TMC - RADIOLOGY - MRI |  | 11/10/19 |  |  |  | ELECTROCARDIOGRAPHS |  | .needs class |  |  |  |  | .needs class | Invivo | [7 empty] | Not Covered Vendor Only - Lab Ana/Anes | MHHS-TMC
NO | YES |  |  |  | 069-38939 |  | Invivo |  |  | US42707165 | TMC - RADIOLOGY - MRI | MHHS-TMC |  |  |  | 069-38939 |  | TMC |  | TMC - RADIOLOGY - MRI |  | 11/5/19 |  |  |  | ELECTROCARDIOGRAPHS |  | .needs class |  |  |  |  | .needs class | Invivo | [7 empty] | Not Covered Vendor Only - Lab Ana/Anes | MHHS-TMC
NO | YES |  |  |  | 069-40176 |  | Invivo |  |  | US42708730 | TMC - RADIOLOGY - MRI | MHHS-TMC |  |  |  | 069-40176 |  | TMC |  | TMC - RADIOLOGY - MRI |  | 11/10/19 |  |  |  | ELECTROCARDIOGRAPHS |  | .needs class |  |  |  |  | .needs class | Invivo | [7 empty] | Not Covered Vendor Only - Lab Ana/Anes | MHHS-TMC
NO | YES |  |  |  | 069-40177 |  | Invivo |  |  | US42708747 | TMC - RADIOLOGY - MRI | MHHS-TMC |  |  |  | 069-40177 |  | TMC |  | TMC - RADIOLOGY - MRI |  | 11/10/19 |  |  |  | ELECTROCARDIOGRAPHS |  | .needs class |  |  |  |  | .needs class | Invivo | [7 empty] | Not Covered Vendor Only - Biomedical | MHHS-TMC
NO | YES |  |  |  | 029-12444 |  | Invivo |  |  | US408A2289 | WOODLANDS - RADIOLOGY | MHHS-Woodlands |  | Module, SPO2 |  | 029-12444 |  | Woodlands |  | WOODLANDS - RADIOLOGY |  | 12/5/18 |  |  |  | PHYSIOLOGIC MONITOR MODULES, ELECTROCARDIOGRAPHY |  | MODULESPO2-INVIVO-9312 | MODULESPO2 |  |  |  |  | INVIVO | Module, SPO2 |  | MODULESPO2-INVIVO-9312 |  |  |  |  | Covered PM Repair - Biomedical | MHHS-Woodlands
NO | YES |  |  |  | R-005-07298 |  | Invivo | DYNACAD |  | 7B873M1 | SE - RADIOLOGY | MHHS-Southeast |  |  |  | R-005-07298 |  | Southeast & Bay Area |  | SE - RADIOLOGY |  | 1/23/13 |  |  |  | IMAGE STORAGE DEVICES, WORKSTATION |  | MISCELLANEOUS-Invivo-DyanSuite |  |  |  |  | MISCELLANEOUS-Invivo-DyanSuite | Invivo | [7 empty] | Covered PM Repair - Biomedical | MHHS-Southeast
NO | YES |  |  |  | R-069-26754 |  | Invivo | DYNACAD |  |  | TMC - RADIOLOGY - MRI | MHHS-TMC |  |  |  | R-069-26754 |  | TMC |  | TMC - RADIOLOGY - MRI | [5 empty] | IMAGE STORAGE DEVICES, WORKSTATION |  | MISCELLANEOUS-Invivo-DyanSuite |  |  |  |  | MISCELLANEOUS-Invivo-DyanSuite | Invivo | [7 empty] | Covered PM Repair - Biomedical | MHHS-TMC
NO | YES |  |  |  | R-069-26756 |  | Invivo | DYNACAD |  | CD3Y9Z1 | TMC - RADIOLOGY - MRI | MHHS-TMC |  |  |  | R-069-26756 |  | TMC |  | TMC - RADIOLOGY - MRI |  | 8/22/13 |  |  |  | IMAGE STORAGE DEVICES, WORKSTATION |  | MISCELLANEOUS-Invivo-DyanSuite |  |  |  |  | MISCELLANEOUS-Invivo-DyanSuite | Invivo | [7 empty] | Covered PM Repair - Biomedical | MHHS-TMC
NO | NO | [5 empty] | Invivo | DYNACAD |  |  | KATY - CARDIOLOGY | MHHS-Katy | [5 empty] | Katy |  | KATY - CARDIOLOGY | [5 empty] | IMAGE STORAGE DEVICES, WORKSTATION |  | MISCELLANEOUS-Invivo-DyanSuite |  |  |  |  | MISCELLANEOUS-Invivo-DyanSuite | Invivo | [7 empty] | Covered PM Repair - Biomedical | MHHS-Katy
NO | NO |  |  |  | R-005-33517 |  | Invivo | DYNACAD |  |  | OPID - (SE) - VICTORY BREAST CARE (CCC) - 402 | MHHS-OPID |  |  |  | R-005-33517 |  | Southeast & Bay Area |  | OPID - (SE) - VICTORY BREAST CARE (CCC) - 402 | [5 empty] | IMAGE STORAGE DEVICES, WORKSTATION |  | MISCELLANEOUS-Invivo-DyanSuite |  |  |  |  | MISCELLANEOUS-Invivo-DyanSuite | Invivo | [7 empty] | Not Covered Vendor Only - Biomedical | MHHS-OPID
NO | YES |  |  |  | 041-14035 | 041-14035 | Invivo | ESCORT M8 |  | MFD4151 | OPID - (MC) - BOBETTA LINDIG BREAST CARE [MP4-STE300] - 452 | MHHS-OPID |  | Monitor, Cardiac, Fixed |  | 041-14035 | 041-14035 | West | MD Anderson Breast Care with Memorial Hermann - Memorial City (#300) | OPID - (MC) - BOBETTA LINDIG BREAST CARE [MP4-STE300] - 452 | Hall | 6/1/19 |  | 6/1/20 |  | ELECTROCARDIOGRAPHS | Monitor, Cardiac, Fixed | MONITORCARDIACFIXED-Invivo-Escort M8 | MONITORCARDIACFIXED | Escort M8 |  |  |  | Invivo | Monitor, Cardiac, Fixed |  | MONITORCARDIACFIXED-Invivo-Escort M8 |  |  |  | MCH-A | Covered PM Repair - Biomedical | MHHS-OPID | [7 empty] | Monitor, Cardiac, Fixed | MONITORCARDIACFIXED | Monitor, Cardiac, Fixed | Invivo
NO | NO |  |  |  | 009-06461 |  | Invivo | ESCORT M8 |  | MFD4171 | OPID - (MC) - HEDWIG VILLAGE - 469 | MHHS-OPID |  | Monitor, Cardiac, Fixed |  | 009-06461 |  | West & Memorial City |  | OPID - (MC) - HEDWIG VILLAGE - 469 | [5 empty] | ELECTROCARDIOGRAPHS |  | MONITORCARDIACFIXED-Invivo-Escort M8 | MONITORCARDIACFIXED | Escort M8 |  |  |  | Invivo | Monitor, Cardiac, Fixed |  | MONITORCARDIACFIXED-Invivo-Escort M8 |  |  |  |  | Not Covered Vendor Only - Biomedical | MHHS-OPID
NO | YES |  |  |  | 005-08943 |  | Invivo | ESSENTIAL |  | SG11511202 | SE - RADIOLOGY | MHHS-Southeast |  |  |  | 005-08943 |  | Southeast & Bay Area |  | SE - RADIOLOGY |  | 11/4/17 |  |  |  | OXIMETERS, PULSE |  | .needs class | [5 empty] | Invivo | [7 empty] | Covered PM Repair - Biomedical | MHHS-Southeast
NO | YES |  |  |  | R-069-28305 |  | Invivo | ESYS FMRI |  |  | TMC - RADIOLOGY - MRI | MHHS-TMC |  |  |  | R-069-28305 |  | TMC |  | TMC - RADIOLOGY - MRI |  | 7/12/19 |  |  |  | WORKSTATIONS |  | .needs class | [5 empty] | Invivo | [7 empty] | Covered PM Repair - Biomedical | MHHS-TMC
NO | YES | Serial Number TBD |  |  | NEW SensaVue fMRI |  | Invivo | ESYS FMRI |  | TBD | WOODLANDS - RADIOLOGY | MHHS-Woodlands |  |  |  | NEW SensaVue fMRI |  | Woodlands |  | WOODLANDS - RADIOLOGY |  | 1/1/20 |  |  |  | WORKSTATIONS |  | .needs class | [5 empty] | Invivo | [7 empty] | Covered PM Repair - Biomedical | MHHS-Woodlands
NO | YES |  |  |  | 133-09766 | 133-09766 | Invivo | EXPRESSION |  | US93600108 | KATY - MRI | MHHS-Katy |  | Monitor, Cardiac, Fixed |  | 133-09766 | 133-09766 | Katy |  | KATY - MRI | MRI Storage |  |  |  |  | MONITORS, PHYSIOLOGIC, VITAL SIGNS |  | MONITORCARDIACFIXED-Invivo-Expression | MONITORCARDIACFIXED | Expression |  |  |  | Invivo | Monitor, Cardiac, Fixed |  | MONITORCARDIACFIXED-Invivo-Expression |  |  |  |  | Covered PM Repair - Biomedical | MHHS-Katy
NO | YES |  |  |  | 133-07222 |  | Invivo | EXPRESSION |  | US00200373 | KATY - RADIOLOGY | MHHS-Katy |  | Monitor, Cardiac, Fixed |  | 133-07222 |  | Katy |  | KATY - RADIOLOGY |  | 2/22/19 |  |  |  | MONITORS, PHYSIOLOGIC, VITAL SIGNS |  | MONITORCARDIACFIXED-Invivo-Expression | MONITORCARDIACFIXED | Expression |  |  |  | Invivo | Monitor, Cardiac, Fixed |  | MONITORCARDIACFIXED-Invivo-Expression |  |  |  |  | Covered PM Repair - Biomedical | MHHS-Katy
NO | YES |  |  |  | 142-05938 |  | Invivo | EXPRESSION |  | US34600527 | NE - RADIOLOGY | MHHS-Northeast |  | Monitor, Cardiac, Fixed |  | 142-05938 |  | Katy |  | NE - RADIOLOGY |  | 8/7/18 |  |  |  | MONITORS, PHYSIOLOGIC, VITAL SIGNS |  | MONITORCARDIACFIXED-Invivo-Expression | MONITORCARDIACFIXED | Expression |  |  |  | Invivo | Monitor, Cardiac, Fixed |  | MONITORCARDIACFIXED-Invivo-Expression |  |  |  |  | Covered PM Repair - Biomedical | MHHS-Northeast
NO | YES |  |  |  | 129-05866 | 129-05866 | Invivo | EXPRESSION |  | US42706951 | SUGAR LAND - RADIOLOGY | MHHS-Sugarland |  | Monitor, Cardiac, Fixed |  | 129-05866 | 129-05866 | Sugar Land | MHSS-SUGARLAND | SUGAR LAND - RADIOLOGY | MRI |  |  |  |  | MONITORS, PHYSIOLOGIC, VITAL SIGNS |  | MONITORCARDIACFIXED-Invivo-Expression | MONITORCARDIACFIXED | Expression |  |  |  | Invivo | Monitor, Cardiac, Fixed |  | MONITORCARDIACFIXED-Invivo-Expression |  |  |  |  | Covered PM Repair - Biomedical | MHHS-Sugarland
NO | YES |  |  |  | 029-09313 | 029-09313 | Invivo | EXPRESSION |  | US42707140 | WOODLANDS - RADIOLOGY | MHHS-Woodlands |  | Monitor, Cardiac, Fixed |  | 029-09313 | 029-09313 | Woodlands | MHHS-WOODLANDS | WOODLANDS - RADIOLOGY | MRI |  |  |  |  | MONITORS, PHYSIOLOGIC, VITAL SIGNS |  | MONITORCARDIACFIXED-Invivo-Expression | MONITORCARDIACFIXED | Expression |  |  |  | Invivo | Monitor, Cardiac, Fixed |  | MONITORCARDIACFIXED-Invivo-Expression |  |  |  |  | Covered PM Repair - Biomedical | MHHS-Woodlands
NO | YES |  |  |  | 133-10367 | 133-10367 | Invivo | EXPRESSION IP5 |  | US51904425 | KATY - RADIOLOGY | MHHS-Katy |  | System, Interface |  | 133-10367 | 133-10367 | Katy | MHHS - KATY | KATY - RADIOLOGY | MRI |  |  |  |  | MONITORS, PHYSIOLOGIC, VITAL SIGNS |  | SYSTEMINTERFACE-Invivo-Expression IP5 | SYSTEMINTERFACE | Expression IP5 |  |  |  | Invivo | System, Interface |  | SYSTEMINTERFACE-Invivo-Expression IP5 |  |  |  |  | Covered PM Repair - Biomedical | MHHS-Katy
NO | YES |  |  |  | 013-36998 | 013-36998 | Invivo | EXPRESSION IP5 |  | US51901843 | SW - RADIOLOGY | MHHS-Southwest |  | System, Interface |  | 013-36998 | 013-36998 | Southwest |  | SW - RADIOLOGY | MRI |  |  |  |  | MONITORS, PHYSIOLOGIC, VITAL SIGNS |  | SYSTEMINTERFACE-Invivo-Expression IP5 | SYSTEMINTERFACE | Expression IP5 |  |  |  | Invivo | System, Interface |  | SYSTEMINTERFACE-Invivo-Expression IP5 |  |  |  |  | Covered PM Repair - Biomedical | MHHS-Southwest
NO | YES |  |  |  | 129-31182 |  | Invivo | EXPRESSION IP5 |  | US41600903 | SUGAR LAND - RADIOLOGY | MHHS-Sugarland |  | System, Interface |  | 129-31182 |  | Sugar Land |  | SUGAR LAND - RADIOLOGY |  | 11/5/19 |  |  |  | MONITORS, PHYSIOLOGIC, VITAL SIGNS |  | SYSTEMINTERFACE-Invivo-Expression IP5 | SYSTEMINTERFACE | Expression IP5 |  |  |  | Invivo | System, Interface |  | SYSTEMINTERFACE-Invivo-Expression IP5 |  | 12/28/19 |  |  | Covered PM Repair - Biomedical | MHHS-Sugarland
NO | YES |  |  |  | 069-38940 |  | Invivo | EXPRESSION IP5 |  | US41600833 | TMC - RADIOLOGY - MRI | MHHS-TMC |  | System, Interface |  | 069-38940 |  | TMC |  | TMC - RADIOLOGY - MRI |  | 10/31/19 |  |  |  | MONITORS, PHYSIOLOGIC, VITAL SIGNS |  | SYSTEMINTERFACE-Invivo-Expression IP5 | SYSTEMINTERFACE | Expression IP5 |  |  |  | Invivo | System, Interface |  | SYSTEMINTERFACE-Invivo-Expression IP5 |  |  |  |  | Covered PM Repair - Biomedical | MHHS-TMC
NO | YES |  |  |  | 069-38941 |  | Invivo | EXPRESSION IP5 |  | US41600830 | TMC - RADIOLOGY - MRI | MHHS-TMC |  | System, Interface |  | 069-38941 |  | TMC |  | TMC - RADIOLOGY - MRI |  | 10/31/19 |  |  |  | MONITORS, PHYSIOLOGIC, VITAL SIGNS |  | SYSTEMINTERFACE-Invivo-Expression IP5 | SYSTEMINTERFACE | Expression IP5 |  |  |  | Invivo | System, Interface |  | SYSTEMINTERFACE-Invivo-Expression IP5 |  | 3/25/16 |  |  | Covered PM Repair - Biomedical | MHHS-TMC
NO | YES |  |  |  | 069-38942 |  | Invivo | EXPRESSION IP5 |  | US41600814 | TMC - RADIOLOGY - MRI | MHHS-TMC |  | System, Interface |  | 069-38942 |  | TMC |  | TMC - RADIOLOGY - MRI |  | 10/31/19 |  |  |  | MONITORS, PHYSIOLOGIC, VITAL SIGNS |  | SYSTEMINTERFACE-Invivo-Expression IP5 | SYSTEMINTERFACE | Expression IP5 |  |  |  | Invivo | System, Interface |  | SYSTEMINTERFACE-Invivo-Expression IP5 |  | 3/25/16 |  |  | Covered PM Repair - Biomedical | MHHS-TMC
NO | YES |  |  |  | 069-38943 |  | Invivo | EXPRESSION IP5 |  | US41600832 | TMC - RADIOLOGY - MRI | MHHS-TMC |  | System, Interface |  | 069-38943 |  | TMC |  | TMC - RADIOLOGY - MRI |  | 10/31/19 |  |  |  | MONITORS, PHYSIOLOGIC, VITAL SIGNS |  | SYSTEMINTERFACE-Invivo-Expression IP5 | SYSTEMINTERFACE | Expression IP5 |  |  |  | Invivo | System, Interface |  | SYSTEMINTERFACE-Invivo-Expression IP5 |  |  |  |  | Covered PM Repair - Biomedical | MHHS-TMC
NO | YES |  |  |  | 069-40179 |  | Invivo | EXPRESSION IP5 |  | US51901520 | TMC - RADIOLOGY - MRI | MHHS-TMC |  | System, Interface |  | 069-40179 |  | TMC |  | TMC - RADIOLOGY - MRI |  | 10/31/19 |  |  |  | MONITORS, PHYSIOLOGIC, VITAL SIGNS |  | SYSTEMINTERFACE-Invivo-Expression IP5 | SYSTEMINTERFACE | Expression IP5 |  |  |  | Invivo | System, Interface |  | SYSTEMINTERFACE-Invivo-Expression IP5 |  |  |  |  | Covered PM Repair - Biomedical | MHHS-TMC
NO | YES |  |  |  | 029-09314 | 029-09314 | Invivo | EXPRESSION IP5 |  | US41600928 | WOODLANDS - RADIOLOGY | MHHS-Woodlands |  | System, Interface |  | 029-09314 | 029-09314 | Woodlands | MHHS-WOODLANDS | WOODLANDS - RADIOLOGY | MRI |  |  |  |  | MONITORS, PHYSIOLOGIC, VITAL SIGNS |  | SYSTEMINTERFACE-Invivo-Expression IP5 | SYSTEMINTERFACE | Expression IP5 |  |  |  | Invivo | System, Interface |  | SYSTEMINTERFACE-Invivo-Expression IP5 |  |  |  |  | Covered PM Repair - Biomedical | MHHS-Woodlands
YES | YES |  |  |  | 009-33148 | 009-33148 | Invivo | EXPRESSION IP5 |  | US51903770 | WOODLANDS-RADIOLOGY |  |  |  |  | 009-33148 | 009-33148 | Woodlands | MHHS-WOODLANDS | WOODLANDS-RADIOLOGY | MRI |  |  |  |  | MONITORS, PHYSIOLOGIC, VITAL SIGNS
NO | NO |  |  |  | 041-18453 |  | Invivo | EXPRESSION IP5 |  | US41601103 | MEMORIAL CITY - MRI | MHHS-Mem City |  | System, Interface |  | 041-18453 |  | West & Memorial City |  | MEMORIAL CITY - MRI | [5 empty] | MONITORS, PHYSIOLOGIC, VITAL SIGNS |  | SYSTEMINTERFACE-Invivo-Expression IP5 | SYSTEMINTERFACE | Expression IP5 |  |  |  | Invivo | System, Interface |  | SYSTEMINTERFACE-Invivo-Expression IP5 |  |  |  |  | Covered PM Repair - Biomedical | MHHS-Mem City
NO | NO |  |  |  | 041-32909 |  | Invivo | EXPRESSION IP5 |  | US51904731 | MEMORIAL CITY - MRI | MHHS-Mem City |  | System, Interface |  | 041-32909 |  | West & Memorial City |  | MEMORIAL CITY - MRI | [5 empty] | MONITORS, PHYSIOLOGIC, VITAL SIGNS |  | SYSTEMINTERFACE-Invivo-Expression IP5 | SYSTEMINTERFACE | Expression IP5 |  |  |  | Invivo | System, Interface |  | SYSTEMINTERFACE-Invivo-Expression IP5 |  |  |  |  | Covered PM Repair - Biomedical | MHHS-Mem City
NO | YES |  |  |  | 013-37989 | 013-37989 | Invivo | EXPRESSION srand |  | US42709400 | SW - RADIOLOGY | MHHS-Southwest |  | Monitor, Cardiac, Fixed |  | 013-37989 | 013-37989 | Southwest | Memorial Hermann Southwest Hospital | SW - RADIOLOGY | [5 empty] | MONITORS, PHYSIOLOGIC, VITAL SIGNS |  | MONITORCARDIACFIXED-Invivo-Expression | MONITORCARDIACFIXED | Expression |  |  |  | Invivo | Monitor, Cardiac, Fixed |  | MONITORCARDIACFIXED-Invivo-Expression |  |  |  |  | Covered PM Repair - Biomedical | MHHS-Southwest
NO | YES |  |  |  | 005-08944 |  | Invivo | GENERATION 2 |  | 0000A65461 | SE - RADIOLOGY | MHHS-Southeast |  |  |  | 005-08944 |  | Southeast & Bay Area |  | SE - RADIOLOGY |  | 11/4/17 |  |  |  | PHYSIOLOGIC MONITOR MODULES, PULSE OXIMETRY |  | .needs class | [5 empty] | Invivo | [7 empty] | Covered PM Repair - Biomedical | MHHS-Southeast
NO | YES |  |  |  | 005-07249 |  | Invivo | PRECESS 3160DCU |  |  | SE - RADIOLOGY | MHHS-Southeast |  | Monitor, Cardiac, Fixed |  | 005-07249 |  | Southeast & Bay Area |  | SE - RADIOLOGY |  | 1/17/19 |  |  |  | MONITORS, TELEMETRIC |  | MONITORCARDIACFIXED-Invivo-Precess 3160 DCU | MONITORCARDIACFIXED | Precess 3160 DCU |  |  |  | Invivo | Monitor, Cardiac, Fixed |  | MONITORCARDIACFIXED-Invivo-Precess 3160 DCU |  |  |  |  | Covered PM Repair - Biomedical | MHHS-Southeast
NO | YES |  |  |  | 129-31241 | 129-31241 | Invivo | URONAV FUSION BIOPSY SYSTEM |  |  | SUGAR LAND - RADIOLOGY | MHHS-Sugarland |  |  |  | 129-31241 | 129-31241 | Sugar Land | Memorial Hermann Sugar Land Hospital | SUGAR LAND - RADIOLOGY | Respiratory clean room | 9/1/19 |  | 9/1/20 |  | POSITIONING AIDS, RADIOGRAPHIC/RADIOTHERAPUETIC |  | .needs class | [5 empty] | Invivo |  |  |  |  | 4/1/18 |  |  | Covered PM Repair - Biomedical | MHHS-Sugarland
NO | NO |  |  |  | 133-07364 |  | Invivo | URONAV FUSION BIOPSY SYSTEM |  |  | KATY - ULTRASOUND | MHHS-Katy |  |  |  | 133-07364 |  | Katy |  | KATY - ULTRASOUND | [5 empty] | POSITIONING AIDS, RADIOGRAPHIC/RADIOTHERAPUETIC |  | .needs class | [5 empty] | Invivo | [7 empty] | Covered PM Repair - Biomedical | MHHS-Katy
YES | YES |  |  |  | SN000020 | SN000020 | Invivo Research Laboratories | 1.5T Precision shoulder array |  | SN000020 | Radiology |  |  |  |  | SN000020 | SN000020 | Woodlands | Memorial Hermann The Woodlands Medical Center - Imaging Center (#100) | Radiology | Mobile MRI |  |  |  | Serial#. 000020 was already being used added the sn to get in the system
NO | YES | Asset Tag 133-07220 |  |  | 133-07220 | 133-07220 | Invivo Research Laboratories |  |  | US00200345 | KATY - MRI |  |  |  |  | 133-07220 | 133-07220 | Katy |  | KATY - MRI | MRI Storage
YES | YES |  |  |  | 099-14276 | 099-14276 | Invivo Research Laboratories | FMRI |  |  | MRI |  |  |  |  | 099-14276 | 099-14276 | TMC | Memorial Hermann Hospital MRI | MRI | MRI2
YES | YES | [5 empty] | Invivo Research Laboratories | HR knee array |  |  | Radiology | [6 empty] | Woodlands | Memorial Hermann The Woodlands Medical Center - Imaging Center (#100) | Radiology | Mobile MRI
YES | YES |  |  |  | 041-13490 | 041-13490 | Invivo Research Laboratories | Precess 3160 DCU |  | 3160DCU | Memorial City - 10 Floor Storage |  |  |  |  | 041-13490 | 041-13490 | West | Memorial Hermann Memorial City Medical Center | Memorial City - 10 Floor Storage | Memorial City - 10 Floor Storage |  |  |  | No pm sticker
NO | YES | [5 empty] | Invivo Research Laboratories | Precsion breast coil HD |  |  | Radiology | [6 empty] | Woodlands | Memorial Hermann The Woodlands Medical Center | Radiology | GE MRI
YES | YES | [5 empty] | Invivo Research Laboratories | Quad extremity T/R coil |  |  | Radiology | [6 empty] | West | Memorial Hermann Memorial City Medical Center | Radiology | MRI
YES | YES | [5 empty] | Invivo Research Laboratories | Siemens 8ch foot |  |  | Radiology | [6 empty] | Woodlands | Memorial Hermann The Woodlands Medical Center - Imaging Center (#100) | Radiology | Mobile MRI
NO | YES |  |  |  | TRZ117 |  | IOA | 616-09M-750 |  | TRZ0117 | Rental | MHHS-Southeast |  |  |  | TRZ117 |  | Southeast & Bay Area |  | Rental | [7 empty] | .needs class |  | MOTORIZED BARI RECLINER-750LB 27.5"W |  |  | .needs class | [6 empty] | Verified as Rental |  |  | MHHS-Southeast
NO | YES |  |  |  | TRZ187 |  | IOA | 616-09M-750 |  |  | Rental | MHHS-Sugarland |  |  |  | TRZ187 |  | Sugar Land |  | Rental | [7 empty] | .needs class |  | MOTORIZED BARI RECLINER-750LB 27.5"W |  |  | .needs class | [6 empty] | Verified as Rental |  |  | MHHS-Sugarland
NO | YES |  |  |  | TRZ271 |  | IOA | 616-09M-750 |  | TRZ0271 | Rental | MHHS-Sugarland |  |  |  | TRZ271 |  | Sugar Land |  | Rental | [7 empty] | .needs class |  | MOTORIZED BARI RECLINER-750LB 27.5"W |  |  | .needs class | [6 empty] | Verified as Rental |  |  | MHHS-Sugarland
NO | YES |  |  |  | TRZ313 |  | IOA | 616-09M-750 |  | TRZ0313 | Rental | MHHS-Woodlands |  |  |  | TRZ313 |  | Woodlands |  | Rental | [7 empty] | .needs class |  | MOTORIZED BARI RECLINER-750LB 27.5"W |  |  | .needs class | [6 empty] | Verified as Rental |  |  | MHHS-Woodlands
YES | YES |  |  |  | 005-11066 | 005-11066 | Iomed | Phoresor 2 Auto #PM850 |  |  | SMR - (PL) - PEARLAND EAST |  |  |  |  | 005-11066 | 005-11066 | Pearland |  | SMR - (PL) - PEARLAND EAST |  | 2/1/19 | 2/1/20
YES | YES |  |  |  | 005-03972 | 005-03972 | Iomed | Phoresor PM900 |  |  | SMR - (PL) - PEARLAND EAST |  |  |  |  | 005-03972 | 005-03972 | Pearland |  | SMR - (PL) - PEARLAND EAST |  | 2/1/19 | 2/1/20
NO | NO | [5 empty] | IOPI Medical, LLC. |  |  |  | TIRR - SPEECH DEPARTMENT | MHHS-TIRR |  | Dynamometer |  |  |  | TMC |  | TIRR - SPEECH DEPARTMENT | [5 empty] | ANALYZERS, PHYSIOLOGIC, BODY COMPOSITION |  | DYNAMOMETER-IOPIMED-2.1 | DYNAMOMETER |  |  |  |  | IOPIMED | Dynamometer |  |  | DYNAMOMETER-IOPIMED-2.1 |  |  |  | Covered PM Repair - Biomedical | MHHS-TIRR
NO | NO |  |  |  | 241-03275 |  | IOPI Medical, LLC. |  |  |  | TIRR - SPEECH DEPARTMENT | MHHS-TIRR |  | Dynamometer |  | 241-03275 |  | TMC |  | TIRR - SPEECH DEPARTMENT | [5 empty] | ANALYZERS, PHYSIOLOGIC, BODY COMPOSITION |  | DYNAMOMETER-IOPIMED-2.1 | DYNAMOMETER |  |  |  |  | IOPIMED | Dynamometer |  |  | DYNAMOMETER-IOPIMED-2.1 |  |  |  | Covered PM Repair - Respiratory/Steriliz | MHHS-TIRR
NO | NO |  |  |  | 009-10326 |  | IOPI Medical, LLC. |  |  |  | TIRR - GREATER HEIGHTS | MHHS-TIRR |  | Dynamometer |  | 009-10326 |  | Central & Greater Heights |  | TIRR - GREATER HEIGHTS | [5 empty] | ANALYZERS, PHYSIOLOGIC, BODY COMPOSITION |  | DYNAMOMETER-IOPIMED-2.3 | DYNAMOMETER |  |  |  |  | IOPIMED | Dynamometer |  |  | DYNAMOMETER-IOPIMED-2.3 |  |  |  | Covered PM Repair - Biomedical | MHHS-TIRR
YES | YES |  |  |  | 142-09388 | 142-09388 | IOPIMED |  |  |  | TIRR - SUGAR LAND |  |  |  |  | 142-09388 | 142-09388 | Sugar Land | Memorial Herman Sugarland Hospital | TIRR - SUGAR LAND |  |  |  |  | No pm |  | Dynamometer | DYNAMOMETER-IOPIMED-2.3 | [23 empty] | DYNAMOMETER | Dynamometer | IOPIMED
NO | YES |  |  |  | 041-20401 | 041-20401 | IRadimed Corp |  |  | IR60102174 | MEMORIAL CITY - MRI | MHHS-Mem City |  | Pump, Infusion |  | 041-20401 | 041-20401 | West |  | MEMORIAL CITY - MRI | [5 empty] | INFUSION PUMPS |  | PUMPINFUSION-IRadimed Corp-3860 | PUMPINFUSION |  |  |  |  | IRadimed Corp | Pump, Infusion |  | PUMPINFUSION-IRadimed Corp-3860 |  |  |  |  | Covered PM Repair - Biomedical | MHHS-Mem City
NO | YES |  |  |  | 142-08305 |  | IRadimed Corp |  |  | IR60104290 | NE - RADIOLOGY | MHHS-Northeast |  | Pump, Infusion |  | 142-08305 |  | Katy |  | NE - RADIOLOGY |  | 8/9/19 |  |  |  | INFUSION PUMPS |  | PUMPINFUSION-IRadimed Corp-3860 | PUMPINFUSION |  |  |  |  | IRadimed Corp | Pump, Infusion |  | PUMPINFUSION-IRadimed Corp-3860 |  | 3/3/15 |  |  | Covered PM Repair - Biomedical | MHHS-Northeast
NO | YES |  |  |  | 145-00841 | 145-00841 | IRadimed Corp |  |  | IR60102368 | Pearland-Radiology | MHHS-Pearland Hospital |  |  |  | 145-00841 | 145-00841 | Pearland | MHHS-Pearland Hospital | Pearland-Radiology | MRI Procedure | 12/1/20 | 12/1/19 |  |  | INFUSION PUMPS, MULTICHANNEL | Pump, Infusion | PUMPINFUSION-IRadimed Corp-mRidium 3860 Plus |  |  |  |  | PUMPINFUSION-IRadimed Corp-mRidium 3860 Plus | IRadimed Corp |  |  |  |  | 2/1/15 |  | PUI-A | Covered PM Repair - Biomedical | MHHS-Pearland Hospital | [7 empty] | Pump, Infusion | PUMPINFUSION | Pump, Infusion | IRadimed Corp
NO | YES |  |  |  | 145-00843 | 145-00843 | IRadimed Corp |  |  | IR60102369 | MH MG-(PL)-Pearland Multi-Specialty (Mp 2) | MHHS-Pearland Hospital |  |  |  | 145-00843 | 145-00843 | Pearland | MHHS-MG | MH MG-(PL)-Pearland Multi-Specialty (Mp 2) | Radiology |  |  |  |  | INFUSION PUMPS, MULTICHANNEL | Pump, Infusion | PUMPINFUSION-IRadimed Corp-mRidium 3860 Plus |  |  |  |  | PUMPINFUSION-IRadimed Corp-mRidium 3860 Plus | IRadimed Corp |  |  |  |  | 3/3/15 |  | PUI-A | Covered PM Repair - Biomedical | MHHS-Pearland Hospital | [7 empty] | Pump, Infusion | PUMPINFUSION | Pump, Infusion | IRadimed Corp
NO | YES |  |  |  | 129-06632 | 129-06632 | IRadimed Corp | 3860 |  | IR60102437 | SUGAR LAND - RADIOLOGY | MHHS-Sugarland |  |  |  | 129-06632 | 129-06632 | Sugar Land | MHHS-SUGARLAND | SUGAR LAND - RADIOLOGY | MRI |  |  |  |  | INFUSION PUMPS, MULTICHANNEL |  | PUMPINFUSION-IRadimed Corp-mRidium 3860 Plus |  |  |  |  | PUMPINFUSION-IRadimed Corp-mRidium 3860 Plus | IRadimed Corp |  |  |  |  | 3/3/15 |  |  | Covered PM Repair - Biomedical | MHHS-Sugarland
NO | YES |  |  |  | 029-10376 | 029-10377 | IRadimed Corp | 3860 |  | IR60102494 | WOODLANDS - RADIOLOGY | MHHS-Woodlands |  |  |  | 029-10376 | 029-10377 | Woodlands | MHHS-WOODLANDS | WOODLANDS - RADIOLOGY | MRI EQUIPMENT RM |  |  |  |  | INFUSION PUMPS, MULTICHANNEL |  | PUMPINFUSION-IRadimed Corp-mRidium 3860 Plus |  |  |  |  | PUMPINFUSION-IRadimed Corp-mRidium 3860 Plus | IRadimed Corp |  |  |  |  | 3/3/15 |  |  | Covered PM Repair - Biomedical | MHHS-Woodlands
NO | YES |  |  |  | 029-10377 | 029-10377 | IRadimed Corp | 3860 |  | IR60102497 | WOODLANDS - RADIOLOGY | MHHS-Woodlands |  |  |  | 029-10377 | 029-10377 | Woodlands | MHHS-WOODLANDS | WOODLANDS - RADIOLOGY | MRI EQUIPMENT RM |  |  |  | One time inspection | INFUSION PUMPS, MULTICHANNEL |  | PUMPINFUSION-IRadimed Corp-mRidium 3860 Plus |  |  |  |  | PUMPINFUSION-IRadimed Corp-mRidium 3860 Plus | IRadimed Corp |  |  |  |  | 3/11/15 |  |  | Covered PM Repair - Biomedical | MHHS-Woodlands
NO | NO |  |  |  | 151-01489 |  | IRadimed Corp |  |  | IR60103053 | CY - IMAGING | MHHS-Cypress |  | Pump, Infusion |  | 151-01489 |  | Northwest & Cypress |  | CY - IMAGING | [5 empty] | INFUSION PUMPS |  | PUMPINFUSION-IRadimed Corp-3860 | PUMPINFUSION |  |  |  |  | IRadimed Corp | Pump, Infusion |  | PUMPINFUSION-IRadimed Corp-3860 |  |  |  |  | Covered PM Repair - Biomedical | MHHS-Cypress
NO | YES |  |  |  | 009-33428 |  | IRadimed Corp | 3860+ |  | IR60103715 | GH - RADIOLOGY | MHHS-Greater Heights |  |  |  | 009-33428 |  | Central & Greater Heights |  | GH - RADIOLOGY |  | 6/27/19 |  |  |  | INFUSION PUMPS, MULTICHANNEL |  | PUMPINFUSION-IRadimed Corp-mRidium 3860 Plus |  |  |  |  | PUMPINFUSION-IRadimed Corp-mRidium 3860 Plus | IRadimed Corp |  |  |  |  | 3/3/15 |  |  | Covered PM Repair - Biomedical | MHHS-Greater Heights
NO | YES |  |  |  | 005-11621 |  | IRadimed Corp | 3860+ |  | IR60102994 | SE - RADIOLOGY | MHHS-Southeast |  |  |  | 005-11621 |  | Southeast & Bay Area |  | SE - RADIOLOGY |  | 3/4/19 |  |  |  | INFUSION PUMPS, MULTICHANNEL |  | PUMPINFUSION-IRadimed Corp-mRidium 3860 Plus |  |  |  |  | PUMPINFUSION-IRadimed Corp-mRidium 3860 Plus | IRadimed Corp |  |  |  |  | 3/3/15 |  |  | Covered PM Repair - Biomedical | MHHS-Southeast
NO | YES |  |  |  | 069-37317 |  | IRadimed Corp | 3860+ |  | IR60102333 | TMC - RADIOLOGY - MRI | MHHS-TMC |  |  |  | 069-37317 |  | TMC |  | TMC - RADIOLOGY - MRI |  | 4/11/19 |  |  |  | INFUSION PUMPS, MULTICHANNEL |  | PUMPINFUSION-IRadimed Corp-mRidium 3860 Plus |  |  |  |  | PUMPINFUSION-IRadimed Corp-mRidium 3860 Plus | IRadimed Corp |  |  |  |  | 3/3/15 |  |  | Covered PM Repair - Biomedical | MHHS-TMC
NO | YES |  |  |  | 069-37318 |  | IRadimed Corp | 3860+ |  | IR60102318 | TMC - RADIOLOGY - MRI | MHHS-TMC |  |  |  | 069-37318 |  | TMC |  | TMC - RADIOLOGY - MRI |  | 4/11/19 |  |  |  | INFUSION PUMPS, MULTICHANNEL |  | PUMPINFUSION-IRadimed Corp-mRidium 3860 Plus |  |  |  |  | PUMPINFUSION-IRadimed Corp-mRidium 3860 Plus | IRadimed Corp |  |  |  |  | 3/3/15 |  |  | Covered PM Repair - Biomedical | MHHS-TMC
NO | YES |  |  |  | 069-37319 |  | IRadimed Corp | 3860+ |  | IR60102320 | TMC - RADIOLOGY - MRI | MHHS-TMC |  |  |  | 069-37319 |  | TMC |  | TMC - RADIOLOGY - MRI |  | 4/17/19 |  |  |  | INFUSION PUMPS, MULTICHANNEL |  | PUMPINFUSION-IRadimed Corp-mRidium 3860 Plus |  |  |  |  | PUMPINFUSION-IRadimed Corp-mRidium 3860 Plus | IRadimed Corp |  |  |  |  | 3/3/15 |  |  | Covered PM Repair - Biomedical | MHHS-TMC
NO | YES |  |  |  | 069-37320 |  | IRadimed Corp | 3860+ |  | IR60102324 | TMC - RADIOLOGY - MRI | MHHS-TMC |  |  |  | 069-37320 |  | TMC |  | TMC - RADIOLOGY - MRI |  | 4/11/19 |  |  |  | INFUSION PUMPS, MULTICHANNEL |  | PUMPINFUSION-IRadimed Corp-mRidium 3860 Plus |  |  |  |  | PUMPINFUSION-IRadimed Corp-mRidium 3860 Plus | IRadimed Corp |  |  |  |  | 3/3/15 |  |  | Covered PM Repair - Biomedical | MHHS-TMC
NO | YES |  |  |  | 069-37321 |  | IRadimed Corp | 3860+ |  | IR60102329 | TMC - RADIOLOGY - MRI | MHHS-TMC |  |  |  | 069-37321 |  | TMC |  | TMC - RADIOLOGY - MRI |  | 4/11/19 |  |  |  | INFUSION PUMPS, MULTICHANNEL |  | PUMPINFUSION-IRadimed Corp-mRidium 3860 Plus |  |  |  |  | PUMPINFUSION-IRadimed Corp-mRidium 3860 Plus | IRadimed Corp |  |  |  |  | 3/3/15 |  |  | Covered PM Repair - Biomedical | MHHS-TMC
NO | YES |  |  |  | 069-37322 |  | IRadimed Corp | 3860+ |  | IR60102322 | TMC - RADIOLOGY - MRI | MHHS-TMC |  |  |  | 069-37322 |  | TMC |  | TMC - RADIOLOGY - MRI |  | 4/11/19 |  |  |  | INFUSION PUMPS, MULTICHANNEL |  | PUMPINFUSION-IRadimed Corp-mRidium 3860 Plus |  |  |  |  | PUMPINFUSION-IRadimed Corp-mRidium 3860 Plus | IRadimed Corp |  |  |  |  | 3/3/15 |  |  | Covered PM Repair - Biomedical | MHHS-TMC
NO | YES |  |  |  | 009-33429 |  | IRadimed Corp | 3861 SIDECAR CHANNEL |  | IR61102691 | GH - RADIOLOGY | MHHS-Greater Heights |  |  |  | 009-33429 |  | Central & Greater Heights |  | GH - RADIOLOGY |  | 6/27/19 |  |  |  | INFUSION PUMPS, MULTICHANNEL |  | PUMPINFUSION-IRadimed Corp-mRidium 3861 |  |  |  |  | PUMPINFUSION-IRadimed Corp-mRidium 3861 | IRadimed Corp |  |  |  |  | 3/3/15 |  |  | Covered PM Repair - Biomedical | MHHS-Greater Heights
NO | YES |  |  |  | 142-08306 |  | IRadimed Corp | 3861 SIDECAR CHANNEL |  | IR61103182 | NE - RADIOLOGY | MHHS-Northeast |  |  |  | 142-08306 |  | Katy |  | NE - RADIOLOGY |  | 8/9/19 |  |  |  | INFUSION PUMPS, MULTICHANNEL |  | PUMPINFUSION-IRadimed Corp-mRidium 3861 |  |  |  |  | PUMPINFUSION-IRadimed Corp-mRidium 3861 | IRadimed Corp |  |  |  |  | 3/3/15 |  |  | Covered PM Repair - Biomedical | MHHS-Northeast
NO | YES |  |  |  | 129-06633 | 129-06633 | IRadimed Corp | 3861 SIDECAR CHANNEL |  | IR61101614 | SUGAR LAND - RADIOLOGY | MHHS-Sugarland |  |  |  | 129-06633 | 129-06633 | Sugar Land | MHSS-SUGARLAND | SUGAR LAND - RADIOLOGY | MRI |  |  |  |  | INFUSION PUMPS, MULTICHANNEL |  | PUMPINFUSION-IRadimed Corp-mRidium 3861 |  |  |  |  | PUMPINFUSION-IRadimed Corp-mRidium 3861 | IRadimed Corp |  |  |  |  | 3/3/15 |  |  | Covered PM Repair - Biomedical | MHHS-Sugarland
NO | YES |  |  |  | 069-37323 |  | IRadimed Corp | 3861 SIDECAR CHANNEL |  | IR61101529 | TMC - RADIOLOGY - MRI | MHHS-TMC |  |  |  | 069-37323 |  | TMC |  | TMC - RADIOLOGY - MRI |  | 4/11/19 |  |  |  | INFUSION PUMPS, MULTICHANNEL |  | PUMPINFUSION-IRadimed Corp-mRidium 3861 |  |  |  |  | PUMPINFUSION-IRadimed Corp-mRidium 3861 | IRadimed Corp |  |  |  |  | 3/3/15 |  |  | Covered PM Repair - Biomedical | MHHS-TMC
NO | YES |  |  |  | 069-37324 |  | IRadimed Corp | 3861 SIDECAR CHANNEL |  | IR61101520 | TMC - RADIOLOGY - MRI | MHHS-TMC |  |  |  | 069-37324 |  | TMC |  | TMC - RADIOLOGY - MRI |  | 4/11/19 |  |  |  | INFUSION PUMPS, MULTICHANNEL |  | PUMPINFUSION-IRadimed Corp-mRidium 3861 |  |  |  |  | PUMPINFUSION-IRadimed Corp-mRidium 3861 | IRadimed Corp |  |  |  |  | 3/3/15 |  |  | Covered PM Repair - Biomedical | MHHS-TMC
NO | YES |  |  |  | 069-37325 |  | IRadimed Corp | 3861 SIDECAR CHANNEL |  | IR61101533 | TMC - RADIOLOGY - MRI | MHHS-TMC |  |  |  | 069-37325 |  | TMC |  | TMC - RADIOLOGY - MRI |  | 4/11/19 |  |  |  | INFUSION PUMPS, MULTICHANNEL |  | PUMPINFUSION-IRadimed Corp-mRidium 3861 |  |  |  |  | PUMPINFUSION-IRadimed Corp-mRidium 3861 | IRadimed Corp |  |  |  |  | 3/3/15 |  |  | Covered PM Repair - Biomedical | MHHS-TMC
NO | YES |  |  |  | 069-37326 |  | IRadimed Corp | 3861 SIDECAR CHANNEL |  | IR61101521 | TMC - RADIOLOGY - MRI | MHHS-TMC |  |  |  | 069-37326 |  | TMC |  | TMC - RADIOLOGY - MRI |  | 4/11/19 |  |  |  | INFUSION PUMPS, MULTICHANNEL |  | PUMPINFUSION-IRadimed Corp-mRidium 3861 |  |  |  |  | PUMPINFUSION-IRadimed Corp-mRidium 3861 | IRadimed Corp |  |  |  |  | 3/3/15 |  |  | Covered PM Repair - Biomedical | MHHS-TMC
NO | YES |  |  |  | 069-37327 |  | IRadimed Corp | 3861 SIDECAR CHANNEL |  | IR61101522 | TMC - RADIOLOGY - MRI | MHHS-TMC |  |  |  | 069-37327 |  | TMC |  | TMC - RADIOLOGY - MRI |  | 4/11/19 |  |  |  | INFUSION PUMPS, MULTICHANNEL |  | PUMPINFUSION-IRadimed Corp-mRidium 3861 |  |  |  |  | PUMPINFUSION-IRadimed Corp-mRidium 3861 | IRadimed Corp |  |  |  |  | 3/3/15 |  |  | Covered PM Repair - Biomedical | MHHS-TMC
NO | YES |  |  |  | 069-37328 |  | IRadimed Corp | 3861 SIDECAR CHANNEL |  | IR61101531 | TMC - RADIOLOGY - MRI | MHHS-TMC |  |  |  | 069-37328 |  | TMC |  | TMC - RADIOLOGY - MRI |  | 4/17/19 |  |  |  | INFUSION PUMPS, MULTICHANNEL |  | PUMPINFUSION-IRadimed Corp-mRidium 3861 |  |  |  |  | PUMPINFUSION-IRadimed Corp-mRidium 3861 | IRadimed Corp |  |  |  |  | 3/3/15 |  |  | Covered PM Repair - Biomedical | MHHS-TMC
NO | NO |  |  |  | 151-01490 |  | IRadimed Corp | 3861 SIDECAR CHANNEL |  | IR61102124 | CY - IMAGING | MHHS-Cypress |  |  |  | 151-01490 |  | Northwest & Cypress |  | CY - IMAGING | [5 empty] | INFUSION PUMPS, MULTICHANNEL |  | PUMPINFUSION-IRadimed Corp-mRidium 3861 |  |  |  |  | PUMPINFUSION-IRadimed Corp-mRidium 3861 | IRadimed Corp | [7 empty] | Covered PM Repair - Biomedical | MHHS-Cypress
NO | YES |  |  |  | 151-01491 | 151-01491 | IRadimed Corp |  |  | IR65101720 | CY - IMAGING | MHHS-Cypress |  |  |  | 151-01491 | 151-01491 | Northwest | Cypress | CY - IMAGING | MRI (M1:122.3) | 4/1/19 | 4/1/20 |  |  | DISPLAY, REMOTE | Controller, Infusion Pump | CONTROLLERINFUSIONPUMP-IRadimed Corp-MRidium 3865 |  |  |  |  | CONTROLLERINFUSIONPUMP-IRadimed Corp-MRidium 3865 | IRadimed Corp |  |  |  |  | 2/1/15 |  | CPI-A | Covered PM Repair - Biomedical | MHHS-Cypress | [8 empty] | CONTROLLERINFUSIONPUMP | Controller, Infusion Pump | IRadimed Corp
NO | YES |  |  |  | 009-33427 |  | IRadimed Corp |  |  | IR5102180 | GH - RADIOLOGY | MHHS-Greater Heights |  |  |  | 009-33427 |  | Central & Greater Heights |  | GH - RADIOLOGY |  | 6/27/19 |  |  |  | DISPLAY, REMOTE |  | CONTROLLERINFUSIONPUMP-IRadimed Corp-MRidium 3865 |  |  |  |  | CONTROLLERINFUSIONPUMP-IRadimed Corp-MRidium 3865 | IRadimed Corp | [7 empty] | Covered PM Repair - Biomedical | MHHS-Greater Heights
NO | YES |  |  |  | 142-08304 |  | IRadimed Corp |  |  | IR65102620 | NE - RADIOLOGY | MHHS-Northeast |  |  |  | 142-08304 |  | Katy |  | NE - RADIOLOGY |  | 8/9/19 |  |  |  | DISPLAY, REMOTE |  | CONTROLLERINFUSIONPUMP-IRadimed Corp-MRidium 3865 |  |  |  |  | CONTROLLERINFUSIONPUMP-IRadimed Corp-MRidium 3865 | IRadimed Corp |  |  |  |  | 2/1/15 |  |  | Covered PM Repair - Biomedical | MHHS-Northeast
NO | YES |  |  |  | 069-37329 |  | IRadimed Corp |  |  | IR65101261 | TMC - RADIOLOGY - MRI | MHHS-TMC |  |  |  | 069-37329 |  | TMC |  | TMC - RADIOLOGY - MRI |  | 4/9/19 |  |  |  | DISPLAY, REMOTE |  | CONTROLLERINFUSIONPUMP-IRadimed Corp-MRidium 3865 |  |  |  |  | CONTROLLERINFUSIONPUMP-IRadimed Corp-MRidium 3865 | IRadimed Corp |  |  |  |  | 3/3/15 |  |  | Covered PM Repair - Biomedical | MHHS-TMC
NO | YES |  |  |  | 069-37330 |  | IRadimed Corp |  |  | IR65101260 | TMC - RADIOLOGY - MRI | MHHS-TMC |  |  |  | 069-37330 |  | TMC |  | TMC - RADIOLOGY - MRI |  | 4/9/19 |  |  |  | DISPLAY, REMOTE |  | CONTROLLERINFUSIONPUMP-IRadimed Corp-MRidium 3865 |  |  |  |  | CONTROLLERINFUSIONPUMP-IRadimed Corp-MRidium 3865 | IRadimed Corp |  |  |  |  | 6/4/15 |  |  | Covered PM Repair - Biomedical | MHHS-TMC
NO | YES |  |  |  | 069-37331 |  | IRadimed Corp |  |  | IR65101263 | TMC - RADIOLOGY - MRI | MHHS-TMC |  |  |  | 069-37331 |  | TMC |  | TMC - RADIOLOGY - MRI |  | 4/9/19 |  |  |  | DISPLAY, REMOTE |  | CONTROLLERINFUSIONPUMP-IRadimed Corp-MRidium 3865 |  |  |  |  | CONTROLLERINFUSIONPUMP-IRadimed Corp-MRidium 3865 | IRadimed Corp |  |  |  |  | 6/4/15 |  |  | Covered PM Repair - Biomedical | MHHS-TMC
NO | YES |  |  |  | 069-37332 |  | IRadimed Corp |  |  | IR65101222 | TMC - RADIOLOGY - MRI | MHHS-TMC |  |  |  | 069-37332 |  | TMC |  | TMC - RADIOLOGY - MRI |  | 4/9/19 |  |  |  | DISPLAY, REMOTE |  | CONTROLLERINFUSIONPUMP-IRadimed Corp-MRidium 3865 |  |  |  |  | CONTROLLERINFUSIONPUMP-IRadimed Corp-MRidium 3865 | IRadimed Corp |  |  |  |  | 3/3/15 |  |  | Covered PM Repair - Biomedical | MHHS-TMC
NO | YES |  |  |  | 069-37333 |  | IRadimed Corp |  |  | IR65101220 | TMC - RADIOLOGY - MRI | MHHS-TMC |  |  |  | 069-37333 |  | TMC |  | TMC - RADIOLOGY - MRI |  | 4/9/19 |  |  |  | DISPLAY, REMOTE |  | CONTROLLERINFUSIONPUMP-IRadimed Corp-MRidium 3865 |  |  |  |  | CONTROLLERINFUSIONPUMP-IRadimed Corp-MRidium 3865 | IRadimed Corp |  |  |  |  | 7/8/15 |  |  | Covered PM Repair - Biomedical | MHHS-TMC
NO | YES |  |  |  | 069-37334 |  | IRadimed Corp |  |  | IR65101223 | TMC - RADIOLOGY - MRI | MHHS-TMC |  |  |  | 069-37334 |  | TMC |  | TMC - RADIOLOGY - MRI |  | 4/9/19 |  |  |  | DISPLAY, REMOTE |  | CONTROLLERINFUSIONPUMP-IRadimed Corp-MRidium 3865 |  |  |  |  | CONTROLLERINFUSIONPUMP-IRadimed Corp-MRidium 3865 | IRadimed Corp |  |  |  |  | 7/8/14 |  |  | Covered PM Repair - Biomedical | MHHS-TMC
NO | YES |  |  |  | 029-10378 | 029-10378 | IRadimed Corp |  |  | IR65101333 | WOODLANDS - RADIOLOGY | MHHS-Woodlands |  |  |  | 029-10378 | 029-10378 | Woodlands | MHHS-WOODLANDS | WOODLANDS - RADIOLOGY | MRI |  |  |  |  | DISPLAY, REMOTE |  | CONTROLLERINFUSIONPUMP-IRadimed Corp-MRidium 3865 |  |  |  |  | CONTROLLERINFUSIONPUMP-IRadimed Corp-MRidium 3865 | IRadimed Corp |  |  |  |  | 2/1/15 |  |  | Covered PM Repair - Biomedical | MHHS-Woodlands
NO | NO |  |  |  | IR3885T1051 |  | IRadimed Corp | 3885T |  | IR3885T1051 | TMC - MHTMC - NON HOSPITAL-OWNED | MHHS-TMC |  | Computer, Laptop, Tablet, PC |  | IR3885T1051 |  | TMC |  | TMC - MHTMC - NON HOSPITAL-OWNED | [5 empty] | MONITORS, PHYSIOLOGIC, VITAL SIGNS |  | COMLAP-IRadimed Corp-3885T | COMLAP | 3885T |  |  |  | IRadimed Corp | Computer, Laptop, Tablet, PC |  | COMLAP-IRadimed Corp-3885T |  |  |  |  | Covered PM Repair - Biomedical | MHHS-TMC
NO | NO |  |  |  | IR3885t1069 |  | IRadimed Corp | 3885T |  | IR3885t1069 | TMC - MHTMC - NON HOSPITAL-OWNED | MHHS-TMC |  | Computer, Laptop, Tablet, PC |  | IR3885t1069 |  | TMC |  | TMC - MHTMC - NON HOSPITAL-OWNED | [5 empty] | MONITORS, PHYSIOLOGIC, VITAL SIGNS |  | COMLAP-IRadimed Corp-3885T | COMLAP | 3885T |  |  |  | IRadimed Corp | Computer, Laptop, Tablet, PC |  | COMLAP-IRadimed Corp-3885T |  |  |  |  | Covered PM Repair - Biomedical | MHHS-TMC
YES | YES |  |  |  | 145-00842 | 145-00842 | IRadimed Corp | mRidium 3860 Plus |  | IR61101560 | PEARLAND - RADIOLOGY |  |  |  |  | 145-00842 | 145-00842 | Pearland | Memorial Hermann Pearland Hospital | PEARLAND - RADIOLOGY | MRI Procedure |  | 2/1/20 |  |  |  | Pump, Infusion | PUMPINFUSION-IRadimed Corp-mRidium 3860 Plus | [12 empty] | PUI-A | [9 empty] | Pump, Infusion | PUMPINFUSION | Pump, Infusion | IRadimed Corp
NO | YES |  |  |  | 013-17545 | 013-17545 | IRIDEX Corporation | OCULIGHT |  | TX1352RevB | SW-OR | MHHS-Southwest |  |  |  | 013-17545 | 013-17545 | Southwest | MHHS-Southwest | SW-OR | Or core | 7/1/19 |  | 1/1/20 |  | LASERS |  | .needs class | [5 empty] | IRIDEX Corp |  |  |  |  | 1/1/14 |  |  | Not Covered Vendor Only - Biomedical | MHHS-Southwest
NO | NO |  |  |  | 069-20297 |  | IRIDEX Corporation | OCULIGHT GL |  | GL15348F30 | TMC - OR - ROBERTSON (2R) | MHHS-TMC |  | Laser, Diode |  | 069-20297 |  | TMC |  | TMC - OR - ROBERTSON (2R) | [5 empty] | LASERS |  | LASERDIODE-IRIDEX Corp-Oculight GL | LASERDIODE | Oculight GL |  |  |  | IRIDEX Corp | Laser, Diode |  | LASERDIODE-IRIDEX Corp-Oculight GL |  |  |  |  | Not Covered Vendor Only - Biomedical | MHHS-TMC
NO | YES |  |  |  | 013-12173 | 013-12173 | IRIDEX Corporation | OCULIGHT GLX |  | GL15518C30 | SW-OR | MHHS-Southwest |  | Laser, Diode |  | 013-12173 | 013-12173 | Southwest | MHHS-Southwest | SW-OR | OR 8 | 9/1/19 |  | 1/1/20 |  | LASERS | Laser, Diode | LASERDIODE-IRIDEX Corp-Oculight GLx | LASERDIODE | Oculight GLx |  |  |  | IRIDEX Corp | Laser, Diode |  | LASERDIODE-IRIDEX Corp-Oculight GLx |  | 1/1/14 |  | LAS-SA | Not Covered Vendor Only - Biomedical | MHHS-Southwest | [8 empty] | LASERDIODE | Laser, Diode | IRIDEX Corp
NO | NO | [5 empty] | Iridium Communications Inc. | 9505A |  |  | TIRR - SAT PHONE | MHHS-TIRR | [5 empty] | TMC |  | TIRR - SAT PHONE | [5 empty] | NON-CLINICAL EQUIPMENT |  | .needs class |  |  |  |  | .needs class | [8 empty] | Covered PM Repair - Biomedical | MHHS-TIRR
NO | NO | [5 empty] | Iridium Communications Inc. | 9505A |  |  | TMC - HERMANN - ADULT ER (1HP) | MHHS-TMC | [5 empty] | TMC |  | TMC - HERMANN - ADULT ER (1HP) | [5 empty] | NON-CLINICAL EQUIPMENT |  | .needs class |  |  |  |  | .needs class | [8 empty] | Covered PM Repair - Biomedical | MHHS-TMC
YES | YES |  |  |  | 151-03631 | 151-03631 | Iris | Ichem velocity |  | CV04269 | Lab |  |  |  |  | 151-03631 | 151-03631 | Cypress | Cypress | Lab | Hematology | 12/1/19 | 12/1/20
YES | YES |  |  |  | 151-03630 | 151-03630 | Iris | Ichem velocity |  | C15789 | Lab |  |  |  |  | 151-03630 | 151-03630 | Cypress | Cypress | Lab | Hematology | 2/1/20 | 12/1/20
YES | YES |  |  |  | 583-01521 | 583-01521 | Iris | ichem velocity |  | V03189 | [5 empty] | 583-01521 | 583-01521 |  | Lab |  | Lab
YES | YES |  |  |  | 583-01520 | 583-01520 | Iris | ichem velocity | [7 empty] | 583-01520 | 583-01520 |  | Lab |  | Lab
YES | YES | Serial Number Cnf |  |  | 099-01419 | 099-01419 | Iris | Unknown |  | Cnf | NE - LABORATORY |  |  |  |  | 099-01419 | 099-01419 | Katy | Memorial Hermann Katy Hospita | NE - LABORATORY | Speciman sampling |  |  |  | Data plate on bottom, cannot move. Controls the iris system.
NO | NO |  |  |  | 069-28645 |  | IRIS International, Inc. | AX-4280 |  |  | TMC - LABORATORY - HEMATOLOGY (1R) | MHHS-TMC |  | Analyzer, Urine |  | 069-28645 |  | TMC |  | TMC - LABORATORY - HEMATOLOGY (1R) | [5 empty] | ANALYZERS, LABORATORY, URINE |  | ANALYZERURINE-ARKRAY USA-AX-4280 | ANALYZERURINE | AX-4280 |  |  |  | ARKRAY | Analyzer, Urine |  |  | ANALYZERURINE-ARKRAY USA-AX-4280 |  |  |  | Not Covered Vendor Only - Biomedical | MHHS-TMC
NO | YES |  |  |  | 009-10334 | 009-10334 | IRIS International, Inc. | iCHEM VELOCITY |  | V04509 | GH - LABORATORY | MHHS-Greater Heights |  | Analyzer, Urine |  | 009-10334 | 009-10334 | Central | GH - LABORATORY | GH - LABORATORY | GH - LABORATORY |  |  |  |  | ANALYZERS, LABORATORY, URINE |  | ANALYZERURINE-BeckmanCoulter-ichem Velocity | ANALYZERURINE | ichem Velocity |  |  |  | BeckmanCoulter | Analyzer, Urine |  |  | ANALYZERURINE-BeckmanCoulter-ichem Velocity |  |  |  | Covered PM Repair - Biomedical | MHHS-Greater Heights
NO | YES |  |  |  | 133-08248 | 133-08248 | IRIS International, Inc. | iCHEM VELOCITY |  | V03258 | Katy-Laboratory | MHHS-Katy |  | Analyzer, Urine |  | 133-08248 | 133-08248 | Katy | MHHS-Katy | Katy-Laboratory | Lab |  |  |  |  | ANALYZERS, LABORATORY, URINE | Analyzer, Urine | ANALYZERURINE-BeckmanCoulter-ichem Velocity | ANALYZERURINE | ichem Velocity |  |  |  | BeckmanCoulter | Analyzer, Urine |  |  | ANALYZERURINE-BeckmanCoulter-ichem Velocity | 1/1/15 |  | AU-A | Covered PM Repair - Biomedical | MHHS-Katy | [8 empty] | ANALYZERURINE | Analyzer, Urine | BeckmanCoulter
NO | YES |  |  |  | 145-00939 | 145-00939 | IRIS International, Inc. | iCHEM VELOCITY |  | V04504 | Pearland-Laboratory-Main | MHHS-Pearland Hospital |  | Analyzer, Urine |  | 145-00939 | 145-00939 | Pearland | MHHS-Pearland Hospital | Pearland-Laboratory-Main | Speciman processing | 12/1/17 |  |  |  | ANALYZERS, LABORATORY, URINE | Analyzer, Urine | ANALYZERURINE-BeckmanCoulter-ichem Velocity | ANALYZERURINE | ichem Velocity |  |  |  | BeckmanCoulter | Analyzer, Urine |  |  | ANALYZERURINE-BeckmanCoulter-ichem Velocity |  |  | AU-A | Clinical Miscellaneous | MHHS-Pearland Hospital | [8 empty] | ANALYZERURINE | Analyzer, Urine | BeckmanCoulter
NO | YES |  |  |  | 013-37952 | 013-37952 | IRIS International, Inc. | iCHEM VELOCITY |  | V02470 | SW-ER | MHHS-Southwest |  | Analyzer, Urine |  | 013-37952 | 013-37952 | Southwest | MHHS-Southwest | SW-ER | ER - Lab | 12/1/16 |  |  |  | ANALYZERS, LABORATORY, URINE | Analyzer, Urine | ANALYZERURINE-BeckmanCoulter-ichem Velocity | ANALYZERURINE | ichem Velocity |  |  |  | BeckmanCoulter | Analyzer, Urine |  |  | ANALYZERURINE-BeckmanCoulter-ichem Velocity | 1/1/15 |  | AU-A | Covered PM Repair - Biomedical | MHHS-Southwest | [8 empty] | ANALYZERURINE | Analyzer, Urine | BeckmanCoulter
NO | YES |  |  |  | 129-06416 | 129-06416 | IRIS International, Inc. | iCHEM VELOCITY |  | V-03373 | Sugar Land-Laboratory | MHHS-Sugarland |  | Analyzer, Urine |  | 129-06416 | 129-06416 | Sugar Land | MHHS-Sugarland | Sugar Land-Laboratory | Lab | 12/1/15 |  |  |  | ANALYZERS, LABORATORY, URINE | Analyzer, Urine | ANALYZERURINE-BeckmanCoulter-ichem Velocity | ANALYZERURINE | ichem Velocity |  |  |  | BeckmanCoulter | Analyzer, Urine |  |  | ANALYZERURINE-BeckmanCoulter-ichem Velocity | 1/1/15 |  | AU-A | Covered PM Repair - Biomedical | MHHS-Sugarland | [8 empty] | ANALYZERURINE | Analyzer, Urine | BeckmanCoulter
YES | YES |  |  |  | 099-04812 | 099-04812 | IRIS International, Inc. | iCHEM VELOCITY |  |  | PEARLAND - LABORATORY - MAIN |  |  |  |  | 099-04812 | 099-04812 | Pearland | Memorial Hermann Pearland Hospital | PEARLAND - LABORATORY - MAIN | Speciman processing
NO | YES |  |  |  | 009-10333 | 009-10333 | IRIS International, Inc. | IQ200 |  |  | GH - LABORATORY | MHHS-Greater Heights |  | Analyzer, Urine |  | 009-10333 | 009-10333 | Central | GH - LABORATORY | GH - LABORATORY | GH - LABORATORY |  |  |  |  | ANALYZERS, LABORATORY, URINE |  | ANALYZERURINE-IRISSampProc-IQ 200 | ANALYZERURINE | IQ 200 |  |  |  | IRISSampProc | Analyzer, Urine |  |  | ANALYZERURINE-IRISSampProc-IQ 200 |  |  |  | Covered PM Repair - Biomedical | MHHS-Greater Heights
NO | YES |  |  |  | 133-08249 | 133-08249 | IRIS International, Inc. | IQ200 |  |  | Katy-Laboratory | MHHS-Katy |  | Analyzer, Urine |  | 133-08249 | 133-08249 | Katy | MHHS-Katy | Katy-Laboratory | Lab | 8/1/15 |  |  |  | ANALYZERS, LABORATORY, URINE | Analyzer, Urine | ANALYZERURINE-IRISSampProc-IQ 200 | ANALYZERURINE | IQ 200 |  |  |  | IRISSampProc | Analyzer, Urine |  |  | ANALYZERURINE-IRISSampProc-IQ 200 | 12/8/17 |  | AU-A | Covered PM Repair - Biomedical | MHHS-Katy | [8 empty] | ANALYZERURINE | Analyzer, Urine | IRISSampProc
NO | YES |  |  |  | 129-06417 | 129-06417 | IRIS International, Inc. | IQ200 |  |  | Sugar Land-Laboratory | MHHS-Sugarland |  | Analyzer, Urine |  | 129-06417 | 129-06417 | Sugar Land | MHHS-Sugarland | Sugar Land-Laboratory | Lab | 12/1/15 |  |  |  | ANALYZERS, LABORATORY, URINE | Analyzer, Urine | ANALYZERURINE-IRISSampProc-IQ 200 | ANALYZERURINE | IQ 200 |  |  |  | IRISSampProc | Analyzer, Urine |  |  | ANALYZERURINE-IRISSampProc-IQ 200 | 12/8/17 |  | AU-A | Covered PM Repair - Biomedical | MHHS-Sugarland | [8 empty] | ANALYZERURINE | Analyzer, Urine | IRISSampProc
NO | NO | [5 empty] | IRIS International, Inc. | IQ200 |  |  | MEMORIAL CITY - LABORATORY | MHHS-Mem City |  | Analyzer, Urine |  |  |  | West & Memorial City |  | MEMORIAL CITY - LABORATORY | [5 empty] | ANALYZERS, LABORATORY, URINE |  | ANALYZERURINE-IRISSampProc-IQ 200 | ANALYZERURINE | IQ 200 |  |  |  | IRISSampProc | Analyzer, Urine |  |  | ANALYZERURINE-IRISSampProc-IQ 200 |  |  |  | Covered PM Repair - Biomedical | MHHS-Mem City
NO | NO |  |  |  | 145-00938 |  | IRIS International, Inc. | IQ200 |  |  | PEARLAND - LABORATORY - MAIN | MHHS-Pearland Hospital |  | Analyzer, Urine |  | 145-00938 |  | Pearland |  | PEARLAND - LABORATORY - MAIN | [5 empty] | ANALYZERS, LABORATORY, URINE |  | ANALYZERURINE-IRISSampProc-IQ 200 | ANALYZERURINE | IQ 200 |  |  |  | IRISSampProc | Analyzer, Urine |  |  | ANALYZERURINE-IRISSampProc-IQ 200 |  |  |  | Covered PM Repair - Biomedical | MHHS-Pearland Hospital
NO | YES |  |  |  | 005-08411 | 005-08411 | IRIS International, Inc. | IQ200 ELITE |  |  | SE-Laboratory | MHHS-Southeast |  | Analyzer, Urine |  | 005-08411 | 005-08411 | Southeast | MHHS-Southeast | SE-Laboratory | Lab | 4/1/12 |  |  |  | ANALYZERS, LABORATORY, URINE |  | ANALYZERURINE-BeckmanCoulter-iQ200 Elite | ANALYZERURINE | iQ200 Elite |  |  |  | BeckmanCoulter | Analyzer, Urine |  |  | ANALYZERURINE-BeckmanCoulter-iQ200 Elite |  |  |  | Covered PM Repair - Biomedical | MHHS-Southeast
NO | NO |  |  |  | 069-28646 |  | IRIS International, Inc. | IQ200 ELITE |  |  | TMC - LABORATORY - HEMATOLOGY (1R) | MHHS-TMC |  | Analyzer, Urine |  | 069-28646 |  | TMC |  | TMC - LABORATORY - HEMATOLOGY (1R) | [5 empty] | ANALYZERS, LABORATORY, URINE |  | ANALYZERURINE-BeckmanCoulter-iQ200 Elite | ANALYZERURINE | iQ200 Elite |  |  |  | BeckmanCoulter | Analyzer, Urine |  |  | ANALYZERURINE-BeckmanCoulter-iQ200 Elite |  |  |  | Covered PM Repair - Biomedical | MHHS-TMC
NO | YES |  |  |  | 151-02328 | 151-02328 | IRIS International, Inc. | M501-22 |  | 1705M50110370 | CY-Laboratory | MHHS-Cypress |  | Centrifuge, General Purpose |  | 151-02328 | 151-02328 | Northwest | MHHS-Cypress | CY-Laboratory | Hematology | 8/1/19 | 2/1/20 |  |  | CENTRIFUGES | Centrifuge, General Purpose | CENTRIFUGEGENPURP-IRISSampProc-M501-22 | CENTRIFUGEGENPURP | M501-22 |  |  |  | IRISSampProc | Centrifuge, General Purpose |  |  | CENTRIFUGEGENPURP-IRISSampProc-M501-22 | 4/26/18 |  | CGP-A | Clinical Miscellaneous | MHHS-Cypress | [8 empty] | CENTRIFUGEGENPURP | Centrifuge, General Purpose | IRISSampProc
NO | YES | [5 empty] | IRIS International, Inc. | M501-22 |  | 607M50200874 | GH - LABORATORY | MHHS-Greater Heights |  | Centrifuge, General Purpose |  |  |  | Central | Memorial Hermann Greater Heights Hospital | GH - LABORATORY | Lab processing |  |  |  | No pm sticker | CENTRIFUGES |  | CENTRIFUGEGENPURP-IRISSampProc-M501-22 | CENTRIFUGEGENPURP | M501-22 |  |  |  | IRISSampProc | Centrifuge, General Purpose |  |  | CENTRIFUGEGENPURP-IRISSampProc-M501-22 |  |  |  | Clinical Miscellaneous | MHHS-Greater Heights
NO | YES |  |  |  | 041-07959 | 041-07959 | IRIS International, Inc. | M501-22 |  | 444M50103725 | Clinical Laboratory | MHHS-Mem City |  | Centrifuge, General Purpose |  | 041-07959 | 041-07959 | West | Memorial Hermann Memorial City Medical Center | Clinical Laboratory | Work Station #1 (Right) Inside Door |  |  |  |  | CENTRIFUGES |  | CENTRIFUGEGENPURP-IRISSampProc-M501-22 | CENTRIFUGEGENPURP | M501-22 |  |  |  | IRISSampProc | Centrifuge, General Purpose |  |  | CENTRIFUGEGENPURP-IRISSampProc-M501-22 |  |  |  | Clinical Miscellaneous | MHHS-Mem City
NO | YES |  |  |  |  | 142-00132 | IRIS International, Inc. | M501-22 |  | 450M50103863 | NE-Laboratory | MHHS-Northeast |  | Centrifuge, General Purpose |  |  | 142-00132 | Katy | MHHS-Northeast | NE-Laboratory | Lab | 10/1/19 |  |  |  | CENTRIFUGES | Centrifuge, General Purpose | CENTRIFUGEGENPURP-IRISSampProc-M501-22 | CENTRIFUGEGENPURP | M501-22 |  |  |  | IRISSampProc | Centrifuge, General Purpose |  |  | CENTRIFUGEGENPURP-IRISSampProc-M501-22 | 4/26/18 |  | CGP-A | Clinical Miscellaneous | MHHS-Northeast | [8 empty] | CENTRIFUGEGENPURP | Centrifuge, General Purpose | IRISSampProc
NO | NO |  |  |  | 029-05313 |  | IRIS International, Inc. | M501-22 |  | 849M50203209 | WOODLANDS - LABORATORY | MHHS-Woodlands |  | Centrifuge, General Purpose |  | 029-05313 |  | Woodlands |  | WOODLANDS - LABORATORY | [5 empty] | CENTRIFUGES |  | CENTRIFUGEGENPURP-IRISSampProc-M501-22 | CENTRIFUGEGENPURP | M501-22 |  |  |  | IRISSampProc | Centrifuge, General Purpose |  |  | CENTRIFUGEGENPURP-IRISSampProc-M501-22 |  |  |  | Clinical Miscellaneous | MHHS-Woodlands
NO | YES |  |  |  |  | 041-16732 | IRIS International, Inc. | M502-22 |  | 1135M50204423 | MEMORIAL CITY - LABORATORY - HEMATOLOGY | MHHS-Mem City |  | Centrifuge, General Purpose |  |  | 041-16732 | West |  | MEMORIAL CITY - LABORATORY - HEMATOLOGY | Lab |  |  |  |  | CENTRIFUGES |  | CENTRIFUGEGENPURP-IRISSampProc-M502-22 | CENTRIFUGEGENPURP | M502-22 |  |  |  | IRISSampProc | Centrifuge, General Purpose |  |  | CENTRIFUGEGENPURP-IRISSampProc-M502-22 |  |  |  | Clinical Miscellaneous | MHHS-Mem City
NO | YES |  |  |  | 029-09440 | 029-09440 | IRIS International, Inc. | M502-22 |  | 1405M50206291 | Woodlands-Laboratory | MHHS-Woodlands |  | Centrifuge, General Purpose |  | 029-09440 | 029-09440 | Woodlands | MHHS-Woodlands | Woodlands-Laboratory | Lab | 1/1/20 |  | 7/1/20 |  | CENTRIFUGES | Centrifuge, General Purpose | CENTRIFUGEGENPURP-IRISSampProc-M502-22 | CENTRIFUGEGENPURP | M502-22 |  |  |  | IRISSampProc | Centrifuge, General Purpose |  |  | CENTRIFUGEGENPURP-IRISSampProc-M502-22 | 4/26/18 |  | CGP-A | Clinical Miscellaneous | MHHS-Woodlands | [8 empty] | CENTRIFUGEGENPURP | Centrifuge, General Purpose | IRISSampProc
NO | NO |  |  |  | 029-09446 |  | IRIS International, Inc. | M502-22 |  | 140M50206351 | WOODLANDS - LABORATORY | MHHS-Woodlands |  | Centrifuge, General Purpose |  | 029-09446 |  | Woodlands |  | WOODLANDS - LABORATORY | [5 empty] | CENTRIFUGES |  | CENTRIFUGEGENPURP-IRISSampProc-M502-22 | CENTRIFUGEGENPURP | M502-22 |  |  |  | IRISSampProc | Centrifuge, General Purpose |  |  | CENTRIFUGEGENPURP-IRISSampProc-M502-22 |  |  |  | Clinical Miscellaneous | MHHS-Woodlands
NO | YES |  |  |  | 133-10214 | 133-10214 | IRIS International, Inc. | STATSPIN EXPRESS 3 |  | 1803M50207566 | Katy-Laboratory | MHHS-Katy |  | Centrifuge, General Purpose |  | 133-10214 | 133-10214 | Katy | MHHS-Katy | Katy-Laboratory | Lab | 1/1/20 | 7/1/20 |  |  | CENTRIFUGES | Centrifuge, General Purpose | CENTRIFUGEGENPURP-IRISSampProc-StatSpin Express 3 | CENTRIFUGEGENPURP | StatSpin Express 3 |  |  |  | IRISSampProc | Centrifuge, General Purpose |  |  | CENTRIFUGEGENPURP-IRISSampProc-StatSpin Express 3 | 10/2/18 |  | CGP-A | Covered PM Repair - Biomedical | MHHS-Katy | [8 empty] | CENTRIFUGEGENPURP | Centrifuge, General Purpose | IRISSampProc
NO | YES | [5 empty] | IRIS International, Inc. | STATSPIN EXPRESS 3 |  | 1035M50203959 | MHOSH-Laboratory | MHHS Orthopedic & Spine |  | Centrifuge, General Purpose |  |  |  | Central & Greater Heights | MHHS-Orthopedic & Spine | MHOSH-Laboratory |  | 9/25/19 |  |  |  | CENTRIFUGES | Centrifuge, General Purpose | CENTRIFUGEGENPURP-IRISSampProc-StatSpin Express 3 | CENTRIFUGEGENPURP | StatSpin Express 3 |  |  |  | IRISSampProc | Centrifuge, General Purpose |  |  | CENTRIFUGEGENPURP-IRISSampProc-StatSpin Express 3 | 10/2/18 | MHOSH Inventory Dec 2019 into 2020 - Copy.xls - Newly Verified | CGP-A | Covered PM Repair - Biomedical | MHHS Orthopedic & Spine | [8 empty] | CENTRIFUGEGENPURP | Centrifuge, General Purpose | IRISSampProc
NO | YES |  |  |  | 241-02648 | 241-02648 | IRIS International, Inc. | STATSPIN EXPRESS 3 |  | 1405M50206289 | TIRR-Laboratory | MHHS-TIRR |  | Centrifuge, General Purpose |  | 241-02648 | 241-02648 | TMC | MHHS-Others | TIRR-Laboratory | TIRR - LABORATORY | 10/1/19 |  | 4/1/20 |  | CENTRIFUGES | Centrifuge, General Purpose | CENTRIFUGEGENPURP-IRISSampProc-StatSpin Express 3 | CENTRIFUGEGENPURP | StatSpin Express 3 |  |  |  | IRISSampProc | Centrifuge, General Purpose |  |  | CENTRIFUGEGENPURP-IRISSampProc-StatSpin Express 3 | 10/2/18 |  | CGP-A | Covered PM Repair - Biomedical | MHHS-TIRR | [8 empty] | CENTRIFUGEGENPURP | Centrifuge, General Purpose | IRISSampProc
NO | YES |  |  |  | 069-29799 | 069-29799 | IRIS International, Inc. | STATSPIN EXPRESS 3 |  | 1003M50203702 | Memorial Hermann- Texas Medical Center Ribinson | MHHS-TMC |  | Centrifuge, General Purpose |  | 069-29799 | 069-29799 | TMC | TMC | Memorial Hermann- Texas Medical Center Ribinson | Lab storage | 1/1/19 |  | 7/1/20 |  | CENTRIFUGES |  | CENTRIFUGEGENPURP-IRISSampProc-StatSpin Express 3 | CENTRIFUGEGENPURP | StatSpin Express 3 |  |  |  | IRISSampProc | Centrifuge, General Purpose |  |  | CENTRIFUGEGENPURP-IRISSampProc-StatSpin Express 3 |  |  |  | Covered PM Repair - Biomedical | MHHS-TMC
NO | YES |  |  |  | 069-28021 | 069-28021 | IRIS International, Inc. | STATSPIN EXPRESS 3 |  | 849M50203201 | TMC-Laboratory-Chemistry (1R) | MHHS-TMC |  | Centrifuge, General Purpose |  | 069-28021 | 069-28021 | TMC | MHHS-TMC | TMC-Laboratory-Chemistry (1R) | Storage | 1/1/20 |  | 7/1/20 |  | CENTRIFUGES |  | CENTRIFUGEGENPURP-IRISSampProc-StatSpin Express 3 | CENTRIFUGEGENPURP | StatSpin Express 3 |  |  |  | IRISSampProc | Centrifuge, General Purpose |  |  | CENTRIFUGEGENPURP-IRISSampProc-StatSpin Express 3 |  |  |  | Covered PM Repair - Biomedical | MHHS-TMC
NO | YES |  |  |  | 069-42216 | 069-42216 | IRIS International, Inc. | STATSPIN EXPRESS 3 |  | 1603M50206992 | TMC-Laboratory-Chemistry (1R) | MHHS-TMC |  | Centrifuge, General Purpose |  | 069-42216 | 069-42216 | TMC | MHHS-TMC | TMC-Laboratory-Chemistry (1R) | Storage | 1/1/20 |  | 7/1/20 |  | CENTRIFUGES |  | CENTRIFUGEGENPURP-IRISSampProc-StatSpin Express 3 | CENTRIFUGEGENPURP | StatSpin Express 3 |  |  |  | IRISSampProc | Centrifuge, General Purpose |  |  | CENTRIFUGEGENPURP-IRISSampProc-StatSpin Express 3 | 8/29/18 |  |  | Covered PM Repair - Biomedical | MHHS-TMC
NO | YES |  |  |  | 069-42217 | 069-42217 | IRIS International, Inc. | STATSPIN EXPRESS 3 |  | 1603M50206993 | TMC-Laboratory-Chemistry (1R) | MHHS-TMC |  | Centrifuge, General Purpose |  | 069-42217 | 069-42217 | TMC | MHHS-TMC | TMC-Laboratory-Chemistry (1R) | Storage | 1/1/20 |  | 7/1/20 |  | CENTRIFUGES |  | CENTRIFUGEGENPURP-IRISSampProc-StatSpin Express 3 | CENTRIFUGEGENPURP | StatSpin Express 3 |  |  |  | IRISSampProc | Centrifuge, General Purpose |  |  | CENTRIFUGEGENPURP-IRISSampProc-StatSpin Express 3 | 12/1/18 |  |  | Covered PM Repair - Biomedical | MHHS-TMC
NO | YES |  |  |  | 029-05916 | 029-05916 | IRIS International, Inc. | STATSPIN EXPRESS 3 |  | 916M50203357 | Woodlands-Laboratory | MHHS-Woodlands |  | Centrifuge, General Purpose |  | 029-05916 | 029-05916 | Woodlands | MHHS-Woodlands | Woodlands-Laboratory | Lab | 12/1/19 |  | 7/1/20 |  | CENTRIFUGES | Centrifuge, General Purpose | CENTRIFUGEGENPURP-IRISSampProc-StatSpin Express 3 | CENTRIFUGEGENPURP | StatSpin Express 3 |  |  |  | IRISSampProc | Centrifuge, General Purpose |  |  | CENTRIFUGEGENPURP-IRISSampProc-StatSpin Express 3 | 10/2/18 |  | CGP-A | Covered PM Repair - Biomedical | MHHS-Woodlands | [8 empty] | CENTRIFUGEGENPURP | Centrifuge, General Purpose | IRISSampProc
NO | NO |  |  |  | 069-25660 |  | IRIS International, Inc. | STATSPIN EXPRESS 3 |  | 1216M50204749 | TMC - LABORATORY - HVI LAB (7HVI) | MHHS-TMC |  | Centrifuge, General Purpose |  | 069-25660 |  | TMC |  | TMC - LABORATORY - HVI LAB (7HVI) | [5 empty] | CENTRIFUGES |  | CENTRIFUGEGENPURP-IRISSampProc-StatSpin Express 3 | CENTRIFUGEGENPURP | StatSpin Express 3 |  |  |  | IRISSampProc | Centrifuge, General Purpose |  |  | CENTRIFUGEGENPURP-IRISSampProc-StatSpin Express 3 |  |  |  | Covered PM Repair - Biomedical | MHHS-TMC
NO | NO |  |  |  | 069-25661 |  | IRIS International, Inc. | STATSPIN EXPRESS 3 |  | 1216M50204748 | TMC - LABORATORY - HVI LAB (7HVI) | MHHS-TMC |  | Centrifuge, General Purpose |  | 069-25661 |  | TMC |  | TMC - LABORATORY - HVI LAB (7HVI) | [5 empty] | CENTRIFUGES |  | CENTRIFUGEGENPURP-IRISSampProc-StatSpin Express 3 | CENTRIFUGEGENPURP | StatSpin Express 3 |  |  |  | IRISSampProc | Centrifuge, General Purpose |  |  | CENTRIFUGEGENPURP-IRISSampProc-StatSpin Express 3 |  |  |  | Covered PM Repair - Biomedical | MHHS-TMC
NO | YES |  |  |  | 133-10476 | 133-10476 | IRIS International, Inc. | STATSPIN EXPRESS 4 |  | 1908M51007232 | Katy-Laboratory | MHHS-Katy |  | Centrifuge, General Purpose |  | 133-10476 | 133-10476 | Katy | MHHS-Katy | Katy-Laboratory | Lab | 1/1/20 | 7/1/20 |  |  | CENTRIFUGES | Centrifuge, General Purpose | CENTRIFUGEGENPURP-IRISSampProc-StatSpin Express 4 | CENTRIFUGEGENPURP | StatSpin Express 4 |  |  |  | IRISSampProc | Centrifuge, General Purpose |  |  | CENTRIFUGEGENPURP-IRISSampProc-StatSpin Express 4 | 10/2/18 |  | CGP-A | Covered PM Repair - Biomedical | MHHS-Katy | [8 empty] | CENTRIFUGEGENPURP | Centrifuge, General Purpose | IRISSampProc
NO | YES |  |  |  | 133-31101 | 133-31101 | IRIS International, Inc. | STATSPIN EXPRESS 4 |  | 1907M51007174 | Katy-Laboratory | MHHS-Katy |  | Centrifuge, General Purpose |  | 133-31101 | 133-31101 | Katy | MHHS-Katy | Katy-Laboratory | Lab | 1/1/20 | 6/1/20 |  |  | CENTRIFUGES | Centrifuge, General Purpose | CENTRIFUGEGENPURP-IRISSampProc-StatSpin Express 4 | CENTRIFUGEGENPURP | StatSpin Express 4 |  |  |  | IRISSampProc | Centrifuge, General Purpose |  |  | CENTRIFUGEGENPURP-IRISSampProc-StatSpin Express 4 | 10/2/18 |  | CGP-A | Covered PM Repair - Biomedical | MHHS-Katy | [8 empty] | CENTRIFUGEGENPURP | Centrifuge, General Purpose | IRISSampProc
NO | YES |  |  |  | 013-36207 | 013-36207 | IRIS International, Inc. | STATSPIN EXPRESS 4 |  | 1308M51004022 | SW-Laboratory-Chemistry | MHHS-Southwest |  | Centrifuge, General Purpose |  | 013-36207 | 013-36207 | Southwest | MHHS-Southwest | SW-Laboratory-Chemistry | Core Lab | 1/1/20 |  | 1/1/21 |  | CENTRIFUGES | Centrifuge, General Purpose | CENTRIFUGEGENPURP-IRISSampProc-StatSpin Express 4 | CENTRIFUGEGENPURP | StatSpin Express 4 |  |  |  | IRISSampProc | Centrifuge, General Purpose |  |  | CENTRIFUGEGENPURP-IRISSampProc-StatSpin Express 4 | 10/2/18 |  | CGP-A | Covered PM Repair - Biomedical | MHHS-Southwest | [8 empty] | CENTRIFUGEGENPURP | Centrifuge, General Purpose | IRISSampProc
YES | YES |  |  |  | 129-03404 | 129-03404 | Iris Medical Instr | Express 2 |  | 953m50203658 | Biomed |  |  |  |  | 129-03404 | 129-03404 | Sugar Land | Memorial Hermann Sugar Land Hospital | Biomed | Biomed | 6/1/19 | 12/1/19 |  |  |  | Centrifuge, General Purpose | CENTRIFUGEGENPURP-Iris Medical Instr-Express 2 | [12 empty] | CGP-A | [9 empty] | Centrifuge, General Purpose | CENTRIFUGEGENPURP | Centrifuge, General Purpose | Iris Medical Instr
YES | YES |  |  |  | 029-13893 | 029-13893 | IRIS Sample Process | Ichem velocity |  | SID 53522926 | WOODLANDS - LABORATORY - BLOOD BANK |  |  |  |  | 029-13893 | 029-13893 | Woodlands | Memorial Hermann The Woodlands Medical Center | WOODLANDS - LABORATORY - BLOOD BANK | Lab | 3/1/20 | [5 empty] | Urine analyzer
YES | YES |  |  |  | 029-07595 | 029-07595 | IRIS Sample Process | IQ 200 |  | SID 4895197 | WOODLANDS - LABORATORY - BLOOD BANK |  |  |  |  | 029-07595 | 029-07595 | Woodlands | Memorial Hermann The Woodlands Medical Center | WOODLANDS - LABORATORY - BLOOD BANK | Lab
YES | YES |  |  |  | 099-13655 | 099-13655 | IRIS Sample Process | IQ 200 elite |  |  | SW - LABORATORY l |  |  |  |  | 099-13655 | 099-13655 | Southwest | Memorial Hermann Diagnostic Laboratory | SW - LABORATORY l | Lab |  |  |  | NO PM
YES | YES |  |  |  | 099-13654 | 099-13654 | IRIS Sample Process | IQ 200 elite |  |  | SW - LABORATORY l |  |  |  |  | 099-13654 | 099-13654 | Southwest | Memorial Hermann Diagnostic Laboratory | SW - LABORATORY l | Lab |  |  |  | NO PM
NO | YES |  |  |  | 069-42134 | 069-42134 | IRIS Sample Process | M502-22 |  |  | TMC - LABORATORY - HEMATOLOGY (1R) |  |  |  |  | 069-42134 | 069-42134 |  | Memorial Hermann-TMC | TMC - LABORATORY - HEMATOLOGY (1R) | Lab
NO | YES |  |  |  | 069-28022 | 069-28022 | IRIS Sample Process | M502-22 |  | 849M50203202 | TMC-Laboratory-Hematology (1R) |  |  |  |  | 069-28022 | 069-28022 | TMC | MHHS-TMC | TMC-Laboratory-Hematology (1R) | Lab | 1/1/20 |  | 7/1/20
NO | YES |  |  |  | 013-35878 | 013-35878 | ISHIDA CO., LTD | IPC |  |  | SW-Central Supply | MHHS-Southwest |  | Scale, Laboratory |  | 013-35878 | 013-35878 | Southwest | MHHS-Southwest | SW-Central Supply | Nurse station |  |  |  |  | SCALES, CLINICAL, LABORATORY | Scale, Laboratory | SCALELAB-Ishida Co Ltd-IPC | SCALELAB | IPC |  |  |  | Ishida Co Ltd | Scale, Laboratory |  | SCALELAB-Ishida Co Ltd-IPC |  |  |  | SL-A | Covered PM Repair - Biomedical | MHHS-Southwest | [8 empty] | SCALELAB | Scale, Laboratory | Ishida Co Ltd
NO | YES |  |  |  | 013-07074 | 013-07074 | IsoLux llc | 1300 XSB |  |  | SW-OR | MHHS-Southwest |  | Light Source, Fiberoptic |  | 013-07074 | 013-07074 | Southwest | MHHS-Southwest | SW-OR | OR7 | 4/1/19 |  | 4/1/20 |  | LIGHT SOURCES, FIBEROPTIC | Light Source, Fiberoptic | LIGHTSOURCEFIBEROPT-Isolux LLC-1300 XSB | LIGHTSOURCEFIBEROPT | 1300 XSB |  |  |  | Isolux LLC | Light Source, Fiberoptic |  | LIGHTSOURCEFIBEROPT-Isolux LLC-1300 XSB |  |  |  |  | Covered PM Repair - Biomedical | MHHS-Southwest | [7 empty] | Light Source, Fiberoptic | LIGHTSOURCEFIBEROPT | Light Source, Fiberoptic | Isolux LLC
NO | YES | Asset Tag 069-20811 |  |  | 069-20811 | 069-20811 | IsoLux llc | 1300 XSB |  |  | TMC-OR-Hermann (2Hp) | MHHS-TMC |  | Light Source, Fiberoptic |  | 069-20811 | 069-20811 | TMC | MHHS-TMC | TMC-OR-Hermann (2Hp) | Hall way | 3/1/20 |  | 3/1/21 |  | LIGHT SOURCES, FIBEROPTIC | Light Source, Fiberoptic | LIGHTSOURCEFIBEROPT-Isolux LLC-1300 XSB | LIGHTSOURCEFIBEROPT | 1300 XSB |  |  |  | Isolux LLC | Light Source, Fiberoptic |  | LIGHTSOURCEFIBEROPT-Isolux LLC-1300 XSB |  |  |  |  | Covered PM Repair - Biomedical | MHHS-TMC | [7 empty] | Light Source, Fiberoptic | LIGHTSOURCEFIBEROPT | Light Source, Fiberoptic | Isolux LLC
NO | YES |  |  |  | 069-45750 | 069-45750 | IsoLux llc | 1300 XSB |  |  | TMC-OR-Robertson (2R) | MHHS-TMC |  | Light Source, Fiberoptic |  | 069-45750 | 069-45750 | TMC | MHHS-TMC | TMC-OR-Robertson (2R) | Or53 | 3/1/20 |  | 3/1/21 |  | LIGHT SOURCES, FIBEROPTIC | Light Source, Fiberoptic | LIGHTSOURCEFIBEROPT-Isolux LLC-1300 XSB | LIGHTSOURCEFIBEROPT | 1300 XSB |  |  |  | Isolux LLC | Light Source, Fiberoptic |  | LIGHTSOURCEFIBEROPT-Isolux LLC-1300 XSB |  |  |  |  | Covered PM Repair - Biomedical | MHHS-TMC | [7 empty] | Light Source, Fiberoptic | LIGHTSOURCEFIBEROPT | Light Source, Fiberoptic | Isolux LLC
NO | YES |  |  |  | 069-06959 | 069-06959 | IsoLux llc | 1300 XSB |  |  | TMC-OR-Robertson (2R) | MHHS-TMC |  | Light Source, Fiberoptic |  | 069-06959 | 069-06959 | TMC | MHHS-TMC | TMC-OR-Robertson (2R) | Or69 | 3/1/20 |  | 3/1/21 |  | LIGHT SOURCES, FIBEROPTIC | Light Source, Fiberoptic | LIGHTSOURCEFIBEROPT-Isolux LLC-1300 XSB | LIGHTSOURCEFIBEROPT | 1300 XSB |  |  |  | Isolux LLC | Light Source, Fiberoptic |  | LIGHTSOURCEFIBEROPT-Isolux LLC-1300 XSB |  |  |  |  | Covered PM Repair - Biomedical | MHHS-TMC | [7 empty] | Light Source, Fiberoptic | LIGHTSOURCEFIBEROPT | Light Source, Fiberoptic | Isolux LLC
NO | YES |  |  |  | 069-20810 | 069-20810 | Isolux LLC | 1300 XSB |  |  | TMC - SEROFIM 2 - OR |  |  |  |  | 069-20810 | 069-20810 | TMC | Memorial Hermann-Texas Medical Center | TMC - SEROFIM 2 - OR | S2 OR 55 | 3/1/20 |  | 3/1/21 |  |  | Light Source, Fiberoptic | LIGHTSOURCEFIBEROPT-Isolux LLC-1300 XSB | [22 empty] | Light Source, Fiberoptic | LIGHTSOURCEFIBEROPT | Light Source, Fiberoptic | Isolux LLC
NO | YES |  |  |  | 069-06960 | 069-06960 | Isolux LLC | 1300 XSB |  |  | TMC-OR-Hermann (2Hp) |  |  |  |  | 069-06960 | 069-06960 | TMC | MHHS-TMC | TMC-OR-Hermann (2Hp) | OR 54 | 3/1/20 |  | 3/1/21 |  |  | Light Source, Fiberoptic | LIGHTSOURCEFIBEROPT-Isolux LLC-1300 XSB | [22 empty] | Light Source, Fiberoptic | LIGHTSOURCEFIBEROPT | Light Source, Fiberoptic | Isolux LLC
NO | NO |  |  |  | 013-10835 |  | IsoLux llc | 1300 XSB |  |  | SW - OR | MHHS-Southwest |  | Light Source, Fiberoptic |  | 013-10835 |  | Southwest |  | SW - OR | [5 empty] | LIGHT SOURCES, FIBEROPTIC |  | LIGHTSOURCEFIBEROPT-Isolux LLC-1300 XSB | LIGHTSOURCEFIBEROPT | 1300 XSB |  |  |  | Isolux LLC | Light Source, Fiberoptic |  | LIGHTSOURCEFIBEROPT-Isolux LLC-1300 XSB |  |  |  |  | Covered PM Repair - Biomedical | MHHS-Southwest
NO | NO |  |  |  | 069-02985 |  | IsoLux llc | 1300 XSB |  |  | TMC - OR - PEDI OR (2R) | MHHS-TMC |  | Light Source, Fiberoptic |  | 069-02985 |  | TMC |  | TMC - OR - PEDI OR (2R) | [5 empty] | LIGHT SOURCES, FIBEROPTIC |  | LIGHTSOURCEFIBEROPT-Isolux LLC-1300 XSB | LIGHTSOURCEFIBEROPT | 1300 XSB |  |  |  | Isolux LLC | Light Source, Fiberoptic |  | LIGHTSOURCEFIBEROPT-Isolux LLC-1300 XSB |  |  |  |  | Covered PM Repair - Biomedical | MHHS-TMC
NO | NO | [5 empty] | IsoLux llc | 1300 XSB |  |  | TMC - OR - PEDI OR (2R) | MHHS-TMC |  | Light Source, Fiberoptic |  |  |  | TMC |  | TMC - OR - PEDI OR (2R) | [5 empty] | LIGHT SOURCES, FIBEROPTIC |  | LIGHTSOURCEFIBEROPT-Isolux LLC-1300 XSB | LIGHTSOURCEFIBEROPT | 1300 XSB |  |  |  | Isolux LLC | Light Source, Fiberoptic |  | LIGHTSOURCEFIBEROPT-Isolux LLC-1300 XSB |  |  |  |  | Covered PM Repair - Biomedical | MHHS-TMC
YES | YES |  |  |  | 029-13268 | 029-13268 | ITC Co., Ltd. | Hemochron Signature Elite |  | SE 7160 | OR |  |  |  |  | 029-13268 | 029-13268 | Woodlands | Memorial Hermann The Woodlands Medical Center | OR | Rm 19
YES | YES |  |  |  | 029-13962 | 029-13962 | ITC Co., Ltd. | Hemochron Signature Elite |  | SE7163 | Cath Lab |  |  |  |  | 029-13962 | 029-13962 | Woodlands | Memorial Hermann Hospital Woodlands | Cath Lab | Cath Lab 1
NO | YES |  |  |  | 069-37930 | 069-37930 | ITC Co., Ltd. | Hemochron Signature Elite |  | Se7116 | TMC-Cath Lab-Adult (2Hvi) |  |  |  |  | 069-37930 | 069-37930 | TMC | MHHS-TMC | TMC-Cath Lab-Adult (2Hvi) | Nurse station | 3/1/20 |  |  | No PM Sticker
NO | YES |  |  |  |  | 099-12486 | ITC Co., Ltd. | Hemochron Signature Elite |  | Se7366 | TMC-Cath Lab-Adult (2Hvi) | [5 empty] | 099-12486 | TMC | MHHS-TMC | TMC-Cath Lab-Adult (2Hvi) | Nurse station |  |  |  | No PM Sticker
NO | NO | [5 empty] | ITC Medical / Hemochron |  |  | T11060-4 | TMC - DIALYSIS - ADULT (9J) | MHHS-TMC |  | Traction Apparatus |  |  |  | TMC |  | TMC - DIALYSIS - ADULT (9J) | [5 empty] | ANALYZERS, LABORATORY, COAGULATION |  | TRACTIONAPPARATUS-Chattanooga-401 | TRACTIONAPPARATUS |  |  |  |  | Chattanooga | Traction Apparatus |  |  | TRACTIONAPPARATUS-Chattanooga-401 |  |  |  | Covered PM Repair - Biomedical | MHHS-TMC
NO | NO |  |  |  | 069-48423 |  | ITC Medical / Hemochron | AVOXIMETER 4000 |  |  | TMC - SAROFIM 3 - OR | MHHS-TMC |  | Oximeter, Cerebral |  | 069-48423 |  | TMC |  | TMC - SAROFIM 3 - OR | [5 empty] | ANALYZERS, POINT-OF-CARE, WHOLE BLOOD, GLYCATED HE |  | OXIMETERCEREBRAL-InternatTechni-Avoximeter 4000 | OXIMETERCEREBRAL | Avoximeter 4000 |  |  |  | InternatTechni | Oximeter, Cerebral |  |  | OXIMETERCEREBRAL-InternatTechni-Avoximeter 4000 |  |  |  | Not Covered Vendor Only - Biomedical | MHHS-TMC
NO | NO |  |  |  | 069-48424 |  | ITC Medical / Hemochron | AVOXIMETER 4000 |  |  | TMC - SAROFIM 3 - OR | MHHS-TMC |  | Oximeter, Cerebral |  | 069-48424 |  | TMC |  | TMC - SAROFIM 3 - OR | [5 empty] | ANALYZERS, POINT-OF-CARE, WHOLE BLOOD, GLYCATED HE |  | OXIMETERCEREBRAL-InternatTechni-Avoximeter 4000 | OXIMETERCEREBRAL | Avoximeter 4000 |  |  |  | InternatTechni | Oximeter, Cerebral |  |  | OXIMETERCEREBRAL-InternatTechni-Avoximeter 4000 |  |  |  | Not Covered Vendor Only - Biomedical | MHHS-TMC
NO | NO |  |  |  | 069-48425 |  | ITC Medical / Hemochron | AVOXIMETER 4000 |  |  | TMC - SAROFIM 3 - OR | MHHS-TMC |  | Oximeter, Cerebral |  | 069-48425 |  | TMC |  | TMC - SAROFIM 3 - OR | [5 empty] | ANALYZERS, POINT-OF-CARE, WHOLE BLOOD, GLYCATED HE |  | OXIMETERCEREBRAL-InternatTechni-Avoximeter 4000 | OXIMETERCEREBRAL | Avoximeter 4000 |  |  |  | InternatTechni | Oximeter, Cerebral |  |  | OXIMETERCEREBRAL-InternatTechni-Avoximeter 4000 |  |  |  | Not Covered Vendor Only - Biomedical | MHHS-TMC
NO | YES |  |  |  | 009-02873 | 009-02873 | ITC Medical / Hemochron | HEMOCHRON RESPONSE |  | HR1067 | GH-Cath Lab | MHHS-Greater Heights |  | Analyzer, Hematology |  | 009-02873 | 009-02873 | Central | MHHS-Greater Heights | GH-Cath Lab | GH CATH LAB |  |  |  |  | ANALYZERS, LABORATORY, COAGULATION | Analyzer, Hematology | ANALYZERHEMATOLOGY-InternatTechni-HemochronRespon | ANALYZERHEMATOLOGY | Hemochron Response |  |  |  | InternatTechni | Analyzer, Hematology |  |  | ANALYZERHEMATOLOGY-InternatTechni-HemochronRespon | 6/10/20 |  | AH-A | Not Covered Vendor Only - Biomedical | MHHS-Greater Heights | [8 empty] | ANALYZERHEMATOLOGY | Analyzer, Hematology | InternatTechni
NO | YES |  |  |  |  | 009-04608 | ITC Medical / Hemochron | HEMOCHRON RESPONSE |  | HR4681 | GH-Cath Lab | MHHS-Greater Heights |  | Analyzer, Hematology |  |  | 009-04608 | Central | MHHS-Greater Heights | GH-Cath Lab | GH CATH LAB | 4/1/16 |  | 4/1/19 |  | ANALYZERS, LABORATORY, COAGULATION | Analyzer, Hematology | ANALYZERHEMATOLOGY-InternatTechni-HemochronRespon | ANALYZERHEMATOLOGY | Hemochron Response |  |  |  | InternatTechni | Analyzer, Hematology |  |  | ANALYZERHEMATOLOGY-InternatTechni-HemochronRespon | 6/10/20 |  | AH-A | Not Covered Vendor Only - Biomedical | MHHS-Greater Heights | [8 empty] | ANALYZERHEMATOLOGY | Analyzer, Hematology | InternatTechni
NO | YES |  |  |  | 009-06447 | 009-06447 | ITC Medical / Hemochron | HEMOCHRON RESPONSE |  | HR5023 | GH-OR CV Perfusion | MHHS-Greater Heights |  | Analyzer, Hematology |  | 009-06447 | 009-06447 | Central & Greater Heights | MHHS-Greater Heights | GH-OR CV Perfusion | Room 9 | 6/1/17 |  |  |  | ANALYZERS, LABORATORY, COAGULATION | Analyzer, Hematology | ANALYZERHEMATOLOGY-InternatTechni-HemochronRespon | ANALYZERHEMATOLOGY | Hemochron Response |  |  |  | InternatTechni | Analyzer, Hematology |  |  | ANALYZERHEMATOLOGY-InternatTechni-HemochronRespon | 6/10/20 |  | AH-A | Not Covered Vendor Only - Biomedical | MHHS-Greater Heights | [8 empty] | ANALYZERHEMATOLOGY | Analyzer, Hematology | InternatTechni
NO | YES |  |  |  | 005-34228 | 005-34228 | ITC Medical / Hemochron | HEMOCHRON RESPONSE |  | HR8862 | SE-OR | MHHS-Southeast |  | Analyzer, Hematology |  | 005-34228 | 005-34228 | Southeast | MHHS-Southeast | SE-OR | Hybrid Ii | 3/1/19 |  | 3/1/20 |  | ANALYZERS, LABORATORY, COAGULATION |  | ANALYZERHEMATOLOGY-InternatTechni-HemochronRespon | ANALYZERHEMATOLOGY | Hemochron Response |  |  |  | InternatTechni | Analyzer, Hematology |  |  | ANALYZERHEMATOLOGY-InternatTechni-HemochronRespon | 6/10/20 |  |  | Not Covered Vendor Only - Biomedical | MHHS-Southeast
NO | YES |  |  |  | 005-34229 | 005-34229 | ITC Medical / Hemochron | HEMOCHRON RESPONSE |  | HR9245 | SE-Laboratory | MHHS-Southeast |  | Analyzer, Hematology |  | 005-34229 | 005-34229 | Southeast | MHHS-Southeast | SE-Laboratory | OR14 | 3/1/19 |  |  |  | ANALYZERS, LABORATORY, COAGULATION |  | ANALYZERHEMATOLOGY-InternatTechni-HemochronRespon | ANALYZERHEMATOLOGY | Hemochron Response |  |  |  | InternatTechni | Analyzer, Hematology |  |  | ANALYZERHEMATOLOGY-InternatTechni-HemochronRespon | 6/10/20 |  |  | Not Covered Vendor Only - Biomedical | MHHS-Southeast
NO | YES |  |  |  | 005-11868 | 005-11868 | ITC Medical / Hemochron | HEMOCHRON RESPONSE |  | HR9131 | SE-OR | MHHS-Southeast |  | Analyzer, Hematology |  | 005-11868 | 005-11868 | Southeast | MHHS-Southeast | SE-OR | Room 12 |  |  |  |  | ANALYZERS, LABORATORY, COAGULATION |  | ANALYZERHEMATOLOGY-InternatTechni-HemochronRespon | ANALYZERHEMATOLOGY | Hemochron Response |  |  |  | InternatTechni | Analyzer, Hematology |  |  | ANALYZERHEMATOLOGY-InternatTechni-HemochronRespon | 6/10/20 |  |  | Not Covered Vendor Only - Biomedical | MHHS-Southeast
NO | NO | [5 empty] | ITC Medical / Hemochron | HEMOCHRON RESPONSE |  | HR6115 | GH - OR CV PERFUSION | MHHS-Greater Heights |  | Analyzer, Hematology |  |  |  | Central & Greater Heights |  | GH - OR CV PERFUSION | [5 empty] | ANALYZERS, LABORATORY, COAGULATION |  | ANALYZERHEMATOLOGY-InternatTechni-HemochronRespon | ANALYZERHEMATOLOGY | Hemochron Response |  |  |  | InternatTechni | Analyzer, Hematology |  |  | ANALYZERHEMATOLOGY-InternatTechni-HemochronRespon |  |  |  | Covered PM Repair - Biomedical | MHHS-Greater Heights
NO | NO | [5 empty] | ITC Medical / Hemochron | HEMOCHRON RESPONSE |  | HR1315 | MEMORIAL CITY - CATH LAB | MHHS-Mem City |  | Analyzer, Hematology |  |  |  | West & Memorial City |  | MEMORIAL CITY - CATH LAB | [5 empty] | ANALYZERS, LABORATORY, COAGULATION |  | ANALYZERHEMATOLOGY-InternatTechni-HemochronRespon | ANALYZERHEMATOLOGY | Hemochron Response |  |  |  | InternatTechni | Analyzer, Hematology |  |  | ANALYZERHEMATOLOGY-InternatTechni-HemochronRespon |  |  |  | Covered PM Repair - Biomedical | MHHS-Mem City
NO | NO | [5 empty] | ITC Medical / Hemochron | HEMOCHRON RESPONSE |  | HR4156 | MEMORIAL CITY - CATH LAB | MHHS-Mem City |  | Analyzer, Hematology |  |  |  | West & Memorial City |  | MEMORIAL CITY - CATH LAB | [5 empty] | ANALYZERS, LABORATORY, COAGULATION |  | ANALYZERHEMATOLOGY-InternatTechni-HemochronRespon | ANALYZERHEMATOLOGY | Hemochron Response |  |  |  | InternatTechni | Analyzer, Hematology |  |  | ANALYZERHEMATOLOGY-InternatTechni-HemochronRespon |  |  |  | Covered PM Repair - Biomedical | MHHS-Mem City
NO | NO |  |  |  | 041-18158 |  | ITC Medical / Hemochron | HEMOCHRON RESPONSE |  | HR7938 | MEMORIAL CITY - MOR | MHHS-Mem City |  | Analyzer, Hematology |  | 041-18158 |  | West & Memorial City |  | MEMORIAL CITY - MOR | [5 empty] | ANALYZERS, LABORATORY, COAGULATION |  | ANALYZERHEMATOLOGY-InternatTechni-HemochronRespon | ANALYZERHEMATOLOGY | Hemochron Response |  |  |  | InternatTechni | Analyzer, Hematology |  |  | ANALYZERHEMATOLOGY-InternatTechni-HemochronRespon |  |  |  | Covered PM Repair - Biomedical | MHHS-Mem City
NO | NO | [5 empty] | ITC Medical / Hemochron | HEMOCHRON RESPONSE |  | HR4896 | MEMORIAL CITY - MOR | MHHS-Mem City |  | Analyzer, Hematology |  |  |  | West & Memorial City |  | MEMORIAL CITY - MOR | [5 empty] | ANALYZERS, LABORATORY, COAGULATION |  | ANALYZERHEMATOLOGY-InternatTechni-HemochronRespon | ANALYZERHEMATOLOGY | Hemochron Response |  |  |  | InternatTechni | Analyzer, Hematology |  |  | ANALYZERHEMATOLOGY-InternatTechni-HemochronRespon |  |  |  | Not Covered Vendor Only - Biomedical | MHHS-Mem City
NO | NO |  |  |  | 005-11994 |  | ITC Medical / Hemochron | HEMOCHRON RESPONSE |  | HR9058 | SE - LABORATORY | MHHS-Southeast |  | Analyzer, Hematology |  | 005-11994 |  | Southeast & Bay Area |  | SE - LABORATORY | [5 empty] | ANALYZERS, LABORATORY, COAGULATION |  | ANALYZERHEMATOLOGY-InternatTechni-HemochronRespon | ANALYZERHEMATOLOGY | Hemochron Response |  |  |  | InternatTechni | Analyzer, Hematology |  |  | ANALYZERHEMATOLOGY-InternatTechni-HemochronRespon |  |  |  | Not Covered Vendor Only - Biomedical | MHHS-Southeast
NO | NO | [5 empty] | ITC Medical / Hemochron | HEMOCHRON RESPONSE |  | hr1452 | TMC - OR - PEDI OR (2R) | MHHS-TMC |  | Analyzer, Hematology |  |  |  | TMC |  | TMC - OR - PEDI OR (2R) | [5 empty] | ANALYZERS, LABORATORY, COAGULATION |  | ANALYZERHEMATOLOGY-InternatTechni-HemochronRespon | ANALYZERHEMATOLOGY | Hemochron Response |  |  |  | InternatTechni | Analyzer, Hematology |  |  | ANALYZERHEMATOLOGY-InternatTechni-HemochronRespon |  |  |  | Covered PM Repair - Biomedical | MHHS-TMC
NO | YES |  |  |  | 009-08328 | 009-08328 | ITC Medical / Hemochron | HEMOCHRON SIGNATURE ELITE |  | SE7173 | GH-Cath Lab | MHHS-Greater Heights |  | Analyzer, Hematology |  | 009-08328 | 009-08328 | Central | MHHS-Greater Heights | GH-Cath Lab | Nurse station |  |  |  |  | ANALYZERS, LABORATORY, COAGULATION | Analyzer, Hematology | ANALYZERHEMATOLOGY-ITC Europe-HemochronSignatElit | ANALYZERHEMATOLOGY | Hemochron Signature Elite |  |  |  | ITCCOLTD | Analyzer, Hematology |  |  | ANALYZERHEMATOLOGY-ITC Europe-HemochronSignatElit | 5/1/20 |  | AH-A | Not Covered Vendor Only - Biomedical | MHHS-Greater Heights | [8 empty] | ANALYZERHEMATOLOGY | Analyzer, Hematology | ITCCOLTD
NO | YES |  |  |  | 009-08351 | 009-08351 | ITC Medical / Hemochron | HEMOCHRON SIGNATURE ELITE |  | SE7112 | GH-CV ICU | MHHS-Greater Heights |  | Analyzer, Hematology |  | 009-08351 | 009-08351 | Central | MHHS-Greater Heights | GH-CV ICU | Nurse station | 8/1/14 |  |  |  | ANALYZERS, LABORATORY, COAGULATION | Analyzer, Hematology | ANALYZERHEMATOLOGY-ITC Europe-HemochronSignatElit | ANALYZERHEMATOLOGY | Hemochron Signature Elite |  |  |  | ITCCOLTD | Analyzer, Hematology |  |  | ANALYZERHEMATOLOGY-ITC Europe-HemochronSignatElit | 5/1/20 |  | AH-A | Not Covered Vendor Only - Biomedical | MHHS-Greater Heights | [8 empty] | ANALYZERHEMATOLOGY | Analyzer, Hematology | ITCCOLTD
NO | YES |  |  |  | 133-09769 | 133-09769 | ITC Medical / Hemochron | HEMOCHRON SIGNATURE ELITE |  | SE-12861 | Katy-Cath Lab | MHHS-Katy |  | Analyzer, Hematology |  | 133-09769 | 133-09769 | Katy | MHHS-Katy | Katy-Cath Lab | Cath Lab | 3/1/17 |  |  |  | ANALYZERS, LABORATORY, COAGULATION | Analyzer, Hematology | ANALYZERHEMATOLOGY-ITC Europe-HemochronSignatElit | ANALYZERHEMATOLOGY | Hemochron Signature Elite |  |  |  | ITCCOLTD | Analyzer, Hematology |  |  | ANALYZERHEMATOLOGY-ITC Europe-HemochronSignatElit | 5/22/20 |  | AH-A | Not Covered Vendor Only - Biomedical | MHHS-Katy | [8 empty] | ANALYZERHEMATOLOGY | Analyzer, Hematology | ITCCOLTD
NO | YES |  |  |  | 133-09952 | 133-09952 | ITC Medical / Hemochron | HEMOCHRON SIGNATURE ELITE |  |  | Katy-ICU | MHHS-Katy |  | Analyzer, Hematology |  | 133-09952 | 133-09952 | Katy | MHHS-Katy | Katy-ICU | ICU Crash Cart | 5/1/17 | 5/1/18 |  |  | ANALYZERS, LABORATORY, COAGULATION | Analyzer, Hematology | ANALYZERHEMATOLOGY-ITC Europe-HemochronSignatElit | ANALYZERHEMATOLOGY | Hemochron Signature Elite |  |  |  | ITCCOLTD | Analyzer, Hematology |  |  | ANALYZERHEMATOLOGY-ITC Europe-HemochronSignatElit | 5/1/20 |  | AH-A | Not Covered Vendor Only - Biomedical | MHHS-Katy | [8 empty] | ANALYZERHEMATOLOGY | Analyzer, Hematology | ITCCOLTD
NO | YES |  |  |  | 133-09953 | 133-09953 | ITC Medical / Hemochron | HEMOCHRON SIGNATURE ELITE |  | SE12658 | Katy-Cath Lab | MHHS-Katy |  | Analyzer, Hematology |  | 133-09953 | 133-09953 | Katy | MHHS-Katy | Katy-Cath Lab | Cath Lab | 5/1/17 |  |  |  | ANALYZERS, LABORATORY, COAGULATION | Analyzer, Hematology | ANALYZERHEMATOLOGY-ITC Europe-HemochronSignatElit | ANALYZERHEMATOLOGY | Hemochron Signature Elite |  |  |  | ITCCOLTD | Analyzer, Hematology |  |  | ANALYZERHEMATOLOGY-ITC Europe-HemochronSignatElit | 5/19/20 |  | AH-A | Not Covered Vendor Only - Biomedical | MHHS-Katy | [8 empty] | ANALYZERHEMATOLOGY | Analyzer, Hematology | ITCCOLTD
NO | YES |  |  |  | 133-09954 | 133-09954 | ITC Medical / Hemochron | HEMOCHRON SIGNATURE ELITE |  | SE12657 | Katy-Cath Lab | MHHS-Katy |  | Analyzer, Hematology |  | 133-09954 | 133-09954 | Katy | MHHS-Katy | Katy-Cath Lab | Cath lab 1 | 5/1/17 |  |  |  | ANALYZERS, LABORATORY, COAGULATION | Analyzer, Hematology | ANALYZERHEMATOLOGY-ITC Europe-HemochronSignatElit | ANALYZERHEMATOLOGY | Hemochron Signature Elite |  |  |  | ITCCOLTD | Analyzer, Hematology |  |  | ANALYZERHEMATOLOGY-ITC Europe-HemochronSignatElit |  |  | AH-A | Covered PM Repair - Biomedical | MHHS-Katy | [8 empty] | ANALYZERHEMATOLOGY | Analyzer, Hematology | ITCCOLTD
NO | YES |  |  |  | 041-17437 | 041-17437 | ITC Medical / Hemochron | HEMOCHRON SIGNATURE ELITE |  | SE5516 | MEMORIAL CITY - CATH LAB | MHHS-Mem City |  | Analyzer, Hematology |  | 041-17437 | 041-17437 | West | Memorial Hermann Heart | MEMORIAL CITY - CATH LAB | CT 1 |  |  |  |  | ANALYZERS, LABORATORY, COAGULATION |  | ANALYZERHEMATOLOGY-ITC Europe-HemochronSignatElit | ANALYZERHEMATOLOGY | Hemochron Signature Elite |  |  |  | ITCCOLTD | Analyzer, Hematology |  |  | ANALYZERHEMATOLOGY-ITC Europe-HemochronSignatElit |  |  |  | Covered PM Repair - Biomedical | MHHS-Mem City
NO | YES |  |  |  | 041-17441 | 041-17441 | ITC Medical / Hemochron | HEMOCHRON SIGNATURE ELITE |  | SE7159 | MEMORIAL CITY - CATH LAB | MHHS-Mem City |  | Analyzer, Hematology |  | 041-17441 | 041-17441 | West | Memorial Hermann Heart | MEMORIAL CITY - CATH LAB | Cath Lab 5 |  |  |  |  | ANALYZERS, LABORATORY, COAGULATION |  | ANALYZERHEMATOLOGY-ITC Europe-HemochronSignatElit | ANALYZERHEMATOLOGY | Hemochron Signature Elite |  |  |  | ITCCOLTD | Analyzer, Hematology |  |  | ANALYZERHEMATOLOGY-ITC Europe-HemochronSignatElit |  |  |  | Covered PM Repair - Biomedical | MHHS-Mem City
NO | YES |  |  |  | 041-17703 | 041-17703 | ITC Medical / Hemochron | HEMOCHRON SIGNATURE ELITE |  | SE7150 | MEMORIAL CITY - CENTRAL SUPPLY | MHHS-Mem City |  | Analyzer, Hematology |  | 041-17703 | 041-17703 | West | Memorial city hear and vascular - memorial city | MEMORIAL CITY - CENTRAL SUPPLY | Cath lab control |  |  |  | No pm sticker | ANALYZERS, LABORATORY, COAGULATION |  | ANALYZERHEMATOLOGY-ITC Europe-HemochronSignatElit | ANALYZERHEMATOLOGY | Hemochron Signature Elite |  |  |  | ITCCOLTD | Analyzer, Hematology |  |  | ANALYZERHEMATOLOGY-ITC Europe-HemochronSignatElit |  |  |  | Not Covered Vendor Only - Biomedical | MHHS-Mem City
NO | YES |  |  |  | 041-17704 | 041-17704 | ITC Medical / Hemochron | HEMOCHRON SIGNATURE ELITE |  | SE7151 | MEMORIAL CITY - CENTRAL SUPPLY | MHHS-Mem City |  | Analyzer, Hematology |  | 041-17704 | 041-17704 | West | Memorial city hear and vascular - memorial city | MEMORIAL CITY - CENTRAL SUPPLY | Cath lab control |  |  |  | No pm found | ANALYZERS, LABORATORY, COAGULATION |  | ANALYZERHEMATOLOGY-ITC Europe-HemochronSignatElit | ANALYZERHEMATOLOGY | Hemochron Signature Elite |  |  |  | ITCCOLTD | Analyzer, Hematology |  |  | ANALYZERHEMATOLOGY-ITC Europe-HemochronSignatElit |  |  |  | Not Covered Vendor Only - Biomedical | MHHS-Mem City
NO | YES |  |  |  | 145-00927 | 145-00927 | ITC Medical / Hemochron | HEMOCHRON SIGNATURE ELITE |  | SE11150 | Pearland-Cardiac Cath Lab | MHHS-Pearland Hospital |  | Analyzer, Hematology |  | 145-00927 | 145-00927 | Pearland | MHHS-Pearland Hospital | Pearland-Cardiac Cath Lab | Procedure Room S2 225 | 12/1/17 |  |  |  | ANALYZERS, LABORATORY, COAGULATION | Analyzer, Hematology | ANALYZERHEMATOLOGY-ITC Europe-HemochronSignatElit | ANALYZERHEMATOLOGY | Hemochron Signature Elite |  |  |  | ITCCOLTD | Analyzer, Hematology |  |  | ANALYZERHEMATOLOGY-ITC Europe-HemochronSignatElit |  |  | AH-A | Clinical Miscellaneous | MHHS-Pearland Hospital | [8 empty] | ANALYZERHEMATOLOGY | Analyzer, Hematology | ITCCOLTD
NO | YES |  |  |  | 069-37931 |  | ITC Medical / Hemochron | HEMOCHRON SIGNATURE ELITE |  | SE7117 | TMC-Cath Lab-Adult (2Hvi) | MHHS-TMC |  | Analyzer, Hematology |  | 069-37931 |  | TMC | MHHS-TMC | TMC-Cath Lab-Adult (2Hvi) | OR6 |  |  |  |  | ANALYZERS, LABORATORY, COAGULATION | Analyzer, Hematology | ANALYZERHEMATOLOGY-ITC Europe-HemochronSignatElit | ANALYZERHEMATOLOGY | Hemochron Signature Elite |  |  |  | ITCCOLTD | Analyzer, Hematology |  |  | ANALYZERHEMATOLOGY-ITC Europe-HemochronSignatElit |  |  | AH-A | Covered PM Repair - Biomedical | MHHS-TMC | [8 empty] | ANALYZERHEMATOLOGY | Analyzer, Hematology | ITCCOLTD
NO | YES | [5 empty] | ITC Medical / Hemochron | HEMOCHRON SIGNATURE ELITE |  | SE7134 | TMC-Children's-PICU (9Hp) | MHHS-TMC |  | Analyzer, Hematology |  |  |  | TMC | MHHS-TMC | TMC-Children's-PICU (9Hp) |  | 12/2/11 |  |  |  | ANALYZERS, LABORATORY, COAGULATION |  | ANALYZERHEMATOLOGY-ITC Europe-HemochronSignatElit | ANALYZERHEMATOLOGY | Hemochron Signature Elite |  |  |  | ITCCOLTD | Analyzer, Hematology |  |  | ANALYZERHEMATOLOGY-ITC Europe-HemochronSignatElit |  | Verified 3/30/2020 4:07pm (Central) |  | Covered PM Repair - Biomedical | MHHS-TMC
NO | YES | [5 empty] | ITC Medical / Hemochron | HEMOCHRON SIGNATURE ELITE |  | SE7136 | TMC-Children's-PICU (9Hp) | MHHS-TMC |  | Analyzer, Hematology |  |  |  | TMC | MHHS-TMC | TMC-Children's-PICU (9Hp) |  | 12/2/11 |  |  |  | ANALYZERS, LABORATORY, COAGULATION |  | ANALYZERHEMATOLOGY-ITC Europe-HemochronSignatElit | ANALYZERHEMATOLOGY | Hemochron Signature Elite |  |  |  | ITCCOLTD | Analyzer, Hematology |  |  | ANALYZERHEMATOLOGY-ITC Europe-HemochronSignatElit |  | Verified 3/30/2020 4:07pm (Central) |  | Covered PM Repair - Biomedical | MHHS-TMC
NO | YES |  |  |  |  | 069-37971 | ITC Medical / Hemochron | HEMOCHRON SIGNATURE ELITE |  | SE7105 | TMC-Sarofim 2-OR | MHHS-TMC |  | Analyzer, Hematology |  |  | 069-37971 | TMC | MHHS-TMC | TMC-Sarofim 2-OR | OR10 | 12/1/11 |  |  |  | ANALYZERS, LABORATORY, COAGULATION |  | ANALYZERHEMATOLOGY-ITC Europe-HemochronSignatElit | ANALYZERHEMATOLOGY | Hemochron Signature Elite |  |  |  | ITCCOLTD | Analyzer, Hematology |  |  | ANALYZERHEMATOLOGY-ITC Europe-HemochronSignatElit |  |  |  | Covered PM Repair - Biomedical | MHHS-TMC
NO | YES |  |  |  |  | 069-38028 | ITC Medical / Hemochron | HEMOCHRON SIGNATURE ELITE |  | SE7101 | TMC-Cath Lab-Adult (2Hvi) | MHHS-TMC |  | Analyzer, Hematology |  |  | 069-38028 | TMC | MHHS-TMC | TMC-Cath Lab-Adult (2Hvi) | TMC - CATH LAB - ADULT (2HVI) | 12/1/12 |  |  |  | ANALYZERS, LABORATORY, COAGULATION | Analyzer, Hematology | ANALYZERHEMATOLOGY-ITC Europe-HemochronSignatElit | ANALYZERHEMATOLOGY | Hemochron Signature Elite |  |  |  | ITCCOLTD | Analyzer, Hematology |  |  | ANALYZERHEMATOLOGY-ITC Europe-HemochronSignatElit | 11/1/13 |  | AH-A | Covered PM Repair - Biomedical | MHHS-TMC | [8 empty] | ANALYZERHEMATOLOGY | Analyzer, Hematology | ITCCOLTD
NO | YES | [5 empty] | ITC Medical / Hemochron | HEMOCHRON SIGNATURE ELITE |  | SE7122 | TMC-Dialysis-Children's (9Hp) | MHHS-TMC |  | Analyzer, Hematology |  |  |  | TMC | MHHS-TMC | TMC-Dialysis-Children's (9Hp) |  | 12/2/11 |  |  |  | ANALYZERS, LABORATORY, COAGULATION |  | ANALYZERHEMATOLOGY-ITC Europe-HemochronSignatElit | ANALYZERHEMATOLOGY | Hemochron Signature Elite |  |  |  | ITCCOLTD | Analyzer, Hematology |  |  | ANALYZERHEMATOLOGY-ITC Europe-HemochronSignatElit | 6/10/20 | Verified 3/30/2020 4:07pm (Central) |  | Not Covered Vendor Only - Biomedical | MHHS-TMC
NO | YES |  |  |  | 069-37925 |  | ITC Medical / Hemochron | HEMOCHRON SIGNATURE ELITE |  | SE7111 | TMC-OR-CVOR (7Hvi) | MHHS-TMC |  | Analyzer, Hematology |  | 069-37925 |  | TMC | MHHS-TMC | TMC-OR-CVOR (7Hvi) | Cath 01 | 12/1/11 |  |  | No PM Sticker | ANALYZERS, LABORATORY, COAGULATION | Analyzer, Hematology | ANALYZERHEMATOLOGY-ITC Europe-HemochronSignatElit | ANALYZERHEMATOLOGY | Hemochron Signature Elite |  |  |  | ITCCOLTD | Analyzer, Hematology |  |  | ANALYZERHEMATOLOGY-ITC Europe-HemochronSignatElit | 6/10/20 |  | AH-A | Not Covered Vendor Only - Biomedical | MHHS-TMC | [8 empty] | ANALYZERHEMATOLOGY | Analyzer, Hematology | ITCCOLTD
NO | YES |  |  |  | 069-37927 |  | ITC Medical / Hemochron | HEMOCHRON SIGNATURE ELITE |  | SE7113 | TMC-OR-CVOR (7Hvi) | MHHS-TMC |  | Analyzer, Hematology |  | 069-37927 |  | TMC | MHHS-TMC | TMC-OR-CVOR (7Hvi) | Cath 03 | 12/1/11 |  |  | No PM Sticker | ANALYZERS, LABORATORY, COAGULATION | Analyzer, Hematology | ANALYZERHEMATOLOGY-ITC Europe-HemochronSignatElit | ANALYZERHEMATOLOGY | Hemochron Signature Elite |  |  |  | ITCCOLTD | Analyzer, Hematology |  |  | ANALYZERHEMATOLOGY-ITC Europe-HemochronSignatElit | 6/10/20 |  | AH-A | Not Covered Vendor Only - Biomedical | MHHS-TMC | [8 empty] | ANALYZERHEMATOLOGY | Analyzer, Hematology | ITCCOLTD
NO | YES |  |  |  | 069-37928 | 069-37928 | ITC Medical / Hemochron | HEMOCHRON SIGNATURE ELITE |  | SE7114 | TMC-Cath Lab-Adult (2Hvi) | MHHS-TMC |  | Analyzer, Hematology |  | 069-37928 | 069-37928 | TMC | MHHS-TMC | TMC-Cath Lab-Adult (2Hvi) | Cath lab 4 | 12/1/11 |  |  | No PM Sticker | ANALYZERS, LABORATORY, COAGULATION | Analyzer, Hematology | ANALYZERHEMATOLOGY-ITC Europe-HemochronSignatElit | ANALYZERHEMATOLOGY | Hemochron Signature Elite |  |  |  | ITCCOLTD | Analyzer, Hematology |  |  | ANALYZERHEMATOLOGY-ITC Europe-HemochronSignatElit | 6/10/20 |  | AH-A | Not Covered Vendor Only - Biomedical | MHHS-TMC | [8 empty] | ANALYZERHEMATOLOGY | Analyzer, Hematology | ITCCOLTD
NO | YES |  |  |  | 069-37929 | 069-37929 | ITC Medical / Hemochron | HEMOCHRON SIGNATURE ELITE |  | SE7115 | TMC-Cath Lab-Adult (2Hvi) | MHHS-TMC |  | Analyzer, Hematology |  | 069-37929 | 069-37929 | TMC | MHHS-TMC | TMC-Cath Lab-Adult (2Hvi) | TMC - CATH LAB - ADULT (2HVI) | 12/1/11 |  |  |  | ANALYZERS, LABORATORY, COAGULATION | Analyzer, Hematology | ANALYZERHEMATOLOGY-ITC Europe-HemochronSignatElit | ANALYZERHEMATOLOGY | Hemochron Signature Elite |  |  |  | ITCCOLTD | Analyzer, Hematology |  |  | ANALYZERHEMATOLOGY-ITC Europe-HemochronSignatElit |  |  | AH-A | Covered PM Repair - Biomedical | MHHS-TMC | [8 empty] | ANALYZERHEMATOLOGY | Analyzer, Hematology | ITCCOLTD
NO | YES |  |  |  |  | 069-37939 | ITC Medical / Hemochron | HEMOCHRON SIGNATURE ELITE |  | SE7138 | TMC-Radiology-IR/Angio | MHHS-TMC |  | Analyzer, Hematology |  |  | 069-37939 | TMC | MHHS-TMC | TMC-Radiology-IR/Angio | J2418 |  |  |  |  | ANALYZERS, LABORATORY, COAGULATION |  | ANALYZERHEMATOLOGY-ITC Europe-HemochronSignatElit | ANALYZERHEMATOLOGY | Hemochron Signature Elite |  |  |  | ITCCOLTD | Analyzer, Hematology |  |  | ANALYZERHEMATOLOGY-ITC Europe-HemochronSignatElit | 4/15/16 |  |  | Covered PM Repair - Biomedical | MHHS-TMC
NO | YES |  |  |  | 029-10227 | 029-10227 | ITC Medical / Hemochron | HEMOCHRON SIGNATURE ELITE |  | SE 11265 | Woodlands-Cath Lab | MHHS-Woodlands |  | Analyzer, Hematology |  | 029-10227 | 029-10227 | Woodlands | MHHS-Woodlands | Woodlands-Cath Lab | CATH LAB | 2/1/16 |  | 2/1/17 |  | ANALYZERS, LABORATORY, COAGULATION | Analyzer, Hematology | ANALYZERHEMATOLOGY-ITC Europe-HemochronSignatElit | ANALYZERHEMATOLOGY | Hemochron Signature Elite |  |  |  | ITCCOLTD | Analyzer, Hematology |  |  | ANALYZERHEMATOLOGY-ITC Europe-HemochronSignatElit |  |  | AH-A | Clinical Miscellaneous | MHHS-Woodlands | [8 empty] | ANALYZERHEMATOLOGY | Analyzer, Hematology | ITCCOLTD
NO | YES |  |  |  | 029-09713 | 029-09713 | ITC Medical / Hemochron | HEMOCHRON SIGNATURE ELITE |  | SE10046 | Woodlands-OR | MHHS-Woodlands |  | Analyzer, Hematology |  | 029-09713 | 029-09713 | Woodlands | MHHS-Woodlands | Woodlands-OR | OR Room 18 |  |  |  | No p.m. | ANALYZERS, LABORATORY, COAGULATION | Analyzer, Hematology | ANALYZERHEMATOLOGY-ITC Europe-HemochronSignatElit | ANALYZERHEMATOLOGY | Hemochron Signature Elite |  |  |  | ITCCOLTD | Analyzer, Hematology |  |  | ANALYZERHEMATOLOGY-ITC Europe-HemochronSignatElit |  |  | AH-A | Covered PM Repair - Biomedical | MHHS-Woodlands | [8 empty] | ANALYZERHEMATOLOGY | Analyzer, Hematology | ITCCOLTD
NO | NO |  |  |  | 009-10321 |  | ITC Medical / Hemochron | HEMOCHRON SIGNATURE ELITE |  | SE7177 | GH - CATH LAB | MHHS-Greater Heights |  | Analyzer, Hematology |  | 009-10321 |  | Central & Greater Heights |  | GH - CATH LAB | [5 empty] | ANALYZERS, LABORATORY, COAGULATION |  | ANALYZERHEMATOLOGY-ITC Europe-HemochronSignatElit | ANALYZERHEMATOLOGY | Hemochron Signature Elite |  |  |  | ITCCOLTD | Analyzer, Hematology |  |  | ANALYZERHEMATOLOGY-ITC Europe-HemochronSignatElit |  |  |  | Not Covered Vendor Only - Biomedical | MHHS-Greater Heights
NO | NO |  |  |  | 041-17439 |  | ITC Medical / Hemochron | HEMOCHRON SIGNATURE ELITE |  | SE7142 | MEMORIAL CITY - CATH LAB | MHHS-Mem City |  | Analyzer, Hematology |  | 041-17439 |  | West & Memorial City |  | MEMORIAL CITY - CATH LAB | [5 empty] | ANALYZERS, LABORATORY, COAGULATION |  | ANALYZERHEMATOLOGY-ITC Europe-HemochronSignatElit | ANALYZERHEMATOLOGY | Hemochron Signature Elite |  |  |  | ITCCOLTD | Analyzer, Hematology |  |  | ANALYZERHEMATOLOGY-ITC Europe-HemochronSignatElit |  |  |  | Covered PM Repair - Biomedical | MHHS-Mem City
NO | NO |  |  |  | 041-17540 |  | ITC Medical / Hemochron | HEMOCHRON SIGNATURE ELITE |  | SE7143 | MEMORIAL CITY - CATH LAB | MHHS-Mem City |  | Analyzer, Hematology |  | 041-17540 |  | West & Memorial City |  | MEMORIAL CITY - CATH LAB | [5 empty] | ANALYZERS, LABORATORY, COAGULATION |  | ANALYZERHEMATOLOGY-ITC Europe-HemochronSignatElit | ANALYZERHEMATOLOGY | Hemochron Signature Elite |  |  |  | ITCCOLTD | Analyzer, Hematology |  |  | ANALYZERHEMATOLOGY-ITC Europe-HemochronSignatElit |  |  |  | Not Covered Vendor Only - Biomedical | MHHS-Mem City
NO | NO |  |  |  | 041-17438 |  | ITC Medical / Hemochron | HEMOCHRON SIGNATURE ELITE |  | SE7109 | MEMORIAL CITY - CATH LAB HOLDING AREA | MHHS-Mem City |  | Analyzer, Hematology |  | 041-17438 |  | West & Memorial City |  | MEMORIAL CITY - CATH LAB HOLDING AREA | [5 empty] | ANALYZERS, LABORATORY, COAGULATION |  | ANALYZERHEMATOLOGY-ITC Europe-HemochronSignatElit | ANALYZERHEMATOLOGY | Hemochron Signature Elite |  |  |  | ITCCOLTD | Analyzer, Hematology |  |  | ANALYZERHEMATOLOGY-ITC Europe-HemochronSignatElit |  |  |  | Not Covered Vendor Only - Biomedical | MHHS-Mem City
NO | NO |  |  |  | 041-17440 |  | ITC Medical / Hemochron | HEMOCHRON SIGNATURE ELITE |  | SE7144 | MEMORIAL CITY - SICU | MHHS-Mem City |  | Analyzer, Hematology |  | 041-17440 |  | West & Memorial City |  | MEMORIAL CITY - SICU | [5 empty] | ANALYZERS, LABORATORY, COAGULATION |  | ANALYZERHEMATOLOGY-ITC Europe-HemochronSignatElit | ANALYZERHEMATOLOGY | Hemochron Signature Elite |  |  |  | ITCCOLTD | Analyzer, Hematology |  |  | ANALYZERHEMATOLOGY-ITC Europe-HemochronSignatElit |  |  |  | Not Covered Vendor Only - Biomedical | MHHS-Mem City
NO | NO | [5 empty] | ITC Medical / Hemochron | HEMOCHRON SIGNATURE ELITE |  | SE7118 | TMC - CATH LAB - ADULT (2HVI) | MHHS-TMC |  | Analyzer, Hematology |  |  |  | TMC |  | TMC - CATH LAB - ADULT (2HVI) | [5 empty] | ANALYZERS, LABORATORY, COAGULATION |  | ANALYZERHEMATOLOGY-ITC Europe-HemochronSignatElit | ANALYZERHEMATOLOGY | Hemochron Signature Elite |  |  |  | ITCCOLTD | Analyzer, Hematology |  |  | ANALYZERHEMATOLOGY-ITC Europe-HemochronSignatElit |  |  |  | Covered PM Repair - Biomedical | MHHS-TMC
NO | NO |  |  |  | 069-37933 |  | ITC Medical / Hemochron | HEMOCHRON SIGNATURE ELITE |  | SE7119 | TMC - CATH LAB - PEDI (GHP) | MHHS-TMC |  | Analyzer, Hematology |  | 069-37933 |  | TMC |  | TMC - CATH LAB - PEDI (GHP) | [5 empty] | ANALYZERS, LABORATORY, COAGULATION |  | ANALYZERHEMATOLOGY-ITC Europe-HemochronSignatElit | ANALYZERHEMATOLOGY | Hemochron Signature Elite |  |  |  | ITCCOLTD | Analyzer, Hematology |  |  | ANALYZERHEMATOLOGY-ITC Europe-HemochronSignatElit |  |  |  | Covered PM Repair - Biomedical | MHHS-TMC
NO | NO | [5 empty] | ITC Medical / Hemochron | HEMOCHRON SIGNATURE ELITE |  | SE7131 | TMC - CHILDRENS - PICU (9HP) | MHHS-TMC |  | Analyzer, Hematology |  |  |  | TMC |  | TMC - CHILDRENS - PICU (9HP) | [5 empty] | ANALYZERS, LABORATORY, COAGULATION |  | ANALYZERHEMATOLOGY-ITC Europe-HemochronSignatElit | ANALYZERHEMATOLOGY | Hemochron Signature Elite |  |  |  | ITCCOLTD | Analyzer, Hematology |  |  | ANALYZERHEMATOLOGY-ITC Europe-HemochronSignatElit |  |  |  | Covered PM Repair - Biomedical | MHHS-TMC
NO | NO | [5 empty] | ITC Medical / Hemochron | HEMOCHRON SIGNATURE ELITE |  | SE7132 | TMC - CHILDRENS - PICU (9HP) | MHHS-TMC |  | Analyzer, Hematology |  |  |  | TMC |  | TMC - CHILDRENS - PICU (9HP) | [5 empty] | ANALYZERS, LABORATORY, COAGULATION |  | ANALYZERHEMATOLOGY-ITC Europe-HemochronSignatElit | ANALYZERHEMATOLOGY | Hemochron Signature Elite |  |  |  | ITCCOLTD | Analyzer, Hematology |  |  | ANALYZERHEMATOLOGY-ITC Europe-HemochronSignatElit |  |  |  | Covered PM Repair - Biomedical | MHHS-TMC
NO | NO | [5 empty] | ITC Medical / Hemochron | HEMOCHRON SIGNATURE ELITE |  | SE7133 | TMC - CHILDRENS - PICU (9HP) | MHHS-TMC |  | Analyzer, Hematology |  |  |  | TMC |  | TMC - CHILDRENS - PICU (9HP) | [5 empty] | ANALYZERS, LABORATORY, COAGULATION |  | ANALYZERHEMATOLOGY-ITC Europe-HemochronSignatElit | ANALYZERHEMATOLOGY | Hemochron Signature Elite |  |  |  | ITCCOLTD | Analyzer, Hematology |  |  | ANALYZERHEMATOLOGY-ITC Europe-HemochronSignatElit |  |  |  | Covered PM Repair - Biomedical | MHHS-TMC
NO | NO | [5 empty] | ITC Medical / Hemochron | HEMOCHRON SIGNATURE ELITE |  | SE7135 | TMC - CHILDRENS - PICU (9HP) | MHHS-TMC |  | Analyzer, Hematology |  |  |  | TMC |  | TMC - CHILDRENS - PICU (9HP) | [5 empty] | ANALYZERS, LABORATORY, COAGULATION |  | ANALYZERHEMATOLOGY-ITC Europe-HemochronSignatElit | ANALYZERHEMATOLOGY | Hemochron Signature Elite |  |  |  | ITCCOLTD | Analyzer, Hematology |  |  | ANALYZERHEMATOLOGY-ITC Europe-HemochronSignatElit |  |  |  | Covered PM Repair - Biomedical | MHHS-TMC
NO | NO | [5 empty] | ITC Medical / Hemochron | HEMOCHRON SIGNATURE ELITE |  | SE7125 | TMC - CHILDRENS - PICU (9HP) | MHHS-TMC |  | Analyzer, Hematology |  |  |  | TMC |  | TMC - CHILDRENS - PICU (9HP) | [5 empty] | ANALYZERS, LABORATORY, COAGULATION |  | ANALYZERHEMATOLOGY-ITC Europe-HemochronSignatElit | ANALYZERHEMATOLOGY | Hemochron Signature Elite |  |  |  | ITCCOLTD | Analyzer, Hematology |  |  | ANALYZERHEMATOLOGY-ITC Europe-HemochronSignatElit |  |  |  | Covered PM Repair - Biomedical | MHHS-TMC
NO | NO | [5 empty] | ITC Medical / Hemochron | HEMOCHRON SIGNATURE ELITE |  | SE7102 | TMC - DIALYSIS - ADULT (9J) | MHHS-TMC |  | Analyzer, Hematology |  |  |  | TMC |  | TMC - DIALYSIS - ADULT (9J) | [5 empty] | ANALYZERS, LABORATORY, COAGULATION |  | ANALYZERHEMATOLOGY-ITC Europe-HemochronSignatElit | ANALYZERHEMATOLOGY | Hemochron Signature Elite |  |  |  | ITCCOLTD | Analyzer, Hematology |  |  | ANALYZERHEMATOLOGY-ITC Europe-HemochronSignatElit |  |  |  | Covered PM Repair - Biomedical | MHHS-TMC
NO | NO | [5 empty] | ITC Medical / Hemochron | HEMOCHRON SIGNATURE ELITE |  | SE7103 | TMC - DIALYSIS - ADULT (9J) | MHHS-TMC |  | Analyzer, Hematology |  |  |  | TMC |  | TMC - DIALYSIS - ADULT (9J) | [5 empty] | ANALYZERS, LABORATORY, COAGULATION |  | ANALYZERHEMATOLOGY-ITC Europe-HemochronSignatElit | ANALYZERHEMATOLOGY | Hemochron Signature Elite |  |  |  | ITCCOLTD | Analyzer, Hematology |  |  | ANALYZERHEMATOLOGY-ITC Europe-HemochronSignatElit |  |  |  | Covered PM Repair - Biomedical | MHHS-TMC
NO | NO | [5 empty] | ITC Medical / Hemochron | HEMOCHRON SIGNATURE ELITE |  | SE7104 | TMC - DIALYSIS - ADULT (9J) | MHHS-TMC |  | Analyzer, Hematology |  |  |  | TMC |  | TMC - DIALYSIS - ADULT (9J) | [5 empty] | ANALYZERS, LABORATORY, COAGULATION |  | ANALYZERHEMATOLOGY-ITC Europe-HemochronSignatElit | ANALYZERHEMATOLOGY | Hemochron Signature Elite |  |  |  | ITCCOLTD | Analyzer, Hematology |  |  | ANALYZERHEMATOLOGY-ITC Europe-HemochronSignatElit |  |  |  | Covered PM Repair - Biomedical | MHHS-TMC
NO | NO | [5 empty] | ITC Medical / Hemochron | HEMOCHRON SIGNATURE ELITE |  | SE7107 | TMC - DIALYSIS - ADULT (9J) | MHHS-TMC |  | Analyzer, Hematology |  |  |  | TMC |  | TMC - DIALYSIS - ADULT (9J) | [5 empty] | ANALYZERS, LABORATORY, COAGULATION |  | ANALYZERHEMATOLOGY-ITC Europe-HemochronSignatElit | ANALYZERHEMATOLOGY | Hemochron Signature Elite |  |  |  | ITCCOLTD | Analyzer, Hematology |  |  | ANALYZERHEMATOLOGY-ITC Europe-HemochronSignatElit |  |  |  | Covered PM Repair - Biomedical | MHHS-TMC
NO | NO | [5 empty] | ITC Medical / Hemochron | HEMOCHRON SIGNATURE ELITE |  | SE7108 | TMC - DIALYSIS - ADULT (9J) | MHHS-TMC |  | Analyzer, Hematology |  |  |  | TMC |  | TMC - DIALYSIS - ADULT (9J) | [5 empty] | ANALYZERS, LABORATORY, COAGULATION |  | ANALYZERHEMATOLOGY-ITC Europe-HemochronSignatElit | ANALYZERHEMATOLOGY | Hemochron Signature Elite |  |  |  | ITCCOLTD | Analyzer, Hematology |  |  | ANALYZERHEMATOLOGY-ITC Europe-HemochronSignatElit |  |  |  | Covered PM Repair - Biomedical | MHHS-TMC
NO | NO | [5 empty] | ITC Medical / Hemochron | HEMOCHRON SIGNATURE ELITE |  | SE7129 | TMC - DIALYSIS - ADULT (9J) | MHHS-TMC |  | Analyzer, Hematology |  |  |  | TMC |  | TMC - DIALYSIS - ADULT (9J) | [5 empty] | ANALYZERS, LABORATORY, COAGULATION |  | ANALYZERHEMATOLOGY-ITC Europe-HemochronSignatElit | ANALYZERHEMATOLOGY | Hemochron Signature Elite |  |  |  | ITCCOLTD | Analyzer, Hematology |  |  | ANALYZERHEMATOLOGY-ITC Europe-HemochronSignatElit |  |  |  | Covered PM Repair - Biomedical | MHHS-TMC
NO | NO | [5 empty] | ITC Medical / Hemochron | HEMOCHRON SIGNATURE ELITE |  | SE7110 | TMC - DIALYSIS - ADULT (9J) | MHHS-TMC |  | Analyzer, Hematology |  |  |  | TMC |  | TMC - DIALYSIS - ADULT (9J) | [5 empty] | ANALYZERS, LABORATORY, COAGULATION |  | ANALYZERHEMATOLOGY-ITC Europe-HemochronSignatElit | ANALYZERHEMATOLOGY | Hemochron Signature Elite |  |  |  | ITCCOLTD | Analyzer, Hematology |  |  | ANALYZERHEMATOLOGY-ITC Europe-HemochronSignatElit |  |  |  | Covered PM Repair - Biomedical | MHHS-TMC
NO | NO | [5 empty] | ITC Medical / Hemochron | HEMOCHRON SIGNATURE ELITE |  | SE7106 | TMC - DIALYSIS - ADULT (9J) | MHHS-TMC |  | Analyzer, Hematology |  |  |  | TMC |  | TMC - DIALYSIS - ADULT (9J) | [5 empty] | ANALYZERS, LABORATORY, COAGULATION |  | ANALYZERHEMATOLOGY-ITC Europe-HemochronSignatElit | ANALYZERHEMATOLOGY | Hemochron Signature Elite |  |  |  | ITCCOLTD | Analyzer, Hematology |  |  | ANALYZERHEMATOLOGY-ITC Europe-HemochronSignatElit |  |  |  | Covered PM Repair - Biomedical | MHHS-TMC
NO | NO | [5 empty] | ITC Medical / Hemochron | HEMOCHRON SIGNATURE ELITE |  | SE7121 | TMC - DIALYSIS - CHILDRENS (9HP) | MHHS-TMC |  | Analyzer, Hematology |  |  |  | TMC |  | TMC - DIALYSIS - CHILDRENS (9HP) | [5 empty] | ANALYZERS, LABORATORY, COAGULATION |  | ANALYZERHEMATOLOGY-ITC Europe-HemochronSignatElit | ANALYZERHEMATOLOGY | Hemochron Signature Elite |  |  |  | ITCCOLTD | Analyzer, Hematology |  |  | ANALYZERHEMATOLOGY-ITC Europe-HemochronSignatElit |  |  |  | Covered PM Repair - Biomedical | MHHS-TMC
NO | NO | [5 empty] | ITC Medical / Hemochron | HEMOCHRON SIGNATURE ELITE |  | SE7123 | TMC - DIALYSIS - CHILDRENS (9HP) | MHHS-TMC |  | Analyzer, Hematology |  |  |  | TMC |  | TMC - DIALYSIS - CHILDRENS (9HP) | [5 empty] | ANALYZERS, LABORATORY, COAGULATION |  | ANALYZERHEMATOLOGY-ITC Europe-HemochronSignatElit | ANALYZERHEMATOLOGY | Hemochron Signature Elite |  |  |  | ITCCOLTD | Analyzer, Hematology |  |  | ANALYZERHEMATOLOGY-ITC Europe-HemochronSignatElit |  |  |  | Covered PM Repair - Biomedical | MHHS-TMC
NO | NO | [5 empty] | ITC Medical / Hemochron | HEMOCHRON SIGNATURE ELITE |  | SE7124 | TMC - DIALYSIS - CHILDRENS (9HP) | MHHS-TMC |  | Analyzer, Hematology |  |  |  | TMC |  | TMC - DIALYSIS - CHILDRENS (9HP) | [5 empty] | ANALYZERS, LABORATORY, COAGULATION |  | ANALYZERHEMATOLOGY-ITC Europe-HemochronSignatElit | ANALYZERHEMATOLOGY | Hemochron Signature Elite |  |  |  | ITCCOLTD | Analyzer, Hematology |  |  | ANALYZERHEMATOLOGY-ITC Europe-HemochronSignatElit |  |  |  | Not Covered Vendor Only - Biomedical | MHHS-TMC
NO | NO | [5 empty] | ITC Medical / Hemochron | HEMOCHRON SIGNATURE ELITE |  | SE7126 | TMC - HVI - CCU (4HVI) | MHHS-TMC |  | Analyzer, Hematology |  |  |  | TMC |  | TMC - HVI - CCU (4HVI) | [5 empty] | ANALYZERS, LABORATORY, COAGULATION |  | ANALYZERHEMATOLOGY-ITC Europe-HemochronSignatElit | ANALYZERHEMATOLOGY | Hemochron Signature Elite |  |  |  | ITCCOLTD | Analyzer, Hematology |  |  | ANALYZERHEMATOLOGY-ITC Europe-HemochronSignatElit |  |  |  | Not Covered Vendor Only - Biomedical | MHHS-TMC
NO | NO |  |  |  | 069-37926 |  | ITC Medical / Hemochron | HEMOCHRON SIGNATURE ELITE |  | SE7162 | TMC - LABORATORY - CHEMISTRY (1R) | MHHS-TMC |  | Analyzer, Hematology |  | 069-37926 |  | TMC |  | TMC - LABORATORY - CHEMISTRY (1R) | [5 empty] | ANALYZERS, LABORATORY, COAGULATION |  | ANALYZERHEMATOLOGY-ITC Europe-HemochronSignatElit | ANALYZERHEMATOLOGY | Hemochron Signature Elite |  |  |  | ITCCOLTD | Analyzer, Hematology |  |  | ANALYZERHEMATOLOGY-ITC Europe-HemochronSignatElit |  |  |  | Not Covered Vendor Only - Biomedical | MHHS-TMC
NO | NO | [5 empty] | ITC Medical / Hemochron | HEMOCHRON SIGNATURE ELITE |  | SE7090 | TMC - LABORATORY - CHEMISTRY (1R) | MHHS-TMC |  | Analyzer, Hematology |  |  |  | TMC |  | TMC - LABORATORY - CHEMISTRY (1R) | [5 empty] | ANALYZERS, LABORATORY, COAGULATION |  | ANALYZERHEMATOLOGY-ITC Europe-HemochronSignatElit | ANALYZERHEMATOLOGY | Hemochron Signature Elite |  |  |  | ITCCOLTD | Analyzer, Hematology |  |  | ANALYZERHEMATOLOGY-ITC Europe-HemochronSignatElit |  |  |  | Covered PM Repair - Biomedical | MHHS-TMC
NO | NO | [5 empty] | ITC Medical / Hemochron | HEMOCHRON SIGNATURE ELITE |  | SE7120 | TMC - LABORATORY - CHEMISTRY (1R) | MHHS-TMC |  | Analyzer, Hematology |  |  |  | TMC |  | TMC - LABORATORY - CHEMISTRY (1R) | [5 empty] | ANALYZERS, LABORATORY, COAGULATION |  | ANALYZERHEMATOLOGY-ITC Europe-HemochronSignatElit | ANALYZERHEMATOLOGY | Hemochron Signature Elite |  |  |  | ITCCOLTD | Analyzer, Hematology |  |  | ANALYZERHEMATOLOGY-ITC Europe-HemochronSignatElit |  |  |  | Covered PM Repair - Biomedical | MHHS-TMC
NO | NO | [5 empty] | ITC Medical / Hemochron | HEMOCHRON SIGNATURE ELITE |  | SE7130 | TMC - LABORATORY - CHEMISTRY (1R) | MHHS-TMC |  | Analyzer, Hematology |  |  |  | TMC |  | TMC - LABORATORY - CHEMISTRY (1R) | [5 empty] | ANALYZERS, LABORATORY, COAGULATION |  | ANALYZERHEMATOLOGY-ITC Europe-HemochronSignatElit | ANALYZERHEMATOLOGY | Hemochron Signature Elite |  |  |  | ITCCOLTD | Analyzer, Hematology |  |  | ANALYZERHEMATOLOGY-ITC Europe-HemochronSignatElit |  |  |  | Covered PM Repair - Biomedical | MHHS-TMC
NO | NO | [5 empty] | ITC Medical / Hemochron | HEMOCHRON SIGNATURE ELITE |  | SE7091 | TMC - OR - CVOR (7HVI) | MHHS-TMC |  | Analyzer, Hematology |  |  |  | TMC |  | TMC - OR - CVOR (7HVI) | [5 empty] | ANALYZERS, LABORATORY, COAGULATION |  | ANALYZERHEMATOLOGY-ITC Europe-HemochronSignatElit | ANALYZERHEMATOLOGY | Hemochron Signature Elite |  |  |  | ITCCOLTD | Analyzer, Hematology |  |  | ANALYZERHEMATOLOGY-ITC Europe-HemochronSignatElit |  |  |  | Covered PM Repair - Biomedical | MHHS-TMC
NO | NO | [5 empty] | ITC Medical / Hemochron | HEMOCHRON SIGNATURE ELITE |  | SE7099 | TMC - OR - CVOR (7HVI) | MHHS-TMC |  | Analyzer, Hematology |  |  |  | TMC |  | TMC - OR - CVOR (7HVI) | [5 empty] | ANALYZERS, LABORATORY, COAGULATION |  | ANALYZERHEMATOLOGY-ITC Europe-HemochronSignatElit | ANALYZERHEMATOLOGY | Hemochron Signature Elite |  |  |  | ITCCOLTD | Analyzer, Hematology |  |  | ANALYZERHEMATOLOGY-ITC Europe-HemochronSignatElit |  |  |  | Covered PM Repair - Biomedical | MHHS-TMC
NO | NO | [5 empty] | ITC Medical / Hemochron | HEMOCHRON SIGNATURE ELITE |  | SE7093 | TMC - OR - CVOR (7HVI) | MHHS-TMC |  | Analyzer, Hematology |  |  |  | TMC |  | TMC - OR - CVOR (7HVI) | [5 empty] | ANALYZERS, LABORATORY, COAGULATION |  | ANALYZERHEMATOLOGY-ITC Europe-HemochronSignatElit | ANALYZERHEMATOLOGY | Hemochron Signature Elite |  |  |  | ITCCOLTD | Analyzer, Hematology |  |  | ANALYZERHEMATOLOGY-ITC Europe-HemochronSignatElit |  |  |  | Covered PM Repair - Biomedical | MHHS-TMC
NO | NO | [5 empty] | ITC Medical / Hemochron | HEMOCHRON SIGNATURE ELITE |  | SE7094 | TMC - OR - CVOR (7HVI) | MHHS-TMC |  | Analyzer, Hematology |  |  |  | TMC |  | TMC - OR - CVOR (7HVI) | [5 empty] | ANALYZERS, LABORATORY, COAGULATION |  | ANALYZERHEMATOLOGY-ITC Europe-HemochronSignatElit | ANALYZERHEMATOLOGY | Hemochron Signature Elite |  |  |  | ITCCOLTD | Analyzer, Hematology |  |  | ANALYZERHEMATOLOGY-ITC Europe-HemochronSignatElit |  |  |  | Covered PM Repair - Biomedical | MHHS-TMC
NO | NO | [5 empty] | ITC Medical / Hemochron | HEMOCHRON SIGNATURE ELITE |  | SE7095 | TMC - OR - CVOR (7HVI) | MHHS-TMC |  | Analyzer, Hematology |  |  |  | TMC |  | TMC - OR - CVOR (7HVI) | [5 empty] | ANALYZERS, LABORATORY, COAGULATION |  | ANALYZERHEMATOLOGY-ITC Europe-HemochronSignatElit | ANALYZERHEMATOLOGY | Hemochron Signature Elite |  |  |  | ITCCOLTD | Analyzer, Hematology |  |  | ANALYZERHEMATOLOGY-ITC Europe-HemochronSignatElit |  |  |  | Covered PM Repair - Biomedical | MHHS-TMC
NO | NO | [5 empty] | ITC Medical / Hemochron | HEMOCHRON SIGNATURE ELITE |  | SE7096 | TMC - OR - CVOR (7HVI) | MHHS-TMC |  | Analyzer, Hematology |  |  |  | TMC |  | TMC - OR - CVOR (7HVI) | [5 empty] | ANALYZERS, LABORATORY, COAGULATION |  | ANALYZERHEMATOLOGY-ITC Europe-HemochronSignatElit | ANALYZERHEMATOLOGY | Hemochron Signature Elite |  |  |  | ITCCOLTD | Analyzer, Hematology |  |  | ANALYZERHEMATOLOGY-ITC Europe-HemochronSignatElit |  |  |  | Covered PM Repair - Biomedical | MHHS-TMC
NO | NO | [5 empty] | ITC Medical / Hemochron | HEMOCHRON SIGNATURE ELITE |  | SE7097 | TMC - OR - CVOR (7HVI) | MHHS-TMC |  | Analyzer, Hematology |  |  |  | TMC |  | TMC - OR - CVOR (7HVI) | [5 empty] | ANALYZERS, LABORATORY, COAGULATION |  | ANALYZERHEMATOLOGY-ITC Europe-HemochronSignatElit | ANALYZERHEMATOLOGY | Hemochron Signature Elite |  |  |  | ITCCOLTD | Analyzer, Hematology |  |  | ANALYZERHEMATOLOGY-ITC Europe-HemochronSignatElit |  |  |  | Covered PM Repair - Biomedical | MHHS-TMC
NO | NO | [5 empty] | ITC Medical / Hemochron | HEMOCHRON SIGNATURE ELITE |  | SE7098 | TMC - OR - CVOR (7HVI) | MHHS-TMC |  | Analyzer, Hematology |  |  |  | TMC |  | TMC - OR - CVOR (7HVI) | [5 empty] | ANALYZERS, LABORATORY, COAGULATION |  | ANALYZERHEMATOLOGY-ITC Europe-HemochronSignatElit | ANALYZERHEMATOLOGY | Hemochron Signature Elite |  |  |  | ITCCOLTD | Analyzer, Hematology |  |  | ANALYZERHEMATOLOGY-ITC Europe-HemochronSignatElit |  |  |  | Not Covered Vendor Only - Biomedical | MHHS-TMC
NO | NO |  |  |  | 069-37940 |  | ITC Medical / Hemochron | HEMOCHRON SIGNATURE ELITE |  | SE7139 | TMC - OR - HERMANN (2HP) | MHHS-TMC |  | Analyzer, Hematology |  | 069-37940 |  | TMC |  | TMC - OR - HERMANN (2HP) | [5 empty] | ANALYZERS, LABORATORY, COAGULATION |  | ANALYZERHEMATOLOGY-ITC Europe-HemochronSignatElit | ANALYZERHEMATOLOGY | Hemochron Signature Elite |  |  |  | ITCCOLTD | Analyzer, Hematology |  |  | ANALYZERHEMATOLOGY-ITC Europe-HemochronSignatElit |  |  |  | Not Covered Vendor Only - Biomedical | MHHS-TMC
NO | NO | [5 empty] | ITC Medical / Hemochron | HEMOCHRON SIGNATURE ELITE |  | SE7161 | TMC - RESPIRATORY - ADULT | MHHS-TMC |  | Analyzer, Hematology |  |  |  | TMC |  | TMC - RESPIRATORY - ADULT | [5 empty] | ANALYZERS, LABORATORY, COAGULATION |  | ANALYZERHEMATOLOGY-ITC Europe-HemochronSignatElit | ANALYZERHEMATOLOGY | Hemochron Signature Elite |  |  |  | ITCCOLTD | Analyzer, Hematology |  |  | ANALYZERHEMATOLOGY-ITC Europe-HemochronSignatElit |  |  |  | Covered PM Repair - Biomedical | MHHS-TMC
NO | NO |  |  |  | 069-48422 |  | ITC Medical / Hemochron | HEMOCHRON SIGNATURE ELITE |  | SE 17403 | TMC - SAROFIM 3 - OR | MHHS-TMC |  | Analyzer, Hematology |  | 069-48422 |  | TMC |  | TMC - SAROFIM 3 - OR | [5 empty] | ANALYZERS, LABORATORY, COAGULATION |  | ANALYZERHEMATOLOGY-ITC Europe-HemochronSignatElit | ANALYZERHEMATOLOGY | Hemochron Signature Elite |  |  |  | ITCCOLTD | Analyzer, Hematology |  |  | ANALYZERHEMATOLOGY-ITC Europe-HemochronSignatElit |  |  |  | Covered PM Repair - Biomedical | MHHS-TMC
NO | NO |  |  |  | 029-08583 |  | ITC Medical / Hemochron | HEMOCHRON SIGNATURE ELITE |  | SE7049 | WOODLANDS - OR | MHHS-Woodlands |  | Analyzer, Hematology |  | 029-08583 |  | Woodlands |  | WOODLANDS - OR | [5 empty] | ANALYZERS, LABORATORY, COAGULATION |  | ANALYZERHEMATOLOGY-ITC Europe-HemochronSignatElit | ANALYZERHEMATOLOGY | Hemochron Signature Elite |  |  |  | ITCCOLTD | Analyzer, Hematology |  |  | ANALYZERHEMATOLOGY-ITC Europe-HemochronSignatElit |  |  |  | Not Covered Vendor Only - Biomedical | MHHS-Woodlands
NO | YES |  |  |  | 041-34431 | 041-34431 | ITO CO. LTD | ES-160 6-CHANNEL PROGRAMMABLE ELECTROACUPUNCTURE |  |  | MEMORIAL CITY - PELVIC CENTER | MHHS-Mem City |  |  |  | 041-34431 | 041-34431 | West | West | MEMORIAL CITY - PELVIC CENTER | Physical Therapy GYM |  |  |  |  | STIMULATORS, ELECTRICAL, NEUROMUSCULAR |  | STIMULATORNERVE-ITO-ES-160 |  |  |  |  | STIMULATORNERVE-ITO-ES-160 | [8 empty] | Covered PM Repair - Biomedical | MHHS-Mem City
NO | YES |  |  |  | 041-20951 |  | ITO CO. LTD | ES-160 6-CHANNEL PROGRAMMABLE ELECTROACUPUNCTURE |  | (01)04983087008496(21)201610230047 | MH MG - (MC) - CONOCO PHILIPS | MHHS-MG |  |  |  | 041-20951 |  | West & Memorial City |  | MH MG - (MC) - CONOCO PHILIPS |  | 07/26/2017 |  |  |  | STIMULATORS, ELECTRICAL, NEUROMUSCULAR |  | STIMULATORNERVE-ITO-ES-160 |  |  |  |  | STIMULATORNERVE-ITO-ES-160 | [8 empty] | Covered PM Repair - Biomedical | MHHS-MG
NO | YES |  |  |  | 151-02358 | 151-02358 | ITO CO. LTD | ES-160 6-CHANNEL PROGRAMMABLE ELECTROACUPUNCTURE |  |  | SMR - (CY) - CYPRESS CCC (MP1) | MHHS-SMR |  |  |  | 151-02358 | 151-02358 | Northwest | MHHS-Others | SMR - (CY) - CYPRESS CCC (MP1) | Rehab |  |  |  |  | STIMULATORS, ELECTRICAL, NEUROMUSCULAR | Stimulator, Nerve | STIMULATORNERVE-ITO-ES-160 |  |  |  |  | STIMULATORNERVE-ITO-ES-160 | [8 empty] | Covered PM Repair - Biomedical | MHHS-SMR | [8 empty] | STIMULATORNERVE | Stimulator, Nerve | ITO
NO | YES |  |  |  | 017-01497 | 017-01497 | ITO CO. LTD | ES-160 6-CHANNEL PROGRAMMABLE ELECTROACUPUNCTURE |  |  | SMR - (MC) - BASEBALL USA | MHHS-SMR |  |  |  | 017-01497 | 017-01497 | West | Memorial Hermann Sports Medicine | SMR - (MC) - BASEBALL USA | Treatment Room | 10/1/17 |  |  |  | STIMULATORS, ELECTRICAL, NEUROMUSCULAR | Stimulator, Nerve | STIMULATORNERVE-ITO-ES-160 |  |  |  |  | STIMULATORNERVE-ITO-ES-160 | [8 empty] | Covered PM Repair - Biomedical | MHHS-SMR | [8 empty] | STIMULATORNERVE | Stimulator, Nerve | ITO
NO | YES |  |  |  | 000-03833 | 000-03833 | ITO CO. LTD | ES-160 6-CHANNEL PROGRAMMABLE ELECTROACUPUNCTURE |  |  | MH MG-(NE)-Kingwood CCC-Timeshare | MHHS-SMR |  |  |  | 000-03833 | 000-03833 | Katy | MHHS-MG | MH MG-(NE)-Kingwood CCC-Timeshare | Rehab |  |  |  |  | STIMULATORS, ELECTRICAL, NEUROMUSCULAR | Stimulator, Nerve | STIMULATORNERVE-ITO-ES-160 |  |  |  |  | STIMULATORNERVE-ITO-ES-160 | [5 empty] | 4/4/20 |  |  | Covered PM Repair - Biomedical | MHHS-SMR | [8 empty] | STIMULATORNERVE | Stimulator, Nerve | ITO
NO | YES |  |  |  | 029-12250 | 029-12250 | ITO CO. LTD | ES-160 6-CHANNEL PROGRAMMABLE ELECTROACUPUNCTURE |  |  | SMR-(PL)-Pearland East | MHHS-SMR |  |  |  | 029-12250 | 029-12250 | Pearland | MHHS-Others | SMR-(PL)-Pearland East |  | 9/1/19 | 9/1/20 |  |  | STIMULATORS, ELECTRICAL, NEUROMUSCULAR | Stimulator, Nerve | STIMULATORNERVE-ITO-ES-160 |  |  |  |  | STIMULATORNERVE-ITO-ES-160 | [5 empty] | 4/4/20 |  |  | Covered PM Repair - Biomedical | MHHS-SMR | [8 empty] | STIMULATORNERVE | Stimulator, Nerve | ITO
NO | YES |  |  |  | 005-11185 |  | ITO CO. LTD | ES-160 6-CHANNEL PROGRAMMABLE ELECTROACUPUNCTURE |  |  | SMR - (SE) - BEAUMONT | MHHS-SMR |  |  |  | 005-11185 |  | Southeast & Bay Area |  | SMR - (SE) - BEAUMONT |  | 03/14/2017 |  |  |  | STIMULATORS, ELECTRICAL, NEUROMUSCULAR |  | STIMULATORNERVE-ITO-ES-160 |  |  |  |  | STIMULATORNERVE-ITO-ES-160 | [5 empty] | 04/04/2020 |  |  | Covered PM Repair - Biomedical | MHHS-SMR
NO | YES |  |  |  | 029-12249 | 029-12249 | ITO CO. LTD | ES-160 6-CHANNEL PROGRAMMABLE ELECTROACUPUNCTURE |  |  |  | MHHS-SMR |  |  |  | 029-12249 | 029-12249 | Sugar Land | Memorial Hermann Sports Medicine |  | Room 2 | 3/1/19 |  |  |  | STIMULATORS, ELECTRICAL, NEUROMUSCULAR | Stimulator, Nerve | STIMULATORNERVE-ITO-ES-160 |  |  |  |  | STIMULATORNERVE-ITO-ES-160 | [5 empty] | 4/4/20 |  |  | Covered PM Repair - Biomedical | MHHS-SMR | [8 empty] | STIMULATORNERVE | Stimulator, Nerve | ITO
NO | YES |  |  |  | 000-03876 | 000-03876 | ITO CO. LTD | ES-160 6-CHANNEL PROGRAMMABLE ELECTROACUPUNCTURE |  |  | SMR-(TMC)-Shepherd Square | MHHS-SMR |  |  |  | 000-03876 | 000-03876 | TMC | MHHS-Others | SMR-(TMC)-Shepherd Square | Gym Floor | 3/1/19 | 3/1/20 |  |  | STIMULATORS, ELECTRICAL, NEUROMUSCULAR | Stimulator, Nerve | STIMULATORNERVE-ITO-ES-160 |  |  |  |  | STIMULATORNERVE-ITO-ES-160 | [5 empty] | 4/4/20 |  |  | Covered PM Repair - Biomedical | MHHS-SMR | [8 empty] | STIMULATORNERVE | Stimulator, Nerve | ITO
NO | YES |  |  |  | 029-09782 | 029-09782 | ITO CO. LTD | ES-160 6-CHANNEL PROGRAMMABLE ELECTROACUPUNCTURE |  |  | SMR - (WDLS) - STERLING RIDGE | MHHS-SMR |  |  |  | 029-09782 | 029-09782 | Woodlands | Sports Medicine | SMR - (WDLS) - STERLING RIDGE | [5 empty] | STIMULATORS, ELECTRICAL, NEUROMUSCULAR |  | STIMULATORNERVE-ITO-ES-160 |  |  |  |  | STIMULATORNERVE-ITO-ES-160 | [8 empty] | Covered PM Repair - Biomedical | MHHS-SMR
NO | NO |  |  |  | 000-04317 |  | ITO CO. LTD | ES-160 6-CHANNEL PROGRAMMABLE ELECTROACUPUNCTURE |  |  | SMR - (MHOSH) - BELLAIRE | MHHS-SMR |  |  |  | 000-04317 |  | Central & Greater Heights |  | SMR - (MHOSH) - BELLAIRE | [5 empty] | STIMULATORS, ELECTRICAL, NEUROMUSCULAR |  | STIMULATORNERVE-ITO-ES-160 |  |  |  |  | STIMULATORNERVE-ITO-ES-160 | [8 empty] | Covered PM Repair - Biomedical | MHHS-SMR
NO | NO | [5 empty] | ITO CO. LTD | ES-160 6-CHANNEL PROGRAMMABLE ELECTROACUPUNCTURE |  |  | SMR - (NE) - SUMMER CREEK CCC | MHHS-SMR | [5 empty] | Katy |  | SMR - (NE) - SUMMER CREEK CCC | [5 empty] | STIMULATORS, ELECTRICAL, NEUROMUSCULAR |  | STIMULATORNERVE-ITO-ES-160 |  |  |  |  | STIMULATORNERVE-ITO-ES-160 | [8 empty] | Covered PM Repair - Biomedical | MHHS-SMR
NO | NO |  |  |  | 005-11196 |  | ITO CO. LTD | ES-160 6-CHANNEL PROGRAMMABLE ELECTROACUPUNCTURE |  |  | SMR - (PL) - PEARLAND WEST (SILVERLAKE) | MHHS-SMR |  |  |  | 005-11196 |  | Pearland |  | SMR - (PL) - PEARLAND WEST (SILVERLAKE) | [5 empty] | STIMULATORS, ELECTRICAL, NEUROMUSCULAR |  | STIMULATORNERVE-ITO-ES-160 |  |  |  |  | STIMULATORNERVE-ITO-ES-160 | [8 empty] | Covered PM Repair - Biomedical | MHHS-SMR
NO | NO |  |  |  | 000-04292 |  | ITO CO. LTD | ES-160 6-CHANNEL PROGRAMMABLE ELECTROACUPUNCTURE |  |  | SMR - (SL) - SL IRONMAN [MP2-STE100] | MHHS-SMR |  |  |  | 000-04292 |  | Sugar Land |  | SMR - (SL) - SL IRONMAN [MP2-STE100] | [5 empty] | STIMULATORS, ELECTRICAL, NEUROMUSCULAR |  | STIMULATORNERVE-ITO-ES-160 |  |  |  |  | STIMULATORNERVE-ITO-ES-160 | [8 empty] | Covered PM Repair - Biomedical | MHHS-SMR
NO | NO |  |  |  | 000-04292 |  | ITO CO. LTD | ES-160 6-CHANNEL PROGRAMMABLE ELECTROACUPUNCTURE |  |  | SMR - (SL) - SL IRONMAN [MP2-STE100] | MHHS-SMR |  |  |  | 000-04292 |  | Sugar Land |  | SMR - (SL) - SL IRONMAN [MP2-STE100] | [5 empty] | STIMULATORS, ELECTRICAL, NEUROMUSCULAR |  | STIMULATORNERVE-ITO-ES-160 |  |  |  |  | STIMULATORNERVE-ITO-ES-160 | [8 empty] | Covered PM Repair - Biomedical | MHHS-SMR
NO | NO |  |  |  | 000-04293 |  | ITO CO. LTD | ES-160 6-CHANNEL PROGRAMMABLE ELECTROACUPUNCTURE |  |  | SMR - (SL) - SL IRONMAN [MP2-STE100] | MHHS-SMR |  |  |  | 000-04293 |  | Sugar Land |  | SMR - (SL) - SL IRONMAN [MP2-STE100] | [5 empty] | STIMULATORS, ELECTRICAL, NEUROMUSCULAR |  | STIMULATORNERVE-ITO-ES-160 |  |  |  |  | STIMULATORNERVE-ITO-ES-160 | [8 empty] | Covered PM Repair - Biomedical | MHHS-SMR
NO | NO |  |  |  | 000-04293 |  | ITO CO. LTD | ES-160 6-CHANNEL PROGRAMMABLE ELECTROACUPUNCTURE |  |  | SMR - (SL) - SL IRONMAN [MP2-STE100] | MHHS-SMR |  |  |  | 000-04293 |  | Sugar Land |  | SMR - (SL) - SL IRONMAN [MP2-STE100] | [5 empty] | STIMULATORS, ELECTRICAL, NEUROMUSCULAR |  | STIMULATORNERVE-ITO-ES-160 |  |  |  |  | STIMULATORNERVE-ITO-ES-160 | [8 empty] | Covered PM Repair - Biomedical | MHHS-SMR
NO | NO |  |  |  | 000-03877 |  | ITO CO. LTD | ES-160 6-CHANNEL PROGRAMMABLE ELECTROACUPUNCTURE |  |  | SMR - (TMC) - SHEPHERD SQUARE | MHHS-SMR |  |  |  | 000-03877 |  | TMC |  | SMR - (TMC) - SHEPHERD SQUARE | [5 empty] | STIMULATORS, ELECTRICAL, NEUROMUSCULAR |  | STIMULATORNERVE-ITO-ES-160 |  |  |  |  | STIMULATORNERVE-ITO-ES-160 | [8 empty] | Covered PM Repair - Biomedical | MHHS-SMR
NO | NO |  |  |  | 041-18952 |  | ITO CO. LTD | ES-160 6-CHANNEL PROGRAMMABLE ELECTROACUPUNCTURE |  |  | SMR - (TMC) - SHEPHERD SQUARE | MHHS-SMR |  |  |  | 041-18952 |  | TMC |  | SMR - (TMC) - SHEPHERD SQUARE | [5 empty] | STIMULATORS, ELECTRICAL, NEUROMUSCULAR |  | STIMULATORNERVE-ITO-ES-160 |  |  |  |  | STIMULATORNERVE-ITO-ES-160 | [8 empty] | Covered PM Repair - Biomedical | MHHS-SMR
NO | NO | [5 empty] | ITO CO. LTD | ES-160 6-CHANNEL PROGRAMMABLE ELECTROACUPUNCTURE |  |  | SMR - (WDLS) - CONROE NORTH | MHHS-SMR | [5 empty] | Woodlands |  | SMR - (WDLS) - CONROE NORTH | [5 empty] | STIMULATORS, ELECTRICAL, NEUROMUSCULAR |  | STIMULATORNERVE-ITO-ES-160 |  |  |  |  | STIMULATORNERVE-ITO-ES-160 | [8 empty] | Not Covered Vendor Only - Biomedical | MHHS-SMR
NO | NO |  |  |  | 000-04318 |  | ITO CO. LTD | ES-160 6-CHANNEL PROGRAMMABLE ELECTROACUPUNCTURE |  |  | SMR - (WDLS) - CONROE SOUTH | MHHS-SMR |  |  |  | 000-04318 |  | Woodlands |  | SMR - (WDLS) - CONROE SOUTH | [5 empty] | STIMULATORS, ELECTRICAL, NEUROMUSCULAR |  | STIMULATORNERVE-ITO-ES-160 |  |  |  |  | STIMULATORNERVE-ITO-ES-160 | [8 empty] | Covered PM Repair - Biomedical | MHHS-SMR
NO | NO |  |  |  | 241-04533 |  | ITO CO. LTD | ES-160 6-CHANNEL PROGRAMMABLE ELECTROACUPUNCTURE |  |  | TIRR - KIRBY GLENN | MHHS-TIRR |  |  |  | 241-04533 |  | TMC |  | TIRR - KIRBY GLENN | [5 empty] | STIMULATORS, ELECTRICAL, NEUROMUSCULAR |  | STIMULATORNERVE-ITO-ES-160 |  |  |  |  | STIMULATORNERVE-ITO-ES-160 | [8 empty] | Covered PM Repair - Biomedical | MHHS-TIRR
NO | NO |  |  |  | 241-04585 |  | ITO CO. LTD | ES-160 6-CHANNEL PROGRAMMABLE ELECTROACUPUNCTURE |  |  | TIRR - THERAPY GYM | MHHS-TIRR |  |  |  | 241-04585 |  | TMC |  | TIRR - THERAPY GYM | [5 empty] | STIMULATORS, ELECTRICAL, NEUROMUSCULAR |  | STIMULATORNERVE-ITO-ES-160 |  |  |  |  | STIMULATORNERVE-ITO-ES-160 | [8 empty] | Covered PM Repair - Biomedical | MHHS-TIRR
YES | YES | [5 empty] | ITO Company | ES-160 |  |  | Sienna sports rehab | [6 empty] | Sugar Land | Memorial Hermann Sports Medicine | Sienna sports rehab | Gym |  |  |  | Asset is serial
YES | YES |  |  |  | 005-10755 | 005-10755 | ITO Company | ES-160 |  |  | SMR - (SE) - PASADENA |  |  |  |  | 005-10755 | 005-10755 | Southeast | Memorial Hermann Sports Medicine | SMR - (SE) - PASADENA | Storage | 4/1/19 |  | 4/1/20
YES | YES |  |  |  | 041-33024 | 041-33024 | ITO Company | ES-160 |  |  | SMR - (MC) - MC IRONMAN [GARAGE5-STE101] |  |  |  |  | 041-33024 | 041-33024 | West | IRONMAN Sports Medicine Institute Memorial City (#101) | SMR - (MC) - MC IRONMAN [GARAGE5-STE101]
YES | YES |  |  |  | 041-33023 | 041-33023 | ITO Company | ES-160 |  |  | SMR - (MC) - MC IRONMAN [GARAGE5-STE101] |  |  |  |  | 041-33023 | 041-33023 | West | IRONMAN Sports Medicine Institute Memorial City (#101) | SMR - (MC) - MC IRONMAN [GARAGE5-STE101]
YES | YES |  |  |  |  | 142-09554 | ITO Company | ES-160 |  |  | SMR - (NE) - KINGWOOD WEST | [5 empty] | 142-09554 | Katy | Kingwood West Sports Medicine | SMR - (NE) - KINGWOOD WEST | Kingwood West Sports Medicine
YES | YES |  |  |  | 099-02330 | 099-02330 | Ivac Corp | EasyGo |  |  | NE - NICU |  |  |  |  | 099-02330 | 099-02330 | Katy | Memorial Hermann Northeast Hospital | NE - NICU | Hall
YES | YES | [5 empty] | Ivy Biomed Sys |  |  |  | Greater heights | [8 empty] | Greater heights | Biomed shop | 3/1/20 |  | 8/1/19 |  |  | Monitor, Cardiac, Fixed | MONITORCARDIACFIXED-Ivy Biomed Sys-3000 | [12 empty] | MCH-A | [9 empty] | Monitor, Cardiac, Fixed | MONITORCARDIACFIXED | Monitor, Cardiac, Fixed | Ivy Biomed Sys
YES | YES |  |  |  | 041-13517 | 041-13517 | Ivy Biomed Sys |  |  |  | Memorial City-NucMed |  |  |  |  | 041-13517 | 041-13517 | West | Memorial Hermann Memorial City Medical Center | Memorial City-NucMed | E8 114
YES | YES |  |  |  | 041-13518 | 041-13518 | Ivy Biomed Sys |  |  |  | Memorial City- Nucmed File Room |  |  |  |  | 041-13518 | 041-13518 | West | Memorial Hermann Memorial City Medical Center | Memorial City- Nucmed File Room | Memorial City -Nucmed File Room
NO | YES |  |  |  | 041-09060 | 041-09060 | Ivy Biomed Sys |  |  |  | Memorial City- Nucmed File Room |  |  |  |  | 041-09060 | 041-09060 | West | Memorial Hermann Memorial City Medical Center | Memorial City- Nucmed File Room | Memorial City -Nucmed File Room
YES | YES |  |  |  | 151-04767 | 151-04767 | Ivy Biomed Sys |  |  |  | Cardiology |  |  |  |  | 151-04767 | 151-04767 | Northwest | Memorial Hermann Cypress Hospital | Cardiology | Room M2 122 | 2/1/19 | 2/1/20 |  |  |  | Monitor, Cardiac, Fixed | MONITORCARDIACFIXED-Ivy Biomed Sys-7600 | [12 empty] | MCH-A | [9 empty] | Monitor, Cardiac, Fixed | MONITORCARDIACFIXED | Monitor, Cardiac, Fixed | Ivy Biomed Sys
YES | YES |  |  |  | 029-08927 | 029-08927 | Ivy Biomed Sys | Cardiac Trigger Monitor 3000 |  |  | MH MG-(SW)-Southwest Cardiology (Mp2) |  |  |  |  | 029-08927 | 029-08927 | Southwest | MHHS-MG | MH MG-(SW)-Southwest Cardiology (Mp2) | Nucmed | 10/1/18 |  | 3/1/20
YES | YES |  |  |  | 029-32494 | 029-32494 | Ivy Biomed Sys | IG-3000 |  |  | WOODLANDS - RESPIRATORY |  |  |  |  | 029-32494 | 029-32494 | woodlands |  | WOODLANDS - RESPIRATORY
YES | YES |  |  |  | 009-33160 | 009-33160 | Ivy Biomedical |  |  |  | KATY - RADIOLOGY |  |  |  |  | 009-33160 | 009-33160 | Katy | MHHS - KATY | KATY - RADIOLOGY | CT
YES | YES |  |  |  | 041-34288 | 041-34288 | Ivy Biomedical |  |  |  | Memorial City - Inpatient Radiology |  |  |  |  | 041-34288 | 041-34288 | West | MEMORIAL CITY - MEMORIAL HERMANN HOSPITAL | Memorial City - Inpatient Radiology | CAT SCAN
YES | YES |  |  |  | 005-13200 | 005-13200 | Ivy Biomedical Systems | 2955-01-01 |  |  | Anesthesia |  |  |  |  | 005-13200 | 005-13200 | West | Memorial City- Memorial Hermann Hospital | Anesthesia | Biomed Shop |  |  |  | No PM Sticker
YES | YES |  |  |  | 005-13198 | 005-13198 | Ivy Biomedical Systems | 2955-01-01 |  |  | Anesthesia |  |  |  |  | 005-13198 | 005-13198 | West | Memorial City- Memorial Hermann Hospital | Anesthesia | Biomed Shop |  |  |  | No PM Sticker
YES | YES |  |  |  | 005-13199 | 005-13199 | Ivy Biomedical Systems | 2955-01-01 |  |  | Anesthesia |  |  |  |  | 005-13199 | 005-13199 | West | Memorial City- Memorial Hermann Hospital | Anesthesia | Biomed Shop |  |  |  | No PM sticker
YES | YES |  |  |  | 005-13196 | 005-13196 | Ivy Biomedical Systems | 2955-01-01 |  |  | Anesthesia |  |  |  |  | 005-13196 | 005-13196 | West | Memorial City- Memorial Hermann Hospital | Anesthesia | Biomed Shop |  |  |  | No PM sticker
YES | YES |  |  |  | 005-13197 | 005-13197 | Ivy Biomedical Systems | 2955-01-01 |  |  | Anesthesia |  |  |  |  | 005-13197 | 005-13197 | West | Memorial City- Memorial Hermann Hospital | Anesthesia | Biomed Shop |  |  |  | No PM sticker
YES | YES |  |  |  | 041-33233 | 041-33233 | Ivy Biomedical Systems | 2955-01-01 |  |  | Anesthesia |  |  |  |  | 041-33233 | 041-33233 | West | Memorial City- Memorial Hermann Hospital | Anesthesia | Biomed Shop |  |  |  | No PM sticker
YES | YES |  |  |  | 041-33234 | 041-33234 | Ivy Biomedical Systems | 2955-01-01 |  |  | Anesthesia |  |  |  |  | 041-33234 | 041-33234 | West | Memorial City- Memorial Hermann Hospital | Anesthesia | Biomed Shop |  |  |  | No PM sticker
NO | YES |  |  |  |  | 009-33178 | Ivy Biomedical Systems Inc |  |  |  | SW - RADIOLOGY | MHHS-Southwest |  | Monitor, Cardiac, Fixed |  |  | 009-33178 | Southwest | Memorial Hermann Southwest Hospital | SW - RADIOLOGY | Nuc med 1 |  |  |  |  | MONITORS, PHYSIOLOGIC, VITAL SIGNS |  | MONITORCARDIACFIXED-Ivy Biomed Sys-101 | MONITORCARDIACFIXED |  |  |  |  | Ivy Biomed Sys | Monitor, Cardiac, Fixed |  | MONITORCARDIACFIXED-Ivy Biomed Sys-101 |  |  |  |  | Covered PM Repair - Biomedical | MHHS-Southwest
NO | YES |  |  |  | 129-01107 |  | Ivy Biomedical Systems Inc |  |  |  | SUGAR LAND - RADIOLOGY | MHHS-Sugarland |  | Monitor, Cardiac, Fixed |  | 129-01107 |  | Sugar Land |  | SUGAR LAND - RADIOLOGY |  | 5/15/19 |  |  |  | MONITORS, PHYSIOLOGIC, VITAL SIGNS |  | MONITORCARDIACFIXED-Ivy Biomed Sys-101 | MONITORCARDIACFIXED |  |  |  |  | Ivy Biomed Sys | Monitor, Cardiac, Fixed |  | MONITORCARDIACFIXED-Ivy Biomed Sys-101 |  |  |  |  | Covered PM Repair - Biomedical | MHHS-Sugarland
NO | YES | Serial Number No Serial Number |  |  | 000-05055 | 000-05055 | Ivy Biomedical Systems Inc | 101NR |  | No Serial Number | MH MG - (MC) - COMPREHENSIVE HEART CARE | MHHS-MG |  | Monitor, Cardiac, Fixed |  | 000-05055 | 000-05055 | West |  | MH MG - (MC) - COMPREHENSIVE HEART CARE | Suite 630 |  |  |  |  | MONITORS, PHYSIOLOGIC, VITAL SIGNS |  | MONITORCARDIACFIXED-Ivy Biomed Sys-101NR | MONITORCARDIACFIXED | 101NR |  |  |  | Ivy Biomed Sys | Monitor, Cardiac, Fixed |  | MONITORCARDIACFIXED-Ivy Biomed Sys-101NR |  |  |  |  | Covered PM Repair - Biomedical | MHHS-MG
NO | NO |  |  |  | 129-05212 |  | Ivy Biomedical Systems Inc | 101NR |  |  | MH MG - (STX) - SOUTH TEXAS - WHARTON | MHHS-MG |  | Monitor, Cardiac, Fixed |  | 129-05212 |  | South |  | MH MG - (STX) - SOUTH TEXAS - WHARTON | [5 empty] | MONITORS, PHYSIOLOGIC, VITAL SIGNS |  | MONITORCARDIACFIXED-Ivy Biomed Sys-101NR | MONITORCARDIACFIXED | 101NR |  |  |  | Ivy Biomed Sys | Monitor, Cardiac, Fixed |  | MONITORCARDIACFIXED-Ivy Biomed Sys-101NR |  |  |  |  | Covered PM Repair - Biomedical | MHHS-MG
NO | YES | [5 empty] | Ivy Biomedical Systems Inc | 101T |  |  | SW - RADIOLOGY | MHHS-Southwest |  | Monitor, Cardiac, Fixed |  |  |  | Southwest |  | SW - RADIOLOGY |  | 7/2/18 |  |  |  | MONITORS, PHYSIOLOGIC, VITAL SIGNS |  | MONITORCARDIACFIXED-Ivy Biomed Sys-101T | MONITORCARDIACFIXED | 101T |  |  |  | Ivy Biomed Sys | Monitor, Cardiac, Fixed |  | MONITORCARDIACFIXED-Ivy Biomed Sys-101T |  | 7/27/17 |  |  | Covered PM Repair - Biomedical | MHHS-Southwest
NO | YES |  |  |  | 009-09615 |  | Ivy Biomedical Systems Inc |  |  |  | GH - RADIOLOGY | MHHS-Greater Heights |  | Monitor, Cardiac, Fixed |  | 009-09615 |  | Central & Greater Heights |  | GH - RADIOLOGY |  | 8/7/19 |  |  |  | ELECTROCARDIOGRAPHS |  | MONITORCARDIACFIXED-Ivy Biomed Sys-3000 | MONITORCARDIACFIXED |  |  |  |  | Ivy Biomed Sys | Monitor, Cardiac, Fixed |  | MONITORCARDIACFIXED-Ivy Biomed Sys-3000 |  | 11/11/11 |  |  | Covered PM Repair - Biomedical | MHHS-Greater Heights
NO | YES |  |  |  | 142-05457 | 142-05457 | Ivy Biomedical Systems Inc |  |  |  | NE-Radiology | MHHS-Northeast |  | Monitor, Cardiac, Fixed |  | 142-05457 | 142-05457 | Katy | MHHS-Northeast | NE-Radiology | Stress lab | 6/1/19 |  |  |  | ELECTROCARDIOGRAPHS | Monitor, Cardiac, Fixed | MONITORCARDIACFIXED-Ivy Biomed Sys-3000 | MONITORCARDIACFIXED |  |  |  |  | Ivy Biomed Sys | Monitor, Cardiac, Fixed |  | MONITORCARDIACFIXED-Ivy Biomed Sys-3000 |  | 7/23/12 |  | MCH-A | Covered PM Repair - Biomedical | MHHS-Northeast | [8 empty] | MONITORCARDIACFIXED | Monitor, Cardiac, Fixed | Ivy Biomed Sys
NO | YES |  |  |  | 005-04773 | 005-04773 | Ivy Biomedical Systems Inc |  |  |  | SE-Radiology-Nuc Med | MHHS-Southeast |  | Monitor, Cardiac, Fixed |  | 005-04773 | 005-04773 | Southeast | MHHS-Southeast | SE-Radiology-Nuc Med |  | 12/1/18 |  | 6/1/19 | (null) | ELECTROCARDIOGRAPHS |  | MONITORCARDIACFIXED-Ivy Biomed Sys-3000 | MONITORCARDIACFIXED |  |  |  |  | Ivy Biomed Sys | Monitor, Cardiac, Fixed |  | MONITORCARDIACFIXED-Ivy Biomed Sys-3000 |  | 9/5/18 |  |  | Covered PM Repair - Biomedical | MHHS-Southeast
NO | YES |  |  |  |  | 013-18185 | Ivy Biomedical Systems Inc |  |  |  | SW-HVI-Noninvasive Cardiology | MHHS-Southwest |  | Monitor, Cardiac, Fixed |  |  | 013-18185 | Southwest | MHHS-Southwest | SW-HVI-Noninvasive Cardiology | Nuclear Medicine | 9/1/19 |  | 9/1/20 |  | ELECTROCARDIOGRAPHS | Monitor, Cardiac, Fixed | MONITORCARDIACFIXED-Ivy Biomed Sys-3000 | MONITORCARDIACFIXED |  |  |  |  | Ivy Biomed Sys | Monitor, Cardiac, Fixed |  | MONITORCARDIACFIXED-Ivy Biomed Sys-3000 |  |  |  | MCH-A | Covered PM Repair - Biomedical | MHHS-Southwest | [8 empty] | MONITORCARDIACFIXED | Monitor, Cardiac, Fixed | Ivy Biomed Sys
NO | YES | [5 empty] | Ivy Biomedical Systems Inc |  |  |  | MH MG-(SW)-Southwest Cardiology (Mp2) | MHHS-Woodlands |  | Monitor, Cardiac, Fixed |  |  |  | Southwest | MHHS-MG | MH MG-(SW)-Southwest Cardiology (Mp2) | Cardiovascular | 9/1/18 |  |  |  | ELECTROCARDIOGRAPHS | Monitor, Cardiac, Fixed | MONITORCARDIACFIXED-Ivy Biomed Sys-3000 | MONITORCARDIACFIXED |  |  |  |  | Ivy Biomed Sys | Monitor, Cardiac, Fixed |  | MONITORCARDIACFIXED-Ivy Biomed Sys-3000 |  |  |  | MCH-A | Covered PM Repair - Biomedical | MHHS-Woodlands | [8 empty] | MONITORCARDIACFIXED | Monitor, Cardiac, Fixed | Ivy Biomed Sys
NO | NO | [5 empty] | Ivy Biomedical Systems Inc |  |  |  | MEMORIAL CITY - NUCLEAR MEDICINE | MHHS-Mem City |  | Monitor, Cardiac, Fixed |  |  |  | West & Memorial City |  | MEMORIAL CITY - NUCLEAR MEDICINE | [5 empty] | ELECTROCARDIOGRAPHS |  | MONITORCARDIACFIXED-Ivy Biomed Sys-3000 | MONITORCARDIACFIXED |  |  |  |  | Ivy Biomed Sys | Monitor, Cardiac, Fixed |  | MONITORCARDIACFIXED-Ivy Biomed Sys-3000 |  |  |  |  | Covered PM Repair - Biomedical | MHHS-Mem City
NO | NO | [5 empty] | Ivy Biomedical Systems Inc |  |  |  | MEMORIAL CITY - NUCLEAR MEDICINE | MHHS-Mem City |  | Monitor, Cardiac, Fixed |  |  |  | West & Memorial City |  | MEMORIAL CITY - NUCLEAR MEDICINE | [5 empty] | ELECTROCARDIOGRAPHS |  | MONITORCARDIACFIXED-Ivy Biomed Sys-3000 | MONITORCARDIACFIXED |  |  |  |  | Ivy Biomed Sys | Monitor, Cardiac, Fixed |  | MONITORCARDIACFIXED-Ivy Biomed Sys-3000 |  |  |  |  | Covered PM Repair - Biomedical | MHHS-Mem City
NO | YES |  |  |  | 133-02459 |  | Ivy Biomedical Systems Inc |  |  |  | KATY - RADIOLOGY | MHHS-Katy |  | Monitor, Cardiac, Fixed |  | 133-02459 |  | Katy |  | KATY - RADIOLOGY |  | 7/18/19 |  |  |  | MONITORS, PHYSIOLOGIC, VITAL SIGNS |  | MONITORCARDIACFIXED-Ivy Biomed Sys-3100 | MONITORCARDIACFIXED |  |  |  |  | Ivy Biomed Sys | Monitor, Cardiac, Fixed |  | MONITORCARDIACFIXED-Ivy Biomed Sys-3100 |  | 2/1/15 |  |  | Covered PM Repair - Biomedical | MHHS-Katy
NO | YES | [5 empty] | Ivy Biomedical Systems Inc |  |  |  | SW - RADIOLOGY | MHHS-Southwest |  | Monitor, Cardiac, Fixed |  |  |  | Southwest |  | SW - RADIOLOGY |  | 8/16/19 |  |  |  | MONITORS, PHYSIOLOGIC, VITAL SIGNS |  | MONITORCARDIACFIXED-Ivy Biomed Sys-3150 | MONITORCARDIACFIXED |  |  |  |  | Ivy Biomed Sys | Monitor, Cardiac, Fixed |  | MONITORCARDIACFIXED-Ivy Biomed Sys-3150 |  |  |  |  | Covered PM Repair - Biomedical | MHHS-Southwest
NO | YES |  |  |  |  | 129-02355 | Ivy Biomedical Systems Inc |  |  |  | Sugar Land-Cath Lab | MHHS-Sugarland |  | Monitor, Cardiac, Fixed |  |  | 129-02355 | Sugar Land | MHHS-Sugarland | Sugar Land-Cath Lab | Cath Lab Storage | 11/1/18 | 11/1/19 |  |  | MONITORS, PHYSIOLOGIC, VITAL SIGNS | Monitor, Cardiac, Fixed | MONITORCARDIACFIXED-Ivy Biomed Sys-3150 | MONITORCARDIACFIXED |  |  |  |  | Ivy Biomed Sys | Monitor, Cardiac, Fixed |  | MONITORCARDIACFIXED-Ivy Biomed Sys-3150 |  |  |  | MCH-A | Covered PM Repair - Biomedical | MHHS-Sugarland | [8 empty] | MONITORCARDIACFIXED | Monitor, Cardiac, Fixed | Ivy Biomed Sys
NO | YES |  |  |  | 029-05264 |  | Ivy Biomedical Systems Inc | 3150A |  |  | WOODLANDS - RADIOLOGY | MHHS-Woodlands |  |  |  | 029-05264 |  | Woodlands |  | WOODLANDS - RADIOLOGY |  | 9/4/19 |  |  |  | MONITORS, PHYSIOLOGIC, VITAL SIGNS |  | MONITORCARDIACFIXED-Invivo-3150 |  |  |  |  | MONITORCARDIACFIXED-Invivo-3150 | Ivy Biomed Sys | [7 empty] | Covered PM Repair - Biomedical | MHHS-Woodlands
NO | YES |  |  |  | 145-00348 | 145-00348 | Ivy Biomedical Systems Inc |  |  |  | Pearland-Radiology-Nuc Med | MHHS-Pearland Hospital |  | Monitor, Cardiac, Fixed |  | 145-00348 | 145-00348 | Pearland | MHHS-Pearland Hospital | Pearland-Radiology-Nuc Med | Nuc med | 7/1/19 | 7/1/20 |  |  | MONITORS, PHYSIOLOGIC, VITAL SIGNS | Monitor, Cardiac, Fixed | MONITORCARDIACFIXED-Ivy Biomed Sys-7600 | MONITORCARDIACFIXED |  |  |  |  | Ivy Biomed Sys | Monitor, Cardiac, Fixed |  | MONITORCARDIACFIXED-Ivy Biomed Sys-7600 |  | 3/1/17 |  | MCH-A | Covered PM Repair - Biomedical | MHHS-Pearland Hospital | [8 empty] | MONITORCARDIACFIXED | Monitor, Cardiac, Fixed | Ivy Biomed Sys
NO | YES |  |  |  | 041-32967 |  | Ivy Biomedical Systems Inc | 7800 CARDIAC TRIGGER MONITOR |  | (21)18120040 | MEMORIAL CITY - RADIOLOGY - INPATIENT | MHHS-Mem City |  |  |  | 041-32967 |  | West & Memorial City |  | MEMORIAL CITY - RADIOLOGY - INPATIENT |  | 8/12/19 |  |  |  | MONITORS, PHYSIOLOGIC, VITAL SIGNS |  | MONITORCARDIACFIXED-Ivy Biomed Sys-7800 |  |  |  |  | MONITORCARDIACFIXED-Ivy Biomed Sys-7800 | Ivy Biomed Sys | [7 empty] | Covered PM Repair - Biomedical | MHHS-Mem City
YES | YES |  |  |  | 069-39399 | 069-39399 | J H Emerson |  |  |  | TMC - OR - ROBERTSON (2R) |  |  |  |  | 069-39399 | 069-39399 | TMC | Memorial Hermann-Texas Medical Center | TMC - OR - ROBERTSON (2R) | TMC - OR - ROBERTSON (2R)
NO | NO |  |  |  | 18F01935 |  | J&M FLUIDICS | PZAT13DF5 |  | 18F01935 | OPID - (MC) - MEMORIAL CITY - 422 (MP4) | MHHS-OPID |  |  |  | 18F01935 |  | West & Memorial City |  | OPID - (MC) - MEMORIAL CITY - 422 (MP4) | [5 empty] | DEFAULT 12 MONTHS |  | .needs class | [13 empty] | Covered PM Repair - Biomedical | MHHS-OPID
NO | NO |  |  |  | 18F01918 |  | J&M FLUIDICS | PZAT13DF5 |  | 18F01918 | OPID - (SE) - PASADENA - 465 | MHHS-OPID |  |  |  | 18F01918 |  | Southeast & Bay Area |  | OPID - (SE) - PASADENA - 465 | [5 empty] | DEFAULT 12 MONTHS |  | .needs class | [13 empty] | Covered PM Repair - Biomedical | MHHS-OPID
NO | NO |  |  |  | 17C01618 |  | J&M FLUIDICS | PZAT13DF5 |  | 17C01618 | OPID - (SW) - SOUTHWEST - 433 (MP4) | MHHS-OPID |  |  |  | 17C01618 |  | Southwest |  | OPID - (SW) - SOUTHWEST - 433 (MP4) | [5 empty] | DEFAULT 12 MONTHS |  | .needs class | [13 empty] | Covered PM Repair - Biomedical | MHHS-OPID
NO | NO | [5 empty] | JACO, Inc. | ULTRA SERIES |  | JC56680 | KATY - OR | MHHS-Katy | [5 empty] | Katy |  | KATY - OR | [5 empty] | CARTS |  | .needs class | [5 empty] | JACO Inc | [7 empty] | Covered PM Repair - Biomedical | MHHS-Katy
NO | NO | [5 empty] | JACO, Inc. | ULTRA SERIES |  | JC67098 | SE - LABOR & DELIVERY | MHHS-Southeast | [5 empty] | Southeast & Bay Area |  | SE - LABOR & DELIVERY | [5 empty] | CARTS |  | .needs class | [5 empty] | JACO Inc | [7 empty] | Covered PM Repair - Biomedical | MHHS-Southeast
NO | NO | [5 empty] | JACO, Inc. | ULTRA SERIES |  | jc67090 | SE - LABOR & DELIVERY | MHHS-Southeast | [5 empty] | Southeast & Bay Area |  | SE - LABOR & DELIVERY | [5 empty] | CARTS |  | .needs class | [5 empty] | JACO Inc | [7 empty] | Covered PM Repair - Biomedical | MHHS-Southeast
NO | NO | [5 empty] | JACO, Inc. | ULTRA SERIES |  | jc67097 | SE - OR | MHHS-Southeast | [5 empty] | Southeast & Bay Area |  | SE - OR | [5 empty] | CARTS |  | .needs class | [5 empty] | JACO Inc | [7 empty] | Covered PM Repair - Biomedical | MHHS-Southeast
NO | NO | [5 empty] | JACO, Inc. | ULTRA SERIES |  | jc67091 | SE - OR | MHHS-Southeast | [5 empty] | Southeast & Bay Area |  | SE - OR | [5 empty] | CARTS |  | .needs class | [5 empty] | JACO Inc | [7 empty] | Covered PM Repair - Biomedical | MHHS-Southeast
NO | NO | [5 empty] | JACO, Inc. | ULTRA SERIES |  | jc67099 | SE - OR | MHHS-Southeast | [5 empty] | Southeast & Bay Area |  | SE - OR | [5 empty] | CARTS |  | .needs class | [5 empty] | JACO Inc | [7 empty] | Covered PM Repair - Biomedical | MHHS-Southeast
NO | NO | [5 empty] | JACO, Inc. | ULTRA SERIES |  | JC67089 | SE - OR | MHHS-Southeast | [5 empty] | Southeast & Bay Area |  | SE - OR | [5 empty] | CARTS |  | .needs class | [5 empty] | JACO Inc | [7 empty] | Covered PM Repair - Biomedical | MHHS-Southeast
YES | YES |  |  |  | 099-10481 | 099-10481 | Jamar |  |  |  | Sports Medicine |  |  |  |  | 099-10481 | 099-10481 | Southwest | Memorial Hermann Hospital - Sports Medicine | Sports Medicine | Suite 570
NO | YES |  |  |  | 009-33216 | 009-33216 | Jamar |  |  |  | Therapy |  |  |  |  | 009-33216 | 009-33216 | Central | Memorial Hermann Greater Heights Hospital | Therapy | Therapy Treatment RM 2
NO | YES |  |  |  | 009-08472 | 009-08472 | JAMAR | 5030-J1 |  |  | SMR-(GH)-Greater Heights | MHHS-SMR |  | Dynamometer |  | 009-08472 | 009-08472 | Central | MHHS-Others | SMR-(GH)-Greater Heights | Hand therapy | 2/1/19 | 2/1/20 |  |  | DYNAMOMETER EXERCISE SYSTEMS, COMPUTERIZED | Dynamometer | DYNAMOMETER-SammonsPrestRoly-5030J1 | DYNAMOMETER | 5030J1 |  |  |  | SammonsPrestRoly | Dynamometer |  |  | DYNAMOMETER-SammonsPrestRoly-5030J1 | 2/1/14 |  |  | Covered PM Repair - Biomedical | MHHS-SMR | [8 empty] | DYNAMOMETER | Dynamometer | SammonsPrestRoly
NO | NO | [5 empty] | JAMAR | 5030-J1 |  |  | KATY - PHYSICAL THERAPY | MHHS-Katy |  | Dynamometer |  |  |  | Katy |  | KATY - PHYSICAL THERAPY | [5 empty] | DYNAMOMETER EXERCISE SYSTEMS, COMPUTERIZED |  | DYNAMOMETER-SammonsPrestRoly-5030J1 | DYNAMOMETER | 5030J1 |  |  |  | SammonsPrestRoly | Dynamometer |  |  | DYNAMOMETER-SammonsPrestRoly-5030J1 |  |  |  | Covered PM Repair - Biomedical | MHHS-Katy
NO | NO |  |  |  | 141-1069 |  | JAMAR | 5030-J1 |  | 141-1069 | KATY REHAB - 1ST FL PHYSICAL THERAPY | MHHS-Katy Rehab |  | Dynamometer |  | 141-1069 |  | Katy |  | KATY REHAB - 1ST FL PHYSICAL THERAPY | [5 empty] | DYNAMOMETER EXERCISE SYSTEMS, COMPUTERIZED |  | DYNAMOMETER-SammonsPrestRoly-5030J1 | DYNAMOMETER | 5030J1 |  |  |  | SammonsPrestRoly | Dynamometer |  |  | DYNAMOMETER-SammonsPrestRoly-5030J1 |  |  |  | Covered PM Repair - Biomedical | MHHS-Katy Rehab
NO | NO | [5 empty] | JAMAR | 5030-J1 |  |  | KATY REHAB - INPATIENT REHAB GYM | MHHS-Katy Rehab |  | Dynamometer |  |  |  | Katy |  | KATY REHAB - INPATIENT REHAB GYM | [5 empty] | DYNAMOMETER EXERCISE SYSTEMS, COMPUTERIZED |  | DYNAMOMETER-SammonsPrestRoly-5030J1 | DYNAMOMETER | 5030J1 |  |  |  | SammonsPrestRoly | Dynamometer |  |  | DYNAMOMETER-SammonsPrestRoly-5030J1 |  |  |  | Covered PM Repair - Biomedical | MHHS-Katy Rehab
NO | NO | [5 empty] | JAMAR | 5030-J1 |  |  | KATY REHAB - OUTPATIENT REHAB 3RD FLOOR | MHHS-Katy Rehab |  | Dynamometer |  |  |  | Katy |  | KATY REHAB - OUTPATIENT REHAB 3RD FLOOR | [5 empty] | DYNAMOMETER EXERCISE SYSTEMS, COMPUTERIZED |  | DYNAMOMETER-SammonsPrestRoly-5030J1 | DYNAMOMETER | 5030J1 |  |  |  | SammonsPrestRoly | Dynamometer |  |  | DYNAMOMETER-SammonsPrestRoly-5030J1 |  |  |  | Covered PM Repair - Biomedical | MHHS-Katy Rehab
NO | NO | [5 empty] | JAMAR | 5030-J1 |  |  | KATY REHAB - OUTPATIENT REHAB 3RD FLOOR | MHHS-Katy Rehab |  | Dynamometer |  |  |  | Katy |  | KATY REHAB - OUTPATIENT REHAB 3RD FLOOR | [5 empty] | DYNAMOMETER EXERCISE SYSTEMS, COMPUTERIZED |  | DYNAMOMETER-SammonsPrestRoly-5030J1 | DYNAMOMETER | 5030J1 |  |  |  | SammonsPrestRoly | Dynamometer |  |  | DYNAMOMETER-SammonsPrestRoly-5030J1 |  |  |  | Covered PM Repair - Biomedical | MHHS-Katy Rehab
NO | NO | [5 empty] | JAMAR | 5030-J1 |  |  | SMR - (KY) - KATY (MP2) | MHHS-SMR |  | Dynamometer |  |  |  | Katy |  | SMR - (KY) - KATY (MP2) | [5 empty] | DYNAMOMETER EXERCISE SYSTEMS, COMPUTERIZED |  | DYNAMOMETER-SammonsPrestRoly-5030J1 | DYNAMOMETER | 5030J1 |  |  |  | SammonsPrestRoly | Dynamometer |  |  | DYNAMOMETER-SammonsPrestRoly-5030J1 |  |  |  | Covered PM Repair - Biomedical | MHHS-SMR
NO | NO | [5 empty] | JAMAR | 5030-J1 |  |  | SMR - (KY) - KATY (MP2) | MHHS-SMR |  | Dynamometer |  |  |  | Katy |  | SMR - (KY) - KATY (MP2) | [5 empty] | DYNAMOMETER EXERCISE SYSTEMS, COMPUTERIZED |  | DYNAMOMETER-SammonsPrestRoly-5030J1 | DYNAMOMETER | 5030J1 |  |  |  | SammonsPrestRoly | Dynamometer |  |  | DYNAMOMETER-SammonsPrestRoly-5030J1 |  |  |  | Covered PM Repair - Biomedical | MHHS-SMR
NO | NO |  |  |  | 583-01007 |  | JAMAR | 5030-J1 |  |  | SMR - (KY) - SOUTH KATY CCC | MHHS-SMR |  | Dynamometer |  | 583-01007 |  | Katy |  | SMR - (KY) - SOUTH KATY CCC | [5 empty] | DYNAMOMETER EXERCISE SYSTEMS, COMPUTERIZED |  | DYNAMOMETER-SammonsPrestRoly-5030J1 | DYNAMOMETER | 5030J1 |  |  |  | SammonsPrestRoly | Dynamometer |  |  | DYNAMOMETER-SammonsPrestRoly-5030J1 |  |  |  | Covered PM Repair - Biomedical | MHHS-SMR
NO | NO |  |  |  | 009-09701 |  | JAMAR | 5030-J1 |  | None | TIRR - GREATER HEIGHTS | MHHS-TIRR |  | Dynamometer |  | 009-09701 |  | Central & Greater Heights |  | TIRR - GREATER HEIGHTS | [5 empty] | DYNAMOMETER EXERCISE SYSTEMS, COMPUTERIZED |  | DYNAMOMETER-SammonsPrestRoly-5030J1 | DYNAMOMETER | 5030J1 |  |  |  | SammonsPrestRoly | Dynamometer |  |  | DYNAMOMETER-SammonsPrestRoly-5030J1 |  |  |  | Covered PM Repair - Biomedical | MHHS-TIRR
NO | NO |  |  |  | B6M661 |  | JAMAR | 7498-05 |  | B6M661 | KATY REHAB - INPATIENT REHAB GYM | MHHS-Katy Rehab |  |  |  | B6M661 |  | Katy |  | KATY REHAB - INPATIENT REHAB GYM | [5 empty] | DYNAMOMETER EXERCISE SYSTEMS, COMPUTERIZED |  | .needs class |  |  |  |  | .needs class | [8 empty] | Covered PM Repair - Biomedical | MHHS-Katy Rehab
NO | NO | [5 empty] | JAMAR | 7498-05 |  |  | KATY REHAB - OUTPATIENT REHAB 3RD FLOOR | MHHS-Katy Rehab | [5 empty] | Katy |  | KATY REHAB - OUTPATIENT REHAB 3RD FLOOR | [5 empty] | DYNAMOMETER EXERCISE SYSTEMS, COMPUTERIZED |  | .needs class |  |  |  |  | .needs class | [8 empty] | Covered PM Repair - Biomedical | MHHS-Katy Rehab
NO | NO |  |  |  | B60189 |  | JAMAR | 7498-05 |  | B60189 | KATY REHAB - OUTPATIENT REHAB 3RD FLOOR | MHHS-Katy Rehab |  |  |  | B60189 |  | Katy |  | KATY REHAB - OUTPATIENT REHAB 3RD FLOOR | [5 empty] | DYNAMOMETER EXERCISE SYSTEMS, COMPUTERIZED |  | .needs class |  |  |  |  | .needs class | [8 empty] | Covered PM Repair - Biomedical | MHHS-Katy Rehab
NO | NO | [5 empty] | JAMAR | 7498-05 |  |  | SMR - (KY) - KATY (MP2) | MHHS-SMR | [5 empty] | Katy |  | SMR - (KY) - KATY (MP2) | [5 empty] | DYNAMOMETER EXERCISE SYSTEMS, COMPUTERIZED |  | .needs class |  |  |  |  | .needs class | [8 empty] | Covered PM Repair - Biomedical | MHHS-SMR
NO | NO | [5 empty] | JAMAR | 7498-05 |  |  | SMR - (KY) - SOUTH KATY CCC | MHHS-SMR | [5 empty] | Katy |  | SMR - (KY) - SOUTH KATY CCC | [5 empty] | DYNAMOMETER EXERCISE SYSTEMS, COMPUTERIZED |  | .needs class |  |  |  |  | .needs class | [8 empty] | Covered PM Repair - Biomedical | MHHS-SMR
YES | YES |  |  |  | 142-08989 | 142-08989 | Jamar | CNF | [7 empty] | 142-08989 | 142-08989 | Sugar Land | IRONMAN Sports Medicine Institute at Sugar Land (#100) |  | Room 2 | 8/1/15 | 8/1/16 |  |  |  |  | .needs class
YES | YES |  |  |  | 133-00305 | 133-00305 | Jamar | Dynomometer |  |  | Rehab |  |  |  |  | 133-00305 | 133-00305 | Katy | Memorial Hermann Katy Hospital | Rehab | Rehab office 1st floor
NO | YES |  |  |  | 029-11813 | 029-11813 | JAMAR | HAND DYNAMOMETER |  |  | SMR-(NE)-Summer Creek CCC | MHHS-SMR |  |  |  | 029-11813 | 029-11813 | Katy | MHHS-Others | SMR-(NE)-Summer Creek CCC | Gym Floor | 7/1/19 |  |  |  | EXERCISERS | Dynamometer | DYNAMOMETER-SammonsPrestRoly-Jamar |  |  |  |  | DYNAMOMETER-SammonsPrestRoly-Jamar | [8 empty] | Covered PM Repair - Biomedical | MHHS-SMR | [8 empty] | DYNAMOMETER | Dynamometer | SammonsPrestRoly
NO | YES |  |  |  | 029-12277 | 029-12277 | JAMAR | HAND DYNAMOMETER |  |  | SMR-(WDLS)-Med Plaza 4 (Mp4) | MHHS-SMR |  |  |  | 029-12277 | 029-12277 | Woodlands | MHHS-Others | SMR-(WDLS)-Med Plaza 4 (Mp4) | MED PLAZA | 2/1/20 |  | 2/1/21 |  | EXERCISERS | Dynamometer | DYNAMOMETER-SammonsPrestRoly-Jamar |  |  |  |  | DYNAMOMETER-SammonsPrestRoly-Jamar | [8 empty] | Covered PM Repair - Biomedical | MHHS-SMR | [8 empty] | DYNAMOMETER | Dynamometer | SammonsPrestRoly
NO | YES |  |  |  | 241-02550 | 241-02550 | JAMAR | HAND DYNAMOMETER |  |  | TIRR-Kirby Glenn | MHHS-TIRR |  |  |  | 241-02550 | 241-02550 | TMC | MHHS-Others | TIRR-Kirby Glenn | TIRR - KIRBY GLENN | 6/1/19 |  | 6/1/20 |  | EXERCISERS | Dynamometer | DYNAMOMETER-SammonsPrestRoly-Jamar |  |  |  |  | DYNAMOMETER-SammonsPrestRoly-Jamar | [5 empty] | 8/28/13 |  |  | Covered PM Repair - Biomedical | MHHS-TIRR | [8 empty] | DYNAMOMETER | Dynamometer | SammonsPrestRoly
NO | YES |  |  |  | 069-43758 | 069-43758 | JAMAR | HAND DYNAMOMETER |  | NSN | TMC-Jones-Hyperbaric/Wound Care (Jg) | MHHS-TMC |  |  |  | 069-43758 | 069-43758 | TMC | MHHS-TMC | TMC-Jones-Hyperbaric/Wound Care (Jg) | Gym | 3/1/19 |  |  | No PM Sticker | EXERCISERS |  | DYNAMOMETER-SammonsPrestRoly-Jamar |  |  |  |  | DYNAMOMETER-SammonsPrestRoly-Jamar | [5 empty] | 3/11/19 |  |  | Covered PM Repair - Biomedical | MHHS-TMC
NO | NO |  |  |  | 241-03203 |  | JAMAR | HAND DYNAMOMETER |  |  | GH - THERAPY SERVICES | MHHS-Greater Heights |  |  |  | 241-03203 |  | Central & Greater Heights |  | GH - THERAPY SERVICES | [5 empty] | EXERCISERS |  | DYNAMOMETER-SammonsPrestRoly-Jamar |  |  |  |  | DYNAMOMETER-SammonsPrestRoly-Jamar | [8 empty] | Covered PM Repair - Biomedical | MHHS-Greater Heights
NO | NO |  |  |  | 041-17835 |  | JAMAR | HAND DYNAMOMETER |  |  | MEMORIAL CITY - SUCCESSFUL RETURNS | MHHS-Mem City |  |  |  | 041-17835 |  | West & Memorial City |  | MEMORIAL CITY - SUCCESSFUL RETURNS | [5 empty] | EXERCISERS |  | DYNAMOMETER-SammonsPrestRoly-Jamar |  |  |  |  | DYNAMOMETER-SammonsPrestRoly-Jamar | [8 empty] | Covered PM Repair - Biomedical | MHHS-Mem City
NO | NO |  |  |  | 009-08471 |  | JAMAR | HAND DYNAMOMETER |  |  | SMR - (GH) - GREATER HEIGHTS | MHHS-SMR |  |  |  | 009-08471 |  | Central & Greater Heights |  | SMR - (GH) - GREATER HEIGHTS | [5 empty] | EXERCISERS |  | DYNAMOMETER-SammonsPrestRoly-Jamar |  |  |  |  | DYNAMOMETER-SammonsPrestRoly-Jamar | [8 empty] | Covered PM Repair - Biomedical | MHHS-SMR
NO | NO | [5 empty] | JAMAR | HAND DYNAMOMETER |  |  | SMR - (GH) - GREATER HEIGHTS | MHHS-SMR | [5 empty] | Central & Greater Heights |  | SMR - (GH) - GREATER HEIGHTS | [5 empty] | EXERCISERS |  | DYNAMOMETER-SammonsPrestRoly-Jamar |  |  |  |  | DYNAMOMETER-SammonsPrestRoly-Jamar | [8 empty] | Covered PM Repair - Biomedical | MHHS-SMR
NO | NO | [5 empty] | JAMAR | HAND DYNAMOMETER |  |  | SMR - (MC) - P&RC | MHHS-SMR | [5 empty] | West & Memorial City |  | SMR - (MC) - P&RC | [5 empty] | EXERCISERS |  | DYNAMOMETER-SammonsPrestRoly-Jamar |  |  |  |  | DYNAMOMETER-SammonsPrestRoly-Jamar | [8 empty] | Covered PM Repair - Biomedical | MHHS-SMR
NO | NO | [5 empty] | JAMAR | HAND DYNAMOMETER |  |  | SMR - (SE) - EAST HOUSTON | MHHS-SMR | [5 empty] | Southeast & Bay Area |  | SMR - (SE) - EAST HOUSTON | [5 empty] | EXERCISERS |  | DYNAMOMETER-SammonsPrestRoly-Jamar |  |  |  |  | DYNAMOMETER-SammonsPrestRoly-Jamar | [8 empty] | Covered PM Repair - Biomedical | MHHS-SMR
NO | NO |  |  |  | 069-45410 |  | JAMAR | HAND DYNAMOMETER |  |  | SMR - (TMC) - IRONMAN [MHMP-16FLR] | MHHS-SMR |  |  |  | 069-45410 |  | TMC |  | SMR - (TMC) - IRONMAN [MHMP-16FLR] | [5 empty] | EXERCISERS |  | DYNAMOMETER-SammonsPrestRoly-Jamar |  |  |  |  | DYNAMOMETER-SammonsPrestRoly-Jamar | [8 empty] | Covered PM Repair - Biomedical | MHHS-SMR
NO | NO | [5 empty] | JAMAR | HAND DYNAMOMETER |  |  | SMR - (TMC) - IRONMAN [MHMP-16FLR] | MHHS-SMR | [5 empty] | TMC |  | SMR - (TMC) - IRONMAN [MHMP-16FLR] | [5 empty] | EXERCISERS |  | DYNAMOMETER-SammonsPrestRoly-Jamar |  |  |  |  | DYNAMOMETER-SammonsPrestRoly-Jamar | [8 empty] | Covered PM Repair - Biomedical | MHHS-SMR
NO | NO |  |  |  | 241-02652 |  | JAMAR | HAND DYNAMOMETER |  |  | TIRR - KIRBY GLENN | MHHS-TIRR |  |  |  | 241-02652 |  | TMC |  | TIRR - KIRBY GLENN | [5 empty] | EXERCISERS |  | DYNAMOMETER-SammonsPrestRoly-Jamar |  |  |  |  | DYNAMOMETER-SammonsPrestRoly-Jamar | [8 empty] | Covered PM Repair - Biomedical | MHHS-TIRR
NO | NO |  |  |  | 241-04521 |  | JAMAR | HAND DYNAMOMETER |  |  | TIRR - KIRBY GLENN | MHHS-TIRR |  |  |  | 241-04521 |  | TMC |  | TIRR - KIRBY GLENN | [5 empty] | EXERCISERS |  | DYNAMOMETER-SammonsPrestRoly-Jamar |  |  |  |  | DYNAMOMETER-SammonsPrestRoly-Jamar | [8 empty] | Covered PM Repair - Biomedical | MHHS-TIRR
NO | NO |  |  |  | 029-32148 |  | JAMAR | HAND DYNAMOMETER |  |  | TIRR - OP - WOODLANDS (MP2, STE 200) | MHHS-TIRR |  |  |  | 029-32148 |  | Woodlands |  | TIRR - OP - WOODLANDS (MP2, STE 200) | [5 empty] | EXERCISERS |  | DYNAMOMETER-SammonsPrestRoly-Jamar |  |  |  |  | DYNAMOMETER-SammonsPrestRoly-Jamar | [8 empty] | Covered PM Repair - Biomedical | MHHS-TIRR
NO | NO |  |  |  | 241-00354 |  | JAMAR | HAND DYNAMOMETER |  |  | TIRR - THERAPY GYM | MHHS-TIRR |  |  |  | 241-00354 |  | TMC |  | TIRR - THERAPY GYM | [5 empty] | EXERCISERS |  | DYNAMOMETER-SammonsPrestRoly-Jamar |  |  |  |  | DYNAMOMETER-SammonsPrestRoly-Jamar | [8 empty] | Covered PM Repair - Biomedical | MHHS-TIRR
NO | NO |  |  |  | 069-43756 |  | JAMAR | HAND DYNAMOMETER |  | N/A | TMC - REHAB - THERAPY GYM (JG) | MHHS-TMC |  |  |  | 069-43756 |  | TMC |  | TMC - REHAB - THERAPY GYM (JG) | [5 empty] | EXERCISERS |  | DYNAMOMETER-SammonsPrestRoly-Jamar |  |  |  |  | DYNAMOMETER-SammonsPrestRoly-Jamar | [8 empty] | Covered PM Repair - Biomedical | MHHS-TMC
NO | NO |  |  |  | 069-43757 |  | JAMAR | HAND DYNAMOMETER |  | N/A | TMC - REHAB - THERAPY GYM (JG) | MHHS-TMC |  |  |  | 069-43757 |  | TMC |  | TMC - REHAB - THERAPY GYM (JG) | [5 empty] | EXERCISERS |  | DYNAMOMETER-SammonsPrestRoly-Jamar |  |  |  |  | DYNAMOMETER-SammonsPrestRoly-Jamar | [8 empty] | Covered PM Repair - Biomedical | MHHS-TMC
YES | YES |  |  |  | 029-11807 |  | Jamar | Pinch Gage |  | None | SMR - (WDLS) - STERLING RIDGE |  |  |  |  | 029-11807 |  | Woodlands | MH Sports Medicine Rehab | SMR - (WDLS) - STERLING RIDGE | Gym |  |  |  | No p.m.
YES | YES |  |  |  | 099-10480 | 099-10480 | Jamar | Plus |  |  | Sports Medicine |  |  |  |  | 099-10480 | 099-10480 | Southwest | Memorial Hermann Hospital - Sports Medicine | Sports Medicine | Suite 570
NO | YES |  |  |  | 013-36404 | 013-36404 | Jenco International, Inc. | ZM-F 502 |  | V206875 | SW-Laboratory-Chemistry | MHHS-Southwest |  |  |  | 013-36404 | 013-36404 | Southwest | MHHS-Southwest | SW-Laboratory-Chemistry | Lab |  |  |  | Last Service Date | MICROSCOPES, LIGHT, LABORATORY |  | .needs class | [10 empty] | 4/1/17 |  |  | Covered PM Repair - Biomedical | MHHS-Southwest
YES | YES | Serial Number Cnf |  |  | 099-06523 | 099-06523 | Jewett Inc. | CNF |  | CNF | SE - LABORATORY |  |  |  |  | 099-06523 | 099-06523 | Southeast | Memorial Hermann South East | SE - LABORATORY | Lab |  |  |  | Covid testing |  |  | .needs class
NO | YES |  |  |  |  | 009-02798 | Jewett Refrigerator Co Inc | BB1 |  | N20N-616973-NN | GH - LABORATORY - BLOOD BANK | MHHS-Greater Heights |  |  |  |  | 009-02798 | Central | Memorial Hermann Greater Heights Hospital | GH - LABORATORY - BLOOD BANK | Blood Bank |  |  |  |  | REFRIGERATORS, BLOOD BANK |  | .needs class |  |  |  |  | .needs class | [8 empty] | Not Covered Vendor Only - Biomedical | MHHS-Greater Heights
NO | YES |  |  |  | 013-04025 | 013-04025 | Jewett Refrigerator Co Inc | BBR17 |  | 54976-494 | SW-OR | MHHS-Southwest |  | Refrigerator, Blood Bank |  | 013-04025 | 013-04025 | Southwest | MHHS-Southwest | SW-OR | Core A | 2/1/20 |  | 5/1/20 |  | REFRIGERATORS, BLOOD BANK | Refrigerator, Blood Bank | REFRIGERATORBLOODBANK-ThermoSci-BBR-17 | REFRIGERATORBLOODBANK | BBR-17 |  |  |  | ThermoSci | Refrigerator, Blood Bank |  |  | REFRIGERATORBLOODBANK-ThermoSci-BBR-17 | 12/1/20 |  | RBB-A | Not Covered Vendor Only - Biomedical | MHHS-Southwest | [8 empty] | REFRIGERATORBLOODBANK | Refrigerator, Blood Bank | ThermoSci
NO | YES |  |  |  | 029-07593 | 029-07593 | Jewett Refrigerator Co Inc | BBR25SI |  | N22N-617368-NN | Woodlands-Laboratory-Blood Bank | MHHS-Woodlands |  |  |  | 029-07593 | 029-07593 | Woodlands | MHHS-Woodlands | Woodlands-Laboratory-Blood Bank | Lab | 1/1/20 | 1/1/21 | 3/1/20 |  | REFRIGERATORS, BLOOD BANK |  | .needs class |  |  |  |  | .needs class | [5 empty] | 12/1/20 |  |  | Not Covered Vendor Only - Biomedical | MHHS-Woodlands
NO | YES |  |  |  | 029-01241 | 029-01241 | Jewett Refrigerator Co Inc | BBR55 |  | 61325-198 | Woodlands-Laboratory-Blood Bank | MHHS-Woodlands |  | Refrigerator, Kitchen |  | 029-01241 | 029-01241 | Woodlands | MHHS-Woodlands | Woodlands-Laboratory-Blood Bank | Lab | 1/1/20 | 3/1/20 | 4/1/20 |  | REFRIGERATORS, BLOOD BANK | Refrigerator, Kitchen | REFRIGERATORKITCHEN-ThermoSci-BBR55 | REFRIGERATORKITCHEN | BBR55 |  |  |  | ThermoSci | Refrigerator, Kitchen |  |  | REFRIGERATORKITCHEN-ThermoSci-BBR55 | 12/1/20 |  |  | Not Covered Vendor Only - Biomedical | MHHS-Woodlands | [8 empty] | REFRIGERATORKITCHEN | Refrigerator, Kitchen | ThermoSci
NO | YES |  |  |  | 005-05718 | 005-05718 | Jewett Refrigerator Co Inc | BBR6-1B |  | W21P-117283-XP | SE-Laboratory | MHHS-Southeast |  |  |  | 005-05718 | 005-05718 | Southeast | MHHS-Southeast | SE-Laboratory |  | 9/1/19 |  |  |  | FREEZERS, BLOOD |  | .needs class |  |  |  |  | .needs class | [5 empty] | 12/1/20 |  |  | Not Covered Vendor Only - Biomedical | MHHS-Southeast
NO | YES |  |  |  | 029-04784 | 029-04784 | Jewett Refrigerator Co Inc | BPL325 |  | V21S-130280-VS | Woodlands-Laboratory-Blood Bank | MHHS-Woodlands |  |  |  | 029-04784 | 029-04784 | Woodlands | MHHS-Woodlands | Woodlands-Laboratory-Blood Bank | Lab | 12/1/19 | 3/1/20 | 3/1/20 |  | FREEZERS, BLOOD |  | .needs class | [10 empty] | 12/1/20 |  |  | Not Covered Vendor Only - Biomedical | MHHS-Woodlands
NO | NO |  |  |  | 069-17022 |  | Jewett Refrigerator Co Inc | BPL425SI-2B |  | PO3N-623728-PN | TMC - LABORATORY - BLOOD BANK (1R) | MHHS-TMC |  |  |  | 069-17022 |  | TMC |  | TMC - LABORATORY - BLOOD BANK (1R) | [5 empty] | FREEZERS, BLOOD |  | .needs class | [13 empty] | Not Covered Vendor Only - Biomedical | MHHS-TMC
NO | YES |  |  |  | 929-01001 | 929-01001 | Jewett Refrigerator Co Inc | C65R1B/PRC |  | Z20P-649198-ZP | MHOSH-OR | MHHS Orthopedic & Spine |  |  |  | 929-01001 | 929-01001 | Central & Greater Heights | MHHS-Orthopedic & Spine | MHOSH-OR |  | 2/12/19 |  |  |  | REFRIGERATORS, LABORATORY |  | .needs class | [10 empty] | 11/1/20 | MHOSH Inventory Dec 2019 into 2020 - Copy.xls - Newly Verified |  | Not Covered Vendor Only - Biomedical | MHHS Orthopedic & Spine
NO | NO |  |  |  | 069-43504 |  | Jewett Refrigerator Co Inc | LR25 |  |  | TMC - PLAZA - CANCER CENTER (STE 2900) | MHHS-TMC |  |  |  | 069-43504 |  | TMC |  | TMC - PLAZA - CANCER CENTER (STE 2900) | [5 empty] | REFRIGERATORS, LABORATORY |  | .needs class | [13 empty] | Covered PM Repair - Biomedical | MHHS-TMC
NO | YES |  |  |  | 069-28048 |  | Jewett Refrigerator Co Inc | LTU-21 |  | U080-270210-UD | TMC-Sarofim 2-OR | MHHS-TMC |  |  |  | 069-28048 |  | TMC | MHHS-TMC | TMC-Sarofim 2-OR | Sub sterile | 1/1/20 |  | 3/1/20 |  | FREEZERS, LABORATORY, CRYOGENIC |  | .needs class | [13 empty] | Covered PM Repair - Biomedical | MHHS-TMC
NO | NO |  |  |  | 129-04129 |  | Jewett Refrigerator Co Inc | PR55B |  | 63579-199 | SUGAR LAND - LABORATORY | MHHS-Sugarland |  | Freezer, Laboratory |  | 129-04129 |  | Sugar Land |  | SUGAR LAND - LABORATORY | [5 empty] | REFRIGERATORS, LABORATORY |  | FREEZERLAB-ThermoSci-PR55B | FREEZERLAB | PR55B |  |  |  | ThermoSci | Freezer, Laboratory |  |  | FREEZERLAB-ThermoSci-PR55B |  |  |  | Covered PM Repair - Biomedical | MHHS-Sugarland
NO | NO |  |  |  | 005-00134 |  | Jewett Refrigerator Co Inc | Unknown |  | 57885-296 | SE - LABORATORY | MHHS-Southeast |  |  |  | 005-00134 |  | Southeast & Bay Area |  | SE - LABORATORY | [5 empty] | REFRIGERATORS, LABORATORY |  | .needs class |  |  |  |  | .needs class | [8 empty] | Covered PM Repair - Biomedical | MHHS-Southeast
YES | YES |  |  |  | 005-07838 | 005-07838 | JLW Instruments inc. | Jamar |  |  | SMR - (SL) - WILLIAMS TRACE |  |  |  |  | 005-07838 | 005-07838 | Sugar Land |  | SMR - (SL) - WILLIAMS TRACE |  |  |  | 3/1/20 |  |  |  | DYNAMOMETER-Patterson Medical-JAMAR
NO | NO |  |  |  | 129-01180 |  | JOBST |  |  | B50212 | SMR - (SL) - WILLIAMS TRACE | MHHS-SMR |  | Sequential Compression Device |  | 129-01180 |  | Sugar Land |  | SMR - (SL) - WILLIAMS TRACE | [5 empty] | CIRCULATORY ASSIST UNITS, PERIPHERAL COMPRESSION |  | SEQUENTIALCOMPRESSIONDEV-BSNJobstInc-116500 | SEQUENTIALCOMPRESSIONDEV |  |  |  |  | BSNJobstInc | Sequential Compression Device |  |  | SEQUENTIALCOMPRESSIONDEV-BSNJobstInc-116500 |  |  |  | Covered PM Repair - Biomedical | MHHS-SMR
NO | YES |  |  |  | ZSI422 |  | JOERNS |  |  |  | Rental | MHHS-Katy |  |  |  | ZSI422 |  | Katy |  | Rental | [7 empty] | BEDPATIENTELECTRIC-Joerns HC-Bari10A |  | BARI 10A BARIATRIC BED,1000LBS |  |  | BEDPATIENTELECTRIC-Joerns HC-Bari10A | [6 empty] | Verified as Rental |  |  | MHHS-Katy
NO | YES |  |  |  | ZSI261 |  | JOERNS |  |  |  | Rental | MHHS-Mem City |  |  |  | ZSI261 |  | West & Memorial City |  | Rental | [7 empty] | BEDPATIENTELECTRIC-Joerns HC-Bari10A |  | BARI 10A BARIATRIC BED,1000LBS |  |  | BEDPATIENTELECTRIC-Joerns HC-Bari10A | [6 empty] | Verified as Rental |  |  | MHHS-Mem City
NO | YES |  |  |  | ZSI268 |  | JOERNS |  |  |  | Rental | MHHS-Northeast |  |  |  | ZSI268 |  | Katy |  | Rental | [7 empty] | BEDPATIENTELECTRIC-Joerns HC-Bari10A |  | BARI 10A BARIATRIC BED,1000LBS |  |  | BEDPATIENTELECTRIC-Joerns HC-Bari10A | [6 empty] | Verified as Rental |  |  | MHHS-Northeast
NO | YES |  |  |  | ZSI445 |  | JOERNS |  |  |  | Rental | MHHS-Northeast |  |  |  | ZSI445 |  | Katy |  | Rental | [7 empty] | BEDPATIENTELECTRIC-Joerns HC-Bari10A |  | BARI 10A BARIATRIC BED,1000LBS |  |  | BEDPATIENTELECTRIC-Joerns HC-Bari10A | [6 empty] | Verified as Rental |  |  | MHHS-Northeast
NO | YES |  |  |  | ZSI621 |  | JOERNS |  |  |  | Rental | MHHS-Northeast |  |  |  | ZSI621 |  | Katy |  | Rental | [7 empty] | BEDPATIENTELECTRIC-Joerns HC-Bari10A |  | BARI 10A BARIATRIC BED,1000LBS |  |  | BEDPATIENTELECTRIC-Joerns HC-Bari10A | [6 empty] | Verified as Rental |  |  | MHHS-Northeast
NO | YES |  |  |  | ZSI714 |  | JOERNS |  |  |  | Rental | MHHS-Northeast |  |  |  | ZSI714 |  | Katy |  | Rental | [7 empty] | BEDPATIENTELECTRIC-Joerns HC-Bari10A |  | BARI 10A BARIATRIC BED,1000LBS |  |  | BEDPATIENTELECTRIC-Joerns HC-Bari10A | [6 empty] | Verified as Rental |  |  | MHHS-Northeast
NO | YES |  |  |  | ZSI728 |  | JOERNS |  |  |  | Rental | MHHS-Pearland Hospital |  |  |  | ZSI728 |  | Pearland |  | Rental | [7 empty] | BEDPATIENTELECTRIC-Joerns HC-Bari10A |  | BARI 10A BARIATRIC BED,1000LBS |  |  | BEDPATIENTELECTRIC-Joerns HC-Bari10A | [6 empty] | Verified as Rental |  |  | MHHS-Pearland Hospital
NO | YES | Serial Number 145 |  |  | ZSI430 |  | JOERNS |  |  |  | Rental | MHHS-TIRR |  |  |  | ZSI430 |  | TMC |  | Rental | [7 empty] | BEDPATIENTELECTRIC-Joerns HC-Bari10A |  | BARI 10A BARIATRIC BED,1000LBS |  |  | BEDPATIENTELECTRIC-Joerns HC-Bari10A | [6 empty] | Verified as Rental |  |  | MHHS-TIRR
NO | YES |  |  |  | ZSI602 |  | JOERNS |  |  |  | Rental | MHHS-Southeast |  |  |  | ZSI602 |  | Southeast & Bay Area |  | Rental | [7 empty] | BEDPATIENTELECTRIC-Joerns HC-Bari10A |  | BARI 10A BARIATRIC BED,1000LBS |  |  | BEDPATIENTELECTRIC-Joerns HC-Bari10A | [6 empty] | Verified as Rental |  |  | MHHS-Southeast
NO | YES |  |  |  | ZSI615 |  | JOERNS |  |  |  | Rental | MHHS-Southeast |  |  |  | ZSI615 |  | Southeast & Bay Area |  | Rental | [7 empty] | BEDPATIENTELECTRIC-Joerns HC-Bari10A |  | BARI 10A BARIATRIC BED,1000LBS |  |  | BEDPATIENTELECTRIC-Joerns HC-Bari10A | [6 empty] | Verified as Rental |  |  | MHHS-Southeast
NO | YES |  |  |  | ZSI228 |  | JOERNS |  |  |  | Rental | MHHS-Southwest |  |  |  | ZSI228 |  | Southwest |  | Rental | [7 empty] | BEDPATIENTELECTRIC-Joerns HC-Bari10A |  | BARI 10A BARIATRIC BED,1000LBS |  |  | BEDPATIENTELECTRIC-Joerns HC-Bari10A | [6 empty] | Verified as Rental |  |  | MHHS-Southwest
NO | YES |  |  |  | ZSI722 |  | JOERNS |  |  |  | Rental | MHHS-Southwest |  |  |  | ZSI722 |  | Southwest |  | Rental | [7 empty] | BEDPATIENTELECTRIC-Joerns HC-Bari10A |  | BARI 10A BARIATRIC BED,1000LBS |  |  | BEDPATIENTELECTRIC-Joerns HC-Bari10A | [6 empty] | Verified as Rental |  |  | MHHS-Southwest
NO | YES |  |  |  | ZSI193 |  | JOERNS |  |  | 660018-0002 | Rental | MHHS-Sugarland |  |  |  | ZSI193 |  | Sugar Land |  | Rental | [7 empty] | BEDPATIENTELECTRIC-Joerns HC-Bari10A |  | BARI 10A BARIATRIC BED,1000LBS |  |  | BEDPATIENTELECTRIC-Joerns HC-Bari10A | [6 empty] | Verified as Rental |  |  | MHHS-Sugarland
NO | YES |  |  |  | ZSI175 |  | JOERNS |  |  | 658081-0001 | Rental | MHHS-TMC |  |  |  | ZSI175 |  | TMC |  | Rental | [7 empty] | BEDPATIENTELECTRIC-Joerns HC-Bari10A |  | BARI 10A BARIATRIC BED,1000LBS |  |  | BEDPATIENTELECTRIC-Joerns HC-Bari10A | [6 empty] | Verified as Rental |  |  | MHHS-TMC
NO | YES |  |  |  | ZSI496 |  | JOERNS |  |  |  | Rental | MHHS-TMC |  |  |  | ZSI496 |  | TMC |  | Rental | [7 empty] | BEDPATIENTELECTRIC-Joerns HC-Bari10A |  | BARI 10A BARIATRIC BED,1000LBS |  |  | BEDPATIENTELECTRIC-Joerns HC-Bari10A | [6 empty] | Verified as Rental |  |  | MHHS-TMC
NO | YES |  |  |  | ZSI201 |  | JOERNS |  |  | 677910-0011 | Rental | MHHS-Woodlands |  |  |  | ZSI201 |  | Woodlands |  | Rental | [7 empty] | BEDPATIENTELECTRIC-Joerns HC-Bari10A |  | BARI 10A BARIATRIC BED,1000LBS |  |  | BEDPATIENTELECTRIC-Joerns HC-Bari10A | [6 empty] | Verified as Rental |  |  | MHHS-Woodlands
NO | YES |  |  |  | ZSI346 |  | JOERNS |  |  |  | Rental | MHHS-Woodlands |  |  |  | ZSI346 |  | Woodlands |  | Rental | [7 empty] | BEDPATIENTELECTRIC-Joerns HC-Bari10A |  | BARI 10A BARIATRIC BED,1000LBS |  |  | BEDPATIENTELECTRIC-Joerns HC-Bari10A | [6 empty] | Verified as Rental |  |  | MHHS-Woodlands
NO | YES |  |  |  | ZSI625 |  | JOERNS |  |  |  | Rental | MHHS-Woodlands |  |  |  | ZSI625 |  | Woodlands |  | Rental | [7 empty] | BEDPATIENTELECTRIC-Joerns HC-Bari10A |  | BARI 10A BARIATRIC BED,1000LBS |  |  | BEDPATIENTELECTRIC-Joerns HC-Bari10A | [6 empty] | Verified as Rental |  |  | MHHS-Woodlands
NO | YES |  |  |  | ZSI630 |  | JOERNS |  |  |  | Rental | MHHS-Woodlands |  |  |  | ZSI630 |  | Woodlands |  | Rental | [7 empty] | BEDPATIENTELECTRIC-Joerns HC-Bari10A |  | BARI 10A BARIATRIC BED,1000LBS |  |  | BEDPATIENTELECTRIC-Joerns HC-Bari10A | [6 empty] | Verified as Rental |  |  | MHHS-Woodlands
NO | YES |  |  |  | ZSI653 |  | JOERNS |  |  |  | Rental | MHHS-Woodlands |  |  |  | ZSI653 |  | Woodlands |  | Rental | [7 empty] | BEDPATIENTELECTRIC-Joerns HC-Bari10A |  | BARI 10A BARIATRIC BED,1000LBS |  |  | BEDPATIENTELECTRIC-Joerns HC-Bari10A | [6 empty] | Verified as Rental |  |  | MHHS-Woodlands
NO | YES |  |  |  | ZSI726 |  | JOERNS |  |  |  | Rental | MHHS-Woodlands |  |  |  | ZSI726 |  | Woodlands |  | Rental | [7 empty] | BEDPATIENTELECTRIC-Joerns HC-Bari10A |  | BARI 10A BARIATRIC BED,1000LBS |  |  | BEDPATIENTELECTRIC-Joerns HC-Bari10A | [6 empty] | Verified as Rental |  |  | MHHS-Woodlands
NO | YES |  |  |  | ZSI800 |  | JOERNS |  |  |  | Rental | MHHS-Woodlands |  |  |  | ZSI800 |  | Woodlands |  | Rental | [7 empty] | BEDPATIENTELECTRIC-Joerns HC-Bari10A |  | BARI 10A BARIATRIC BED,1000LBS |  |  | BEDPATIENTELECTRIC-Joerns HC-Bari10A | [6 empty] | Verified as Rental |  |  | MHHS-Woodlands
NO | YES | Serial Number 1000009472 |  |  | ZTO755 |  | JOERNS |  |  |  | Rental Equipment | MHHS-Cypress |  |  |  | ZTO755 |  | Northwest & Cypress |  | Rental Equipment | [7 empty] | BEDPATIENTELECTRIC-Joerns HC-Bari10A |  | BARI 10A BARIATRIC BED W/FTBOARD CONTROL |  |  | BEDPATIENTELECTRIC-Joerns HC-Bari10A | [6 empty] | Verified as Rental |  |  | MHHS-Cypress
NO | YES |  |  |  | ZTO772 |  | JOERNS |  |  |  | Rental Equipment | MHHS-Cypress |  |  |  | ZTO772 |  | Northwest & Cypress |  | Rental Equipment | [7 empty] | BEDPATIENTELECTRIC-Joerns HC-Bari10A |  | BARI 10A BARIATRIC BED W/FTBOARD CONTROL |  |  | BEDPATIENTELECTRIC-Joerns HC-Bari10A | [6 empty] | Verified as Rental |  |  | MHHS-Cypress
NO | YES |  |  |  | ZTO617 |  | JOERNS |  |  |  | Rental | MHHS-Katy |  |  |  | ZTO617 |  | Katy |  | Rental | [7 empty] | BEDPATIENTELECTRIC-Joerns HC-Bari10A |  | BARI 10A BARIATRIC BED W/FTBOARD CONTROL |  |  | BEDPATIENTELECTRIC-Joerns HC-Bari10A | [6 empty] | Verified as Rental |  |  | MHHS-Katy
NO | YES |  |  |  | ZTO679 |  | JOERNS |  |  |  | Rental | MHHS-Katy |  |  |  | ZTO679 |  | Katy |  | Rental | [7 empty] | BEDPATIENTELECTRIC-Joerns HC-Bari10A |  | BARI 10A BARIATRIC BED W/FTBOARD CONTROL |  |  | BEDPATIENTELECTRIC-Joerns HC-Bari10A | [6 empty] | Verified as Rental |  |  | MHHS-Katy
NO | YES |  |  |  | ZTO618 |  | JOERNS |  |  |  | Rental | MHHS-Katy Rehab |  |  |  | ZTO618 |  | Katy |  | Rental | [7 empty] | BEDPATIENTELECTRIC-Joerns HC-Bari10A |  | BARI 10A BARIATRIC BED W/FTBOARD CONTROL |  |  | BEDPATIENTELECTRIC-Joerns HC-Bari10A | [6 empty] | Verified as Rental |  |  | MHHS-Katy Rehab
NO | YES |  |  |  | ZTO402 |  | JOERNS |  |  |  | Rental | MHHS-Mem City |  |  |  | ZTO402 |  | West & Memorial City |  | Rental | [7 empty] | BEDPATIENTELECTRIC-Joerns HC-Bari10A |  | BARI 10A BARIATRIC BED W/FTBOARD CONTROL |  |  | BEDPATIENTELECTRIC-Joerns HC-Bari10A | [6 empty] | Verified as Rental |  |  | MHHS-Mem City
NO | YES |  |  |  | ZTO614 |  | JOERNS |  |  |  | Rental | MHHS-Mem City |  |  |  | ZTO614 |  | West & Memorial City |  | Rental | [7 empty] | BEDPATIENTELECTRIC-Joerns HC-Bari10A |  | BARI 10A BARIATRIC BED W/FTBOARD CONTROL |  |  | BEDPATIENTELECTRIC-Joerns HC-Bari10A | [6 empty] | Verified as Rental |  |  | MHHS-Mem City
NO | YES |  |  |  | ZTO657 |  | JOERNS |  |  |  | Rental | MHHS-Mem City |  |  |  | ZTO657 |  | West & Memorial City |  | Rental | [7 empty] | BEDPATIENTELECTRIC-Joerns HC-Bari10A |  | BARI 10A BARIATRIC BED W/FTBOARD CONTROL |  |  | BEDPATIENTELECTRIC-Joerns HC-Bari10A | [6 empty] | Verified as Rental |  |  | MHHS-Mem City
NO | YES |  |  |  | ZTO873 |  | JOERNS |  |  |  | Rental | MHHS-Mem City |  |  |  | ZTO873 |  | West & Memorial City |  | Rental | [7 empty] | BEDPATIENTELECTRIC-Joerns HC-Bari10A |  | BARI 10A BARIATRIC BED W/FTBOARD CONTROL |  |  | BEDPATIENTELECTRIC-Joerns HC-Bari10A | [6 empty] | Verified as Rental |  |  | MHHS-Mem City
NO | YES |  |  |  | ZTO907 |  | JOERNS |  |  |  | Rental | MHHS-Mem City |  |  |  | ZTO907 |  | West & Memorial City |  | Rental | [7 empty] | BEDPATIENTELECTRIC-Joerns HC-Bari10A |  | BARI 10A BARIATRIC BED W/FTBOARD CONTROL |  |  | BEDPATIENTELECTRIC-Joerns HC-Bari10A | [6 empty] | Verified as Rental |  |  | MHHS-Mem City
NO | YES |  |  |  | ZTO1013 |  | JOERNS |  |  |  | Rental | MHHS-Mem City |  |  |  | ZTO1013 |  | West & Memorial City |  | Rental | [7 empty] | BEDPATIENTELECTRIC-Joerns HC-Bari10A |  | BARI 10A BARIATRIC BED W/FTBOARD CONTROL |  |  | BEDPATIENTELECTRIC-Joerns HC-Bari10A | [6 empty] | Verified as Rental |  |  | MHHS-Mem City
NO | YES |  |  |  | ZTO104 |  | JOERNS |  |  |  | Rental | MHHS-Northeast |  |  |  | ZTO104 |  | Katy |  | Rental | [7 empty] | BEDPATIENTELECTRIC-Joerns HC-Bari10A |  | BARI 10A BARIATRIC BED W/FTBOARD CONTROL |  |  | BEDPATIENTELECTRIC-Joerns HC-Bari10A | [6 empty] | Verified as Rental |  |  | MHHS-Northeast
NO | YES |  |  |  | ZTO169 |  | JOERNS |  |  |  | Rental | MHHS-Northeast |  |  |  | ZTO169 |  | Katy |  | Rental | [7 empty] | BEDPATIENTELECTRIC-Joerns HC-Bari10A |  | BARI 10A BARIATRIC BED W/FTBOARD CONTROL |  |  | BEDPATIENTELECTRIC-Joerns HC-Bari10A | [6 empty] | Verified as Rental |  |  | MHHS-Northeast
NO | YES |  |  |  | ZTO707 |  | JOERNS |  |  |  | Rental | MHHS-Northeast |  |  |  | ZTO707 |  | Katy |  | Rental | [7 empty] | BEDPATIENTELECTRIC-Joerns HC-Bari10A |  | BARI 10A BARIATRIC BED W/FTBOARD CONTROL |  |  | BEDPATIENTELECTRIC-Joerns HC-Bari10A | [6 empty] | Verified as Rental |  |  | MHHS-Northeast
NO | YES |  |  |  | ZTO870 |  | JOERNS |  |  |  | Rental | MHHS-Northeast |  |  |  | ZTO870 |  | Katy |  | Rental | [7 empty] | BEDPATIENTELECTRIC-Joerns HC-Bari10A |  | BARI 10A BARIATRIC BED W/FTBOARD CONTROL |  |  | BEDPATIENTELECTRIC-Joerns HC-Bari10A | [6 empty] | Verified as Rental |  |  | MHHS-Northeast
NO | YES |  |  |  | ZTO140 |  | JOERNS |  |  |  | Rental | MHHS-Pearland Hospital |  |  |  | ZTO140 |  | Pearland |  | Rental | [7 empty] | BEDPATIENTELECTRIC-Joerns HC-Bari10A |  | BARI 10A BARIATRIC BED W/FTBOARD CONTROL |  |  | BEDPATIENTELECTRIC-Joerns HC-Bari10A | [6 empty] | Verified as Rental |  |  | MHHS-Pearland Hospital
NO | YES | Serial Number 11110008672 |  |  | ZTO658 |  | JOERNS |  |  |  | Rental | MHHS-Pearland Hospital |  |  |  | ZTO658 |  | Pearland |  | Rental | [7 empty] | BEDPATIENTELECTRIC-Joerns HC-Bari10A |  | BARI 10A BARIATRIC BED W/FTBOARD CONTROL |  |  | BEDPATIENTELECTRIC-Joerns HC-Bari10A | [6 empty] | Verified as Rental |  |  | MHHS-Pearland Hospital
NO | YES |  |  |  | ZTO416 |  | JOERNS |  |  |  | Rental | MHHS-TIRR |  |  |  | ZTO416 |  | TMC |  | Rental | [7 empty] | BEDPATIENTELECTRIC-Joerns HC-Bari10A |  | BARI 10A BARIATRIC BED W/FTBOARD CONTROL |  |  | BEDPATIENTELECTRIC-Joerns HC-Bari10A | [6 empty] | Verified as Rental |  |  | MHHS-TIRR
NO | YES |  |  |  | ZTO901 |  | JOERNS |  |  |  | Rental | MHHS-TIRR |  |  |  | ZTO901 |  | TMC |  | Rental | [7 empty] | BEDPATIENTELECTRIC-Joerns HC-Bari10A |  | BARI 10A BARIATRIC BED W/FTBOARD CONTROL |  |  | BEDPATIENTELECTRIC-Joerns HC-Bari10A | [6 empty] | Verified as Rental |  |  | MHHS-TIRR
NO | YES |  |  |  | ZTO903 |  | JOERNS |  |  |  | Rental | MHHS-TIRR |  |  |  | ZTO903 |  | TMC |  | Rental | [7 empty] | BEDPATIENTELECTRIC-Joerns HC-Bari10A |  | BARI 10A BARIATRIC BED W/FTBOARD CONTROL |  |  | BEDPATIENTELECTRIC-Joerns HC-Bari10A | [6 empty] | Verified as Rental |  |  | MHHS-TIRR
NO | YES |  |  |  | ZTO485 |  | JOERNS |  |  |  | Rental | MHHS-Southeast |  |  |  | ZTO485 |  | Southeast & Bay Area |  | Rental | [7 empty] | BEDPATIENTELECTRIC-Joerns HC-Bari10A |  | BARI 10A BARIATRIC BED W/FTBOARD CONTROL |  |  | BEDPATIENTELECTRIC-Joerns HC-Bari10A | [6 empty] | Verified as Rental |  |  | MHHS-Southeast
NO | YES |  |  |  | ZTO682 |  | JOERNS |  |  |  | Rental | MHHS-Southeast |  |  |  | ZTO682 |  | Southeast & Bay Area |  | Rental | [7 empty] | BEDPATIENTELECTRIC-Joerns HC-Bari10A |  | BARI 10A BARIATRIC BED W/FTBOARD CONTROL |  |  | BEDPATIENTELECTRIC-Joerns HC-Bari10A | [6 empty] | Verified as Rental |  |  | MHHS-Southeast
NO | YES |  |  |  | ZTO259 |  | JOERNS |  |  |  | Rental | MHHS-Southwest |  |  |  | ZTO259 |  | Southwest |  | Rental | [7 empty] | BEDPATIENTELECTRIC-Joerns HC-Bari10A |  | BARI 10A BARIATRIC BED W/FTBOARD CONTROL |  |  | BEDPATIENTELECTRIC-Joerns HC-Bari10A | [6 empty] | Verified as Rental |  |  | MHHS-Southwest
NO | YES |  |  |  | ZTO264 |  | JOERNS |  |  |  | Rental | MHHS-Southwest |  |  |  | ZTO264 |  | Southwest |  | Rental | [7 empty] | BEDPATIENTELECTRIC-Joerns HC-Bari10A |  | BARI 10A BARIATRIC BED W/FTBOARD CONTROL |  |  | BEDPATIENTELECTRIC-Joerns HC-Bari10A | [6 empty] | Verified as Rental |  |  | MHHS-Southwest
NO | YES |  |  |  | ZTO523 |  | JOERNS |  |  | 664590-0006 | Rental | MHHS-Southwest |  |  |  | ZTO523 |  | Southwest |  | Rental | [7 empty] | BEDPATIENTELECTRIC-Joerns HC-Bari10A |  | BARI 10A BARIATRIC BED W/FTBOARD CONTROL |  |  | BEDPATIENTELECTRIC-Joerns HC-Bari10A | [6 empty] | Verified as Rental |  |  | MHHS-Southwest
NO | YES |  |  |  | ZTO615 |  | JOERNS |  |  |  | Rental | MHHS-Southwest |  |  |  | ZTO615 |  | Southwest |  | Rental | [7 empty] | BEDPATIENTELECTRIC-Joerns HC-Bari10A |  | BARI 10A BARIATRIC BED W/FTBOARD CONTROL |  |  | BEDPATIENTELECTRIC-Joerns HC-Bari10A | [6 empty] | Verified as Rental |  |  | MHHS-Southwest
NO | YES |  |  |  | ZTO650 |  | JOERNS |  |  |  | Rental | MHHS-Southwest |  |  |  | ZTO650 |  | Southwest |  | Rental | [7 empty] | BEDPATIENTELECTRIC-Joerns HC-Bari10A |  | BARI 10A BARIATRIC BED W/FTBOARD CONTROL |  |  | BEDPATIENTELECTRIC-Joerns HC-Bari10A | [6 empty] | Verified as Rental |  |  | MHHS-Southwest
NO | YES |  |  |  | ZTO942 |  | JOERNS |  |  |  | Rental | MHHS-Southwest |  |  |  | ZTO942 |  | Southwest |  | Rental | [7 empty] | BEDPATIENTELECTRIC-Joerns HC-Bari10A |  | BARI 10A BARIATRIC BED W/FTBOARD CONTROL |  |  | BEDPATIENTELECTRIC-Joerns HC-Bari10A | [6 empty] | Verified as Rental |  |  | MHHS-Southwest
NO | YES | Serial Number 113 |  |  | ZTO467 |  | JOERNS |  |  |  | Rental | MHHS-Sugarland |  |  |  | ZTO467 |  | Sugar Land |  | Rental | [7 empty] | BEDPATIENTELECTRIC-Joerns HC-Bari10A |  | BARI 10A BARIATRIC BED W/FTBOARD CONTROL |  |  | BEDPATIENTELECTRIC-Joerns HC-Bari10A | [6 empty] | Verified as Rental |  |  | MHHS-Sugarland
NO | YES |  |  |  | ZTO609 |  | JOERNS |  |  |  | Rental | MHHS-Sugarland |  |  |  | ZTO609 |  | Sugar Land |  | Rental | [7 empty] | BEDPATIENTELECTRIC-Joerns HC-Bari10A |  | BARI 10A BARIATRIC BED W/FTBOARD CONTROL |  |  | BEDPATIENTELECTRIC-Joerns HC-Bari10A | [6 empty] | Verified as Rental |  |  | MHHS-Sugarland
NO | YES |  |  |  | ZTO648 |  | JOERNS |  |  |  | Rental | MHHS-Sugarland |  |  |  | ZTO648 |  | Sugar Land |  | Rental | [7 empty] | BEDPATIENTELECTRIC-Joerns HC-Bari10A |  | BARI 10A BARIATRIC BED W/FTBOARD CONTROL |  |  | BEDPATIENTELECTRIC-Joerns HC-Bari10A | [6 empty] | Verified as Rental |  |  | MHHS-Sugarland
NO | YES |  |  |  | ZTO113 |  | JOERNS |  |  |  | Rental | MHHS-TMC |  |  |  | ZTO113 |  | TMC |  | Rental | [7 empty] | BEDPATIENTELECTRIC-Joerns HC-Bari10A |  | BARI 10A BARIATRIC BED W/FTBOARD CONTROL |  |  | BEDPATIENTELECTRIC-Joerns HC-Bari10A | [6 empty] | Verified as Rental |  |  | MHHS-TMC
NO | YES |  |  |  | ZTO132 |  | JOERNS |  |  |  | Rental | MHHS-TMC |  |  |  | ZTO132 |  | TMC |  | Rental | [7 empty] | BEDPATIENTELECTRIC-Joerns HC-Bari10A |  | BARI 10A BARIATRIC BED W/FTBOARD CONTROL |  |  | BEDPATIENTELECTRIC-Joerns HC-Bari10A | [6 empty] | Verified as Rental |  |  | MHHS-TMC
NO | YES |  |  |  | ZTO352 |  | JOERNS |  |  |  | Rental | MHHS-TMC |  |  |  | ZTO352 |  | TMC |  | Rental | [7 empty] | BEDPATIENTELECTRIC-Joerns HC-Bari10A |  | BARI 10A BARIATRIC BED W/FTBOARD CONTROL |  |  | BEDPATIENTELECTRIC-Joerns HC-Bari10A | [6 empty] | Verified as Rental |  |  | MHHS-TMC
NO | YES |  |  |  | ZTO608 |  | JOERNS |  |  |  | Rental | MHHS-TMC |  |  |  | ZTO608 |  | TMC |  | Rental | [7 empty] | BEDPATIENTELECTRIC-Joerns HC-Bari10A |  | BARI 10A BARIATRIC BED W/FTBOARD CONTROL |  |  | BEDPATIENTELECTRIC-Joerns HC-Bari10A | [6 empty] | Verified as Rental |  |  | MHHS-TMC
NO | YES |  |  |  | ZTO621 |  | JOERNS |  |  |  | Rental | MHHS-TMC |  |  |  | ZTO621 |  | TMC |  | Rental | [7 empty] | BEDPATIENTELECTRIC-Joerns HC-Bari10A |  | BARI 10A BARIATRIC BED W/FTBOARD CONTROL |  |  | BEDPATIENTELECTRIC-Joerns HC-Bari10A | [6 empty] | Verified as Rental |  |  | MHHS-TMC
NO | YES |  |  |  | ZTO642 |  | JOERNS |  |  |  | Rental | MHHS-TMC |  |  |  | ZTO642 |  | TMC |  | Rental | [7 empty] | BEDPATIENTELECTRIC-Joerns HC-Bari10A |  | BARI 10A BARIATRIC BED W/FTBOARD CONTROL |  |  | BEDPATIENTELECTRIC-Joerns HC-Bari10A | [6 empty] | Verified as Rental |  |  | MHHS-TMC
NO | YES |  |  |  | ZTO646 |  | JOERNS |  |  |  | Rental | MHHS-TMC |  |  |  | ZTO646 |  | TMC |  | Rental | [7 empty] | BEDPATIENTELECTRIC-Joerns HC-Bari10A |  | BARI 10A BARIATRIC BED W/FTBOARD CONTROL |  |  | BEDPATIENTELECTRIC-Joerns HC-Bari10A | [6 empty] | Verified as Rental |  |  | MHHS-TMC
NO | YES |  |  |  | ZTO655 |  | JOERNS |  |  |  | Rental | MHHS-TMC |  |  |  | ZTO655 |  | TMC |  | Rental | [7 empty] | BEDPATIENTELECTRIC-Joerns HC-Bari10A |  | BARI 10A BARIATRIC BED W/FTBOARD CONTROL |  |  | BEDPATIENTELECTRIC-Joerns HC-Bari10A | [6 empty] | Verified as Rental |  |  | MHHS-TMC
NO | YES |  |  |  | ZTO660 |  | JOERNS |  |  |  | Rental | MHHS-TMC |  |  |  | ZTO660 |  | TMC |  | Rental | [7 empty] | BEDPATIENTELECTRIC-Joerns HC-Bari10A |  | BARI 10A BARIATRIC BED W/FTBOARD CONTROL |  |  | BEDPATIENTELECTRIC-Joerns HC-Bari10A | [6 empty] | Verified as Rental |  |  | MHHS-TMC
NO | YES |  |  |  | ZTO680 |  | JOERNS |  |  |  | Rental | MHHS-TMC |  |  |  | ZTO680 |  | TMC |  | Rental | [7 empty] | BEDPATIENTELECTRIC-Joerns HC-Bari10A |  | BARI 10A BARIATRIC BED W/FTBOARD CONTROL |  |  | BEDPATIENTELECTRIC-Joerns HC-Bari10A | [6 empty] | Verified as Rental |  |  | MHHS-TMC
NO | YES |  |  |  | ZTO681 |  | JOERNS |  |  |  | Rental | MHHS-TMC |  |  |  | ZTO681 |  | TMC |  | Rental | [7 empty] | BEDPATIENTELECTRIC-Joerns HC-Bari10A |  | BARI 10A BARIATRIC BED W/FTBOARD CONTROL |  |  | BEDPATIENTELECTRIC-Joerns HC-Bari10A | [6 empty] | Verified as Rental |  |  | MHHS-TMC
NO | YES |  |  |  | ZTO706 |  | JOERNS |  |  |  | Rental | MHHS-TMC |  |  |  | ZTO706 |  | TMC |  | Rental | [7 empty] | BEDPATIENTELECTRIC-Joerns HC-Bari10A |  | BARI 10A BARIATRIC BED W/FTBOARD CONTROL |  |  | BEDPATIENTELECTRIC-Joerns HC-Bari10A | [6 empty] | Verified as Rental |  |  | MHHS-TMC
NO | YES |  |  |  | ZTO1015 |  | JOERNS |  |  |  | Rental | MHHS-TMC |  |  |  | ZTO1015 |  | TMC |  | Rental | [7 empty] | BEDPATIENTELECTRIC-Joerns HC-Bari10A |  | BARI 10A BARIATRIC BED W/FTBOARD CONTROL |  |  | BEDPATIENTELECTRIC-Joerns HC-Bari10A | [6 empty] | Verified as Rental |  |  | MHHS-TMC
NO | YES |  |  |  | ZTO177 |  | JOERNS |  |  |  | Rental | MHHS-Woodlands |  |  |  | ZTO177 |  | Woodlands |  | Rental | [7 empty] | BEDPATIENTELECTRIC-Joerns HC-Bari10A |  | BARI 10A BARIATRIC BED W/FTBOARD CONTROL |  |  | BEDPATIENTELECTRIC-Joerns HC-Bari10A | [6 empty] | Verified as Rental |  |  | MHHS-Woodlands
NO | YES |  |  |  | ZTO465 |  | JOERNS |  |  |  | Rental | MHHS-Woodlands |  |  |  | ZTO465 |  | Woodlands |  | Rental | [7 empty] | BEDPATIENTELECTRIC-Joerns HC-Bari10A |  | BARI 10A BARIATRIC BED W/FTBOARD CONTROL |  |  | BEDPATIENTELECTRIC-Joerns HC-Bari10A | [6 empty] | Verified as Rental |  |  | MHHS-Woodlands
NO | YES |  |  |  | ZTO525 |  | JOERNS |  |  |  | Rental | MHHS-Woodlands |  |  |  | ZTO525 |  | Woodlands |  | Rental | [7 empty] | BEDPATIENTELECTRIC-Joerns HC-Bari10A |  | BARI 10A BARIATRIC BED W/FTBOARD CONTROL |  |  | BEDPATIENTELECTRIC-Joerns HC-Bari10A | [6 empty] | Verified as Rental |  |  | MHHS-Woodlands
NO | YES |  |  |  | ZTO593 |  | JOERNS |  |  |  | Rental | MHHS-Woodlands |  |  |  | ZTO593 |  | Woodlands |  | Rental | [7 empty] | BEDPATIENTELECTRIC-Joerns HC-Bari10A |  | BARI 10A BARIATRIC BED W/FTBOARD CONTROL |  |  | BEDPATIENTELECTRIC-Joerns HC-Bari10A | [6 empty] | Verified as Rental |  |  | MHHS-Woodlands
NO | YES |  |  |  | ZTO610 |  | JOERNS |  |  |  | Rental | MHHS-Woodlands |  |  |  | ZTO610 |  | Woodlands |  | Rental | [7 empty] | BEDPATIENTELECTRIC-Joerns HC-Bari10A |  | BARI 10A BARIATRIC BED W/FTBOARD CONTROL |  |  | BEDPATIENTELECTRIC-Joerns HC-Bari10A | [6 empty] | Verified as Rental |  |  | MHHS-Woodlands
NO | YES |  |  |  | ZTO612 |  | JOERNS |  |  |  | Rental | MHHS-Woodlands |  |  |  | ZTO612 |  | Woodlands |  | Rental | [7 empty] | BEDPATIENTELECTRIC-Joerns HC-Bari10A |  | BARI 10A BARIATRIC BED W/FTBOARD CONTROL |  |  | BEDPATIENTELECTRIC-Joerns HC-Bari10A | [6 empty] | Verified as Rental |  |  | MHHS-Woodlands
NO | YES |  |  |  | ZTO613 |  | JOERNS |  |  |  | Rental | MHHS-Woodlands |  |  |  | ZTO613 |  | Woodlands |  | Rental | [7 empty] | BEDPATIENTELECTRIC-Joerns HC-Bari10A |  | BARI 10A BARIATRIC BED W/FTBOARD CONTROL |  |  | BEDPATIENTELECTRIC-Joerns HC-Bari10A | [6 empty] | Verified as Rental |  |  | MHHS-Woodlands
NO | YES |  |  |  | ZTO620 |  | JOERNS |  |  |  | Rental | MHHS-Woodlands |  |  |  | ZTO620 |  | Woodlands |  | Rental | [7 empty] | BEDPATIENTELECTRIC-Joerns HC-Bari10A |  | BARI 10A BARIATRIC BED W/FTBOARD CONTROL |  |  | BEDPATIENTELECTRIC-Joerns HC-Bari10A | [6 empty] | Verified as Rental |  |  | MHHS-Woodlands
NO | YES |  |  |  | ZTO622 |  | JOERNS |  |  |  | Rental | MHHS-Woodlands |  |  |  | ZTO622 |  | Woodlands |  | Rental | [7 empty] | BEDPATIENTELECTRIC-Joerns HC-Bari10A |  | BARI 10A BARIATRIC BED W/FTBOARD CONTROL |  |  | BEDPATIENTELECTRIC-Joerns HC-Bari10A | [6 empty] | Verified as Rental |  |  | MHHS-Woodlands
NO | YES |  |  |  | ZTO645 |  | JOERNS |  |  |  | Rental | MHHS-Woodlands |  |  |  | ZTO645 |  | Woodlands |  | Rental | [7 empty] | BEDPATIENTELECTRIC-Joerns HC-Bari10A |  | BARI 10A BARIATRIC BED W/FTBOARD CONTROL |  |  | BEDPATIENTELECTRIC-Joerns HC-Bari10A | [6 empty] | Verified as Rental |  |  | MHHS-Woodlands
NO | YES |  |  |  | ZTO647 |  | JOERNS |  |  |  | Rental | MHHS-Woodlands |  |  |  | ZTO647 |  | Woodlands |  | Rental | [7 empty] | BEDPATIENTELECTRIC-Joerns HC-Bari10A |  | BARI 10A BARIATRIC BED W/FTBOARD CONTROL |  |  | BEDPATIENTELECTRIC-Joerns HC-Bari10A | [6 empty] | Verified as Rental |  |  | MHHS-Woodlands
NO | YES |  |  |  | ZTO651 |  | JOERNS |  |  |  | Rental | MHHS-Woodlands |  |  |  | ZTO651 |  | Woodlands |  | Rental | [7 empty] | BEDPATIENTELECTRIC-Joerns HC-Bari10A |  | BARI 10A BARIATRIC BED W/FTBOARD CONTROL |  |  | BEDPATIENTELECTRIC-Joerns HC-Bari10A | [6 empty] | Verified as Rental |  |  | MHHS-Woodlands
NO | YES |  |  |  | ZTO652 |  | JOERNS |  |  |  | Rental | MHHS-Woodlands |  |  |  | ZTO652 |  | Woodlands |  | Rental | [7 empty] | BEDPATIENTELECTRIC-Joerns HC-Bari10A |  | BARI 10A BARIATRIC BED W/FTBOARD CONTROL |  |  | BEDPATIENTELECTRIC-Joerns HC-Bari10A | [6 empty] | Verified as Rental |  |  | MHHS-Woodlands
NO | YES |  |  |  | ZTO654 |  | JOERNS |  |  |  | Rental | MHHS-Woodlands |  |  |  | ZTO654 |  | Woodlands |  | Rental | [7 empty] | BEDPATIENTELECTRIC-Joerns HC-Bari10A |  | BARI 10A BARIATRIC BED W/FTBOARD CONTROL |  |  | BEDPATIENTELECTRIC-Joerns HC-Bari10A | [6 empty] | Verified as Rental |  |  | MHHS-Woodlands
NO | YES |  |  |  | ZTO677 |  | JOERNS |  |  |  | Rental | MHHS-Woodlands |  |  |  | ZTO677 |  | Woodlands |  | Rental | [7 empty] | BEDPATIENTELECTRIC-Joerns HC-Bari10A |  | BARI 10A BARIATRIC BED W/FTBOARD CONTROL |  |  | BEDPATIENTELECTRIC-Joerns HC-Bari10A | [6 empty] | Verified as Rental |  |  | MHHS-Woodlands
NO | YES |  |  |  | ZTO866 |  | JOERNS |  |  |  | Rental | MHHS-Woodlands |  |  |  | ZTO866 |  | Woodlands |  | Rental | [7 empty] | BEDPATIENTELECTRIC-Joerns HC-Bari10A |  | BARI 10A BARIATRIC BED W/FTBOARD CONTROL |  |  | BEDPATIENTELECTRIC-Joerns HC-Bari10A | [6 empty] | Verified as Rental |  |  | MHHS-Woodlands
NO | YES | Serial Number 0001 |  |  | ZTO868 |  | JOERNS |  |  |  | Rental | MHHS-Woodlands |  |  |  | ZTO868 |  | Woodlands |  | Rental | [7 empty] | BEDPATIENTELECTRIC-Joerns HC-Bari10A |  | BARI 10A BARIATRIC BED W/FTBOARD CONTROL |  |  | BEDPATIENTELECTRIC-Joerns HC-Bari10A | [6 empty] | Verified as Rental |  |  | MHHS-Woodlands
NO | YES |  |  |  | ZTO923 |  | JOERNS |  |  | 0077A | Rental | MHHS-Woodlands |  |  |  | ZTO923 |  | Woodlands |  | Rental | [7 empty] | BEDPATIENTELECTRIC-Joerns HC-Bari10A |  | BARI 10A BARIATRIC BED W/FTBOARD CONTROL |  |  | BEDPATIENTELECTRIC-Joerns HC-Bari10A | [6 empty] | Verified as Rental |  |  | MHHS-Woodlands
NO | YES |  |  |  | ZTO1016 |  | JOERNS |  |  |  | Rental | MHHS-Woodlands |  |  |  | ZTO1016 |  | Woodlands |  | Rental | [7 empty] | BEDPATIENTELECTRIC-Joerns HC-Bari10A |  | BARI 10A BARIATRIC BED W/FTBOARD CONTROL |  |  | BEDPATIENTELECTRIC-Joerns HC-Bari10A | [6 empty] | Verified as Rental |  |  | MHHS-Woodlands
NO | YES |  |  |  | TJS106 |  | JOERNS | 900T |  |  | Rental | MHHS-Pearland Hospital |  |  |  | TJS106 |  | Pearland |  | Rental | [7 empty] | PTMASSAG-OnCare-900T-CU-U |  | DOLPHIN CONTROLLER |  |  | PTMASSAG-OnCare-900T-CU-U | [6 empty] | Verified as Rental |  |  | MHHS-Pearland Hospital
NO | YES |  |  |  | TJS250 |  | JOERNS | 900T |  |  | Rental | MHHS-Pearland Hospital |  |  |  | TJS250 |  | Pearland |  | Rental | [7 empty] | PTMASSAG-OnCare-900T-CU-U |  | DOLPHIN CONTROLLER |  |  | PTMASSAG-OnCare-900T-CU-U | [6 empty] | Verified as Rental |  |  | MHHS-Pearland Hospital
NO | YES |  |  |  | TJS150 |  | JOERNS | 900T |  |  | Rental | MHHS-Southeast |  |  |  | TJS150 |  | Southeast & Bay Area |  | Rental | [7 empty] | PTMASSAG-OnCare-900T-CU-U |  | DOLPHIN CONTROLLER |  |  | PTMASSAG-OnCare-900T-CU-U | [6 empty] | Verified as Rental |  |  | MHHS-Southeast
NO | YES |  |  |  | TJS308 |  | JOERNS | 900T |  |  | Rental | MHHS-Southeast |  |  |  | TJS308 |  | Southeast & Bay Area |  | Rental | [7 empty] | PTMASSAG-OnCare-900T-CU-U |  | DOLPHIN CONTROLLER |  |  | PTMASSAG-OnCare-900T-CU-U | [6 empty] | Verified as Rental |  |  | MHHS-Southeast
NO | YES |  |  |  | TJS100 |  | JOERNS | 900T |  |  | Rental | MHHS-TMC |  |  |  | TJS100 |  | TMC |  | Rental | [7 empty] | PTMASSAG-OnCare-900T-CU-U |  | DOLPHIN CONTROLLER |  |  | PTMASSAG-OnCare-900T-CU-U | [6 empty] | Verified as Rental |  |  | MHHS-TMC
NO | YES |  |  |  | TJS108 |  | JOERNS | 900T |  |  | Rental | MHHS-TMC |  |  |  | TJS108 |  | TMC |  | Rental | [7 empty] | PTMASSAG-OnCare-900T-CU-U |  | DOLPHIN CONTROLLER |  |  | PTMASSAG-OnCare-900T-CU-U | [6 empty] | Verified as Rental |  |  | MHHS-TMC
NO | YES |  |  |  | TJS291 |  | JOERNS | 900T |  |  | Rental | MHHS-TMC |  |  |  | TJS291 |  | TMC |  | Rental | [7 empty] | PTMASSAG-OnCare-900T-CU-U |  | DOLPHIN CONTROLLER |  |  | PTMASSAG-OnCare-900T-CU-U | [6 empty] | Verified as Rental |  |  | MHHS-TMC
NO | YES |  |  |  | TJS303 |  | JOERNS | 900T |  |  | Rental | MHHS-TMC |  |  |  | TJS303 |  | TMC |  | Rental | [7 empty] | PTMASSAG-OnCare-900T-CU-U |  | DOLPHIN CONTROLLER |  |  | PTMASSAG-OnCare-900T-CU-U | [6 empty] | Verified as Rental |  |  | MHHS-TMC
NO | YES |  |  |  | TJV232 |  | JOERNS | 900T-CU |  |  | Rental | MHHS-TIRR |  |  |  | TJV232 |  | TMC |  | Rental | [7 empty] | PTMASSAG-OnCare-900T-CU-U |  | DOLPHIN CONTROLLER-COMPATIBLE W/ALL MATS |  |  | PTMASSAG-OnCare-900T-CU-U | [6 empty] | Verified as Rental |  |  | MHHS-TIRR
NO | YES |  |  |  | TJV157 |  | JOERNS | 900T-CU |  |  | Rental | MHHS-Sugarland |  |  |  | TJV157 |  | Sugar Land |  | Rental | [7 empty] | PTMASSAG-OnCare-900T-CU-U |  | DOLPHIN CONTROLLER-COMPATIBLE W/ALL MATS |  |  | PTMASSAG-OnCare-900T-CU-U | [6 empty] | Verified as Rental |  |  | MHHS-Sugarland
NO | YES |  |  |  | TJV347 |  | JOERNS | 900T-CU |  |  | Rental | MHHS-TMC |  |  |  | TJV347 |  | TMC |  | Rental | [7 empty] | PTMASSAG-OnCare-900T-CU-U |  | DOLPHIN CONTROLLER-COMPATIBLE W/ALL MATS |  |  | PTMASSAG-OnCare-900T-CU-U | [6 empty] | Verified as Rental |  |  | MHHS-TMC
NO | YES |  |  |  | TJV479 |  | JOERNS | 900T-CU |  |  | Rental | MHHS-TMC |  |  |  | TJV479 |  | TMC |  | Rental | [7 empty] | PTMASSAG-OnCare-900T-CU-U |  | DOLPHIN CONTROLLER-COMPATIBLE W/ALL MATS |  |  | PTMASSAG-OnCare-900T-CU-U | [6 empty] | Verified as Rental |  |  | MHHS-TMC
NO | YES |  |  |  | TJV516 |  | JOERNS | 900T-CU |  |  | Rental | MHHS-TMC |  |  |  | TJV516 |  | TMC |  | Rental | [7 empty] | PTMASSAG-OnCare-900T-CU-U |  | DOLPHIN CONTROLLER-COMPATIBLE W/ALL MATS |  |  | PTMASSAG-OnCare-900T-CU-U | [6 empty] | Verified as Rental |  |  | MHHS-TMC
NO | YES |  |  |  | TQM396 |  | JOERNS | 900T-CU-U |  |  | Rental | MHHS-Katy |  |  |  | TQM396 |  | Katy |  | Rental | [7 empty] | PTMASSAG-OnCare-900T-CU-U |  | ONCARE DOLPHIN CONTROLLER-COMPAT W/ALL |  |  | PTMASSAG-OnCare-900T-CU-U | [6 empty] | Verified as Rental |  |  | MHHS-Katy
NO | YES |  |  |  | TQM2101 |  | JOERNS | 900T-CU-U |  |  | Rental | MHHS-Katy |  |  |  | TQM2101 |  | Katy |  | Rental | [7 empty] | PTMASSAG-OnCare-900T-CU-U |  | ONCARE DOLPHIN CONTROLLER-COMPAT W/ALL |  |  | PTMASSAG-OnCare-900T-CU-U | [6 empty] | Verified as Rental |  |  | MHHS-Katy
NO | YES |  |  |  | TQM533 |  | JOERNS | 900T-CU-U |  |  | Rental | MHHS-Mem City |  |  |  | TQM533 |  | West & Memorial City |  | Rental | [7 empty] | PTMASSAG-OnCare-900T-CU-U |  | ONCARE DOLPHIN CONTROLLER-COMPAT W/ALL |  |  | PTMASSAG-OnCare-900T-CU-U | [6 empty] | Verified as Rental |  |  | MHHS-Mem City
NO | YES | Serial Number 100420 |  |  | TQM553 |  | JOERNS | 900T-CU-U |  |  | Rental | MHHS-Mem City |  |  |  | TQM553 |  | West & Memorial City |  | Rental | [7 empty] | PTMASSAG-OnCare-900T-CU-U |  | ONCARE DOLPHIN CONTROLLER-COMPAT W/ALL |  |  | PTMASSAG-OnCare-900T-CU-U | [6 empty] | Verified as Rental |  |  | MHHS-Mem City
NO | YES |  |  |  | TQM1242 |  | JOERNS | 900T-CU-U |  |  | Rental | MHHS-Mem City |  |  |  | TQM1242 |  | West & Memorial City |  | Rental | [7 empty] | PTMASSAG-OnCare-900T-CU-U |  | ONCARE DOLPHIN CONTROLLER-COMPAT W/ALL |  |  | PTMASSAG-OnCare-900T-CU-U | [6 empty] | Verified as Rental |  |  | MHHS-Mem City
NO | YES |  |  |  | TQM1370 |  | JOERNS | 900T-CU-U |  |  | Rental | MHHS-Northeast |  |  |  | TQM1370 |  | Katy |  | Rental | [7 empty] | PTMASSAG-OnCare-900T-CU-U |  | ONCARE DOLPHIN CONTROLLER-COMPAT W/ALL |  |  | PTMASSAG-OnCare-900T-CU-U | [6 empty] | Verified as Rental |  |  | MHHS-Northeast
NO | YES |  |  |  | TQM1987 |  | JOERNS | 900T-CU-U |  |  | Rental | MHHS-Northeast |  |  |  | TQM1987 |  | Katy |  | Rental | [7 empty] | PTMASSAG-OnCare-900T-CU-U |  | ONCARE DOLPHIN CONTROLLER-COMPAT W/ALL |  |  | PTMASSAG-OnCare-900T-CU-U | [6 empty] | Verified as Rental |  |  | MHHS-Northeast
NO | YES |  |  |  | TQM2193 |  | JOERNS | 900T-CU-U |  |  | Rental | MHHS-Northeast |  |  |  | TQM2193 |  | Katy |  | Rental | [7 empty] | PTMASSAG-OnCare-900T-CU-U |  | ONCARE DOLPHIN CONTROLLER-COMPAT W/ALL |  |  | PTMASSAG-OnCare-900T-CU-U | [6 empty] | Verified as Rental |  |  | MHHS-Northeast
NO | YES |  |  |  | TQM241 |  | JOERNS | 900T-CU-U |  |  | Rental | MHHS-Pearland Hospital |  |  |  | TQM241 |  | Pearland |  | Rental | [7 empty] | PTMASSAG-OnCare-900T-CU-U |  | ONCARE DOLPHIN CONTROLLER-COMPAT W/ALL |  |  | PTMASSAG-OnCare-900T-CU-U | [6 empty] | Verified as Rental |  |  | MHHS-Pearland Hospital
NO | YES |  |  |  | TQM528 |  | JOERNS | 900T-CU-U |  |  | Rental | MHHS-Pearland Hospital |  |  |  | TQM528 |  | Pearland |  | Rental | [7 empty] | PTMASSAG-OnCare-900T-CU-U |  | ONCARE DOLPHIN CONTROLLER-COMPAT W/ALL |  |  | PTMASSAG-OnCare-900T-CU-U | [6 empty] | Verified as Rental |  |  | MHHS-Pearland Hospital
NO | YES |  |  |  | TQM707 |  | JOERNS | 900T-CU-U |  |  | Rental | MHHS-Pearland Hospital |  |  |  | TQM707 |  | Pearland |  | Rental | [7 empty] | PTMASSAG-OnCare-900T-CU-U |  | ONCARE DOLPHIN CONTROLLER-COMPAT W/ALL |  |  | PTMASSAG-OnCare-900T-CU-U | [6 empty] | Verified as Rental |  |  | MHHS-Pearland Hospital
NO | YES |  |  |  | TQM1007 |  | JOERNS | 900T-CU-U |  | 54X | Rental | MHHS-Pearland Hospital |  |  |  | TQM1007 |  | Pearland |  | Rental | [7 empty] | PTMASSAG-OnCare-900T-CU-U |  | ONCARE DOLPHIN CONTROLLER-COMPAT W/ALL |  |  | PTMASSAG-OnCare-900T-CU-U | [6 empty] | Verified as Rental |  |  | MHHS-Pearland Hospital
NO | YES |  |  |  | TQM1047 |  | JOERNS | 900T-CU-U |  |  | Rental | MHHS-Pearland Hospital |  |  |  | TQM1047 |  | Pearland |  | Rental | [7 empty] | PTMASSAG-OnCare-900T-CU-U |  | ONCARE DOLPHIN CONTROLLER-COMPAT W/ALL |  |  | PTMASSAG-OnCare-900T-CU-U | [6 empty] | Verified as Rental |  |  | MHHS-Pearland Hospital
NO | YES |  |  |  | TQM1174 |  | JOERNS | 900T-CU-U |  |  | Rental | MHHS-Pearland Hospital |  |  |  | TQM1174 |  | Pearland |  | Rental | [7 empty] | PTMASSAG-OnCare-900T-CU-U |  | ONCARE DOLPHIN CONTROLLER-COMPAT W/ALL |  |  | PTMASSAG-OnCare-900T-CU-U | [6 empty] | Verified as Rental |  |  | MHHS-Pearland Hospital
NO | YES |  |  |  | TQM1198 |  | JOERNS | 900T-CU-U |  |  | Rental | MHHS-Pearland Hospital |  |  |  | TQM1198 |  | Pearland |  | Rental | [7 empty] | PTMASSAG-OnCare-900T-CU-U |  | ONCARE DOLPHIN CONTROLLER-COMPAT W/ALL |  |  | PTMASSAG-OnCare-900T-CU-U | [6 empty] | Verified as Rental |  |  | MHHS-Pearland Hospital
NO | YES |  |  |  | TQM1616 |  | JOERNS | 900T-CU-U |  |  | Rental | MHHS-Pearland Hospital |  |  |  | TQM1616 |  | Pearland |  | Rental | [7 empty] | PTMASSAG-OnCare-900T-CU-U |  | ONCARE DOLPHIN CONTROLLER-COMPAT W/ALL |  |  | PTMASSAG-OnCare-900T-CU-U | [6 empty] | Verified as Rental |  |  | MHHS-Pearland Hospital
NO | YES |  |  |  | TQM2102 |  | JOERNS | 900T-CU-U |  |  | Rental | MHHS-Pearland Hospital |  |  |  | TQM2102 |  | Pearland |  | Rental | [7 empty] | PTMASSAG-OnCare-900T-CU-U |  | ONCARE DOLPHIN CONTROLLER-COMPAT W/ALL |  |  | PTMASSAG-OnCare-900T-CU-U | [6 empty] | Verified as Rental |  |  | MHHS-Pearland Hospital
NO | YES | Serial Number 6 |  |  | TQM152 |  | JOERNS | 900T-CU-U |  |  | Rental | MHHS-TIRR |  |  |  | TQM152 |  | TMC |  | Rental | [7 empty] | PTMASSAG-OnCare-900T-CU-U |  | ONCARE DOLPHIN CONTROLLER-COMPAT W/ALL |  |  | PTMASSAG-OnCare-900T-CU-U | [6 empty] | Verified as Rental |  |  | MHHS-TIRR
NO | YES |  |  |  | TQM231 |  | JOERNS | 900T-CU-U |  |  | Rental | MHHS-TIRR |  |  |  | TQM231 |  | TMC |  | Rental | [7 empty] | PTMASSAG-OnCare-900T-CU-U |  | ONCARE DOLPHIN CONTROLLER-COMPAT W/ALL |  |  | PTMASSAG-OnCare-900T-CU-U | [6 empty] | Verified as Rental |  |  | MHHS-TIRR
NO | YES |  |  |  | TQM311 |  | JOERNS | 900T-CU-U |  |  | Rental | MHHS-TIRR |  |  |  | TQM311 |  | TMC |  | Rental | [7 empty] | PTMASSAG-OnCare-900T-CU-U |  | ONCARE DOLPHIN CONTROLLER-COMPAT W/ALL |  |  | PTMASSAG-OnCare-900T-CU-U | [6 empty] | Verified as Rental |  |  | MHHS-TIRR
NO | YES |  |  |  | TQM423 |  | JOERNS | 900T-CU-U |  |  | Rental | MHHS-TIRR |  |  |  | TQM423 |  | TMC |  | Rental | [7 empty] | PTMASSAG-OnCare-900T-CU-U |  | ONCARE DOLPHIN CONTROLLER-COMPAT W/ALL |  |  | PTMASSAG-OnCare-900T-CU-U | [6 empty] | Verified as Rental |  |  | MHHS-TIRR
NO | YES |  |  |  | TQM445 |  | JOERNS | 900T-CU-U |  |  | Rental | MHHS-TIRR |  |  |  | TQM445 |  | TMC |  | Rental | [7 empty] | PTMASSAG-OnCare-900T-CU-U |  | ONCARE DOLPHIN CONTROLLER-COMPAT W/ALL |  |  | PTMASSAG-OnCare-900T-CU-U | [6 empty] | Verified as Rental |  |  | MHHS-TIRR
NO | YES |  |  |  | TQM527 |  | JOERNS | 900T-CU-U |  |  | Rental | MHHS-TIRR |  |  |  | TQM527 |  | TMC |  | Rental | [7 empty] | PTMASSAG-OnCare-900T-CU-U |  | ONCARE DOLPHIN CONTROLLER-COMPAT W/ALL |  |  | PTMASSAG-OnCare-900T-CU-U | [6 empty] | Verified as Rental |  |  | MHHS-TIRR
NO | YES |  |  |  | TQM832 |  | JOERNS | 900T-CU-U |  |  | Rental | MHHS-TIRR |  |  |  | TQM832 |  | TMC |  | Rental | [7 empty] | PTMASSAG-OnCare-900T-CU-U |  | ONCARE DOLPHIN CONTROLLER-COMPAT W/ALL |  |  | PTMASSAG-OnCare-900T-CU-U | [6 empty] | Verified as Rental |  |  | MHHS-TIRR
NO | YES |  |  |  | TQM972 |  | JOERNS | 900T-CU-U |  | 20X | Rental | MHHS-TIRR |  |  |  | TQM972 |  | TMC |  | Rental | [7 empty] | PTMASSAG-OnCare-900T-CU-U |  | ONCARE DOLPHIN CONTROLLER-COMPAT W/ALL |  |  | PTMASSAG-OnCare-900T-CU-U | [6 empty] | Verified as Rental |  |  | MHHS-TIRR
NO | YES |  |  |  | TQM1112 |  | JOERNS | 900T-CU-U |  |  | Rental | MHHS-TIRR |  |  |  | TQM1112 |  | TMC |  | Rental | [7 empty] | PTMASSAG-OnCare-900T-CU-U |  | ONCARE DOLPHIN CONTROLLER-COMPAT W/ALL |  |  | PTMASSAG-OnCare-900T-CU-U | [6 empty] | Verified as Rental |  |  | MHHS-TIRR
NO | YES |  |  |  | TQM1147 |  | JOERNS | 900T-CU-U |  |  | Rental | MHHS-TIRR |  |  |  | TQM1147 |  | TMC |  | Rental | [7 empty] | PTMASSAG-OnCare-900T-CU-U |  | ONCARE DOLPHIN CONTROLLER-COMPAT W/ALL |  |  | PTMASSAG-OnCare-900T-CU-U | [6 empty] | Verified as Rental |  |  | MHHS-TIRR
NO | YES | Serial Number 319 |  |  | TQM1263 |  | JOERNS | 900T-CU-U |  |  | Rental | MHHS-TIRR |  |  |  | TQM1263 |  | TMC |  | Rental | [7 empty] | PTMASSAG-OnCare-900T-CU-U |  | ONCARE DOLPHIN CONTROLLER-COMPAT W/ALL |  |  | PTMASSAG-OnCare-900T-CU-U | [6 empty] | Verified as Rental |  |  | MHHS-TIRR
NO | YES | Serial Number 475 |  |  | TQM1357 |  | JOERNS | 900T-CU-U |  |  | Rental | MHHS-TIRR |  |  |  | TQM1357 |  | TMC |  | Rental | [7 empty] | PTMASSAG-OnCare-900T-CU-U |  | ONCARE DOLPHIN CONTROLLER-COMPAT W/ALL |  |  | PTMASSAG-OnCare-900T-CU-U | [6 empty] | Verified as Rental |  |  | MHHS-TIRR
NO | YES |  |  |  | TQM1568 |  | JOERNS | 900T-CU-U |  |  | Rental | MHHS-TIRR |  |  |  | TQM1568 |  | TMC |  | Rental | [7 empty] | PTMASSAG-OnCare-900T-CU-U |  | ONCARE DOLPHIN CONTROLLER-COMPAT W/ALL |  |  | PTMASSAG-OnCare-900T-CU-U | [6 empty] | Verified as Rental |  |  | MHHS-TIRR
NO | YES |  |  |  | TQM1649 |  | JOERNS | 900T-CU-U |  | 445401X | Rental | MHHS-TIRR |  |  |  | TQM1649 |  | TMC |  | Rental | [7 empty] | PTMASSAG-OnCare-900T-CU-U |  | ONCARE DOLPHIN CONTROLLER-COMPAT W/ALL |  |  | PTMASSAG-OnCare-900T-CU-U | [6 empty] | Verified as Rental |  |  | MHHS-TIRR
NO | YES |  |  |  | TQM1838 |  | JOERNS | 900T-CU-U |  |  | Rental | MHHS-TIRR |  |  |  | TQM1838 |  | TMC |  | Rental | [7 empty] | PTMASSAG-OnCare-900T-CU-U |  | ONCARE DOLPHIN CONTROLLER-COMPAT W/ALL |  |  | PTMASSAG-OnCare-900T-CU-U | [6 empty] | Verified as Rental |  |  | MHHS-TIRR
NO | YES |  |  |  | TQM2098 |  | JOERNS | 900T-CU-U |  |  | Rental | MHHS-TIRR |  |  |  | TQM2098 |  | TMC |  | Rental | [7 empty] | PTMASSAG-OnCare-900T-CU-U |  | ONCARE DOLPHIN CONTROLLER-COMPAT W/ALL |  |  | PTMASSAG-OnCare-900T-CU-U | [6 empty] | Verified as Rental |  |  | MHHS-TIRR
NO | YES |  |  |  | TQM2203 |  | JOERNS | 900T-CU-U |  |  | Rental | MHHS-TIRR |  |  |  | TQM2203 |  | TMC |  | Rental | [7 empty] | PTMASSAG-OnCare-900T-CU-U |  | ONCARE DOLPHIN CONTROLLER-COMPAT W/ALL |  |  | PTMASSAG-OnCare-900T-CU-U | [6 empty] | Verified as Rental |  |  | MHHS-TIRR
NO | YES |  |  |  | TQM2344 |  | JOERNS | 900T-CU-U |  |  | Rental | MHHS-TIRR |  |  |  | TQM2344 |  | TMC |  | Rental | [7 empty] | PTMASSAG-OnCare-900T-CU-U |  | ONCARE DOLPHIN CONTROLLER-COMPAT W/ALL |  |  | PTMASSAG-OnCare-900T-CU-U | [6 empty] | Verified as Rental |  |  | MHHS-TIRR
NO | YES |  |  |  | TQM2375 |  | JOERNS | 900T-CU-U |  |  | Rental | MHHS-TIRR |  |  |  | TQM2375 |  | TMC |  | Rental | [7 empty] | PTMASSAG-OnCare-900T-CU-U |  | ONCARE DOLPHIN CONTROLLER-COMPAT W/ALL |  |  | PTMASSAG-OnCare-900T-CU-U | [6 empty] | Verified as Rental |  |  | MHHS-TIRR
NO | YES |  |  |  | TQM153 |  | JOERNS | 900T-CU-U |  |  | Rental | MHHS-Southeast |  |  |  | TQM153 |  | Southeast & Bay Area |  | Rental | [7 empty] | PTMASSAG-OnCare-900T-CU-U |  | ONCARE DOLPHIN CONTROLLER-COMPAT W/ALL |  |  | PTMASSAG-OnCare-900T-CU-U | [6 empty] | Verified as Rental |  |  | MHHS-Southeast
NO | YES |  |  |  | TQM234 |  | JOERNS | 900T-CU-U |  |  | Rental | MHHS-Southeast |  |  |  | TQM234 |  | Southeast & Bay Area |  | Rental | [7 empty] | PTMASSAG-OnCare-900T-CU-U |  | ONCARE DOLPHIN CONTROLLER-COMPAT W/ALL |  |  | PTMASSAG-OnCare-900T-CU-U | [6 empty] | Verified as Rental |  |  | MHHS-Southeast
NO | YES |  |  |  | TQM262 |  | JOERNS | 900T-CU-U |  |  | Rental | MHHS-Southeast |  |  |  | TQM262 |  | Southeast & Bay Area |  | Rental | [7 empty] | PTMASSAG-OnCare-900T-CU-U |  | ONCARE DOLPHIN CONTROLLER-COMPAT W/ALL |  |  | PTMASSAG-OnCare-900T-CU-U | [6 empty] | Verified as Rental |  |  | MHHS-Southeast
NO | YES | Serial Number 100439 |  |  | TQM694 |  | JOERNS | 900T-CU-U |  |  | Rental | MHHS-Southeast |  |  |  | TQM694 |  | Southeast & Bay Area |  | Rental | [7 empty] | PTMASSAG-OnCare-900T-CU-U |  | ONCARE DOLPHIN CONTROLLER-COMPAT W/ALL |  |  | PTMASSAG-OnCare-900T-CU-U | [6 empty] | Verified as Rental |  |  | MHHS-Southeast
NO | YES |  |  |  | TQM730 |  | JOERNS | 900T-CU-U |  |  | Rental | MHHS-Southeast |  |  |  | TQM730 |  | Southeast & Bay Area |  | Rental | [7 empty] | PTMASSAG-OnCare-900T-CU-U |  | ONCARE DOLPHIN CONTROLLER-COMPAT W/ALL |  |  | PTMASSAG-OnCare-900T-CU-U | [6 empty] | Verified as Rental |  |  | MHHS-Southeast
NO | YES |  |  |  | TQM766 |  | JOERNS | 900T-CU-U |  |  | Rental | MHHS-Southeast |  |  |  | TQM766 |  | Southeast & Bay Area |  | Rental | [7 empty] | PTMASSAG-OnCare-900T-CU-U |  | ONCARE DOLPHIN CONTROLLER-COMPAT W/ALL |  |  | PTMASSAG-OnCare-900T-CU-U | [6 empty] | Verified as Rental |  |  | MHHS-Southeast
NO | YES |  |  |  | TQM790 |  | JOERNS | 900T-CU-U |  |  | Rental | MHHS-Southeast |  |  |  | TQM790 |  | Southeast & Bay Area |  | Rental | [7 empty] | PTMASSAG-OnCare-900T-CU-U |  | ONCARE DOLPHIN CONTROLLER-COMPAT W/ALL |  |  | PTMASSAG-OnCare-900T-CU-U | [6 empty] | Verified as Rental |  |  | MHHS-Southeast
NO | YES |  |  |  | TQM986 |  | JOERNS | 900T-CU-U |  | 16X | Rental | MHHS-Southeast |  |  |  | TQM986 |  | Southeast & Bay Area |  | Rental | [7 empty] | PTMASSAG-OnCare-900T-CU-U |  | ONCARE DOLPHIN CONTROLLER-COMPAT W/ALL |  |  | PTMASSAG-OnCare-900T-CU-U | [6 empty] | Verified as Rental |  |  | MHHS-Southeast
NO | YES |  |  |  | TQM1041 |  | JOERNS | 900T-CU-U |  | 72X | Rental | MHHS-Southeast |  |  |  | TQM1041 |  | Southeast & Bay Area |  | Rental | [7 empty] | PTMASSAG-OnCare-900T-CU-U |  | ONCARE DOLPHIN CONTROLLER-COMPAT W/ALL |  |  | PTMASSAG-OnCare-900T-CU-U | [6 empty] | Verified as Rental |  |  | MHHS-Southeast
NO | YES |  |  |  | TQM2033 |  | JOERNS | 900T-CU-U |  |  | Rental | MHHS-Southeast |  |  |  | TQM2033 |  | Southeast & Bay Area |  | Rental | [7 empty] | PTMASSAG-OnCare-900T-CU-U |  | ONCARE DOLPHIN CONTROLLER-COMPAT W/ALL |  |  | PTMASSAG-OnCare-900T-CU-U | [6 empty] | Verified as Rental |  |  | MHHS-Southeast
NO | YES |  |  |  | TQM2104 |  | JOERNS | 900T-CU-U |  |  | Rental | MHHS-Southeast |  |  |  | TQM2104 |  | Southeast & Bay Area |  | Rental | [7 empty] | PTMASSAG-OnCare-900T-CU-U |  | ONCARE DOLPHIN CONTROLLER-COMPAT W/ALL |  |  | PTMASSAG-OnCare-900T-CU-U | [6 empty] | Verified as Rental |  |  | MHHS-Southeast
NO | YES |  |  |  | TQM2192 |  | JOERNS | 900T-CU-U |  |  | Rental | MHHS-Southeast |  |  |  | TQM2192 |  | Southeast & Bay Area |  | Rental | [7 empty] | PTMASSAG-OnCare-900T-CU-U |  | ONCARE DOLPHIN CONTROLLER-COMPAT W/ALL |  |  | PTMASSAG-OnCare-900T-CU-U | [6 empty] | Verified as Rental |  |  | MHHS-Southeast
NO | YES |  |  |  | TQM805 |  | JOERNS | 900T-CU-U |  |  | Rental | MHHS-Southwest |  |  |  | TQM805 |  | Southwest |  | Rental | [7 empty] | PTMASSAG-OnCare-900T-CU-U |  | ONCARE DOLPHIN CONTROLLER-COMPAT W/ALL |  |  | PTMASSAG-OnCare-900T-CU-U | [6 empty] | Verified as Rental |  |  | MHHS-Southwest
NO | YES |  |  |  | TQM2114 |  | JOERNS | 900T-CU-U |  |  | Rental | MHHS-Southwest |  |  |  | TQM2114 |  | Southwest |  | Rental | [7 empty] | PTMASSAG-OnCare-900T-CU-U |  | ONCARE DOLPHIN CONTROLLER-COMPAT W/ALL |  |  | PTMASSAG-OnCare-900T-CU-U | [6 empty] | Verified as Rental |  |  | MHHS-Southwest
NO | YES |  |  |  | TQM2194 |  | JOERNS | 900T-CU-U |  |  | Rental | MHHS-Southwest |  |  |  | TQM2194 |  | Southwest |  | Rental | [7 empty] | PTMASSAG-OnCare-900T-CU-U |  | ONCARE DOLPHIN CONTROLLER-COMPAT W/ALL |  |  | PTMASSAG-OnCare-900T-CU-U | [6 empty] | Verified as Rental |  |  | MHHS-Southwest
NO | YES |  |  |  | TQM2223 |  | JOERNS | 900T-CU-U |  |  | Rental | MHHS-Southwest |  |  |  | TQM2223 |  | Southwest |  | Rental | [7 empty] | PTMASSAG-OnCare-900T-CU-U |  | ONCARE DOLPHIN CONTROLLER-COMPAT W/ALL |  |  | PTMASSAG-OnCare-900T-CU-U | [6 empty] | Verified as Rental |  |  | MHHS-Southwest
NO | YES |  |  |  | TQM1368 |  | JOERNS | 900T-CU-U |  |  | Rental | MHHS-Sugarland |  |  |  | TQM1368 |  | Sugar Land |  | Rental | [7 empty] | PTMASSAG-OnCare-900T-CU-U |  | ONCARE DOLPHIN CONTROLLER-COMPAT W/ALL |  |  | PTMASSAG-OnCare-900T-CU-U | [6 empty] | Verified as Rental |  |  | MHHS-Sugarland
NO | YES |  |  |  | TQM158 |  | JOERNS | 900T-CU-U |  |  | Rental | MHHS-TMC |  |  |  | TQM158 |  | TMC |  | Rental | [7 empty] | PTMASSAG-OnCare-900T-CU-U |  | ONCARE DOLPHIN CONTROLLER-COMPAT W/ALL |  |  | PTMASSAG-OnCare-900T-CU-U | [6 empty] | Verified as Rental |  |  | MHHS-TMC
NO | YES |  |  |  | TQM196 |  | JOERNS | 900T-CU-U |  |  | Rental | MHHS-TMC |  |  |  | TQM196 |  | TMC |  | Rental | [7 empty] | PTMASSAG-OnCare-900T-CU-U |  | ONCARE DOLPHIN CONTROLLER-COMPAT W/ALL |  |  | PTMASSAG-OnCare-900T-CU-U | [6 empty] | Verified as Rental |  |  | MHHS-TMC
NO | YES |  |  |  | TQM257 |  | JOERNS | 900T-CU-U |  |  | Rental | MHHS-TMC |  |  |  | TQM257 |  | TMC |  | Rental | [7 empty] | PTMASSAG-OnCare-900T-CU-U |  | ONCARE DOLPHIN CONTROLLER-COMPAT W/ALL |  |  | PTMASSAG-OnCare-900T-CU-U | [6 empty] | Verified as Rental |  |  | MHHS-TMC
NO | YES |  |  |  | TQM555 |  | JOERNS | 900T-CU-U |  |  | Rental | MHHS-TMC |  |  |  | TQM555 |  | TMC |  | Rental | [7 empty] | PTMASSAG-OnCare-900T-CU-U |  | ONCARE DOLPHIN CONTROLLER-COMPAT W/ALL |  |  | PTMASSAG-OnCare-900T-CU-U | [6 empty] | Verified as Rental |  |  | MHHS-TMC
NO | YES |  |  |  | TQM706 |  | JOERNS | 900T-CU-U |  |  | Rental | MHHS-TMC |  |  |  | TQM706 |  | TMC |  | Rental | [7 empty] | PTMASSAG-OnCare-900T-CU-U |  | ONCARE DOLPHIN CONTROLLER-COMPAT W/ALL |  |  | PTMASSAG-OnCare-900T-CU-U | [6 empty] | Verified as Rental |  |  | MHHS-TMC
NO | YES |  |  |  | TQM715 |  | JOERNS | 900T-CU-U |  |  | Rental | MHHS-TMC |  |  |  | TQM715 |  | TMC |  | Rental | [7 empty] | PTMASSAG-OnCare-900T-CU-U |  | ONCARE DOLPHIN CONTROLLER-COMPAT W/ALL |  |  | PTMASSAG-OnCare-900T-CU-U | [6 empty] | Verified as Rental |  |  | MHHS-TMC
NO | YES |  |  |  | TQM757 |  | JOERNS | 900T-CU-U |  |  | Rental | MHHS-TMC |  |  |  | TQM757 |  | TMC |  | Rental | [7 empty] | PTMASSAG-OnCare-900T-CU-U |  | ONCARE DOLPHIN CONTROLLER-COMPAT W/ALL |  |  | PTMASSAG-OnCare-900T-CU-U | [6 empty] | Verified as Rental |  |  | MHHS-TMC
NO | YES |  |  |  | TQM764 |  | JOERNS | 900T-CU-U |  |  | Rental | MHHS-TMC |  |  |  | TQM764 |  | TMC |  | Rental | [7 empty] | PTMASSAG-OnCare-900T-CU-U |  | ONCARE DOLPHIN CONTROLLER-COMPAT W/ALL |  |  | PTMASSAG-OnCare-900T-CU-U | [6 empty] | Verified as Rental |  |  | MHHS-TMC
NO | YES |  |  |  | TQM765 |  | JOERNS | 900T-CU-U |  |  | Rental | MHHS-TMC |  |  |  | TQM765 |  | TMC |  | Rental | [7 empty] | PTMASSAG-OnCare-900T-CU-U |  | ONCARE DOLPHIN CONTROLLER-COMPAT W/ALL |  |  | PTMASSAG-OnCare-900T-CU-U | [6 empty] | Verified as Rental |  |  | MHHS-TMC
NO | YES |  |  |  | TQM957 |  | JOERNS | 900T-CU-U |  | 88X | Rental | MHHS-TMC |  |  |  | TQM957 |  | TMC |  | Rental | [7 empty] | PTMASSAG-OnCare-900T-CU-U |  | ONCARE DOLPHIN CONTROLLER-COMPAT W/ALL |  |  | PTMASSAG-OnCare-900T-CU-U | [6 empty] | Verified as Rental |  |  | MHHS-TMC
NO | YES |  |  |  | TQM977 |  | JOERNS | 900T-CU-U |  | 11X | Rental | MHHS-TMC |  |  |  | TQM977 |  | TMC |  | Rental | [7 empty] | PTMASSAG-OnCare-900T-CU-U |  | ONCARE DOLPHIN CONTROLLER-COMPAT W/ALL |  |  | PTMASSAG-OnCare-900T-CU-U | [6 empty] | Verified as Rental |  |  | MHHS-TMC
NO | YES | Serial Number 337 |  |  | TQM1277 |  | JOERNS | 900T-CU-U |  |  | Rental | MHHS-TMC |  |  |  | TQM1277 |  | TMC |  | Rental | [7 empty] | PTMASSAG-OnCare-900T-CU-U |  | ONCARE DOLPHIN CONTROLLER-COMPAT W/ALL |  |  | PTMASSAG-OnCare-900T-CU-U | [6 empty] | Verified as Rental |  |  | MHHS-TMC
NO | YES |  |  |  | TQM1301 |  | JOERNS | 900T-CU-U |  |  | Rental | MHHS-TMC |  |  |  | TQM1301 |  | TMC |  | Rental | [7 empty] | PTMASSAG-OnCare-900T-CU-U |  | ONCARE DOLPHIN CONTROLLER-COMPAT W/ALL |  |  | PTMASSAG-OnCare-900T-CU-U | [6 empty] | Verified as Rental |  |  | MHHS-TMC
NO | YES |  |  |  | TQM1335 |  | JOERNS | 900T-CU-U |  |  | Rental | MHHS-TMC |  |  |  | TQM1335 |  | TMC |  | Rental | [7 empty] | PTMASSAG-OnCare-900T-CU-U |  | ONCARE DOLPHIN CONTROLLER-COMPAT W/ALL |  |  | PTMASSAG-OnCare-900T-CU-U | [6 empty] | Verified as Rental |  |  | MHHS-TMC
NO | YES | Serial Number 524 |  |  | TQM1411 |  | JOERNS | 900T-CU-U |  |  | Rental | MHHS-TMC |  |  |  | TQM1411 |  | TMC |  | Rental | [7 empty] | PTMASSAG-OnCare-900T-CU-U |  | ONCARE DOLPHIN CONTROLLER-COMPAT W/ALL |  |  | PTMASSAG-OnCare-900T-CU-U | [6 empty] | Verified as Rental |  |  | MHHS-TMC
NO | YES |  |  |  | TQM1495 |  | JOERNS | 900T-CU-U |  |  | Rental | MHHS-TMC |  |  |  | TQM1495 |  | TMC |  | Rental | [7 empty] | PTMASSAG-OnCare-900T-CU-U |  | ONCARE DOLPHIN CONTROLLER-COMPAT W/ALL |  |  | PTMASSAG-OnCare-900T-CU-U | [6 empty] | Verified as Rental |  |  | MHHS-TMC
NO | YES |  |  |  | TQM1536 |  | JOERNS | 900T-CU-U |  |  | Rental | MHHS-TMC |  |  |  | TQM1536 |  | TMC |  | Rental | [7 empty] | PTMASSAG-OnCare-900T-CU-U |  | ONCARE DOLPHIN CONTROLLER-COMPAT W/ALL |  |  | PTMASSAG-OnCare-900T-CU-U | [6 empty] | Verified as Rental |  |  | MHHS-TMC
NO | YES |  |  |  | TQM1647 |  | JOERNS | 900T-CU-U |  | 445371X | Rental | MHHS-TMC |  |  |  | TQM1647 |  | TMC |  | Rental | [7 empty] | PTMASSAG-OnCare-900T-CU-U |  | ONCARE DOLPHIN CONTROLLER-COMPAT W/ALL |  |  | PTMASSAG-OnCare-900T-CU-U | [6 empty] | Verified as Rental |  |  | MHHS-TMC
NO | YES |  |  |  | TQM1713 |  | JOERNS | 900T-CU-U |  |  | Rental | MHHS-TMC |  |  |  | TQM1713 |  | TMC |  | Rental | [7 empty] | PTMASSAG-OnCare-900T-CU-U |  | ONCARE DOLPHIN CONTROLLER-COMPAT W/ALL |  |  | PTMASSAG-OnCare-900T-CU-U | [6 empty] | Verified as Rental |  |  | MHHS-TMC
NO | YES |  |  |  | TQM2105 |  | JOERNS | 900T-CU-U |  |  | Rental | MHHS-TMC |  |  |  | TQM2105 |  | TMC |  | Rental | [7 empty] | PTMASSAG-OnCare-900T-CU-U |  | ONCARE DOLPHIN CONTROLLER-COMPAT W/ALL |  |  | PTMASSAG-OnCare-900T-CU-U | [6 empty] | Verified as Rental |  |  | MHHS-TMC
NO | YES |  |  |  | TQM306 |  | JOERNS | 900T-CU-U |  |  | Rental | MHHS-Woodlands |  |  |  | TQM306 |  | Woodlands |  | Rental | [7 empty] | PTMASSAG-OnCare-900T-CU-U |  | ONCARE DOLPHIN CONTROLLER-COMPAT W/ALL |  |  | PTMASSAG-OnCare-900T-CU-U | [6 empty] | Verified as Rental |  |  | MHHS-Woodlands
NO | YES |  |  |  | TQM318 |  | JOERNS | 900T-CU-U |  |  | Rental | MHHS-Woodlands |  |  |  | TQM318 |  | Woodlands |  | Rental | [7 empty] | PTMASSAG-OnCare-900T-CU-U |  | ONCARE DOLPHIN CONTROLLER-COMPAT W/ALL |  |  | PTMASSAG-OnCare-900T-CU-U | [6 empty] | Verified as Rental |  |  | MHHS-Woodlands
NO | YES |  |  |  | TQM539 |  | JOERNS | 900T-CU-U |  |  | Rental | MHHS-Woodlands |  |  |  | TQM539 |  | Woodlands |  | Rental | [7 empty] | PTMASSAG-OnCare-900T-CU-U |  | ONCARE DOLPHIN CONTROLLER-COMPAT W/ALL |  |  | PTMASSAG-OnCare-900T-CU-U | [6 empty] | Verified as Rental |  |  | MHHS-Woodlands
NO | YES |  |  |  | TQM1038 |  | JOERNS | 900T-CU-U |  | 98X | Rental | MHHS-Woodlands |  |  |  | TQM1038 |  | Woodlands |  | Rental | [7 empty] | PTMASSAG-OnCare-900T-CU-U |  | ONCARE DOLPHIN CONTROLLER-COMPAT W/ALL |  |  | PTMASSAG-OnCare-900T-CU-U | [6 empty] | Verified as Rental |  |  | MHHS-Woodlands
NO | YES |  |  |  | TQM1152 |  | JOERNS | 900T-CU-U |  |  | Rental | MHHS-Woodlands |  |  |  | TQM1152 |  | Woodlands |  | Rental | [7 empty] | PTMASSAG-OnCare-900T-CU-U |  | ONCARE DOLPHIN CONTROLLER-COMPAT W/ALL |  |  | PTMASSAG-OnCare-900T-CU-U | [6 empty] | Verified as Rental |  |  | MHHS-Woodlands
NO | YES |  |  |  | TQM1637 |  | JOERNS | 900T-CU-U |  |  | Rental | MHHS-Woodlands |  |  |  | TQM1637 |  | Woodlands |  | Rental | [7 empty] | PTMASSAG-OnCare-900T-CU-U |  | ONCARE DOLPHIN CONTROLLER-COMPAT W/ALL |  |  | PTMASSAG-OnCare-900T-CU-U | [6 empty] | Verified as Rental |  |  | MHHS-Woodlands
NO | YES |  |  |  | TPB118 |  | JOERNS | ARLAL-CU |  | CU400-13356 | Rental | MHHS-Sugarland |  |  |  | TPB118 |  | Sugar Land |  | Rental | [7 empty] | PTMASSAG-Joerns HC-Arise 1000 |  | ARISE LAL VERSACARE PUMP |  |  | PTMASSAG-Joerns HC-Arise 1000 | [6 empty] | Verified as Rental |  |  | MHHS-Sugarland
NO | YES |  |  |  | TPB409 |  | JOERNS | ARLAL-CU |  | CU400-55224 | Rental | MHHS-Sugarland |  |  |  | TPB409 |  | Sugar Land |  | Rental | [7 empty] | PTMASSAG-Joerns HC-Arise 1000 |  | ARISE LAL VERSACARE PUMP |  |  | PTMASSAG-Joerns HC-Arise 1000 | [6 empty] | Verified as Rental |  |  | MHHS-Sugarland
NO | YES |  |  |  | TPB452 |  | JOERNS | ARLAL-CU |  |  | Rental | MHHS-Sugarland |  |  |  | TPB452 |  | Sugar Land |  | Rental | [7 empty] | PTMASSAG-Joerns HC-Arise 1000 |  | ARISE LAL VERSACARE PUMP |  |  | PTMASSAG-Joerns HC-Arise 1000 | [6 empty] | Verified as Rental |  |  | MHHS-Sugarland
NO | YES |  |  |  | TPB334 |  | JOERNS | ARLAL-CU |  | CU400-25342 | Rental | MHHS-TMC |  |  |  | TPB334 |  | TMC |  | Rental | [7 empty] | PTMASSAG-Joerns HC-Arise 1000 |  | ARISE LAL VERSACARE PUMP |  |  | PTMASSAG-Joerns HC-Arise 1000 | [6 empty] | Verified as Rental |  |  | MHHS-TMC
NO | YES |  |  |  | TPB451 |  | JOERNS | ARLAL-CU |  | CU400-65158 | Rental | MHHS-TMC |  |  |  | TPB451 |  | TMC |  | Rental | [7 empty] | PTMASSAG-Joerns HC-Arise 1000 |  | ARISE LAL VERSACARE PUMP |  |  | PTMASSAG-Joerns HC-Arise 1000 | [6 empty] | Verified as Rental |  |  | MHHS-TMC
NO | YES |  |  |  | TPB510 |  | JOERNS | ARLAL-CU |  |  | Rental | MHHS-TMC |  |  |  | TPB510 |  | TMC |  | Rental | [7 empty] | PTMASSAG-Joerns HC-Arise 1000 |  | ARISE LAL VERSACARE PUMP |  |  | PTMASSAG-Joerns HC-Arise 1000 | [6 empty] | Verified as Rental |  |  | MHHS-TMC
NO | YES |  |  |  | TPA143 |  | JOERNS | ARVMLAL-3588-M |  | BA367463 | Rental | MHHS-Sugarland |  |  |  | TPA143 |  | Sugar Land |  | Rental | [7 empty] | PTMASSAG-Joerns HC-Arise 1000 |  | ARISE LAL VMATT MATTRESS |  |  | PTMASSAG-Joerns HC-Arise 1000 | [6 empty] | Verified as Rental |  |  | MHHS-Sugarland
NO | YES |  |  |  | TPA147 |  | JOERNS | ARVMLAL-3588-M |  | BA367466 | Rental | MHHS-Sugarland |  |  |  | TPA147 |  | Sugar Land |  | Rental | [7 empty] | PTMASSAG-Joerns HC-Arise 1000 |  | ARISE LAL VMATT MATTRESS |  |  | PTMASSAG-Joerns HC-Arise 1000 | [6 empty] | Verified as Rental |  |  | MHHS-Sugarland
NO | YES |  |  |  | TPA177 |  | JOERNS | ARVMLAL-3588-M |  | BA368638 | Rental | MHHS-Sugarland |  |  |  | TPA177 |  | Sugar Land |  | Rental | [7 empty] | PTMASSAG-Joerns HC-Arise 1000 |  | ARISE LAL VMATT MATTRESS |  |  | PTMASSAG-Joerns HC-Arise 1000 | [6 empty] | Verified as Rental |  |  | MHHS-Sugarland
NO | YES |  |  |  | TPA241 |  | JOERNS | ARVMLAL-3588-M |  | BA379963 | Rental | MHHS-Sugarland |  |  |  | TPA241 |  | Sugar Land |  | Rental | [7 empty] | PTMASSAG-Joerns HC-Arise 1000 |  | ARISE LAL VMATT MATTRESS |  |  | PTMASSAG-Joerns HC-Arise 1000 | [6 empty] | Verified as Rental |  |  | MHHS-Sugarland
NO | YES |  |  |  | TPA261 |  | JOERNS | ARVMLAL-3588-M |  | BA381254 | Rental | MHHS-Sugarland |  |  |  | TPA261 |  | Sugar Land |  | Rental | [7 empty] | PTMASSAG-Joerns HC-Arise 1000 |  | ARISE LAL VMATT MATTRESS |  |  | PTMASSAG-Joerns HC-Arise 1000 | [6 empty] | Verified as Rental |  |  | MHHS-Sugarland
NO | YES |  |  |  | TPA278 |  | JOERNS | ARVMLAL-3588-M |  | BA386978 | Rental | MHHS-Sugarland |  |  |  | TPA278 |  | Sugar Land |  | Rental | [7 empty] | PTMASSAG-Joerns HC-Arise 1000 |  | ARISE LAL VMATT MATTRESS |  |  | PTMASSAG-Joerns HC-Arise 1000 | [6 empty] | Verified as Rental |  |  | MHHS-Sugarland
NO | YES |  |  |  | TPA358 |  | JOERNS | ARVMLAL-3588-M |  |  | Rental | MHHS-Sugarland |  |  |  | TPA358 |  | Sugar Land |  | Rental | [7 empty] | PTMASSAG-Joerns HC-Arise 1000 |  | ARISE LAL VMATT MATTRESS |  |  | PTMASSAG-Joerns HC-Arise 1000 | [6 empty] | Verified as Rental |  |  | MHHS-Sugarland
NO | NO |  |  |  | 921-00110 |  | Joerns Healthcare | 987H |  | NO S/N | PARC - GESSNER INPATIENT REHAB | MHHS-PARC |  | Table, Exam |  | 921-00110 |  | Central & Greater Heights |  | PARC - GESSNER INPATIENT REHAB | [5 empty] | TABLES, EXAMINATION/TREATMENT |  | TABLEEXAM-Joerns HC-987H | TABLEEXAM | 987H |  |  |  | Joerns HC | Table, Exam |  | TABLEEXAM-Joerns HC-987H |  |  |  |  | Covered PM Repair - Biomedical | MHHS-PARC
YES | YES | Serial Number Cnf |  |  | 142-08943 | 142-08943 | Joerns Healthcare | Arise 1000 |  | Cnf | SUGAR LAND - MED/SURG - EAST 5TH |  |  |  |  | 142-08943 | 142-08943 | Sugar Land |  | SUGAR LAND - MED/SURG - EAST 5TH |  |  |  |  | No pm
NO | YES | Serial Number 1000009472 |  |  | 151-03683 | 151-03683 | Joerns Healthcare | Bari10A |  |  | CY-Medsurg |  |  |  |  | 151-03683 | 151-03683 | Northwest | MHHS-Cypress | CY-Medsurg | Room 414 |  |  |  | Found no pm sticker
NO | YES | Serial Number 11110008672 |  |  | 099-04127 | 099-04127 | Joerns Healthcare | Bari10A |  |  | Pearland-4N-Med/Surg |  |  |  |  | 099-04127 | 099-04127 | Pearland | MHHS-Pearland Hospital | Pearland-4N-Med/Surg | Rooom N408
YES | YES |  |  |  | 009-33253 | 009-33253 | Joerns Healthcare | Hoy-Advance-H |  | 1605L0884 | Therapy |  |  |  |  | 009-33253 | 009-33253 | Central | Memorial Hermann Greater Heights Hospital | Therapy | Therapy Treatment RM 2
NO | NO |  |  |  | 069-38036 |  | Joerns Healthcare | HOY-CALIBRE |  | 1209A023 | TMC - JONES - BARIATRICS (9EJ) | MHHS-TMC |  |  |  | 069-38036 |  | TMC |  | TMC - JONES - BARIATRICS (9EJ) | [5 empty] | LIFTS, PATIENT TRANSFER |  | .needs class | [5 empty] | Joerns HC | [7 empty] | Not Covered Vendor Only - Biomedical | MHHS-TMC
NO | NO |  |  |  | 069-36221 |  | Joerns Healthcare | HOY-CALIBRE |  | 1208L0795 | TMC - JONES - TRANSPLANT (9WJ) | MHHS-TMC |  |  |  | 069-36221 |  | TMC |  | TMC - JONES - TRANSPLANT (9WJ) | [5 empty] | LIFTS, PATIENT TRANSFER |  | .needs class | [5 empty] | Joerns HC | [7 empty] | Not Covered Vendor Only - Biomedical | MHHS-TMC
NO | NO |  |  |  | 151-02424 |  | Joerns Healthcare | HOYER ASCEND |  | 2458031-0049 | CY - WOUND CARE / OCCUPATIONAL HEALTH | MHHS-Cypress |  |  |  | 151-02424 |  | Northwest & Cypress |  | CY - WOUND CARE / OCCUPATIONAL HEALTH | [5 empty] | LIFTS, PATIENT TRANSFER |  | .needs class | [5 empty] | Joerns HC | [7 empty] | Not Covered Vendor Only - Biomedical | MHHS-Cypress
NO | YES |  |  |  | 000-05050 | 000-05050 | Joerns Healthcare | HOYER STATURE |  | 1901L0375 | MH MG-(KY)-Katy Urology (Mp2) | MHHS-MG |  |  |  | 000-05050 | 000-05050 | Katy | MHHS-MG | MH MG-(KY)-Katy Urology (Mp2) | Treatment room1 | 5/1/19 | 5/1/20 |  |  | LIFTS, PATIENT TRANSFER |  | .needs class | [5 empty] | Joerns HC |  |  |  |  | 10/28/20 |  |  | Not Covered Vendor Only - Biomedical | MHHS-MG
NO | NO |  |  |  | 000-05049 |  | Joerns Healthcare | HOYER STATURE |  | 1901L0395 | MH MG - (MC) - UROLOGY MC (MP3) | MHHS-MG |  |  |  | 000-05049 |  | West & Memorial City |  | MH MG - (MC) - UROLOGY MC (MP3) | [5 empty] | LIFTS, PATIENT TRANSFER |  | .needs class | [5 empty] | Joerns HC | [7 empty] | Not Covered Vendor Only - Biomedical | MHHS-MG
YES | YES |  |  |  | 099-14804 | 099-14804 | Joerns Healthcare | Journey 350 |  |  | TIRR - Therapy Gym |  |  |  |  | 099-14804 | 099-14804 | TMC | TIRR Memorial Hermann | TIRR - Therapy Gym | Rehab | 8/1/18
NO | YES |  |  |  | 129-02549 | 129-02549 | Johnson | 5150-60 |  | 06-05-6165 | Sugar Land-Laboratory-Blood Bank | MHHS-Sugarland |  |  |  | 129-02549 | 129-02549 | Sugar Land | MHHS-Sugarland | Sugar Land-Laboratory-Blood Bank |  | 12/1/19 | 3/1/20 |  |  | CENTRIFUGES |  | .needs class |  |  |  |  | .needs class | [8 empty] | Covered PM Repair - Biomedical | MHHS-Sugarland
NO | YES |  |  |  | 013-15035 | 013-15035 | Johnson | COOL FLOW |  |  | SW-HVI-OR | MHHS-Southwest |  | Irrigation/Aspiration Unit |  | 013-15035 | 013-15035 | Southwest | MHHS-Southwest | SW-HVI-OR | HVI - OR | 5/1/19 |  |  |  | IRRIGATION/DISTENTION SYSTEMS | Irrigation/Aspiration Unit | IRRIGATIONASPNUNIT-BiosenseWeb-Coolflow | IRRIGATIONASPNUNIT | Coolflow |  |  |  | Biosense Web | Irrigation/Aspiration Unit |  |  | IRRIGATIONASPNUNIT-BiosenseWeb-Coolflow | 1/1/12 |  | IAU-SA | Covered PM Repair - Biomedical | MHHS-Southwest | [8 empty] | IRRIGATIONASPNUNIT | Irrigation/Aspiration Unit | Biosense Web
NO | NO |  |  |  | 9300-L3702 |  | Johnson & Johnson | DINAMAP XL |  | 9300-L3702 | MH MG - (MC) - COMPREHENSIVE HEART CARE | MHHS-MG |  | Monitor, Vital Signs |  | 9300-L3702 |  | West & Memorial City |  | MH MG - (MC) - COMPREHENSIVE HEART CARE | [5 empty] | MONITORS, PHYSIOLOGIC, VITAL SIGNS |  | MONITORVITALSIGNS-GE-Dinamap XL | MONITORVITALSIGNS | Dinamap XL |  |  |  | GE | Monitor, Vital Signs |  |  | MONITORVITALSIGNS-GE-Dinamap XL |  |  |  | Covered PM Repair - Biomedical | MHHS-MG
NO | NO | [5 empty] | Johnson & Johnson | POWERBAR |  |  | GH - LABOR & DELIVERY - OR | MHHS-Greater Heights | [5 empty] | Central & Greater Heights |  | GH - LABOR & DELIVERY - OR | [5 empty] | POWER SUPPLIES |  | .needs class | [13 empty] | Covered PM Repair - Biomedical | MHHS-Greater Heights
NO | NO | [5 empty] | Johnson & Johnson | POWERBAR |  |  | GH - OR | MHHS-Greater Heights | [5 empty] | Central & Greater Heights |  | GH - OR | [5 empty] | POWER SUPPLIES |  | .needs class | [13 empty] | Covered PM Repair - Biomedical | MHHS-Greater Heights
NO | NO | [5 empty] | Johnson & Johnson | POWERBAR |  |  | GH - OR | MHHS-Greater Heights | [5 empty] | Central & Greater Heights |  | GH - OR | [5 empty] | POWER SUPPLIES |  | .needs class | [13 empty] | Covered PM Repair - Biomedical | MHHS-Greater Heights
NO | NO | [5 empty] | Johnson & Johnson | POWERBAR |  | 5403526-0530048 | KATY - OR | MHHS-Katy | [5 empty] | Katy |  | KATY - OR | [5 empty] | POWER SUPPLIES |  | .needs class | [13 empty] | Covered PM Repair - Biomedical | MHHS-Katy
NO | NO | [5 empty] | Johnson & Johnson | POWERBAR |  | 5403526-0530068 | KATY - OR | MHHS-Katy | [5 empty] | Katy |  | KATY - OR | [5 empty] | POWER SUPPLIES |  | .needs class | [13 empty] | Covered PM Repair - Biomedical | MHHS-Katy
NO | NO | [5 empty] | Johnson & Johnson | POWERBAR |  | 5404279r-0730093 | KATY - OR | MHHS-Katy | [5 empty] | Katy |  | KATY - OR | [5 empty] | POWER SUPPLIES |  | .needs class | [13 empty] | Covered PM Repair - Biomedical | MHHS-Katy
NO | NO | [5 empty] | Johnson & Johnson | POWERBAR |  | 5411079R-0710210 | KATY - OR | MHHS-Katy | [5 empty] | Katy |  | KATY - OR | [5 empty] | POWER SUPPLIES |  | .needs class | [13 empty] | Covered PM Repair - Biomedical | MHHS-Katy
NO | NO | [5 empty] | Johnson & Johnson | POWERBAR |  |  | SW - LABOR & DELIVERY | MHHS-Southwest | [5 empty] | Southwest |  | SW - LABOR & DELIVERY | [5 empty] | POWER SUPPLIES |  | .needs class | [13 empty] | Covered PM Repair - Biomedical | MHHS-Southwest
NO | NO | [5 empty] | Johnson & Johnson | POWERBAR |  |  | WOODLANDS - OR | MHHS-Woodlands | [5 empty] | Woodlands |  | WOODLANDS - OR | [5 empty] | POWER SUPPLIES |  | .needs class | [13 empty] | Covered PM Repair - Biomedical | MHHS-Woodlands
NO | NO | [5 empty] | Johnson & Johnson | POWERBAR |  |  | WOODLANDS - OR | MHHS-Woodlands | [5 empty] | Woodlands |  | WOODLANDS - OR | [5 empty] | POWER SUPPLIES |  | .needs class | [13 empty] | Covered PM Repair - Biomedical | MHHS-Woodlands
NO | NO | [5 empty] | Johnson & Johnson | POWERBAR |  |  | WOODLANDS - OR | MHHS-Woodlands | [5 empty] | Woodlands |  | WOODLANDS - OR | [5 empty] | POWER SUPPLIES |  | .needs class | [13 empty] | Covered PM Repair - Biomedical | MHHS-Woodlands
NO | NO | [5 empty] | Johnson & Johnson | SYMPHONY II |  |  | WOODLANDS - BIRTH CENTER | MHHS-Woodlands | [5 empty] | Woodlands |  | WOODLANDS - BIRTH CENTER | [5 empty] | ANALYZERS, LABORATORY, COAGULATION |  | .needs class | [13 empty] | Covered PM Repair - Biomedical | MHHS-Woodlands
YES | YES |  |  |  | 009-06907 | 009-06907 | Johnson and Johnson | 100 NX |  |  | GH-steril processing |  |  |  |  | 009-06907 | 009-06907 |  |  | GH-steril processing |  |  |  | 3/1/20
YES | YES |  |  |  | 099-00927 | 099-00927 | Johnson and Johnson | 80-1164 |  | IR5771 | SUGAR LAND - CATH LAB |  |  |  |  | 099-00927 | 099-00927 |  |  | SUGAR LAND - CATH LAB | BioMed Shop |  |  |  | No pm
YES | YES |  |  |  | 142-00363 | 142-00362 | Johnson and Johnson | MTS centrifuge |  |  | NE - Lab |  |  |  |  | 142-00363 | 142-00362 | Katy | Memorial Hermann Northeast Hospital | NE - Lab | Lab | 1/1/20 | 4/1/20
YES | YES |  |  |  | 142-00362 | 142-00362 | Johnson and Johnson | MTS incubator |  |  | NE - Lab |  |  |  |  | 142-00362 | 142-00362 | Katy | Memorial Hermann Northeast Hospital | NE - Lab | Lab | 1/1/20 | 4/1/20
YES | YES | [5 empty] | Johnson and Johnson | Sterrad NX |  |  | WOODLANDS | [6 empty] | Woodlands | Woodlands | WOODLANDS |  |  |  | 8/1/20
NO | YES | Serial Number 100420 |  |  | 005-11919 | 005-11919 | Johnson and Johnson | Sterrad NX |  |  | SE-OR |  |  |  |  | 005-11919 | 005-11919 | Southeast | MHHS-Southeast | SE-OR | OR corridor
NO | YES | Serial Number 100439 |  |  | 005-11918 | 005-11918 | Johnson and Johnson | Sterrad NX |  |  | SE-OR |  |  |  |  | 005-11918 | 005-11918 | Southeast | MHHS-Southeast | SE-OR | OR corridor
YES | YES |  |  |  | 029-13152 | 029-13152 | Johnson and Johnson | Sterrad velocity |  |  | WOODLANDS - STERILE PROCESSING |  |  |  |  | 029-13152 | 029-13152 | Woodlands |  | WOODLANDS - STERILE PROCESSING | Sterile processing
YES | YES |  |  |  | 009-34068 | 009-34068 | Johnson and Johnson | Sterrad velocity |  |  | GH-steril processing |  |  |  |  | 009-34068 | 009-34068 |  |  | GH-steril processing
YES | YES |  |  |  | 099-01857 | 099-01857 | JOLIFE AB | Lucas 2 |  | 3212-0984 | Summer creek er |  |  |  |  | 099-01857 | 099-01857 | Katy | Memorial Hermann Convenient Care Center in Summer Creek (Summer Creek CCC) | Summer creek er | Treatment room 8 |  |  |  | Lucas 2 battery charger |  | Resuscitator | RESUSCITATOR-Jolife AB-Lucas 2 | [22 empty] | Resuscitator | RESUSCITATOR | Resuscitator | Jolife AB
NO | NO |  |  |  | UT-49611041 |  | Jouan Inc | CR412 |  |  | TMC - ROBERTSON - CLIN RESEARCH (3R) | MHHS-TMC |  |  |  | UT-49611041 |  | TMC |  | TMC - ROBERTSON - CLIN RESEARCH (3R) | [5 empty] | CENTRIFUGES |  | .needs class | [5 empty] | Jouan Inc | [7 empty] | Not Covered Vendor Only - Resp/Ster | MHHS-TMC
NO | YES |  |  |  | 005-10197 | 005-10197 | JUN-AIR | JUN-AIR |  |  | SE-Endoscopy | MHHS-Southeast |  |  |  | 005-10197 | 005-10197 | Southeast | Memorial Hermann-Southeast | SE-Endoscopy | W2310 Scope Decontamination | 2/1/19 |  |  |  | ASPIRATORS |  | .needs class | [13 empty] | Covered PM Repair - Biomedical | MHHS-Southeast
YES | YES |  |  |  | 241-03340 | 241-03340 | Jun-Air USA |  |  |  | TIRR - THERAPY GYM |  |  |  |  | 241-03340 | 241-03340 | TMC | TIRR Memorial Hermann | TIRR - THERAPY GYM | Rehab
YES | YES |  |  |  | 099-06464 | 099-06464 | Jun-Air USA |  |  |  | SE-Endoscopy |  |  |  |  | 099-06464 | 099-06464 | Southeast | Memorial Hermann-Southeast | SE-Endoscopy | W2310 Scope Decontamination
YES | YES |  |  |  | 099-06465 | 099-06465 | Jun-Air USA |  |  | 121-580-0168 | SE-Endoscopy |  |  |  |  | 099-06465 | 099-06465 | Southeast | Memorial Hermann-Southeast | SE-Endoscopy | W2310 Scope Decontamination
YES | YES | [5 empty] | Jun-Air USA | JUN - AIR |  |  | Endoscopy Department | [6 empty] | West | Memorial Hermann - Memorial City | Endoscopy Department | Room 150 Storage (Next to no Room number on door)
YES | YES | [5 empty] | Jun-Air USA | JUN-AIR |  |  | South Tower Endoscopy | [6 empty] | West | Memorial Hermann - Memorial City | South Tower Endoscopy | Storage Closet by Room 150
YES | YES |  |  |  | 069-46237 | 069-46237 | JustRight Surgical | JR100 |  | JR1001218130107 | TMC - OR - ROBERTSON (2R) |  |  |  |  | 069-46237 | 069-46237 | TMC | Memorial Hermann-Texas Medical Center | TMC - OR - ROBERTSON (2R) | Pedi Storage Room
YES | YES |  |  |  | 041-09377 | 041-09377 | JVY Biomedical System |  |  | 060-1014 | OPID - (MC) - MEMORIAL CITY - 422 (MP4) |  |  |  |  | 041-09377 | 041-09377 |  | OPID - (MC) - MEMORIAL CITY - 422 (MP4) | OPID - (MC) - MEMORIAL CITY - 422 (MP4) | Nucler medicine 1 | 4/1/20 |  |  | No PM Sticker |  |  | MONITORCARDIACFIXED-Ivy Biomed Sys-3000
YES | YES |  |  |  | 099-06618 | 099-06618 | JW Instruments | Jamar |  |  | SE - REHAB SERVICES |  |  |  |  | 099-06618 | 099-06618 | Southeast | Memorial Hermann Southeast Hospital | SE - REHAB SERVICES | OT Therapy E2 001.5 | [6 empty] | DYNAMOMETER-Patterson Medical-JAMAR
NO | YES |  |  |  | OQC1111 |  | KAP MEDICAL | QRBCONTRL |  | 19F4004940 | Rental | MHHS-TMC |  |  |  | OQC1111 |  | TMC |  | Rental | [7 empty] | .needs class |  | ONCARE QUARTET CONTROLR W/AIM,LAL,PUL/AP | [9 empty] | Verified as Rental |  |  | MHHS-TMC
NO | YES |  |  |  | OQJ189 |  | KAP MEDICAL | QRBUM |  | 19B4004692 | Rental | MHHS-TMC |  |  |  | OQJ189 |  | TMC |  | Rental | [7 empty] | .needs class |  | ONCARE QUARTET IMM UMS, VMATT | [9 empty] | Verified as Rental |  |  | MHHS-TMC
NO | NO | [5 empty] | KARL STORZ | 11101SKK2 |  |  | TIRR - GREATER HEIGHTS | MHHS-TIRR | [5 empty] | Central & Greater Heights |  | TIRR - GREATER HEIGHTS | [5 empty] | ENDOSCOPES, FLEXIBLE |  | NASOPHARYNGOSCOPE-KarlStorz-R11101SKK2 |  |  |  |  | NASOPHARYNGOSCOPE-KarlStorz-R11101SKK2 | KarlStorz | [7 empty] | Covered PM Repair - Biomedical | MHHS-TIRR
NO | NO | [5 empty] | KARL STORZ | 11101SKK2 |  |  | TIRR - GREATER HEIGHTS | MHHS-TIRR | [5 empty] | Central & Greater Heights |  | TIRR - GREATER HEIGHTS | [5 empty] | ENDOSCOPES, FLEXIBLE |  | NASOPHARYNGOSCOPE-KarlStorz-R11101SKK2 |  |  |  |  | NASOPHARYNGOSCOPE-KarlStorz-R11101SKK2 | KarlStorz | [7 empty] | Covered PM Repair - Biomedical | MHHS-TIRR
NO | NO | [5 empty] | KARL STORZ | 11302BD2 |  |  | KATY - OR | MHHS-Katy |  | Endoscope, Flexible |  |  |  | Katy |  | KATY - OR | [5 empty] | BRONCHOSCOPES, FLEXIBLE, VIDEO |  | ENDOSCOPEFLEXIBLE-KarlStorz-11302BD2 | ENDOSCOPEFLEXIBLE | 11302BD2 |  |  |  | KarlStorz | Endoscope, Flexible |  | ENDOSCOPEFLEXIBLE-KarlStorz-11302BD2 |  |  |  |  | Covered PM Repair - Biomedical | MHHS-Katy
NO | YES |  |  |  | 041-08062 | 041-08062 | KARL STORZ |  |  | DF0607760 | Memorial City-Labor & Delivery | MHHS-Mem City |  | Light Source, Fiberoptic |  | 041-08062 | 041-08062 | West | MHHS-Mem City | Memorial City-Labor & Delivery | Labor Delivery | 9/1/18 |  |  |  | LIGHT SOURCES, FIBEROPTIC |  | LIGHTSOURCEFIBEROPT-KarlStorz-201315-20 | LIGHTSOURCEFIBEROPT | 201315-20 |  |  |  | KarlStorz | Light Source, Fiberoptic |  |  | LIGHTSOURCEFIBEROPT-KarlStorz-201315-20 | 11/18/16 |  |  | Covered PM Repair - Biomedical | MHHS-Mem City
NO | YES |  |  |  | 005-09560 | 005-09560 | KARL STORZ |  |  | SW0688505 | SE-OR | MHHS-Southeast |  | Light Source, Fiberoptic |  | 005-09560 | 005-09560 | Southeast | MHHS-Southeast | SE-OR | OR corridor | 1/1/19 |  |  |  | LIGHT SOURCES, FIBEROPTIC |  | LIGHTSOURCEFIBEROPT-KarlStorz-201315-20 | LIGHTSOURCEFIBEROPT | 201315-20 |  |  |  | KarlStorz | Light Source, Fiberoptic |  |  | LIGHTSOURCEFIBEROPT-KarlStorz-201315-20 | 11/18/16 |  |  | Covered PM Repair - Biomedical | MHHS-Southeast
NO | YES |  |  |  | 005-09612 | 005-09612 | KARL STORZ |  |  | PWO687628 | SE-OR | MHHS-Southeast |  | Light Source, Fiberoptic |  | 005-09612 | 005-09612 | Southeast | MHHS-Southeast | SE-OR | SE-OR Corridor | 4/1/19 |  |  |  | LIGHT SOURCES, FIBEROPTIC |  | LIGHTSOURCEFIBEROPT-KarlStorz-201315-20 | LIGHTSOURCEFIBEROPT | 201315-20 |  |  |  | KarlStorz | Light Source, Fiberoptic |  |  | LIGHTSOURCEFIBEROPT-KarlStorz-201315-20 | 11/18/16 |  |  | Covered PM Repair - Biomedical | MHHS-Southeast
NO | YES |  |  |  | 005-09613 | 005-09613 | KARL STORZ |  |  | PWO687452 | SE-OR | MHHS-Southeast |  | Light Source, Fiberoptic |  | 005-09613 | 005-09613 | Southeast | MHHS-Southeast | SE-OR | OR 1 | 4/1/19 |  | 4/1/20 |  | LIGHT SOURCES, FIBEROPTIC |  | LIGHTSOURCEFIBEROPT-KarlStorz-201315-20 | LIGHTSOURCEFIBEROPT | 201315-20 |  |  |  | KarlStorz | Light Source, Fiberoptic |  |  | LIGHTSOURCEFIBEROPT-KarlStorz-201315-20 | 11/18/16 |  |  | Covered PM Repair - Biomedical | MHHS-Southeast
NO | YES |  |  |  | 005-09717 | 005-09717 | KARL STORZ |  |  | TW0689461 | SE-OR | MHHS-Southeast |  | Light Source, Fiberoptic |  | 005-09717 | 005-09717 | Southeast | MHHS-Southeast | SE-OR | OR corridor |  |  |  |  | LIGHT SOURCES, FIBEROPTIC |  | LIGHTSOURCEFIBEROPT-KarlStorz-201315-20 | LIGHTSOURCEFIBEROPT | 201315-20 |  |  |  | KarlStorz | Light Source, Fiberoptic |  |  | LIGHTSOURCEFIBEROPT-KarlStorz-201315-20 |  |  |  | Covered PM Repair - Biomedical | MHHS-Southeast
NO | YES |  |  |  | 005-10029 | 005-10029 | KARL STORZ |  |  | PV0694488 | SE-OR | MHHS-Southeast |  | Light Source, Fiberoptic |  | 005-10029 | 005-10029 | Southeast | MHHS-Southeast | SE-OR | SE-OR Corridor | 3/1/19 |  |  |  | LIGHT SOURCES, FIBEROPTIC |  | LIGHTSOURCEFIBEROPT-KarlStorz-201315-20 | LIGHTSOURCEFIBEROPT | 201315-20 |  |  |  | KarlStorz | Light Source, Fiberoptic |  |  | LIGHTSOURCEFIBEROPT-KarlStorz-201315-20 |  |  |  | Covered PM Repair - Biomedical | MHHS-Southeast
NO | YES |  |  |  | 005-10030 | 005-10030 | KARL STORZ |  |  | OVO694209 | SE-OR | MHHS-Southeast |  | Light Source, Fiberoptic |  | 005-10030 | 005-10030 | Southeast | MHHS-Southeast | SE-OR | OR corridor |  |  |  |  | LIGHT SOURCES, FIBEROPTIC |  | LIGHTSOURCEFIBEROPT-KarlStorz-201315-20 | LIGHTSOURCEFIBEROPT | 201315-20 |  |  |  | KarlStorz | Light Source, Fiberoptic |  |  | LIGHTSOURCEFIBEROPT-KarlStorz-201315-20 |  |  |  | Covered PM Repair - Biomedical | MHHS-Southeast
NO | YES |  |  |  | 005-10031 | 005-10031 | KARL STORZ |  |  | PVO694484 | SE-OR | MHHS-Southeast |  | Light Source, Fiberoptic |  | 005-10031 | 005-10031 | Southeast | MHHS-Southeast | SE-OR | SE-OR Corridor | 4/1/19 |  |  |  | LIGHT SOURCES, FIBEROPTIC |  | LIGHTSOURCEFIBEROPT-KarlStorz-201315-20 | LIGHTSOURCEFIBEROPT | 201315-20 |  |  |  | KarlStorz | Light Source, Fiberoptic |  |  | LIGHTSOURCEFIBEROPT-KarlStorz-201315-20 |  |  |  | Covered PM Repair - Biomedical | MHHS-Southeast
NO | YES |  |  |  | 013-07188 | 013-07188 | KARL STORZ |  |  | HH12286 | SW-OR | MHHS-Southwest |  | Light Source, Fiberoptic |  | 013-07188 | 013-07188 | Southwest | MHHS-Southwest | SW-OR | Core A | 5/1/19 |  | 5/1/20 |  | LIGHT SOURCES, FIBEROPTIC | Light Source, Fiberoptic | LIGHTSOURCEFIBEROPT-KarlStorz-201315-20 | LIGHTSOURCEFIBEROPT | 201315-20 |  |  |  | KarlStorz | Light Source, Fiberoptic |  |  | LIGHTSOURCEFIBEROPT-KarlStorz-201315-20 |  |  |  | Covered PM Repair - Biomedical | MHHS-Southwest | [8 empty] | LIGHTSOURCEFIBEROPT | Light Source, Fiberoptic | KarlStorz
NO | YES |  |  |  |  | 029-07266 | KARL STORZ |  |  | VY0674340 | Woodlands-OR | MHHS-Woodlands |  |  |  |  | 029-07266 | Woodlands | MHHS-Woodlands | Woodlands-OR | OR Room 18 | 10/1/19 |  | 10/1/20 |  | LIGHT SOURCES, FIBEROPTIC |  | .needs class |  |  |  |  | .needs class | KarlStorz |  |  |  |  | 3/20/14 |  |  | Covered PM Repair - Biomedical | MHHS-Woodlands
NO | YES |  |  |  | 013-14662 | 013-14662 | KARL STORZ | 201321-20 |  | id0624429 | SW-OR | MHHS-Southwest |  | Light Source, Fiberoptic |  | 013-14662 | 013-14662 | Southwest | MHHS-Southwest | SW-OR | HVI OR Suite | 11/1/19 |  | 11/1/20 |  | LIGHT SOURCES, FIBEROPTIC | Light Source, Fiberoptic | LIGHTSOURCEFIBEROPT-KarlStorz-201321-20 | LIGHTSOURCEFIBEROPT | 201321-20 |  |  |  | KarlStorz | Light Source, Fiberoptic |  | LIGHTSOURCEFIBEROPT-KarlStorz-201321-20 |  |  |  |  | Covered PM Repair - Biomedical | MHHS-Southwest | [8 empty] | LIGHTSOURCEFIBEROPT | Light Source, Fiberoptic | KarlStorz
NO | YES |  |  |  | 013-12600 | 013-12600 | KARL STORZ | 201321-20 |  | IED617800 | SW-OR | MHHS-Southwest |  | Light Source, Fiberoptic |  | 013-12600 | 013-12600 | Southwest | MHHS-Southwest | SW-OR | OR 9 | 10/1/19 |  | 9/1/20 |  | LIGHT SOURCES, FIBEROPTIC | Light Source, Fiberoptic | LIGHTSOURCEFIBEROPT-KarlStorz-201321-20 | LIGHTSOURCEFIBEROPT | 201321-20 |  |  |  | KarlStorz | Light Source, Fiberoptic |  | LIGHTSOURCEFIBEROPT-KarlStorz-201321-20 |  |  |  |  | Covered PM Repair - Biomedical | MHHS-Southwest | [8 empty] | LIGHTSOURCEFIBEROPT | Light Source, Fiberoptic | KarlStorz
NO | YES |  |  |  | 013-17568 | 013-17568 | KARL STORZ | 201321-20 |  | MB0648250 | SW-OR | MHHS-Southwest |  | Light Source, Fiberoptic |  | 013-17568 | 013-17568 | Southwest | MHHS-Southwest | SW-OR | OR 3 | 5/1/19 |  | 5/1/20 |  | LIGHT SOURCES, FIBEROPTIC | Light Source, Fiberoptic | LIGHTSOURCEFIBEROPT-KarlStorz-201321-20 | LIGHTSOURCEFIBEROPT | 201321-20 |  |  |  | KarlStorz | Light Source, Fiberoptic |  | LIGHTSOURCEFIBEROPT-KarlStorz-201321-20 |  |  |  |  | Covered PM Repair - Biomedical | MHHS-Southwest | [8 empty] | LIGHTSOURCEFIBEROPT | Light Source, Fiberoptic | KarlStorz
NO | YES |  |  |  |  | 029-07740 | KARL STORZ | 201321-20 |  | SY0671431 | Woodlands-OR | MHHS-Woodlands |  | Light Source, Fiberoptic |  |  | 029-07740 | Woodlands | MHHS-Woodlands | Woodlands-OR | Equipment Storage | 10/1/19 |  | 10/1/20 |  | LIGHT SOURCES, FIBEROPTIC | Light Source, Fiberoptic | LIGHTSOURCEFIBEROPT-KarlStorz-201321-20 | LIGHTSOURCEFIBEROPT | 201321-20 |  |  |  | KarlStorz | Light Source, Fiberoptic |  | LIGHTSOURCEFIBEROPT-KarlStorz-201321-20 |  |  |  |  | Covered PM Repair - Biomedical | MHHS-Woodlands | [8 empty] | LIGHTSOURCEFIBEROPT | Light Source, Fiberoptic | KarlStorz
NO | YES |  |  |  | 069-27410 | 069-27410 | Karl Storz | 201321-20 |  | AA0651177 | TMC-OR-Robertson (2R) |  |  |  |  | 069-27410 | 069-27410 | TMC | MHHS-TMC | TMC-OR-Robertson (2R) | Hallway Peds OR
NO | YES |  |  |  | 069-22369 | 069-22369 | Karl Storz | 201321-20 |  | AD0620107 | TMC-OR-Robertson (2R) |  |  |  |  | 069-22369 | 069-22369 | TMC | MHHS-TMC | TMC-OR-Robertson (2R) | Peds OR
NO | NO |  |  |  | 069-21155 |  | KARL STORZ | 201321-20 |  | EE0615028 | TMC - OR - ROBERTSON (2R) | MHHS-TMC |  | Light Source, Fiberoptic |  | 069-21155 |  | TMC |  | TMC - OR - ROBERTSON (2R) | [5 empty] | LIGHT SOURCES, FIBEROPTIC |  | LIGHTSOURCEFIBEROPT-KarlStorz-201321-20 | LIGHTSOURCEFIBEROPT | 201321-20 |  |  |  | KarlStorz | Light Source, Fiberoptic |  | LIGHTSOURCEFIBEROPT-KarlStorz-201321-20 |  |  |  |  | Covered PM Repair - Biomedical | MHHS-TMC
NO | NO | [5 empty] | KARL STORZ | 201321-20 |  | AE0613156 | TMC - OR - ROBERTSON (2R) | MHHS-TMC |  | Light Source, Fiberoptic |  |  |  | TMC |  | TMC - OR - ROBERTSON (2R) | [5 empty] | LIGHT SOURCES, FIBEROPTIC |  | LIGHTSOURCEFIBEROPT-KarlStorz-201321-20 | LIGHTSOURCEFIBEROPT | 201321-20 |  |  |  | KarlStorz | Light Source, Fiberoptic |  | LIGHTSOURCEFIBEROPT-KarlStorz-201321-20 |  |  |  |  | Covered PM Repair - Biomedical | MHHS-TMC
NO | YES |  |  |  | 133-09123 | 133-09123 | KARL STORZ |  |  | WU0704507 | Katy-OR | MHHS-Katy |  | Light Source, Fiberoptic |  | 133-09123 | 133-09123 | Katy | MHHS-Katy | Katy-OR | Endo 2 |  |  |  | No pm required | LIGHT SOURCES, FIBEROPTIC | Light Source, Fiberoptic | LIGHTSOURCEFIBEROPT-KarlStorz-20133120 | LIGHTSOURCEFIBEROPT |  |  |  |  | KarlStorz | Light Source, Fiberoptic |  | LIGHTSOURCEFIBEROPT-KarlStorz-20133120 |  |  |  |  | Covered PM Repair - Biomedical | MHHS-Katy | [8 empty] | LIGHTSOURCEFIBEROPT | Light Source, Fiberoptic | KarlStorz
NO | YES | [5 empty] | KARL STORZ |  |  | BE0613520 | MEMORIAL CITY - MOR | MHHS-Mem City |  | Light Source, Fiberoptic |  |  |  | West | Memorial city -memorial herman hospital center | MEMORIAL CITY - MOR | Procedure room 2 |  |  |  | One time pm needed | LIGHT SOURCES, FIBEROPTIC |  | LIGHTSOURCEFIBEROPT-KarlStorz-20133120 | LIGHTSOURCEFIBEROPT |  |  |  |  | KarlStorz | Light Source, Fiberoptic |  | LIGHTSOURCEFIBEROPT-KarlStorz-20133120 |  |  |  |  | Covered PM Repair - Biomedical | MHHS-Mem City
NO | YES |  |  |  |  | 142-04842 | KARL STORZ |  |  | IG0602710 | NE-OR | MHHS-Northeast |  | Light Source, Fiberoptic |  |  | 142-04842 | Katy | MHHS-Northeast | NE-OR | OR 8 | 10/1/19 | 10/1/20 |  |  | LIGHT SOURCES, FIBEROPTIC | Light Source, Fiberoptic | LIGHTSOURCEFIBEROPT-KarlStorz-20133120 | LIGHTSOURCEFIBEROPT |  |  |  |  | KarlStorz | Light Source, Fiberoptic |  | LIGHTSOURCEFIBEROPT-KarlStorz-20133120 |  |  |  |  | Covered PM Repair - Biomedical | MHHS-Northeast | [8 empty] | LIGHTSOURCEFIBEROPT | Light Source, Fiberoptic | KarlStorz
NO | YES |  |  |  | 069-35968 | 069-35968 | KARL STORZ |  |  | NX0677876 | TMC-OR-Hermann (2Hp) | MHHS-TMC |  | Light Source, Fiberoptic |  | 069-35968 | 069-35968 | TMC | MHHS-TMC | TMC-OR-Hermann (2Hp) | OR 51 | 3/1/20 |  | 3/1/21 |  | LIGHT SOURCES, FIBEROPTIC |  | LIGHTSOURCEFIBEROPT-KarlStorz-20133120 | LIGHTSOURCEFIBEROPT |  |  |  |  | KarlStorz | Light Source, Fiberoptic |  | LIGHTSOURCEFIBEROPT-KarlStorz-20133120 |  |  |  |  | Covered PM Repair - Biomedical | MHHS-TMC
NO | YES |  |  |  | 069-35967 | 069-35967 | KARL STORZ |  |  | NX0677519 | TMC-OR-Hermann (2Hp) | MHHS-TMC |  | Light Source, Fiberoptic |  | 069-35967 | 069-35967 | TMC | MHHS-TMC | TMC-OR-Hermann (2Hp) | Hall | 4/1/19 |  |  |  | LIGHT SOURCES, FIBEROPTIC |  | LIGHTSOURCEFIBEROPT-KarlStorz-20133120 | LIGHTSOURCEFIBEROPT |  |  |  |  | KarlStorz | Light Source, Fiberoptic |  | LIGHTSOURCEFIBEROPT-KarlStorz-20133120 |  |  |  |  | Covered PM Repair - Biomedical | MHHS-TMC
NO | YES |  |  |  | 069-39922 | 069-39922 | KARL STORZ |  |  | UX0682369 | TMC-OR-Robertson (2R) | MHHS-TMC |  | Light Source, Fiberoptic |  | 069-39922 | 069-39922 | TMC | MHHS-TMC | TMC-OR-Robertson (2R) | OR | 12/1/19 |  |  |  | LIGHT SOURCES, FIBEROPTIC |  | LIGHTSOURCEFIBEROPT-KarlStorz-20133120 | LIGHTSOURCEFIBEROPT |  |  |  |  | KarlStorz | Light Source, Fiberoptic |  | LIGHTSOURCEFIBEROPT-KarlStorz-20133120 |  |  |  |  | Covered PM Repair - Biomedical | MHHS-TMC
NO | NO |  |  |  | 041-10827 |  | KARL STORZ |  |  | KB0646292 | MEMORIAL CITY - MOR | MHHS-Mem City |  | Light Source, Fiberoptic |  | 041-10827 |  | West & Memorial City |  | MEMORIAL CITY - MOR | [5 empty] | LIGHT SOURCES, FIBEROPTIC |  | LIGHTSOURCEFIBEROPT-KarlStorz-20133120 | LIGHTSOURCEFIBEROPT |  |  |  |  | KarlStorz | Light Source, Fiberoptic |  | LIGHTSOURCEFIBEROPT-KarlStorz-20133120 |  |  |  |  | Covered PM Repair - Biomedical | MHHS-Mem City
NO | NO |  |  |  | 041-18234 |  | KARL STORZ |  |  | WW606319-T | MEMORIAL CITY - MOR | MHHS-Mem City |  | Processor, Video |  | 041-18234 |  | West & Memorial City |  | MEMORIAL CITY - MOR | [5 empty] | CAMERAS |  | PROCVID-KarlStorz-202013 20 | PROCVID | 202013 20 |  |  |  | KarlStorz | Processor, Video |  |  | PROCVID-KarlStorz-202013 20 |  |  |  | Covered PM Repair - Biomedical | MHHS-Mem City
YES | YES | Serial Number Cnf |  |  | 041-08349 |  | Karl Storz | 202040-20 |  | CNF | MEMORIAL CITY - OUTPATIENT SURGERY |  |  |  |  | 041-08349 |  | West | Memorial Hermann - Memorial City | MEMORIAL CITY - OUTPATIENT SURGERY | W1 300.90 OR 9
NO | YES |  |  |  | 041-18238 | 041-18238 | KARL STORZ |  |  | XW606367-T | MEMORIAL CITY - OPERATING ROOM | MHHS-Mem City |  | DVD, Player/Recorder |  | 041-18238 | 041-18238 | West | West memorial hospital - memorial herman hospital | MEMORIAL CITY - OPERATING ROOM | Surgery room 2 |  |  |  | One time pm | COMPUTERS |  | DVD-KarlStorz-202040-20 | DVD | 202040-20 |  |  |  | KarlStorz | DVD, Player/Recorder |  |  | DVD-KarlStorz-202040-20 |  |  |  | Covered PM Repair - Biomedical | MHHS-Mem City
NO | YES |  |  |  | 013-12602 | 013-12602 | KARL STORZ |  |  | KE624181-P | SW-OR | MHHS-Southwest |  | DVD, Player/Recorder |  | 013-12602 | 013-12602 | Southwest | MHHS-Southwest | SW-OR | OR 9 | 10/1/18 |  | 10/1/20 |  | COMPUTERS | DVD, Player/Recorder | DVD-KarlStorz-202040-20 | DVD | 202040-20 |  |  |  | KarlStorz | DVD, Player/Recorder |  |  | DVD-KarlStorz-202040-20 | 11/18/16 |  |  | Covered PM Repair - Biomedical | MHHS-Southwest | [8 empty] | DVD | DVD, Player/Recorder | KarlStorz
NO | NO | [5 empty] | KARL STORZ |  |  | CD627688P | MEMORIAL CITY - OUTPATIENT SURGERY | MHHS-Mem City |  | DVD, Player/Recorder |  |  |  | West & Memorial City |  | MEMORIAL CITY - OUTPATIENT SURGERY | [5 empty] | COMPUTERS |  | DVD-KarlStorz-202040-20 | DVD | 202040-20 |  |  |  | KarlStorz | DVD, Player/Recorder |  |  | DVD-KarlStorz-202040-20 |  |  |  | Covered PM Repair - Biomedical | MHHS-Mem City
NO | YES |  |  |  | 069-27415 | 069-27415 | Karl Storz | 202045-20 |  | AA658651-P | TMC-OR-Hermann (2Hp) |  |  |  |  | 069-27415 | 069-27415 | TMC | MHHS-TMC | TMC-OR-Hermann (2Hp) | Hall |  |  |  | No pm found
NO | YES |  |  |  | 069-39890 | 069-39890 | KARL STORZ | 202055-20 |  | RV607423-T | TMC-OR-Hermann (2Hp) | MHHS-TMC |  | DVD, Player/Recorder |  | 069-39890 | 069-39890 | TMC | MHHS-TMC | TMC-OR-Hermann (2Hp) | Hall | 5/1/18 |  | 5/1/19 |  | INFORMATION SYSTEMS, DATA MANAGEMENT |  | DVD-KarlStorz-202055-20 | DVD | 202055-20 |  |  |  | KarlStorz | DVD, Player/Recorder |  | DVD-KarlStorz-202055-20 |  | 11/18/16 |  |  | Covered PM Repair - Biomedical | MHHS-TMC
YES | YES |  |  |  | 069-35964 | 069-35964 | Karl Storz |  |  | YY603032T | TMC - OR - ROBERTSON (2R) |  |  |  |  | 069-35964 | 069-35964 | TMC | Memorial Hermann Texas Medical Center | TMC - OR - ROBERTSON (2R) | Peds OR | 4/1/18
NO | YES |  |  |  | 013-07191 | 013-07191 | KARL STORZ |  |  | IH041708-P | SW-OR | MHHS-Southwest |  | Controller, Camera |  | 013-07191 | 013-07191 | Southwest | MHHS-Southwest | SW-OR | Core A | 5/1/19 |  | 5/1/20 |  | CAMERAS | Controller, Camera | CONTROLLERCAMERA-KarlStorz-202121-20 | CONTROLLERCAMERA | 202121-20 |  |  |  | KarlStorz | Controller, Camera |  |  | CONTROLLERCAMERA-KarlStorz-202121-20 | 11/18/16 |  |  | Covered PM Repair - Biomedical | MHHS-Southwest | [8 empty] | CONTROLLERCAMERA | Controller, Camera | KarlStorz
NO | YES |  |  |  | 041-07520 | 041-07520 | KARL STORZ |  |  | DF610108P | Memorial City-Labor & Delivery | MHHS-Mem City |  | Controller, Camera |  | 041-07520 | 041-07520 | West | MHHS-Mem City | Memorial City-Labor & Delivery | L | 9/1/18 |  |  |  | CAMERAS |  | CONTROLLERCAMERA-KarlStorz-20222120 | CONTROLLERCAMERA |  |  |  |  | KarlStorz | Controller, Camera |  | CONTROLLERCAMERA-KarlStorz-20222120 |  | 11/18/16 |  |  | Covered PM Repair - Biomedical | MHHS-Mem City
NO | NO |  |  |  | 142-06183 |  | KARL STORZ | 202330-20 |  | BA660066-P | MH MG - (NE) - SUMMER CREEK CCC | MHHS-MG |  | Controller, Camera |  | 142-06183 |  | Katy |  | MH MG - (NE) - SUMMER CREEK CCC | [5 empty] | CAMERAS |  | CONTROLLERCAMERA-KarlStorz-202330-20 | CONTROLLERCAMERA | 202330-20 |  |  |  | KarlStorz | Controller, Camera |  | CONTROLLERCAMERA-KarlStorz-202330-20 |  |  |  |  | Covered PM Repair - Biomedical | MHHS-MG
NO | NO | [5 empty] | KARL STORZ | 202330-20 |  | KB656129-P | WOODLANDS - CANCER CENTER | MHHS-Woodlands |  | Controller, Camera |  |  |  | Woodlands |  | WOODLANDS - CANCER CENTER | [5 empty] | CAMERAS |  | CONTROLLERCAMERA-KarlStorz-202330-20 | CONTROLLERCAMERA | 202330-20 |  |  |  | KarlStorz | Controller, Camera |  | CONTROLLERCAMERA-KarlStorz-202330-20 |  |  |  |  | Covered PM Repair - Biomedical | MHHS-Woodlands
NO | YES |  |  |  | 069-36045 | 069-36045 | Karl Storz |  |  | YY02153 | TMC-OR-Hermann (2Hp) |  |  |  |  | 069-36045 | 069-36045 | TMC | MHHS-TMC | TMC-OR-Hermann (2Hp) | S412 storage | 11/1/20
NO | YES |  |  |  | 041-10365 | 041-10365 | KARL STORZ |  |  | MD635102-P | MEMORIAL CITY - OUTPATIENT SURGERY | MHHS-Mem City |  | Controller, Camera |  | 041-10365 | 041-10365 | West | Memorial Hermann - Memorial City | MEMORIAL CITY - OUTPATIENT SURGERY | W1 300.90 OR 9 |  |  |  |  | CAMERAS |  | CONTROLLERCAMERA-KarlStorz-22200020 | CONTROLLERCAMERA |  |  |  |  | KarlStorz | Controller, Camera |  | CONTROLLERCAMERA-KarlStorz-22200020 |  |  |  |  | Covered PM Repair - Radiology, Low End | MHHS-Mem City
NO | YES | [5 empty] | KARL STORZ |  |  | BD627577-P | MEMORIAL CITY - OPERATING ROOM | MHHS-Mem City |  | Controller, Camera |  |  |  | West | West memorial hospital - memorial herman hospital | MEMORIAL CITY - OPERATING ROOM | Surgery room 7 |  |  |  | No pm needed | CAMERAS |  | CONTROLLERCAMERA-KarlStorz-22200020 | CONTROLLERCAMERA |  |  |  |  | KarlStorz | Controller, Camera |  | CONTROLLERCAMERA-KarlStorz-22200020 |  |  |  |  | Covered PM Repair - Biomedical | MHHS-Mem City
NO | YES |  |  |  | 013-14666 | 013-14666 | KARL STORZ |  |  | KD634197-P | SW-OR | MHHS-Southwest |  | Controller, Camera |  | 013-14666 | 013-14666 | Southwest | MHHS-Southwest | SW-OR | HVI OR Suite | 11/1/19 |  | 11/1/20 |  | CAMERAS | Controller, Camera | CONTROLLERCAMERA-KarlStorz-22200020 | CONTROLLERCAMERA |  |  |  |  | KarlStorz | Controller, Camera |  | CONTROLLERCAMERA-KarlStorz-22200020 |  |  |  |  | Covered PM Repair - Biomedical | MHHS-Southwest | [8 empty] | CONTROLLERCAMERA | Controller, Camera | KarlStorz
NO | YES |  |  |  | 013-12601 | 013-12601 | KARL STORZ |  |  | SE623040-P | SW-OR | MHHS-Southwest |  | Controller, Camera |  | 013-12601 | 013-12601 | Southwest | MHHS-Southwest | SW-OR | OR 9 | 10/1/19 |  | 10/1/20 |  | CAMERAS | Controller, Camera | CONTROLLERCAMERA-KarlStorz-22200020 | CONTROLLERCAMERA |  |  |  |  | KarlStorz | Controller, Camera |  | CONTROLLERCAMERA-KarlStorz-22200020 |  |  |  |  | Covered PM Repair - Biomedical | MHHS-Southwest | [8 empty] | CONTROLLERCAMERA | Controller, Camera | KarlStorz
NO | NO | [5 empty] | KARL STORZ |  |  | DD628711-P | MEMORIAL CITY - MOR | MHHS-Mem City |  | Controller, Camera |  |  |  | West & Memorial City |  | MEMORIAL CITY - MOR | [5 empty] | CAMERAS |  | CONTROLLERCAMERA-KarlStorz-22200020 | CONTROLLERCAMERA |  |  |  |  | KarlStorz | Controller, Camera |  | CONTROLLERCAMERA-KarlStorz-22200020 |  |  |  |  | Not Covered Vendor Only - Biomedical | MHHS-Mem City
NO | NO | [5 empty] | KARL STORZ |  |  | CD628355-P | MEMORIAL CITY - MOR | MHHS-Mem City |  | Controller, Camera |  |  |  | West & Memorial City |  | MEMORIAL CITY - MOR | [5 empty] | CAMERAS |  | CONTROLLERCAMERA-KarlStorz-22200020 | CONTROLLERCAMERA |  |  |  |  | KarlStorz | Controller, Camera |  | CONTROLLERCAMERA-KarlStorz-22200020 |  |  |  |  | Covered PM Repair - Biomedical | MHHS-Mem City
NO | YES |  |  |  | 005-12211 | 005-12211 | KARL STORZ |  |  | RT747196-P | SE-OR | MHHS-Southeast |  |  |  | 005-12211 | 005-12211 | Southeast | MHHS-Southeast | SE-OR | OR corridor | 3/1/19 |  |  |  | ENDOSCOPIC EQUIPMENT, VIDEO PROCESSOR |  | CONTROLLERCAMERA-KarlStorz-Image 1 HUB 222010-20 |  |  |  |  | CONTROLLERCAMERA-KarlStorz-Image 1 HUB 222010-20 | KarlStorz |  |  |  |  | 6/2/15 |  |  | Covered PM Repair - Biomedical | MHHS-Southeast
NO | YES |  |  |  | 069-35962 | 069-35962 | KARL STORZ |  |  | YY690403-P | TMC-OR-Robertson (2R) | MHHS-TMC |  |  |  | 069-35962 | 069-35962 | TMC | MHHS-TMC | TMC-OR-Robertson (2R) |  | 4/1/18 |  |  |  | ENDOSCOPIC EQUIPMENT, VIDEO PROCESSOR |  | CONTROLLERCAMERA-KarlStorz-Image 1 HUB 222010-20 |  |  |  |  | CONTROLLERCAMERA-KarlStorz-Image 1 HUB 222010-20 | KarlStorz | [7 empty] | Covered PM Repair - Biomedical | MHHS-TMC
NO | YES |  |  |  | 069-39921 | 069-39921 | KARL STORZ |  |  | XW707927-P | TMC-OR-Robertson (2R) | MHHS-TMC |  |  |  | 069-39921 | 069-39921 | TMC | MHHS-TMC | TMC-OR-Robertson (2R) | OR | 12/1/18 |  |  |  | ENDOSCOPIC EQUIPMENT, VIDEO PROCESSOR |  | CONTROLLERCAMERA-KarlStorz-Image 1 HUB 222010-20 |  |  |  |  | CONTROLLERCAMERA-KarlStorz-Image 1 HUB 222010-20 | KarlStorz |  |  |  |  | 9/27/18 |  |  | Covered PM Repair - Respiratory/Steriliz | MHHS-TMC
YES | YES |  |  |  | 069-35963 | 069-35963 | KARL STORZ |  |  | YY690392-P | TMC - OR - ROBERTSON (2R) |  |  |  |  | 069-35963 | 069-35963 | TMC | Memorial Hermann Texas Medical Center | TMC - OR - ROBERTSON (2R) | Peds OR | 8/1/19
NO | NO | [5 empty] | KARL STORZ |  |  | EE619794-P | TMC - OR - ROBERTSON (2R) | MHHS-TMC | [5 empty] | TMC |  | TMC - OR - ROBERTSON (2R) | [5 empty] | ENDOSCOPIC EQUIPMENT, VIDEO PROCESSOR |  | CONTROLLERCAMERA-KarlStorz-Image 1 HUB 222010-20 |  |  |  |  | CONTROLLERCAMERA-KarlStorz-Image 1 HUB 222010-20 | KarlStorz | [7 empty] | Covered PM Repair - Biomedical | MHHS-TMC
NO | NO |  |  |  | 029-12972 |  | KARL STORZ | 264305 20 |  | XR0721038 | WOODLANDS - OR | MHHS-Woodlands |  | Insufflator, Carbon Dioxide |  | 029-12972 |  | Woodlands |  | WOODLANDS - OR | [5 empty] | INSUFFLATORS |  | INSUFFLATORCARBONDIOX-KarlStorz-264305 20 | INSUFFLATORCARBONDIOX | 264305 20 |  |  |  | KarlStorz | Insufflator, Carbon Dioxide |  | INSUFFLATORCARBONDIOX-KarlStorz-264305 20 |  |  |  |  | Covered PM Repair - Biomedical | MHHS-Woodlands
NO | YES |  |  |  |  | 041-11636 | KARL STORZ |  |  | FI51079 | Memorial City - 10th Floor Storage | MHHS-Mem City |  | Insufflator, Carbon Dioxide |  |  | 041-11636 | West | Memorial City - Memorial Hermann Hospital | Memorial City - 10th Floor Storage | 10th Floor Storage |  |  |  |  | INSUFFLATORS |  | INSUFFLATORCARBONDIOX-KarlStorz-264305 20 | INSUFFLATORCARBONDIOX | 264305 20 |  |  |  | KarlStorz | Insufflator, Carbon Dioxide |  |  | INSUFFLATORCARBONDIOX-KarlStorz-264305 20 |  |  |  | Covered PM Repair - Biomedical | MHHS-Mem City
NO | YES |  |  |  |  | 041-11525 | KARL STORZ |  |  | f151081 | Memorial City - 10th Floor Storage | MHHS-Mem City |  | Insufflator, Carbon Dioxide |  |  | 041-11525 | West | Memorial City - Memorial Hermann Hospital | Memorial City - 10th Floor Storage | 10th Floor Storage |  |  |  |  | INSUFFLATORS |  | INSUFFLATORCARBONDIOX-KarlStorz-264305 20 | INSUFFLATORCARBONDIOX | 264305 20 |  |  |  | KarlStorz | Insufflator, Carbon Dioxide |  |  | INSUFFLATORCARBONDIOX-KarlStorz-264305 20 |  |  |  | No Coverage Specified | MHHS-Mem City
NO | YES |  |  |  |  | 029-07739 | KARL STORZ |  |  | ge0616337 | Woodlands-OR | MHHS-Woodlands |  | Insufflator, Carbon Dioxide |  |  | 029-07739 | Woodlands | MHHS-Woodlands | Woodlands-OR | Equipment Storage | 10/1/19 |  |  | ?AuNo PM Required?Au sticker | INSUFFLATORS | Insufflator, Carbon Dioxide | INSUFFLATORCARBONDIOX-KarlStorz-264305 20 | INSUFFLATORCARBONDIOX | 264305 20 |  |  |  | KarlStorz | Insufflator, Carbon Dioxide |  |  | INSUFFLATORCARBONDIOX-KarlStorz-264305 20 |  |  | ICD-SA | Covered PM Repair - Biomedical | MHHS-Woodlands | [8 empty] | INSUFFLATORCARBONDIOX | Insufflator, Carbon Dioxide | KarlStorz
NO | NO |  |  |  | 029-07264 1146052 |  | KARL STORZ |  |  | YY0675683 | WOODLANDS - OR | MHHS-Woodlands |  | Insufflator, Carbon Dioxide |  | 029-07264 1146052 |  | Woodlands |  | WOODLANDS - OR | [5 empty] | INSUFFLATORS |  | INSUFFLATORCARBONDIOX-KarlStorz-264305 20 | INSUFFLATORCARBONDIOX | 264305 20 |  |  |  | KarlStorz | Insufflator, Carbon Dioxide |  |  | INSUFFLATORCARBONDIOX-KarlStorz-264305 20 |  |  |  | Covered PM Repair - Biomedical | MHHS-Woodlands
NO | YES |  |  |  | 041-32444 | 041-32444 | KARL STORZ | 264315 20 |  | EK1087 | MEMORIAL CITY - Day Surgery | MHHS-Mem City |  |  |  | 041-32444 | 041-32444 | West | Memorial City - Memorial Hermann Hospital | MEMORIAL CITY - Day Surgery | W1 300.94 OR 7 |  |  |  | No PM sticker | INSUFFLATORS |  | INSUFFLATORCARBONDIOX-KarlStorz-264305 20 |  |  |  |  | INSUFFLATORCARBONDIOX-KarlStorz-264305 20 | KarlStorz | [7 empty] | Covered PM Repair - Biomedical | MHHS-Mem City
YES | YES |  |  |  | 069-35960 | 069-35960 | Karl Storz |  |  | XY13269-B | TMC - OR - ROBERTSON (2R) |  |  |  |  | 069-35960 | 069-35960 | TMC | Memorial Hermann Texas Medical Center | TMC - OR - ROBERTSON (2R) | Hallway Peds OR | 3/1/20
YES | YES |  |  |  | 069-35961 | 069-35961 | Karl Storz |  |  | XY13273-B | TMC - OR - ROBERTSON (2R) |  |  |  |  | 069-35961 | 069-35961 | TMC | Memorial Hermann Texas Medical Center | TMC - OR - ROBERTSON (2R) | Peds OR | 3/1/20
YES | YES |  |  |  | 041-02905 |  | Karl Storz |  |  | EK 1476 | OR |  |  |  |  | 041-02905 |  | West | Memorial Hermann - Memorial City | OR | Back Hallway
NO | NO | [5 empty] | KARL STORZ |  |  |  | GH - OR | MHHS-Greater Heights |  | Lithotriptor |  |  |  | Central & Greater Heights |  | GH - OR | [5 empty] | LITHOTRIPTERS |  | LITHOTRIPTOR-KarlStorz-27080 | LITHOTRIPTOR |  |  |  |  | KarlStorz | Lithotriptor |  | LITHOTRIPTOR-KarlStorz-27080 |  |  |  |  | Covered PM Repair - Biomedical | MHHS-Greater Heights
NO | YES |  |  |  | 005-33474 | 005-33474 | KARL STORZ |  |  | YR4046 | SE-OR | MHHS-Southeast |  | Ultrasonic Apparatus, Surgical |  | 005-33474 | 005-33474 | Southeast | MHHS-Southeast | SE-OR | OR | 4/1/19 |  | 4/1/20 |  | LIGHT SOURCES, FIBEROPTIC |  | ULTRASONICAPPSURG-J and J-300 | ULTRASONICAPPSURG |  |  |  |  | J and J | Ultrasonic Apparatus, Surgical |  |  | ULTRASONICAPPSURG-J and J-300 |  |  |  | Covered PM Repair - Biomedical | MHHS-Southeast
NO | YES |  |  |  | 013-01771 | 013-01771 | KARL STORZ |  |  |  | SW-OR | MHHS-Southwest |  | Ultrasonic Apparatus, Surgical |  | 013-01771 | 013-01771 | Southwest | MHHS-Southwest | SW-OR | OR10 | 10/1/19 |  | 10/1/20 |  | LIGHT SOURCES, FIBEROPTIC | Ultrasonic Apparatus, Surgical | ULTRASONICAPPSURG-J and J-300 | ULTRASONICAPPSURG |  |  |  |  | J and J | Ultrasonic Apparatus, Surgical |  |  | ULTRASONICAPPSURG-J and J-300 |  |  | UAS-SA | Covered PM Repair - Biomedical | MHHS-Southwest | [8 empty] | ULTRASONICAPPSURG | Ultrasonic Apparatus, Surgical | J and J
NO | NO |  |  |  | 041-20190 |  | KARL STORZ | 481C |  | FA0654038 | MH MG - (MC) - UROLOGY MC (MP3) | MHHS-MG |  | Light Source, Fiberoptic |  | 041-20190 |  | West & Memorial City |  | MH MG - (MC) - UROLOGY MC (MP3) | [5 empty] | LIGHT SOURCES, FIBEROPTIC |  | LIGHTSOURCEFIBEROPT-KarlStorz-481C | LIGHTSOURCEFIBEROPT | 481C |  |  |  | KarlStorz | Light Source, Fiberoptic |  | LIGHTSOURCEFIBEROPT-KarlStorz-481C |  |  |  |  | Covered PM Repair - Biomedical | MHHS-MG
NO | NO |  |  |  | 041-20196 |  | KARL STORZ | 481C |  |  | MH MG - (MC) - UROLOGY MC (MP3) | MHHS-MG |  | Light Source, Fiberoptic |  | 041-20196 |  | West & Memorial City |  | MH MG - (MC) - UROLOGY MC (MP3) | [5 empty] | LIGHT SOURCES, FIBEROPTIC |  | LIGHTSOURCEFIBEROPT-KarlStorz-481C | LIGHTSOURCEFIBEROPT | 481C |  |  |  | KarlStorz | Light Source, Fiberoptic |  | LIGHTSOURCEFIBEROPT-KarlStorz-481C |  |  |  |  | Covered PM Repair - Biomedical | MHHS-MG
NO | NO |  |  |  | 041-20198 |  | KARL STORZ | 481C |  | ZZ0667518 | MH MG - (MC) - UROLOGY MC (MP3) | MHHS-MG |  | Light Source, Fiberoptic |  | 041-20198 |  | West & Memorial City |  | MH MG - (MC) - UROLOGY MC (MP3) | [5 empty] | LIGHT SOURCES, FIBEROPTIC |  | LIGHTSOURCEFIBEROPT-KarlStorz-481C | LIGHTSOURCEFIBEROPT | 481C |  |  |  | KarlStorz | Light Source, Fiberoptic |  | LIGHTSOURCEFIBEROPT-KarlStorz-481C |  |  |  |  | Covered PM Repair - Biomedical | MHHS-MG
NO | NO | [5 empty] | KARL STORZ | 481C |  | ib0646012 | WOODLANDS - CANCER CENTER | MHHS-Woodlands |  | Light Source, Fiberoptic |  |  |  | Woodlands |  | WOODLANDS - CANCER CENTER | [5 empty] | LIGHT SOURCES, FIBEROPTIC |  | LIGHTSOURCEFIBEROPT-KarlStorz-481C | LIGHTSOURCEFIBEROPT | 481C |  |  |  | KarlStorz | Light Source, Fiberoptic |  | LIGHTSOURCEFIBEROPT-KarlStorz-481C |  |  |  |  | Covered PM Repair - Biomedical | MHHS-Woodlands
NO | YES |  |  |  | 069-35117 | 069-35117 | KARL STORZ | 8402 ZX |  | SY1901 | TMC-Hermann-Adult ER (1Hp) | MHHS-TMC |  |  |  | 069-35117 | 069-35117 | TMC | MHHS-TMC | TMC-Hermann-Adult ER (1Hp) | Rt ec 210 | 9/1/18 |  | 9/1/19 |  | MONITORS, VIDEO | Monitor, Video | MONITORVIDEO-KarlStorz-C-MAC 8402-ZX |  |  |  |  | MONITORVIDEO-KarlStorz-C-MAC 8402-ZX | KarlStorz | [7 empty] | Not Covered Vendor Only - Lab Ana/Anes | MHHS-TMC | [8 empty] | MONITORVIDEO | Monitor, Video | KarlStorz
NO | NO |  |  |  | LOANER 8403 ZX C-MAC |  | KARL STORZ | 8402 ZX |  | RU 4859 | TMC - OR - ROBERTSON (2R) | MHHS-TMC |  |  |  | LOANER 8403 ZX C-MAC |  | TMC |  | TMC - OR - ROBERTSON (2R) | [5 empty] | MONITORS, VIDEO |  | MONITORVIDEO-KarlStorz-C-MAC 8402-ZX |  |  |  |  | MONITORVIDEO-KarlStorz-C-MAC 8402-ZX | KarlStorz | [7 empty] | Not Covered Vendor Only - Lab Ana/Anes | MHHS-TMC
NO | YES |  |  |  | 029-13203 | 029-13203 | Karl Storz | 9601HD |  |  | Woodlands-OR |  |  |  |  | 029-13203 | 029-13203 | Woodlands | MHHS-Woodlands | Woodlands-OR | Equipment Storage |  |  |  | New Add
YES | YES |  |  |  | 074-02148 | 074-02148 | Karl Storz | 9601HD |  |  | Tmc-or-cvor |  |  |  |  | 074-02148 | 074-02148 | TMC | Memorial Hermann-Texas Medical Center | Tmc-or-cvor | Equipment room
NO | NO |  |  |  | 069-41484 |  | KARL STORZ | 9601HD |  |  | TMC - OR - ROBERTSON (2R) | MHHS-TMC |  | Cart, Equipment |  | 069-41484 |  | TMC |  | TMC - OR - ROBERTSON (2R) | [5 empty] | ENDOSCOPIC EQUIPMENT, VIDEO CART |  | CARTEQUIPMENT-KarlStorz-9601HD | CARTEQUIPMENT | 9601HD |  |  |  | KarlStorz | Cart, Equipment |  | CARTEQUIPMENT-KarlStorz-9601HD |  |  |  |  | Covered PM Repair - Biomedical | MHHS-TMC
NO | YES |  |  |  | 069-41483 | 069-41483 | KARL STORZ |  |  |  | TMC-OR-Hermann (2Hp) | MHHS-TMC |  | Cart, Equipment |  | 069-41483 | 069-41483 | TMC | MHHS-TMC | TMC-OR-Hermann (2Hp) | Hall | 10/1/15 |  |  |  | CARTS |  | CARTEQUIPMENT-KarlStorz-9603 | CARTEQUIPMENT |  |  |  |  | KarlStorz | Cart, Equipment |  | CARTEQUIPMENT-KarlStorz-9603 |  | 9/18/18 |  |  | Covered PM Repair - Biomedical | MHHS-TMC
NO | YES |  |  |  | 069-41108 | 069-41108 | KARL STORZ |  |  |  | TMC-OR-Robertson (2R) | MHHS-TMC |  | Cart, Equipment |  | 069-41108 | 069-41108 | TMC | MHHS-TMC | TMC-OR-Robertson (2R) | Hallway | 9/1/18 |  | 9/1/19 |  | ENDOSCOPIC EQUIPMENT, VIDEO CART |  | CARTEQUIPMENT-KarlStorz-9606 | CARTEQUIPMENT |  |  |  |  | KarlStorz | Cart, Equipment |  | CARTEQUIPMENT-KarlStorz-9606 |  | 9/18/18 |  |  | Covered PM Repair - Biomedical | MHHS-TMC
NO | YES |  |  |  | 069-43919 | 069-43919 | KARL STORZ |  |  |  | TMC-OR-Robertson (2R) | MHHS-TMC |  | Cart, Equipment |  | 069-43919 | 069-43919 | TMC | MHHS-TMC | TMC-OR-Robertson (2R) | OR - ROBERTSON (2R) | 8/1/18 |  | 8/1/19 |  | ENDOSCOPIC EQUIPMENT, VIDEO CART |  | CARTEQUIPMENT-KarlStorz-9606 | CARTEQUIPMENT |  |  |  |  | KarlStorz | Cart, Equipment |  | CARTEQUIPMENT-KarlStorz-9606 |  | 9/18/18 |  |  | Covered PM Repair - Biomedical | MHHS-TMC
NO | NO | [5 empty] | KARL STORZ |  |  |  | TMC - MHTMC - NON HOSPITAL-OWNED | MHHS-TMC |  | Cart, Equipment |  |  |  | TMC |  | TMC - MHTMC - NON HOSPITAL-OWNED | [5 empty] | ENDOSCOPIC EQUIPMENT, VIDEO CART |  | CARTEQUIPMENT-KarlStorz-9606 | CARTEQUIPMENT |  |  |  |  | KarlStorz | Cart, Equipment |  | CARTEQUIPMENT-KarlStorz-9606 |  |  |  |  | Covered PM Repair - Biomedical | MHHS-TMC
YES | YES |  |  |  | 133-09126 | 133-09126 | Karl Storz | 9606A |  |  | KATY - OR |  |  |  |  | 133-09126 | 133-09126 | Katy | Memorial Hermann Katy Hospital | KATY - OR | Cystology Procedure Room 5
NO | YES | Serial Number 2350 |  |  | 069-43137 | 069-43137 | KARL STORZ | 9606C |  |  | TMC-OR-Robertson (2R) | MHHS-TMC |  |  |  | 069-43137 | 069-43137 | TMC | MHHS-TMC | TMC-OR-Robertson (2R) | Hallway Peds OR | 1/1/18 |  |  |  | CARTS |  | CARTEQUIPMENT-KarlStorz-9606 |  |  |  |  | CARTEQUIPMENT-KarlStorz-9606 | KarlStorz | [7 empty] | Covered PM Repair - Biomedical | MHHS-TMC
NO | YES |  |  |  | 069-43138 | 069-43138 | KARL STORZ | 9606C |  |  | TMC-OR-Hermann (2Hp) | MHHS-TMC |  |  |  | 069-43138 | 069-43138 | TMC | MHHS-TMC | TMC-OR-Hermann (2Hp) | Hall | 2/1/17 |  |  |  | CARTS |  | CARTEQUIPMENT-KarlStorz-9606 |  |  |  |  | CARTEQUIPMENT-KarlStorz-9606 | KarlStorz | [7 empty] | Covered PM Repair - Biomedical | MHHS-TMC
NO | NO |  |  |  | 069-43136 |  | KARL STORZ | 9606C |  |  | TMC - OR - HERMANN (2HP) | MHHS-TMC |  |  |  | 069-43136 |  | TMC |  | TMC - OR - HERMANN (2HP) | [5 empty] | CARTS |  | CARTEQUIPMENT-KarlStorz-9606 |  |  |  |  | CARTEQUIPMENT-KarlStorz-9606 | KarlStorz | [7 empty] | Covered PM Repair - Biomedical | MHHS-TMC
YES | YES | Serial Number Cnf |  |  | 041-34741 | 041-34741 | Karl Storz | AIDA |  | CNF | OR |  |  |  |  | 041-34741 | 041-34741 | West | Memorial Hermann - Memorial City | OR | Back Hallway
NO | NO | [5 empty] | KARL STORZ | AIDA 20204501-140 |  | YY603032 | TMC - OR - ANESTHESIA (OLD) | MHHS-TMC | [5 empty] | TMC |  | TMC - OR - ANESTHESIA (OLD) | [5 empty] | COMPUTERS |  | .needs class |  |  |  |  | .needs class | KarlStorz | [7 empty] | Covered PM Repair - Biomedical | MHHS-TMC
NO | NO |  |  |  | 041-18357 |  | KARL STORZ | AIDA 20204520 |  | WW606328-T | MEMORIAL CITY - MOR | MHHS-Mem City |  |  |  | 041-18357 |  | West & Memorial City |  | MEMORIAL CITY - MOR | [5 empty] | ENDOSCOPIC EQUIPMENT |  | PROCVID-KarlStorz-AIDA |  |  |  |  | PROCVID-KarlStorz-AIDA | KarlStorz | [7 empty] | Covered PM Repair - Biomedical | MHHS-Mem City
NO | NO | [5 empty] | KARL STORZ | AIDA 20204520 |  | CG601823-P | TMC - OR - ROBERTSON (2R) | MHHS-TMC | [5 empty] | TMC |  | TMC - OR - ROBERTSON (2R) | [5 empty] | ENDOSCOPIC EQUIPMENT |  | PROCVID-KarlStorz-AIDA |  |  |  |  | PROCVID-KarlStorz-AIDA | KarlStorz | [7 empty] | Covered PM Repair - Biomedical | MHHS-TMC
NO | YES |  |  |  | 133-09125 | 133-09125 | KARL STORZ | AIDA HD CONNECT |  | VU609691-T | Katy-OR | MHHS-Katy |  | Processor, Video |  | 133-09125 | 133-09125 | Katy | MHHS-Katy | Katy-OR | Cystology Procedure Room 5 | 10/1/15 |  |  |  | IMAGE STORAGE DEVICES, WORKSTATION | Processor, Video | PROCVID-KarlStorz-AIDA HD Connect | PROCVID | AIDA HD Connect |  |  |  | KarlStorz | Processor, Video |  | PROCVID-KarlStorz-AIDA HD Connect |  |  |  |  | Covered PM Repair - Biomedical | MHHS-Katy | [8 empty] | PROCVID | Processor, Video | KarlStorz
NO | YES |  |  |  | 041-18698 | 041-18698 | KARL STORZ | AIDA HD CONNECT |  | YV608173-T | MEMORIAL CITY - Day Surgery | MHHS-Mem City |  | Processor, Video |  | 041-18698 | 041-18698 | West | Memorial City - Memorial Hermann Hospital | MEMORIAL CITY - Day Surgery | W1 300.94 OR 7 |  |  |  | No PM sticker found | IMAGE STORAGE DEVICES, WORKSTATION |  | PROCVID-KarlStorz-AIDA HD Connect | PROCVID | AIDA HD Connect |  |  |  | KarlStorz | Processor, Video |  | PROCVID-KarlStorz-AIDA HD Connect |  |  |  |  | Covered PM Repair - Biomedical | MHHS-Mem City
NO | YES |  |  |  | 041-18239 | 041-18239 | KARL STORZ | AIDA HD CONNECT |  | XW606364-T | MEMORIAL CITY - OUTPATIENT SURGERY | MHHS-Mem City |  | Processor, Video |  | 041-18239 | 041-18239 | West | Memorial City - Memorial Hermann Hospital West Tower | MEMORIAL CITY - OUTPATIENT SURGERY | W1 300.94 OR 7 |  |  |  | No PM sticker | IMAGE STORAGE DEVICES, WORKSTATION |  | PROCVID-KarlStorz-AIDA HD Connect | PROCVID | AIDA HD Connect |  |  |  | KarlStorz | Processor, Video |  | PROCVID-KarlStorz-AIDA HD Connect |  |  |  |  | Covered PM Repair - Biomedical | MHHS-Mem City
NO | YES |  |  |  |  | 099-00042 | KARL STORZ | AIDA HD CONNECT |  | PU608765-T | NE-OR | MHHS-Northeast |  | Processor, Video |  |  | 099-00042 | Katy | MHHS-Northeast | NE-OR | OR 8 | 10/1/19 | 10/1/20 |  |  | IMAGE STORAGE DEVICES, WORKSTATION | Processor, Video | PROCVID-KarlStorz-AIDA HD Connect | PROCVID | AIDA HD Connect |  |  |  | KarlStorz | Processor, Video |  | PROCVID-KarlStorz-AIDA HD Connect |  | 1/1/16 |  |  | Covered PM Repair - Biomedical | MHHS-Northeast | [8 empty] | PROCVID | Processor, Video | KarlStorz
NO | YES |  |  |  | 069-39925 | 069-39925 | KARL STORZ | AIDA HD CONNECT |  | SV607526-T | TMC-OR-Pedi OR (2R) | MHHS-TMC |  | Processor, Video |  | 069-39925 | 069-39925 | TMC | MHHS-TMC | TMC-OR-Pedi OR (2R) | TMC OR PEDI OR (2R) | 4/1/19 |  |  |  | IMAGE STORAGE DEVICES, WORKSTATION |  | PROCVID-KarlStorz-AIDA HD Connect | PROCVID | AIDA HD Connect |  |  |  | KarlStorz | Processor, Video |  | PROCVID-KarlStorz-AIDA HD Connect |  | 4/6/18 |  |  | Covered PM Repair - Biomedical | MHHS-TMC
NO | YES |  |  |  | 069-35965 | 069-35965 | KARL STORZ | AIDA HD CONNECT |  | YY603110-T | TMC-OR-Robertson (2R) | MHHS-TMC |  | Processor, Video |  | 069-35965 | 069-35965 | TMC | MHHS-TMC | TMC-OR-Robertson (2R) | Peds OR | 10/1/16 |  |  |  | IMAGE STORAGE DEVICES, WORKSTATION |  | PROCVID-KarlStorz-AIDA HD Connect | PROCVID | AIDA HD Connect |  |  |  | KarlStorz | Processor, Video |  | PROCVID-KarlStorz-AIDA HD Connect |  | 12/1/15 |  |  | Covered PM Repair - Biomedical | MHHS-TMC
NO | YES |  |  |  | 069-41109 | 069-41109 | KARL STORZ | AIDA HD CONNECT |  | SS61366-T | TMC-OR-Robertson (2R) | MHHS-TMC |  | Processor, Video |  | 069-41109 | 069-41109 | TMC | MHHS-TMC | TMC-OR-Robertson (2R) | Hallway | 1/1/20 |  | 1/1/21 |  | IMAGE STORAGE DEVICES, WORKSTATION |  | PROCVID-KarlStorz-AIDA HD Connect | PROCVID | AIDA HD Connect |  |  |  | KarlStorz | Processor, Video |  | PROCVID-KarlStorz-AIDA HD Connect |  |  |  |  | Covered PM Repair - Biomedical | MHHS-TMC
NO | YES |  |  |  | 069-43920 | 069-43920 | KARL STORZ | AIDA HD CONNECT |  | PS613605-S | TMC-OR-Robertson (2R) | MHHS-TMC |  | Processor, Video |  | 069-43920 | 069-43920 | TMC | MHHS-TMC | TMC-OR-Robertson (2R) | OR - ROBERTSON (2R) | 8/1/18 |  | 8/1/19 |  | IMAGE STORAGE DEVICES, WORKSTATION |  | PROCVID-KarlStorz-AIDA HD Connect | PROCVID | AIDA HD Connect |  |  |  | KarlStorz | Processor, Video |  | PROCVID-KarlStorz-AIDA HD Connect |  |  |  |  | Covered PM Repair - Biomedical | MHHS-TMC
YES | YES | Serial Number Cnf |  |  | 041-18341 | 041-18341 | KARL STORZ | AIDA HD CONNECT |  | CNF | MEMORIAL CITY - Day Surgery |  |  |  |  | 041-18341 | 041-18341 | West | Memorial City - Memorial Hermann Hospital | MEMORIAL CITY - Day Surgery | W1 300.94 OR 7 |  |  |  | No PM sticker | IMAGE STORAGE DEVICES, WORKSTATION
NO | NO |  |  |  | 041-18209 |  | KARL STORZ | AIDA HD CONNECT |  | WW606325-T | MEMORIAL CITY - MOR | MHHS-Mem City |  | Processor, Video |  | 041-18209 |  | West & Memorial City |  | MEMORIAL CITY - MOR | [5 empty] | IMAGE STORAGE DEVICES, WORKSTATION |  | PROCVID-KarlStorz-AIDA HD Connect | PROCVID | AIDA HD Connect |  |  |  | KarlStorz | Processor, Video |  | PROCVID-KarlStorz-AIDA HD Connect |  |  |  |  | Covered PM Repair - Biomedical | MHHS-Mem City
NO | NO |  |  |  | 041-18211 |  | KARL STORZ | AIDA HD CONNECT |  | XW606541-T | MEMORIAL CITY - MOR | MHHS-Mem City |  | Processor, Video |  | 041-18211 |  | West & Memorial City |  | MEMORIAL CITY - MOR | [5 empty] | IMAGE STORAGE DEVICES, WORKSTATION |  | PROCVID-KarlStorz-AIDA HD Connect | PROCVID | AIDA HD Connect |  |  |  | KarlStorz | Processor, Video |  | PROCVID-KarlStorz-AIDA HD Connect |  |  |  |  | Covered PM Repair - Biomedical | MHHS-Mem City
NO | NO |  |  |  | 145-01363 |  | KARL STORZ | AIDA HD CONNECT |  | WR615407-T | PEARLAND - OR | MHHS-Pearland Hospital |  | Processor, Video |  | 145-01363 |  | Pearland |  | PEARLAND - OR | [5 empty] | IMAGE STORAGE DEVICES, WORKSTATION |  | PROCVID-KarlStorz-AIDA HD Connect | PROCVID | AIDA HD Connect |  |  |  | KarlStorz | Processor, Video |  | PROCVID-KarlStorz-AIDA HD Connect |  |  |  |  | Covered PM Repair - Biomedical | MHHS-Pearland Hospital
NO | NO |  |  |  | 005-12228 |  | KARL STORZ | AIDA HD CONNECT |  | WR615533-T | SE - OR | MHHS-Southeast |  | Processor, Video |  | 005-12228 |  | Southeast & Bay Area |  | SE - OR | [5 empty] | IMAGE STORAGE DEVICES, WORKSTATION |  | PROCVID-KarlStorz-AIDA HD Connect | PROCVID | AIDA HD Connect |  |  |  | KarlStorz | Processor, Video |  | PROCVID-KarlStorz-AIDA HD Connect |  |  |  |  | Covered PM Repair - Biomedical | MHHS-Southeast
NO | YES | Serial Number 40101252 |  |  | 133-WW78 | 133-10078 | Karl Storz | Autocon III 400 |  |  | Katy-PACU |  |  |  |  | 133-WW78 | 133-10078 | Katy | MHHS-Katy | Katy-PACU | OR Hallway | 10/1/19 | 4/1/20
YES | YES |  |  |  | 041-33783 | 041-33783 | Karl Storz | C-MAC 8401 ZX |  | CA 1582 | MEMORIAL CITY - Orthopedic Surgery |  |  |  |  | 041-33783 | 041-33783 | West | Memorial Hermann Memorial City Medical Center | MEMORIAL CITY - Orthopedic Surgery | Memorial City - Orthopedic Surgery Hallway |  |  |  | No pm sticker
YES | YES |  |  |  | 069-40824 | 069-40824 | Karl Storz | C-MAC 8403 ZX |  |  | TMC - GI/ENDO - ADULT (1J) |  |  |  |  | 069-40824 | 069-40824 | TMC | Memorial Hermann-Texas Medical Center | TMC - GI/ENDO - ADULT (1J)
YES | YES |  |  |  | 069-40823 | 069-40823 | Karl Storz | C-MAC 8403 ZX |  | TU5839 | PEDI OR storage |  |  |  |  | 069-40823 | 069-40823 | TMC | Memorial Hermann-Texas Medical Center | PEDI OR storage | Equipment room | 9/1/19 |  | 9/1/20
YES | YES |  |  |  | 069-48487 | 069-48487 | Karl Storz | C-MAC 8403 ZX |  | Wv2805 | TMC - PACU - ROBERTSON (2R) |  |  |  |  | 069-48487 | 069-48487 | TMC | Memorial Hermann-Texas Medical Center | TMC - PACU - ROBERTSON (2R) | Anesthesia workroom |  |  |  | No pm
YES | YES |  |  |  | 069-48486 | 069-48486 | Karl Storz | C-MAC 8403 ZX |  | Uq19749 | TMC - PACU - ROBERTSON (2R) |  |  |  |  | 069-48486 | 069-48486 | TMC | Memorial Hermann-Texas Medical Center | TMC - PACU - ROBERTSON (2R) | Anesthesia workroom |  |  |  | No pm
YES | YES |  |  |  | 069-48488 | 069-48488 | Karl Storz | C-MAC 8403 ZX |  | Zv3755 | TMC - PACU - ROBERTSON (2R) |  |  |  |  | 069-48488 | 069-48488 | TMC | Memorial Hermann-Texas Medical Center | TMC - PACU - ROBERTSON (2R) | Anesthesia workroom |  |  |  | No pm
NO | YES |  |  |  | 142-08002 | 142-08002 | KARL STORZ | C-MAC MONITOR 8403 ZX |  | YR 17388 | NE-OR | MHHS-Northeast |  |  |  | 142-08002 | 142-08002 | Katy | MHHS-Northeast | NE-OR | Anesthesia work room | 2/1/19 | 2/1/20 |  |  | MONITORS, VIDEO | Monitor, Video | MONITORVIDEO-KarlStorz-C-MAC 8403 ZX |  |  |  |  | MONITORVIDEO-KarlStorz-C-MAC 8403 ZX | KarlStorz |  |  |  |  | 6/13/19 |  |  | Covered PM Repair - Biomedical | MHHS-Northeast | [8 empty] | MONITORVIDEO | Monitor, Video | KarlStorz
NO | YES |  |  |  | 069-46478 | 069-46478 | KARL STORZ | C-MAC MONITOR 8403 ZX |  | SU5384 | TMC-Jones-ENT Clinic (Jb) | MHHS-TMC |  |  |  | 069-46478 | 069-46478 | TMC | MHHS-TMC | TMC-Jones-ENT Clinic (Jb) | Audiology |  |  |  | No pm | MONITORS, VIDEO |  | MONITORVIDEO-KarlStorz-C-MAC 8403 ZX |  |  |  |  | MONITORVIDEO-KarlStorz-C-MAC 8403 ZX | KarlStorz |  |  |  |  | 9/1/16 |  |  | Covered PM Repair - Biomedical | MHHS-TMC
NO | YES |  |  |  | 069-29057 | 069-29057 | KARL STORZ | C-MAC MONITOR 8403 ZX |  | OR14980 | TMC-OR-Anesthesia (2Hp) | MHHS-TMC |  |  |  | 069-29057 | 069-29057 | TMC | MHHS-TMC | TMC-OR-Anesthesia (2Hp) | TMC -OR - ANESTHESIA (2HP) | 6/1/19 |  | 6/1/20 |  | MONITORS, VIDEO |  | MONITORVIDEO-KarlStorz-C-MAC 8403 ZX |  |  |  |  | MONITORVIDEO-KarlStorz-C-MAC 8403 ZX | KarlStorz |  |  |  |  | 1/1/12 |  |  | Covered PM Repair - Biomedical | MHHS-TMC
NO | YES |  |  |  | 069-45795 | 069-45795 | KARL STORZ | C-MAC MONITOR 8403 ZX |  | ZS 14306 | TMC-OR-Mobile Equip | MHHS-TMC |  |  |  | 069-45795 | 069-45795 | TMC | MHHS-TMC | TMC-OR-Mobile Equip | Hallway | 8/1/19 |  | 8/1/20 |  | MONITORS, VIDEO |  | MONITORVIDEO-KarlStorz-C-MAC 8403 ZX |  |  |  |  | MONITORVIDEO-KarlStorz-C-MAC 8403 ZX | KarlStorz |  |  |  |  | 1/1/12 |  |  | Covered PM Repair - Biomedical | MHHS-TMC
NO | YES |  |  |  | 069-47719 | 069-47719 | KARL STORZ | C-MAC MONITOR 8403 ZX |  | XR 17003 | TMC-Sarofim 3-OR | MHHS-TMC |  |  |  | 069-47719 | 069-47719 | TMC | MHHS-TMC | TMC-Sarofim 3-OR | SAROFIM 3 - OR | 11/1/19 |  | 11/1/20 |  | MONITORS, VIDEO |  | MONITORVIDEO-KarlStorz-C-MAC 8403 ZX |  |  |  |  | MONITORVIDEO-KarlStorz-C-MAC 8403 ZX | KarlStorz |  |  |  |  | 8/1/09 |  |  | Covered PM Repair - Biomedical | MHHS-TMC
NO | NO |  |  |  | 069-38831 |  | KARL STORZ | C-MAC MONITOR 8403 ZX |  | RU5113 | TMC - JONES - NEURO ELECTIVE (4J) | MHHS-TMC |  |  |  | 069-38831 |  | TMC |  | TMC - JONES - NEURO ELECTIVE (4J) | [5 empty] | MONITORS, VIDEO |  | MONITORVIDEO-KarlStorz-C-MAC 8403 ZX |  |  |  |  | MONITORVIDEO-KarlStorz-C-MAC 8403 ZX | KarlStorz | [7 empty] | Covered PM Repair - Biomedical | MHHS-TMC
NO | NO |  |  |  | 069-45796 |  | KARL STORZ | C-MAC MONITOR 8403 ZX |  | ZS 14308 | TMC - OR - ANESTHESIA (2HP) | MHHS-TMC |  |  |  | 069-45796 |  | TMC |  | TMC - OR - ANESTHESIA (2HP) | [5 empty] | MONITORS, VIDEO |  | MONITORVIDEO-KarlStorz-C-MAC 8403 ZX |  |  |  |  | MONITORVIDEO-KarlStorz-C-MAC 8403 ZX | KarlStorz | [7 empty] | Covered PM Repair - Biomedical | MHHS-TMC
NO | NO |  |  |  | 069-45797 |  | KARL STORZ | C-MAC MONITOR 8403 ZX |  | PR2628 | TMC - OR - ANESTHESIA (2HP) | MHHS-TMC |  |  |  | 069-45797 |  | TMC |  | TMC - OR - ANESTHESIA (2HP) | [5 empty] | MONITORS, VIDEO |  | MONITORVIDEO-KarlStorz-C-MAC 8403 ZX |  |  |  |  | MONITORVIDEO-KarlStorz-C-MAC 8403 ZX | KarlStorz | [7 empty] | Covered PM Repair - Biomedical | MHHS-TMC
NO | NO |  |  |  | 069-46114 |  | KARL STORZ | C-MAC MONITOR 8403 ZX |  | UR16316 | TMC - OR - ANESTHESIA (OLD) | MHHS-TMC |  |  |  | 069-46114 |  | TMC |  | TMC - OR - ANESTHESIA (OLD) | [5 empty] | MONITORS, VIDEO |  | MONITORVIDEO-KarlStorz-C-MAC 8403 ZX |  |  |  |  | MONITORVIDEO-KarlStorz-C-MAC 8403 ZX | KarlStorz | [7 empty] | Covered PM Repair - Biomedical | MHHS-TMC
NO | NO |  |  |  | 069-47720 |  | KARL STORZ | C-MAC MONITOR 8403 ZX |  | YR 17705 | TMC - SAROFIM 3 - OR | MHHS-TMC |  |  |  | 069-47720 |  | TMC |  | TMC - SAROFIM 3 - OR | [5 empty] | MONITORS, VIDEO |  | MONITORVIDEO-KarlStorz-C-MAC 8403 ZX |  |  |  |  | MONITORVIDEO-KarlStorz-C-MAC 8403 ZX | KarlStorz | [7 empty] | Covered PM Repair - Biomedical | MHHS-TMC
NO | NO |  |  |  | 069-47721 |  | KARL STORZ | C-MAC MONITOR 8403 ZX |  | TR 17455 | TMC - SAROFIM 3 - OR | MHHS-TMC |  |  |  | 069-47721 |  | TMC |  | TMC - SAROFIM 3 - OR | [5 empty] | MONITORS, VIDEO |  | MONITORVIDEO-KarlStorz-C-MAC 8403 ZX |  |  |  |  | MONITORVIDEO-KarlStorz-C-MAC 8403 ZX | KarlStorz | [7 empty] | Covered PM Repair - Biomedical | MHHS-TMC
YES | YES | Serial Number Cnf |  |  | 041-34742 | 041-34742 | Karl Storz | CNF |  | CNF | OR |  |  |  |  | 041-34742 | 041-34742 | West | Memorial Hermann - Memorial City | OR | Back Hallway
NO | YES |  |  |  | 133-10481 | 133-10481 | KARL STORZ | D-LIGHT C |  | RR2253-E | Katy-OR | MHHS-Katy |  |  |  | 133-10481 | 133-10481 | Katy | MHHS-Katy | Katy-OR | Cystology Procedure Room 5 | 2/1/19 | 2/1/20 |  |  | LIGHT SOURCES, FIBEROPTIC |  | .needs class | [5 empty] | KarlStorz | [7 empty] | Covered PM Repair - Biomedical | MHHS-Katy
NO | YES |  |  |  | 133-10456 | 133-10456 | KARL STORZ | EJ-MLA26UK1 |  | L7IE10393 | Katy-OR | MHHS-Katy |  | Monitor, Video |  | 133-10456 | 133-10456 | Katy | MHHS-Katy | Katy-OR | Cystology Procedure Room 5 |  |  |  |  | MONITORS, VIDEO | Monitor, Video | MONITORVIDEO-Panasonic-EJ-MLA26UK1 | MONITORVIDEO | EJ-MLA26UK1 |  |  |  | Panasonic | Monitor, Video |  |  | MONITORVIDEO-Panasonic-EJ-MLA26UK1 | 8/29/25 |  |  | Not Covered Vendor Only - Biomedical | MHHS-Katy | [8 empty] | MONITORVIDEO | Monitor, Video | Panasonic
NO | YES |  |  |  | 041-18699 | 041-18699 | KARL STORZ | EJ-MLA26UK1 |  | J4ID10291 | MEMORIAL CITY - Day Surgery | MHHS-Mem City |  | Monitor, Video |  | 041-18699 | 041-18699 | West | Memorial City - Memorial Hermann Hospital | MEMORIAL CITY - Day Surgery | W1 300.94 OR 7 |  |  |  | PM past due | MONITORS, VIDEO |  | MONITORVIDEO-Panasonic-EJ-MLA26UK1 | MONITORVIDEO | EJ-MLA26UK1 |  |  |  | Panasonic | Monitor, Video |  |  | MONITORVIDEO-Panasonic-EJ-MLA26UK1 |  |  |  | Not Covered Vendor Only - Biomedical | MHHS-Mem City
NO | NO | [5 empty] | KARL STORZ | EJ-MLA26UK1 |  | A5ID10336 | NE - OR | MHHS-Northeast |  | Monitor, Video |  |  |  | Katy |  | NE - OR | [5 empty] | MONITORS, VIDEO |  | MONITORVIDEO-Panasonic-EJ-MLA26UK1 | MONITORVIDEO | EJ-MLA26UK1 |  |  |  | Panasonic | Monitor, Video |  |  | MONITORVIDEO-Panasonic-EJ-MLA26UK1 |  |  |  | Not Covered Vendor Only - Biomedical | MHHS-Northeast
YES | YES |  |  |  |  | 029-07264 | Karl Storz | Endoflator 264305 20 |  |  | Surgical room | [5 empty] | 029-07264 | Woodlands | Memorial Hermann Hospital Woodlands | Surgical room | OR Room 18 |  |  |  | No p.m. required
YES | YES | Serial Number Cnf |  |  | 041-11457 | 041-11457 | Karl Storz | GoKart 9601F |  | CNF | MEMORIAL CITY - OUTPATIENT SURGERY |  |  |  |  | 041-11457 | 041-11457 | West | Memorial Hermann - Memorial City | MEMORIAL CITY - OUTPATIENT SURGERY | W1 300.90 OR 9
YES | YES |  |  |  | VV839617-H | VV839617-H | Karl Storz | H3-ZA |  | VV839617-H | MEMORIAL CITY - OUTPATIENT SURGERY |  |  |  |  | VV839617-H | VV839617-H | West | Memorial Hermann Memorial City Medical Center | MEMORIAL CITY - OUTPATIENT SURGERY | Memorial City - Day Surgery Room W1 300.83A work room |  |  |  | CNF pm sticker
NO | YES |  |  |  | 041-18695 | 041-18695 | KARL STORZ | IMAGE 1 |  | NU726837-P | MEMORIAL CITY - Day Surgery | MHHS-Mem City |  | Controller, Camera |  | 041-18695 | 041-18695 | West | Memorial City - Memorial Hermann Hospital | MEMORIAL CITY - Day Surgery | W1 300.94 OR 7 |  |  |  | PM is past due | CAMERAS |  | CONTROLLERCAMERA-KarlStorz-Image 1 | CONTROLLERCAMERA | Image 1 |  |  |  | KarlStorz | Controller, Camera |  | CONTROLLERCAMERA-KarlStorz-Image 1 |  |  |  |  | Covered PM Repair Labor Only - Biomedica | MHHS-Mem City
NO | YES | [5 empty] | KARL STORZ | IMAGE 1 |  | CD628357-P | MEMORIAL CITY - MOR | MHHS-Mem City |  | Controller, Camera |  |  |  | West | Memorial city -memorial herman hospital center | MEMORIAL CITY - MOR | Procedure room 2 |  |  |  |  | CAMERAS |  | CONTROLLERCAMERA-KarlStorz-Image 1 | CONTROLLERCAMERA | Image 1 |  |  |  | KarlStorz | Controller, Camera |  | CONTROLLERCAMERA-KarlStorz-Image 1 |  |  |  |  | Covered PM Repair Labor Only - Biomedica | MHHS-Mem City
NO | YES |  |  |  |  | 099-00045 | KARL STORZ | IMAGE 1 |  | RU713527-P | NE-OR | MHHS-Northeast |  | Controller, Camera |  |  | 099-00045 | Katy | MHHS-Northeast | NE-OR | OR 8 | 10/1/19 | 10/1/20 |  |  | CAMERAS | Controller, Camera | CONTROLLERCAMERA-KarlStorz-Image 1 | CONTROLLERCAMERA | Image 1 |  |  |  | KarlStorz | Controller, Camera |  | CONTROLLERCAMERA-KarlStorz-Image 1 |  |  |  |  | Covered PM Repair Labor Only - Biomedica | MHHS-Northeast | [8 empty] | CONTROLLERCAMERA | Controller, Camera | KarlStorz
NO | YES |  |  |  | 013-17563 | 013-17563 | KARL STORZ | IMAGE 1 |  | fa663051-p | SW-OR | MHHS-Southwest |  | Controller, Camera |  | 013-17563 | 013-17563 | Southwest | MHHS-Southwest | SW-OR | OR10 | 10/1/19 |  | 10/1/20 |  | CAMERAS | Controller, Camera | CONTROLLERCAMERA-KarlStorz-Image 1 | CONTROLLERCAMERA | Image 1 |  |  |  | KarlStorz | Controller, Camera |  | CONTROLLERCAMERA-KarlStorz-Image 1 |  |  |  |  | Covered PM Repair Labor Only - Biomedica | MHHS-Southwest | [8 empty] | CONTROLLERCAMERA | Controller, Camera | KarlStorz
NO | YES |  |  |  | 013-17567 | 013-17567 | KARL STORZ | IMAGE 1 |  | FA663063-P | SW-OR | MHHS-Southwest |  | Controller, Camera |  | 013-17567 | 013-17567 | Southwest | MHHS-Southwest | SW-OR | OR 3 | 5/1/19 |  | 5/1/20 |  | CAMERAS | Controller, Camera | CONTROLLERCAMERA-KarlStorz-Image 1 | CONTROLLERCAMERA | Image 1 |  |  |  | KarlStorz | Controller, Camera |  | CONTROLLERCAMERA-KarlStorz-Image 1 |  |  |  |  | Covered PM Repair Labor Only - Biomedica | MHHS-Southwest | [8 empty] | CONTROLLERCAMERA | Controller, Camera | KarlStorz
NO | YES |  |  |  | 069-27411 | 069-27411 | KARL STORZ | IMAGE 1 |  | BA659603-P | TMC-OR-Hermann (2Hp) | MHHS-TMC |  | Controller, Camera |  | 069-27411 | 069-27411 | TMC | MHHS-TMC | TMC-OR-Hermann (2Hp) | OR 51 |  |  |  |  | CAMERAS |  | CONTROLLERCAMERA-KarlStorz-Image 1 | CONTROLLERCAMERA | Image 1 |  |  |  | KarlStorz | Controller, Camera |  | CONTROLLERCAMERA-KarlStorz-Image 1 |  | 9/25/17 |  |  | Covered PM Repair - Biomedical | MHHS-TMC
NO | YES |  |  |  |  | 029-07793 | KARL STORZ | IMAGE 1 |  | SY685370-P | Woodlands-OR | MHHS-Woodlands |  | Controller, Camera |  |  | 029-07793 | Woodlands | MHHS-Woodlands | Woodlands-OR | Equipment Storage | 10/1/19 |  | 10/1/20 |  | CAMERAS | Controller, Camera | CONTROLLERCAMERA-KarlStorz-Image 1 | CONTROLLERCAMERA | Image 1 |  |  |  | KarlStorz | Controller, Camera |  | CONTROLLERCAMERA-KarlStorz-Image 1 |  |  |  |  | Covered PM Repair Labor Only - Biomedica | MHHS-Woodlands | [8 empty] | CONTROLLERCAMERA | Controller, Camera | KarlStorz
NO | YES |  |  |  |  | 029-07265 | KARL STORZ | IMAGE 1 |  | UY686591-P | Woodlands-OR | MHHS-Woodlands |  | Controller, Camera |  |  | 029-07265 | Woodlands | MHHS-Woodlands | Woodlands-OR | OR Room 18 | 10/1/19 |  | 10/1/20 |  | CAMERAS | Controller, Camera | CONTROLLERCAMERA-KarlStorz-Image 1 | CONTROLLERCAMERA | Image 1 |  |  |  | KarlStorz | Controller, Camera |  | CONTROLLERCAMERA-KarlStorz-Image 1 |  |  |  |  | Covered PM Repair Labor Only - Biomedica | MHHS-Woodlands | [8 empty] | CONTROLLERCAMERA | Controller, Camera | KarlStorz
NO | NO | [5 empty] | KARL STORZ | IMAGE 1 |  | QY684214-P | TMC - OR - CVOR (7HVI) | MHHS-TMC |  | Controller, Camera |  |  |  | TMC |  | TMC - OR - CVOR (7HVI) | [5 empty] | CAMERAS |  | CONTROLLERCAMERA-KarlStorz-Image 1 | CONTROLLERCAMERA | Image 1 |  |  |  | KarlStorz | Controller, Camera |  | CONTROLLERCAMERA-KarlStorz-Image 1 |  |  |  |  | Covered PM Repair - Biomedical | MHHS-TMC
NO | NO | [5 empty] | KARL STORZ | IMAGE 1 |  | HE622449-P | TMC - OR - ROBERTSON (2R) | MHHS-TMC |  | Controller, Camera |  |  |  | TMC |  | TMC - OR - ROBERTSON (2R) | [5 empty] | CAMERAS |  | CONTROLLERCAMERA-KarlStorz-Image 1 | CONTROLLERCAMERA | Image 1 |  |  |  | KarlStorz | Controller, Camera |  | CONTROLLERCAMERA-KarlStorz-Image 1 |  |  |  |  | Covered PM Repair - Biomedical | MHHS-TMC
NO | YES |  |  |  | 133-10455 | 133-10455 | KARL STORZ | IMAGE 1 CONNECT (TC 200) |  | ZR798711-P | Katy-OR | MHHS-Katy |  |  |  | 133-10455 | 133-10455 | Katy | MHHS-Katy | Katy-OR | Endo 2 | 1/1/19 | 1/1/20 |  |  | ENDOSCOPIC EQUIPMENT, VIDEO PROCESSOR |  | .needs class | [5 empty] | KarlStorz | [7 empty] | Covered PM Repair - Biomedical | MHHS-Katy
NO | YES |  |  |  | 069-43200 | 069-43200 | KARL STORZ | IMAGE 1 CONNECT (TC 200) |  | VT753573-P | TMC-OR-Pedi OR (2R) | MHHS-TMC |  |  |  | 069-43200 | 069-43200 | TMC | MHHS-TMC | TMC-OR-Pedi OR (2R) | S2 OR 55 | 5/1/19 |  |  |  | ENDOSCOPIC EQUIPMENT, VIDEO PROCESSOR |  | .needs class | [5 empty] | KarlStorz | [7 empty] | Covered PM Repair Labor Only - Biomedica | MHHS-TMC
NO | YES |  |  |  | 069-41110 | 069-41110 | KARL STORZ | IMAGE 1 CONNECT (TC 200) |  | US769122-P | TMC-OR-Robertson (2R) | MHHS-TMC |  |  |  | 069-41110 | 069-41110 | TMC | MHHS-TMC | TMC-OR-Robertson (2R) | Hallway | 1/1/20 |  | 7/1/20 |  | ENDOSCOPIC EQUIPMENT, VIDEO PROCESSOR |  | .needs class | [5 empty] | KarlStorz | [7 empty] | Covered PM Repair - Biomedical | MHHS-TMC
NO | YES |  |  |  | 069-43914 | 069-43914 | KARL STORZ | IMAGE 1 CONNECT (TC 200) |  | TS768439-P | TMC-OR-Robertson (2R) | MHHS-TMC |  |  |  | 069-43914 | 069-43914 | TMC | MHHS-TMC | TMC-OR-Robertson (2R) | TMC OR ROBERTSON (2R) | 8/1/19 |  | 4/1/20 |  | ENDOSCOPIC EQUIPMENT, VIDEO PROCESSOR |  | .needs class | [5 empty] | KarlStorz | [7 empty] | Covered PM Repair - Biomedical | MHHS-TMC
NO | YES |  |  |  | 069-43921 | 069-43921 | KARL STORZ | IMAGE 1 CONNECT (TC 200) |  | TS768406-P | TMC-OR-Robertson (2R) | MHHS-TMC |  |  |  | 069-43921 | 069-43921 | TMC | MHHS-TMC | TMC-OR-Robertson (2R) | OR - ROBERTSON (2R) | 8/1/19 |  | 8/1/19 |  | ENDOSCOPIC EQUIPMENT, VIDEO PROCESSOR |  | .needs class | [5 empty] | KarlStorz | [7 empty] | Covered PM Repair - Biomedical | MHHS-TMC
NO | YES |  |  |  | 069-43927 | 069-43927 | KARL STORZ | IMAGE 1 CONNECT (TC 200) |  | TS768423-P | TMC-OR-Robertson (2R) | MHHS-TMC |  |  |  | 069-43927 | 069-43927 | TMC | MHHS-TMC | TMC-OR-Robertson (2R) | Hall | 9/1/19 |  | 9/1/20 |  | ENDOSCOPIC EQUIPMENT, VIDEO PROCESSOR |  | .needs class | [5 empty] | KarlStorz | [7 empty] | Covered PM Repair - Biomedical | MHHS-TMC
NO | YES |  |  |  | 133-09121 | 133-09121 | KARL STORZ | IMAGE 1 H3-LINK (TC 300) |  | UU734848-P | Katy-OR | MHHS-Katy |  |  |  | 133-09121 | 133-09121 | Katy | MHHS-Katy | Katy-OR | Cystology Procedure Room 5 |  |  |  |  | ENDOSCOPIC EQUIPMENT, VIDEO PROCESSOR |  | .needs class | [5 empty] | KarlStorz | [7 empty] | Covered PM Repair - Biomedical | MHHS-Katy
NO | YES |  |  |  | 041-18697 | 041-18697 | KARL STORZ | IMAGE 1 H3-LINK (TC 300) |  | NU726541-P | MEMORIAL CITY - Outpatient | MHHS-Mem City |  |  |  | 041-18697 | 041-18697 | West | Memorial Hermann Memorial City Medical Center | MEMORIAL CITY - Outpatient | MEMORIAL CITY - OUTPATIENT |  |  |  |  | ENDOSCOPIC EQUIPMENT, VIDEO PROCESSOR |  | .needs class | [5 empty] | KarlStorz | [7 empty] | Covered PM Repair - Biomedical | MHHS-Mem City
NO | YES |  |  |  |  | 099-00043 | KARL STORZ | IMAGE 1 H3-LINK (TC 300) |  | OU728875-P | NE-OR | MHHS-Northeast |  |  |  |  | 099-00043 | Katy | MHHS-Northeast | NE-OR | OR 8 | 10/1/19 | 10/1/20 |  |  | ENDOSCOPIC EQUIPMENT, VIDEO PROCESSOR |  | .needs class | [5 empty] | KarlStorz | [7 empty] | Covered PM Repair - Biomedical | MHHS-Northeast
NO | YES |  |  |  | 069-43198 | 069-43198 | KARL STORZ | IMAGE 1 H3-LINK (TC 300) |  | UT751265-P | TMC-OR-Pedi OR (2R) | MHHS-TMC |  |  |  | 069-43198 | 069-43198 | TMC | MHHS-TMC | TMC-OR-Pedi OR (2R) | S2 OR 55 | 5/1/19 |  |  |  | ENDOSCOPIC EQUIPMENT, VIDEO PROCESSOR |  | .needs class | [5 empty] | KarlStorz | [7 empty] | Covered PM Repair - Biomedical | MHHS-TMC
NO | YES |  |  |  | 069-41111 | 069-41111 | KARL STORZ | IMAGE 1 H3-LINK (TC 300) |  | US769208-P | TMC-OR-Robertson (2R) | MHHS-TMC |  |  |  | 069-41111 | 069-41111 | TMC | MHHS-TMC | TMC-OR-Robertson (2R) | Hallway | 1/1/20 |  | 1/1/21 |  | ENDOSCOPIC EQUIPMENT, VIDEO PROCESSOR |  | .needs class | [5 empty] | KarlStorz | [7 empty] | Covered PM Repair - Biomedical | MHHS-TMC
NO | YES |  |  |  | 069-43915 | 069-43915 | KARL STORZ | IMAGE 1 H3-LINK (TC 300) |  | US769535-P | TMC-OR-Robertson (2R) | MHHS-TMC |  |  |  | 069-43915 | 069-43915 | TMC | MHHS-TMC | TMC-OR-Robertson (2R) | TMC OR ROBERTSON (2R) | 8/1/19 |  | 8/1/20 |  | ENDOSCOPIC EQUIPMENT, VIDEO PROCESSOR |  | .needs class | [5 empty] | KarlStorz | [7 empty] | Covered PM Repair - Biomedical | MHHS-TMC
NO | YES |  |  |  | 069-43922 | 069-43922 | KARL STORZ | IMAGE 1 H3-LINK (TC 300) |  | US769528-P | TMC-OR-Robertson (2R) | MHHS-TMC |  |  |  | 069-43922 | 069-43922 | TMC | MHHS-TMC | TMC-OR-Robertson (2R) | OR - ROBERTSON (2R) | 8/1/19 |  | 8/1/20 |  | ENDOSCOPIC EQUIPMENT, VIDEO PROCESSOR |  | .needs class | [5 empty] | KarlStorz | [7 empty] | Covered PM Repair - Biomedical | MHHS-TMC
NO | YES |  |  |  | 069-43928 | 069-43928 | KARL STORZ | IMAGE 1 H3-LINK (TC 300) |  | US769540-P | TMC-OR-Robertson (2R) | MHHS-TMC |  |  |  | 069-43928 | 069-43928 | TMC | MHHS-TMC | TMC-OR-Robertson (2R) | Hall | 9/1/19 |  | 9/1/20 |  | ENDOSCOPIC EQUIPMENT, VIDEO PROCESSOR |  | .needs class | [5 empty] | KarlStorz | [7 empty] | Covered PM Repair - Radiology, Low End | MHHS-TMC
NO | YES | [5 empty] | KARL STORZ | IMAGE 1 HUB |  | YZ679529-P | GH-OR | MHHS-Greater Heights | [5 empty] | Central & Greater Heights | MHHS-Greater Heights | GH-OR | Storage room | 8/1/18 |  |  |  | IMAGE STORAGE DEVICES, SERVER |  | .needs class | [5 empty] | KarlStorz | [7 empty] | Covered PM Repair - Biomedical | MHHS-Greater Heights
NO | YES |  |  |  | 133-04200 | 133-04200 | KARL STORZ | IMAGE 1 HUB |  | LD634822-P | Katy-OR | MHHS-Katy |  |  |  | 133-04200 | 133-04200 | Katy | MHHS-Katy | Katy-OR | OR | 8/1/19 | 8/1/20 |  |  | IMAGE STORAGE DEVICES, SERVER |  | .needs class | [5 empty] | KarlStorz | [7 empty] | Covered PM Repair - Biomedical | MHHS-Katy
NO | YES |  |  |  | 133-09122 | 133-09122 | KARL STORZ | IMAGE 1 HUB |  | VU736755-P | Katy-OR | MHHS-Katy |  |  |  | 133-09122 | 133-09122 | Katy | MHHS-Katy | Katy-OR | Cystology Procedure Room 5 |  |  |  |  | IMAGE STORAGE DEVICES, SERVER |  | .needs class | [5 empty] | KarlStorz | [7 empty] | Covered PM Repair - Biomedical | MHHS-Katy
YES | YES |  |  |  | 069-41473 | 069-41473 | KARL STORZ | Image 1 hub |  |  | TMC - OR - ROBERTSON (2R) |  |  |  |  | 069-41473 | 069-41473 | TMC | Memorial Hermann-Texas Medical Center | TMC - OR - ROBERTSON (2R) | OR - ROBERTSON (2R)
NO | YES |  |  |  | 069-29141 | 069-29141 | Karl Storz | Image 1 HUB 222010-20 |  | ME625767-P | TMC-OR-Hermann (2Hp) |  |  |  |  | 069-29141 | 069-29141 | TMC | MHHS-TMC | TMC-OR-Hermann (2Hp) | Hall | 11/1/19 |  | 11/1/20
YES | YES | Serial Number Cnf |  |  | 041-34744 | 041-34744 | Karl Storz | Image 1 S series |  | CNF | OR |  |  |  |  | 041-34744 | 041-34744 | West | Memorial Hermann - Memorial City | OR | Back Hallway
YES | YES |  |  |  | 041-34745 | 041-34745 | Karl Storz | Image 1 S series |  | ZQ820509-P | OR |  |  |  |  | 041-34745 | 041-34745 | West | Memorial Hermann - Memorial City | OR | Back Hallway
YES | YES |  |  |  | 041-34746 | 041-34746 | Karl Storz | Image 1 S series |  | ZQ819583-P | OR |  |  |  |  | 041-34746 | 041-34746 | West | Memorial Hermann - Memorial City | OR | Back Hallway
YES | YES |  |  |  | 041-34747 | 041-34747 | Karl Storz | Image 1 S series |  | YQ819320-P | OR |  |  |  |  | 041-34747 | 041-34747 | West | Memorial Hermann - Memorial City | OR | Back Hallway
YES | YES |  |  |  | 041-34752 | 042-34752 | KARL STORZ | IMAGE 1 X-LINK (TC 201) |  |  | MEMORIAL CITY - Outpatient |  |  |  |  | 041-34752 | 042-34752 | West | Memorial Hermann Memorial City Medical Center | MEMORIAL CITY - Outpatient | MEMORIAL CITY - OUTPATIENT
NO | YES |  |  |  | 133-09120 | 133-09120 | KARL STORZ | IMAGE 1 X-LINK (TC 301) |  | XU738246-P | Katy-OR | MHHS-Katy |  |  |  | 133-09120 | 133-09120 | Katy | MHHS-Katy | Katy-OR | Cystology Procedure Room 5 |  |  |  |  | ENDOSCOPIC EQUIPMENT, VIDEO PROCESSOR |  | .needs class | [5 empty] | KarlStorz | [7 empty] | Covered PM Repair - Biomedical | MHHS-Katy
NO | YES |  |  |  | 133-10454 | 133-10454 | KARL STORZ | IMAGE 1 X-LINK (TC 301) |  | ZR797545-P | Katy-OR | MHHS-Katy |  |  |  | 133-10454 | 133-10454 | Katy | MHHS-Katy | Katy-OR | Endo 2 | 1/1/19 | 1/1/20 |  |  | ENDOSCOPIC EQUIPMENT, VIDEO PROCESSOR |  | .needs class | [5 empty] | KarlStorz | [7 empty] | Covered PM Repair - Biomedical | MHHS-Katy
NO | YES |  |  |  | 041-18696 | 041-18696 | KARL STORZ | IMAGE 1 X-LINK (TC 301) |  | NU726953-P | MEMORIAL CITY - Outpatient | MHHS-Mem City |  |  |  | 041-18696 | 041-18696 | West | Memorial Hermann Memorial City Medical Center | MEMORIAL CITY - Outpatient | MEMORIAL CITY - OUTPATIENT |  |  |  |  | ENDOSCOPIC EQUIPMENT, VIDEO PROCESSOR |  | .needs class | [5 empty] | KarlStorz | [7 empty] | Covered PM Repair - Biomedical | MHHS-Mem City
NO | YES |  |  |  |  | 099-00044 | KARL STORZ | IMAGE 1 X-LINK (TC 301) |  | SU733054-P | NE-OR | MHHS-Northeast |  |  |  |  | 099-00044 | Katy | MHHS-Northeast | NE-OR | OR 8 | 10/1/19 | 10/1/20 |  |  | ENDOSCOPIC EQUIPMENT, VIDEO PROCESSOR |  | .needs class | [5 empty] | KarlStorz | [7 empty] | Covered PM Repair - Biomedical | MHHS-Northeast
NO | YES |  |  |  | 069-43199 | 069-43199 | KARL STORZ | IMAGE 1 X-LINK (TC 301) |  | VT753916-P | TMC-OR-Pedi OR (2R) | MHHS-TMC |  |  |  | 069-43199 | 069-43199 | TMC | MHHS-TMC | TMC-OR-Pedi OR (2R) | S2 OR 55 | 5/1/19 |  |  |  | ENDOSCOPIC EQUIPMENT, VIDEO PROCESSOR |  | .needs class | [5 empty] | KarlStorz | [7 empty] | Covered PM Repair - Biomedical | MHHS-TMC
NO | YES |  |  |  | 069-41112 | 069-41111 | KARL STORZ | IMAGE 1 X-LINK (TC 301) |  | TS767168-P | TMC-OR-Robertson (2R) | MHHS-TMC |  |  |  | 069-41112 | 069-41111 | TMC | MHHS-TMC | TMC-OR-Robertson (2R) | Hallway | 1/1/20 |  | 1/1/21 |  | ENDOSCOPIC EQUIPMENT, VIDEO PROCESSOR |  | .needs class | [5 empty] | KarlStorz | [7 empty] | Covered PM Repair - Biomedical | MHHS-TMC
NO | YES |  |  |  | 069-43916 | 069-43916 | KARL STORZ | IMAGE 1 X-LINK (TC 301) |  | TS768262-P | TMC-OR-Robertson (2R) | MHHS-TMC |  |  |  | 069-43916 | 069-43916 | TMC | MHHS-TMC | TMC-OR-Robertson (2R) | TMC OR ROBERTSON (2R) | 8/1/19 |  | 8/1/20 |  | ENDOSCOPIC EQUIPMENT, VIDEO PROCESSOR |  | .needs class | [5 empty] | KarlStorz | [7 empty] | Covered PM Repair - Biomedical | MHHS-TMC
NO | YES |  |  |  | 069-43923 | 069-43923 | KARL STORZ | IMAGE 1 X-LINK (TC 301) |  | YS768261-P | TMC-OR-Robertson (2R) | MHHS-TMC |  |  |  | 069-43923 | 069-43923 | TMC | MHHS-TMC | TMC-OR-Robertson (2R) | OR - ROBERTSON (2R) | 8/1/19 |  | 8/1/20 |  | ENDOSCOPIC EQUIPMENT, VIDEO PROCESSOR |  | .needs class | [5 empty] | KarlStorz | [7 empty] | Covered PM Repair - Biomedical | MHHS-TMC
NO | YES |  |  |  | 069-43929 | 069-43929 | KARL STORZ | IMAGE 1 X-LINK (TC 301) |  | US768713-P | TMC-OR-Robertson (2R) | MHHS-TMC |  |  |  | 069-43929 | 069-43929 | TMC | MHHS-TMC | TMC-OR-Robertson (2R) | Hall | 9/1/19 |  | 9/1/20 |  | ENDOSCOPIC EQUIPMENT, VIDEO PROCESSOR |  | .needs class | [5 empty] | KarlStorz | [7 empty] | Covered PM Repair - Biomedical | MHHS-TMC
YES | YES |  |  |  | 041-34753 | 041-34753 | KARL STORZ | IMAGE 1 X-LINK (TC 304) |  | Z0819491-P | MEMORIAL CITY - Outpatient |  |  |  |  | 041-34753 | 041-34753 | West | Memorial Hermann Memorial City Medical Center | MEMORIAL CITY - Outpatient | MEMORIAL CITY - OUTPATIENT
NO | YES | Serial Number ZR797632-P |  |  | 145-01364 | 145-01364 | KARL STORZ | IMAGE1 S CONNECT II (TC 201) |  | ZR797632-P | Pearland-OR | MHHS-Pearland Hospital |  |  |  | 145-01364 | 145-01364 | Pearland | MHHS-Pearland Hospital | Pearland-OR | Minor Procedure Room | 1/1/19 | 2/1/20 |  |  | ENDOSCOPIC EQUIPMENT, VIDEO PROCESSOR |  | .needs class | [5 empty] | KarlStorz | [7 empty] | Covered PM Repair - Biomedical | MHHS-Pearland Hospital
NO | YES |  |  |  | 005-33886 | 005-33886 | KARL STORZ | IMAGE1 S CONNECT II (TC 201) |  | ZR798613-P | SE-OR | MHHS-Southeast |  |  |  | 005-33886 | 005-33886 | Southeast | MHHS-Southeast | SE-OR | OR | 4/1/19 |  | 4/1/20 |  | ENDOSCOPIC EQUIPMENT, VIDEO PROCESSOR |  | .needs class | [5 empty] | KarlStorz | [7 empty] | Covered PM Repair - Biomedical | MHHS-Southeast
NO | YES |  |  |  | 005-12229 | 005-12229 | KARL STORZ | IMAGE1 SPIES |  | ZR797631-P | SE-OR | MHHS-Southeast |  |  |  | 005-12229 | 005-12229 | Southeast | MHHS-Southeast | SE-OR | OR | 4/1/19 |  | 4/1/20 |  | ENDOSCOPIC EQUIPMENT, VIDEO PROCESSOR |  | .needs class | [5 empty] | KarlStorz | [7 empty] | Covered PM Repair - Biomedical | MHHS-Southeast
NO | YES |  |  |  | 069-40589 | 069-40589 | KARL STORZ | KSEA CLEARVISION II |  | YV1568 | TMC-OR-Hermann (2Hp) | MHHS-TMC |  |  |  | 069-40589 | 069-40589 | TMC | MHHS-TMC | TMC-OR-Hermann (2Hp) | S412 storage | 12/1/19 |  |  |  | IRRIGATION/DISTENTION SYSTEMS |  | .needs class | [5 empty] | KarlStorz |  |  |  |  | 9/1/20 |  |  | Not Covered Vendor Only - Biomedical | MHHS-TMC
YES | YES |  |  |  | 069-43360 | 069-43360 | KARL STORZ | KSEA CLEARVISION II |  | YV1572 | TMC - OR - HEREMAN (2HP) |  |  |  |  | 069-43360 | 069-43360 | TMC | Memorial Hermann Texas Medical Center | TMC - OR - HEREMAN (2HP) | S412 storage | 12/1/19
NO | NO |  |  |  | 069-37615 |  | KARL STORZ | OFFICEKART 9803 |  |  | TMC - REHAB - OT/PT CLINIC (4J) | MHHS-TMC |  | Cart, Equipment |  | 069-37615 |  | TMC |  | TMC - REHAB - OT/PT CLINIC (4J) | [5 empty] | ENDOSCOPIC EQUIPMENT, VIDEO CART |  | CARTEQUIPMENT-KarlStorz-OfficeKart 9803 | CARTEQUIPMENT | OfficeKart 9803 |  |  |  | KarlStorz | Cart, Equipment |  | CARTEQUIPMENT-KarlStorz-OfficeKart 9803 |  |  |  |  | Covered PM Repair - Biomedical | MHHS-TMC
YES | YES |  |  |  | 041-34411 | 041-34411 | Karl Storz | OR 1 Essential NEO/HLS |  |  | MEMORIAL CITY - ANESTHESIOLOGY |  |  |  |  | 041-34411 | 041-34411 | West | Memorial Hermann Memorial City Medical Center | MEMORIAL CITY - ANESTHESIOLOGY | OR 7
NO | YES |  |  |  | 133-10453 | 133-10453 | KARL STORZ | POWER LED 175 |  | YR15780 | Katy-OR | MHHS-Katy |  |  |  | 133-10453 | 133-10453 | Katy | MHHS-Katy | Katy-OR | Cystology Procedure Room 5 |  |  |  |  | ENDOSCOPIC EQUIPMENT |  | .needs class | [5 empty] | KarlStorz |  |  |  |  | 3/1/13 |  |  | Covered PM Repair - Biomedical | MHHS-Katy
NO | YES |  |  |  | 069-41113 | 069-41113 | KARL STORZ | POWER LED 175 |  | TS12481 | TMC-OR-Robertson (2R) | MHHS-TMC |  |  |  | 069-41113 | 069-41113 | TMC | MHHS-TMC | TMC-OR-Robertson (2R) | Hallway | 3/1/20 |  | 3/1/21 |  | ENDOSCOPIC EQUIPMENT |  | .needs class | [5 empty] | KarlStorz |  |  |  |  | 3/1/13 |  |  | Covered PM Repair - Biomedical | MHHS-TMC
NO | YES |  |  |  | 069-43917 | 069-43917 | KARL STORZ | POWER LED 175 |  | ZT11523 | TMC-OR-Pedi OR (2R) | MHHS-TMC |  |  |  | 069-43917 | 069-43917 | TMC | MHHS-TMC | TMC-OR-Pedi OR (2R) | TMC OR PEDI OR (2R) | 2/1/19 |  |  |  | ENDOSCOPIC EQUIPMENT |  | .needs class | [5 empty] | KarlStorz |  |  |  |  | 3/1/13 |  |  | Covered PM Repair - Biomedical | MHHS-TMC
NO | YES |  |  |  | 069-43924 | 069-43924 | KARL STORZ | POWER LED 175 |  | NS11556 | TMC-OR-Robertson (2R) | MHHS-TMC |  |  |  | 069-43924 | 069-43924 | TMC | MHHS-TMC | TMC-OR-Robertson (2R) | OR - ROBERTSON (2R) | 8/1/19 |  | 8/1/20 |  | ENDOSCOPIC EQUIPMENT |  | .needs class | [5 empty] | KarlStorz |  |  |  |  | 3/1/13 |  |  | Covered PM Repair - Biomedical | MHHS-TMC
NO | NO |  |  |  | 041-18604 |  | KARL STORZ | POWER LED 175 |  | PU6982 | MEMORIAL CITY - OUTPATIENT SURGERY | MHHS-Mem City |  |  |  | 041-18604 |  | West & Memorial City |  | MEMORIAL CITY - OUTPATIENT SURGERY | [5 empty] | ENDOSCOPIC EQUIPMENT |  | .needs class | [5 empty] | KarlStorz | [7 empty] | Covered PM Repair - Biomedical | MHHS-Mem City
NO | YES |  |  |  | 145-01365 | 145-01365 | KARL STORZ | POWER LED 300 |  | XR3872 | Pearland-OR | MHHS-Pearland Hospital |  |  |  | 145-01365 | 145-01365 | Pearland | MHHS-Pearland Hospital | Pearland-OR | Minor Procedure Room | 1/1/19 | 1/1/20 |  |  | LIGHT SOURCES, FIBEROPTIC |  | .needs class | [5 empty] | KarlStorz |  |  |  |  | 3/1/13 |  |  | Covered PM Repair - Biomedical | MHHS-Pearland Hospital
NO | YES |  |  |  | 005-34225 | 005-34225 | KARL STORZ | POWER LED 300 |  | 02219-070*643-290 | SE-OR | MHHS-Southeast |  |  |  | 005-34225 | 005-34225 | Southeast | MHHS-Southeast | SE-OR | OR | 4/1/19 |  | 4/1/20 |  | LIGHT SOURCES, FIBEROPTIC |  | .needs class | [5 empty] | KarlStorz |  |  |  |  | 3/1/13 |  |  | Covered PM Repair - Biomedical | MHHS-Southeast
YES | YES |  |  |  | 19-352369 | 19-352369 | Karl Storz | SC-WK32-G1B07 |  | 19-352369 | OR |  |  |  |  | 19-352369 | 19-352369 | West | Memorial Hermann - Memorial City | OR | Back Hallway
NO | YES | Serial Number 10-159921 |  |  |  |  | KARL STORZ | SC-WU23-A1511 |  | 10-159921 | SW-Preop | MHHS-Southwest |  | Monitor, Video |  |  |  | Southwest | MHHS-Southwest | SW-Preop | Rm 3 | 6/1/19 |  | 6/1/20 |  | MONITORS, VIDEO | Monitor, Video | MONITORVIDEO-National Display Sys-SC-WU23-A1511 | MONITORVIDEO | SC-WU23-A1511 |  |  |  | National Display Sys | Monitor, Video |  |  | MONITORVIDEO-National Display Sys-SC-WU23-A1511 |  |  |  | Covered PM Repair - Biomedical | MHHS-Southwest | [8 empty] | MONITORVIDEO | Monitor, Video | National Display Sys
NO | YES | [5 empty] | KARL STORZ | SC-WU23-A1511 |  | 10-159924 | SW-Endoscopy | MHHS-Southwest |  | Monitor, Video |  |  |  | Memorial Hermann Hospital - Southwest | MHHS-Southwest | SW-Endoscopy | Endoscopy | 7/1/19 |  |  |  | MONITORS, VIDEO | Monitor, Video | MONITORVIDEO-National Display Sys-SC-WU23-A1511 | MONITORVIDEO | SC-WU23-A1511 |  |  |  | National Display Sys | Monitor, Video |  |  | MONITORVIDEO-National Display Sys-SC-WU23-A1511 |  |  |  | Covered PM Repair - Biomedical | MHHS-Southwest | [8 empty] | MONITORVIDEO | Monitor, Video | National Display Sys
NO | YES |  |  |  | 013-17566 | 013-17566 | KARL STORZ | SC-WU23-A1511 |  | 08-12387 | SW-OR | MHHS-Southwest |  | Monitor, Video |  | 013-17566 | 013-17566 | Southwest | MHHS-Southwest | SW-OR | OR 3 | 5/1/19 |  | 5/1/20 |  | MONITORS, VIDEO | Monitor, Video | MONITORVIDEO-National Display Sys-SC-WU23-A1511 | MONITORVIDEO | SC-WU23-A1511 |  |  |  | National Display Sys | Monitor, Video |  |  | MONITORVIDEO-National Display Sys-SC-WU23-A1511 |  |  |  | Covered PM Repair - Biomedical | MHHS-Southwest | [8 empty] | MONITORVIDEO | Monitor, Video | National Display Sys
NO | YES |  |  |  | 069-36771 | 069-36771 | KARL STORZ | SC-WU23-A1511 |  | 08-133489 | TMC-OR-Hermann (2Hp) | MHHS-TMC |  | Monitor, Video |  | 069-36771 | 069-36771 | TMC | MHHS-TMC | TMC-OR-Hermann (2Hp) | OR 51 | 4/1/18 |  | 4/1/19 |  | MONITORS, VIDEO |  | MONITORVIDEO-National Display Sys-SC-WU23-A1511 | MONITORVIDEO | SC-WU23-A1511 |  |  |  | National Display Sys | Monitor, Video |  |  | MONITORVIDEO-National Display Sys-SC-WU23-A1511 | 8/1/16 |  |  | Covered PM Repair - Biomedical | MHHS-TMC
YES | YES |  |  |  | 069-36772 | 069-36772 | KARL STORZ | SC-WU23-A1511 |  | 08-133491 | TMC - OR - HERMANN (2HP) |  |  |  |  | 069-36772 | 069-36772 | TMC | Memorial Hermann-Texas Medical Center | TMC - OR - HERMANN (2HP) | OR 51
NO | YES | Asset Tag 069-36770 |  |  | 069-36770 | 069-36770 | KARL STORZ | SC-WU23-A1511 |  | 08-133493 | TMC-OR-Hermann (2Hp) |  |  |  |  | 069-36770 | 069-36770 | TMC | MHHS-TMC | TMC-OR-Hermann (2Hp) | OR 51 | 4/1/18 |  | 4/1/19
NO | NO |  |  |  | 041-18235 |  | KARL STORZ | SC-WU23-A1511 |  | WW606323-T | MEMORIAL CITY - OUTPATIENT SURGERY | MHHS-Mem City |  | Monitor, Video |  | 041-18235 |  | West & Memorial City |  | MEMORIAL CITY - OUTPATIENT SURGERY | [5 empty] | MONITORS, VIDEO |  | MONITORVIDEO-National Display Sys-SC-WU23-A1511 | MONITORVIDEO | SC-WU23-A1511 |  |  |  | National Display Sys | Monitor, Video |  |  | MONITORVIDEO-National Display Sys-SC-WU23-A1511 |  |  |  | Covered PM Repair - Biomedical | MHHS-Mem City
NO | NO | [5 empty] | KARL STORZ | SC-WU23-A1511 |  | 10-159970 | SW - ENDOSCOPY | MHHS-Southwest |  | Monitor, Video |  |  |  | Southwest |  | SW - ENDOSCOPY | [5 empty] | MONITORS, VIDEO |  | MONITORVIDEO-National Display Sys-SC-WU23-A1511 | MONITORVIDEO | SC-WU23-A1511 |  |  |  | National Display Sys | Monitor, Video |  |  | MONITORVIDEO-National Display Sys-SC-WU23-A1511 |  |  |  | Covered PM Repair - Biomedical | MHHS-Southwest
NO | NO |  |  |  | 013-36619 |  | KARL STORZ | SC-WU23-A1511 |  | 08-119622 | SW - OR | MHHS-Southwest |  | Monitor, Video |  | 013-36619 |  | Southwest |  | SW - OR | [5 empty] | MONITORS, VIDEO |  | MONITORVIDEO-National Display Sys-SC-WU23-A1511 | MONITORVIDEO | SC-WU23-A1511 |  |  |  | National Display Sys | Monitor, Video |  |  | MONITORVIDEO-National Display Sys-SC-WU23-A1511 |  |  |  | Covered PM Repair - Biomedical | MHHS-Southwest
YES | YES |  |  |  | 074-02147 | 074-02147 | Karl Storz | SC-WU24-A1515 |  |  | Tmc-or-cvor |  |  |  |  | 074-02147 | 074-02147 | TMC | Memorial Hermann-Texas Medical Center | Tmc-or-cvor | Equipment room
NO | YES | [5 empty] | KARL STORZ | SC-WU24-A155 |  | 10-166600 | GH-OR | MHHS-Greater Heights | [5 empty] | Central & Greater Heights | MHHS-Greater Heights | GH-OR | Storage room | 6/1/19 |  | 6/1/20 |  | MONITORS, VIDEO |  | .needs class | [5 empty] | KarlStorz | [7 empty] | Covered PM Repair - Biomedical | MHHS-Greater Heights
NO | NO | [5 empty] | KARL STORZ | SC-WU24-A155 |  | 11-178221 | TMC - OR - CVOR (7HVI) | MHHS-TMC | [5 empty] | TMC |  | TMC - OR - CVOR (7HVI) | [5 empty] | MONITORS, VIDEO |  | .needs class | [5 empty] | KarlStorz | [7 empty] | Covered PM Repair - Biomedical | MHHS-TMC
NO | YES |  |  |  | 013-17565 | 013-17565 | KARL STORZ | SC-WU26-A115 |  | 08-124127 | SW-OR | MHHS-Southwest |  |  |  | 013-17565 | 013-17565 | Southwest | MHHS-Southwest | SW-OR | OR10 | 4/1/19 |  | 4/1/20 |  | MONITORS, VIDEO |  | .needs class | [5 empty] | KarlStorz | [7 empty] | Covered PM Repair - Biomedical | MHHS-Southwest
NO | YES |  |  |  | 041-18240 | 041-18240 | KARL STORZ | SC-WU26-A1515 |  | 13-220539 | MEMORIAL CITY - OUTPATIENT SURGERY | MHHS-Mem City |  |  |  | 041-18240 | 041-18240 | West | Memorial City - Memorial Hermann Hospital West Tower | MEMORIAL CITY - OUTPATIENT SURGERY | W1 300.94 OR 7 |  |  |  |  | MONITORS, VIDEO |  | .needs class | [5 empty] | KarlStorz | [7 empty] | Covered PM Repair - Biomedical | MHHS-Mem City
NO | YES |  |  |  |  | 069-35971 | KARL STORZ | SC-WU26-A1515 |  | 11-186306 | TMC-OR-Robertson (2R) | MHHS-TMC |  |  |  |  | 069-35971 | TMC | MHHS-TMC | TMC-OR-Robertson (2R) | Childrens OR |  |  |  |  | MONITORS, VIDEO |  | .needs class | [5 empty] | KarlStorz | [7 empty] | Covered PM Repair - Biomedical | MHHS-TMC
NO | NO |  |  |  | 041-18237 |  | KARL STORZ | SC-WU26-A1515 |  | 13-227851 | MEMORIAL CITY - OUTPATIENT SURGERY | MHHS-Mem City |  |  |  | 041-18237 |  | West & Memorial City |  | MEMORIAL CITY - OUTPATIENT SURGERY | [5 empty] | MONITORS, VIDEO |  | .needs class | [5 empty] | KarlStorz | [7 empty] | Covered PM Repair - Biomedical | MHHS-Mem City
YES | YES |  |  |  | 069-38562 | 069-38562 | Karl Storz | SC-WU42-A1511 |  | 13-218643 | TMC - OR - ROBERTSON (2R) |  |  |  |  | 069-38562 | 069-38562 | TMC | Memorial Hermann Texas Medical Center | TMC - OR - ROBERTSON (2R) | Surgical Specimen station | 5/1/18
YES | YES |  |  |  | 069-38564 | 069-38564 | Karl Storz | SC-WU42-A1511 |  | 13-218646 | TMC - OR - ROBERTSON (2R) |  |  |  |  | 069-38564 | 069-38564 | TMC | Memorial Hermann Texas Medical Center | TMC - OR - ROBERTSON (2R) | Surgical Specimen station | 5/1/18
NO | YES |  |  |  | 069-35972 | 069-35972 | Karl Storz | SC-WU42-A1515 |  | 11-186315 | TMC-OR-Hermann (2Hp) |  |  |  |  | 069-35972 | 069-35972 | TMC | MHHS-TMC | TMC-OR-Hermann (2Hp) | OR 51
NO | YES |  |  |  | 069-38621 | 069-38621 | Karl Storz | SC-WU42-A1515 |  | 11-186345 | TMC-OR-Robertson (2R) |  |  |  |  | 069-38621 | 069-38621 | TMC | MHHS-TMC | TMC-OR-Robertson (2R) | Hallway Peds OR
NO | YES |  |  |  | 069-35959 | 069-35959 | Karl Storz | SC-WU42-A1515 |  | 11-185053 | TMC-OR-Robertson (2R) |  |  |  |  | 069-35959 | 069-35959 | TMC | MHHS-TMC | TMC-OR-Robertson (2R) | Peds OR
YES | YES | Serial Number CMF |  |  | 041-34410 | 041-34410 | Karl Storz | SC-WU42-A1515 |  | CMF | MEMORIAL CITY - ANESTHESIOLOGY |  |  |  |  | 041-34410 | 041-34410 | West | Memorial Hermann Memorial City Medical Center | MEMORIAL CITY - ANESTHESIOLOGY | OR 7
NO | YES |  |  |  | 069-43201 | 069-43201 | KARL STORZ | SCB THERMOFLATOR |  | RT21134 | TMC-OR-Pedi OR (2R) | MHHS-TMC |  |  |  | 069-43201 | 069-43201 | TMC | MHHS-TMC | TMC-OR-Pedi OR (2R) | S2 OR 55 | 1/1/20 |  | 1/1/21 |  | INSUFFLATORS |  | .needs class | [5 empty] | KarlStorz | [7 empty] | Covered PM Repair - Biomedical | MHHS-TMC
YES | YES |  |  |  | 099-10803 | 099-10803 | Karl Storz | Smart Kart |  |  | SW - OR |  |  |  |  | 099-10803 | 099-10803 | Southwest | Memorial Hermann Southwest Hospital | SW - OR | Core B |  |  |  | New Add
NO | YES | Serial Number ZR797632-P |  |  | 099-04173 | 099-04173 | Karl Storz | TC 304 |  | ZR797632-P | Pearland-OR |  |  |  |  | 099-04173 | 099-04173 | Pearland | MHHS-Pearland Hospital | Pearland-OR | Minor Procedure Room
NO | NO |  |  |  | 041-34432 |  | KARL STORZ | TELE PACK X |  | XQ8681 | MEMORIAL CITY - PHYSICAL THERAPY | MHHS-Mem City |  |  |  | 041-34432 |  | West & Memorial City |  | MEMORIAL CITY - PHYSICAL THERAPY | [5 empty] | ENDOSCOPIC EQUIPMENT |  | .needs class | [5 empty] | KarlStorz | [7 empty] | Covered PM Repair - Biomedical | MHHS-Mem City
NO | NO |  |  |  | 009-33652 |  | KARL STORZ | TELE PACK X |  | X7534R | TIRR - GREATER HEIGHTS | MHHS-TIRR |  |  |  | 009-33652 |  | Central & Greater Heights |  | TIRR - GREATER HEIGHTS | [5 empty] | ENDOSCOPIC EQUIPMENT |  | .needs class | [5 empty] | KarlStorz | [7 empty] | Covered PM Repair - Biomedical | MHHS-TIRR
NO | NO |  |  |  | 069-40705 |  | KARL STORZ | TELE PACK X |  | OU2599 | TMC - JONES - INPATIENT REHAB (4J) | MHHS-TMC |  |  |  | 069-40705 |  | TMC |  | TMC - JONES - INPATIENT REHAB (4J) | [5 empty] | ENDOSCOPIC EQUIPMENT |  | .needs class | [5 empty] | KarlStorz | [7 empty] | Covered PM Repair - Biomedical | MHHS-TMC
NO | NO |  |  |  | 069-44232 |  | KARL STORZ | TELE PACK X |  | OW3290 | TMC - JONES - INPATIENT REHAB (4J) | MHHS-TMC |  |  |  | 069-44232 |  | TMC |  | TMC - JONES - INPATIENT REHAB (4J) | [5 empty] | ENDOSCOPIC EQUIPMENT |  | .needs class | [5 empty] | KarlStorz | [7 empty] | Covered PM Repair - Biomedical | MHHS-TMC
NO | YES |  |  |  | 041-02920 | 041-02920 | KARL STORZ | THERMOFLATOR 264320-20 |  | el1089 | MEMORIAL CITY - MOR | MHHS-Mem City |  |  |  | 041-02920 | 041-02920 | West | Memorial Hermann Memorial City Medical Center | MEMORIAL CITY - MOR | OR 8 |  |  |  |  | INSUFFLATORS |  | .needs class | [5 empty] | KarlStorz | [7 empty] | Covered PM Repair - Biomedical | MHHS-Mem City
NO | YES |  |  |  | 041-07650 | 041-07650 | KARL STORZ | THERMOFLATOR 264320-20 |  | EH1405 | OR | MHHS-Mem City |  |  |  | 041-07650 | 041-07650 | West | Memorial Hermann - Memorial City | OR | Back Hallway |  |  |  |  | INSUFFLATORS |  | .needs class | [5 empty] | KarlStorz | [7 empty] | Covered PM Repair - Biomedical | MHHS-Mem City
NO | YES |  |  |  |  | 041-02890 | KARL STORZ | THERMOFLATOR 264320-20 |  | FK1564 | Memorial City - 10th Floor Storage | MHHS-Mem City |  |  |  |  | 041-02890 | West | Memorial City - Memorial Hermann Hospital | Memorial City - 10th Floor Storage | 10th Floor Storage |  |  |  |  | INSUFFLATORS |  | .needs class | [5 empty] | KarlStorz | [7 empty] | Covered PM Repair - Biomedical | MHHS-Mem City
NO | YES |  |  |  |  | 041-02898 | KARL STORZ | THERMOFLATOR 264320-20 |  | FK1562 | Memorial City - 10th Floor Storage | MHHS-Mem City |  |  |  |  | 041-02898 | West | Memorial City - Memorial Hermann Hospital | Memorial City - 10th Floor Storage | 10th Floor Storage |  |  |  |  | INSUFFLATORS |  | .needs class | [5 empty] | KarlStorz | [7 empty] | Not Covered Vendor Only - Biomedical | MHHS-Mem City
NO | YES |  |  |  |  | 041-07965 | KARL STORZ | THERMOFLATOR 264320-20 |  | MF04318-B | MEMORIAL CITY - Surgery | MHHS-Mem City |  |  |  |  | 041-07965 | West | Memorial Hermann Memorial City Medical Center | MEMORIAL CITY - Surgery | Surgery storage room |  |  |  | No pm required sticker. | INSUFFLATORS |  | .needs class | [5 empty] | KarlStorz | [7 empty] | Not Covered Vendor Only - Biomedical | MHHS-Mem City
NO | YES |  |  |  |  | 041-02893 | KARL STORZ | THERMOFLATOR 264320-20 |  | FK1560 | Memorial City - 10th Floor Storage | MHHS-Mem City |  |  |  |  | 041-02893 | West | Memorial City - Memorial Hermann Hospital | Memorial City - 10th Floor Storage | 10th Floor Storage |  |  |  |  | INSUFFLATORS |  | .needs class | [5 empty] | KarlStorz | [7 empty] | Covered PM Repair - Biomedical | MHHS-Mem City
NO | YES |  |  |  |  | 041-03165 | KARL STORZ | THERMOFLATOR 264320-20 |  | KK1730 | MEMORIAL CITY - OPERATING ROOM | MHHS-Mem City |  |  |  |  | 041-03165 | West | West memorial hospital - memorial herman hospital | MEMORIAL CITY - OPERATING ROOM | Surgery room 7 |  |  |  |  | INSUFFLATORS |  | .needs class | [5 empty] | KarlStorz | [7 empty] | Covered PM Repair - Biomedical | MHHS-Mem City
NO | YES | [5 empty] | KARL STORZ | THERMOFLATOR 264320-20 |  | GE-04981-B | MEMORIAL CITY - MOR | MHHS-Mem City | [5 empty] | West | Memorial city -memorial herman hospital center | MEMORIAL CITY - MOR | Procedure room 2 |  |  |  |  | INSUFFLATORS |  | .needs class | [5 empty] | KarlStorz | [7 empty] | Not Covered Vendor Only - Biomedical | MHHS-Mem City
NO | YES |  |  |  |  | 069-27409 | KARL STORZ | THERMOFLATOR 264320-20 |  | KB08956-B | TMC-OR-Hermann (2Hp) | MHHS-TMC |  |  |  |  | 069-27409 | TMC | MHHS-TMC | TMC-OR-Hermann (2Hp) | OR 51 | 3/1/20 |  | 9/1/20 |  | INSUFFLATORS |  | .needs class | [5 empty] | KarlStorz |  |  |  |  | 4/1/18 |  |  | Covered PM Repair - Lab Analyzers/Anesth | MHHS-TMC
NO | YES |  |  |  | 069-39920 | 069-39920 | KARL STORZ | THERMOFLATOR 264320-20 |  | UX14559-B | TMC-OR-Robertson (2R) | MHHS-TMC |  |  |  | 069-39920 | 069-39920 | TMC | MHHS-TMC | TMC-OR-Robertson (2R) | OR | 9/1/19 |  |  |  | INSUFFLATORS |  | .needs class | [5 empty] | KarlStorz |  |  |  |  | 4/1/18 |  |  | Not Covered Vendor Only - Lab Ana/Anes | MHHS-TMC
NO | NO |  |  |  | 041-07614 |  | KARL STORZ | THERMOFLATOR 264320-20 |  | KH2743-B | MEMORIAL CITY - MOR | MHHS-Mem City |  |  |  | 041-07614 |  | West & Memorial City |  | MEMORIAL CITY - MOR | [5 empty] | INSUFFLATORS |  | .needs class | [5 empty] | KarlStorz | [7 empty] | Covered PM Repair - Biomedical | MHHS-Mem City
NO | NO | [5 empty] | KARL STORZ | THERMOFLATOR 264320-20 |  | EK1476 | MEMORIAL CITY - MOR | MHHS-Mem City | [5 empty] | West & Memorial City |  | MEMORIAL CITY - MOR | [5 empty] | INSUFFLATORS |  | .needs class | [5 empty] | KarlStorz | [7 empty] | Covered PM Repair - Biomedical | MHHS-Mem City
NO | NO | [5 empty] | KARL STORZ | THERMOFLATOR 264320-20 |  | XY-13269-B | TMC - OR - ROBERTSON (2R) | MHHS-TMC | [5 empty] | TMC |  | TMC - OR - ROBERTSON (2R) | [5 empty] | INSUFFLATORS |  | .needs class | [5 empty] | KarlStorz | [7 empty] | Covered PM Repair - Biomedical | MHHS-TMC
NO | NO | [5 empty] | KARL STORZ | THERMOFLATOR 264320-20 |  | XY-13273-B | TMC - OR - ROBERTSON (2R) | MHHS-TMC | [5 empty] | TMC |  | TMC - OR - ROBERTSON (2R) | [5 empty] | INSUFFLATORS |  | .needs class | [5 empty] | KarlStorz | [7 empty] | Covered PM Repair - Biomedical | MHHS-TMC
YES | YES | Serial Number Cnf |  |  | 041-34743 | 041-34743 | Karl Storz | TL300 |  | CNF | OR |  |  |  |  | 041-34743 | 041-34743 | West | Memorial Hermann - Memorial City | OR | Back Hallway
YES | YES |  |  |  | 041-34751 | 041-34751 | Karl Storz | TL300 |  | NP07606 | MEMORIAL CITY - Outpatient |  |  |  |  | 041-34751 | 041-34751 | West | Memorial Hermann Memorial City Medical Center | MEMORIAL CITY - Outpatient | MEMORIAL CITY - OUTPATIENT
NO | YES |  |  |  | 133-10480 | 133-10480 | KARL STORZ | TRICAM SL II |  | ZR797998-P | Katy-OR | MHHS-Katy |  |  |  | 133-10480 | 133-10480 | Katy | MHHS-Katy | Katy-OR | Cystology Procedure Room 5 |  |  |  |  | CAMERAS |  | .needs class | [5 empty] | KarlStorz |  |  |  |  | 5/15/20 |  |  | Not Covered Vendor Only - Biomedical | MHHS-Katy
YES | YES |  |  |  | YQ1021786 | YQ1021786 | Karl Storz | UG520 |  | YQ1021786 | OR |  |  |  |  | YQ1021786 | YQ1021786 | West | Memorial Hermann - Memorial City | OR | Back Hallway
NO | YES | Serial Number 40101252 |  |  | 133-10078 | 133-10078 | KARL STORZ | UH 400 |  |  | Katy-OR | MHHS-Katy |  | Electrosurgical Unit |  | 133-10078 | 133-10078 | Katy | MHHS-Katy | Katy-OR | Cycto OR Hall | 10/1/19 | 4/1/20 |  |  | ELECTROSURGICAL UNITS | Electrosurgical Unit | ELECTROSURGICALUNIT-KarlStorz-UH400 | ELECTROSURGICALUNIT | UH400 |  |  |  | KarlStorz | Electrosurgical Unit |  |  | ELECTROSURGICALUNIT-KarlStorz-UH400 | 3/15/18 |  | ESU-SA | Covered PM Repair - Biomedical | MHHS-Katy | [8 empty] | ELECTROSURGICALUNIT | Electrosurgical Unit | KarlStorz
NO | YES |  |  |  | 041-32638 | 041-32638 | KARL STORZ | UH 400 |  |  | MEMORIAL CITY - Outpatient Surgery | MHHS-Mem City |  | Electrosurgical Unit |  | 041-32638 | 041-32638 | West | Memorial Hermann Memorial City Medical Center | MEMORIAL CITY - Outpatient Surgery | W1 Case Cart Staging Area |  |  |  |  | ELECTROSURGICAL UNITS |  | ELECTROSURGICALUNIT-KarlStorz-UH400 | ELECTROSURGICALUNIT | UH400 |  |  |  | KarlStorz | Electrosurgical Unit |  |  | ELECTROSURGICALUNIT-KarlStorz-UH400 |  |  |  | Not Covered Vendor Only - Biomedical | MHHS-Mem City
NO | YES | [5 empty] | KARL STORZ | Unknown |  | 09-139017 | MEMORIAL CITY - OPERATING ROOM | MHHS-Mem City | [5 empty] | West | West memorial hospital - memorial herman hospital | MEMORIAL CITY - OPERATING ROOM | Surgery room 7 |  |  |  | No pm needed | MONITORS, VIDEO |  | .needs class |  |  |  |  | .needs class | KarlStorz | [7 empty] | Not Covered Vendor Only - Biomedical | MHHS-Mem City
YES | YES | Serial Number Cnf |  |  | 041-34750 | 041-34750 | Karl Storz | Unknown |  | CNF | MEMORIAL CITY - OUTPATIENT SURGERY |  |  |  |  | 041-34750 | 041-34750 | West | Memorial Hermann - Memorial City | MEMORIAL CITY - OUTPATIENT SURGERY | Cytso OR Room 11
NO | NO | [5 empty] | KARL STORZ | V3C-SX19-R130 |  | 09-137514 | MEMORIAL CITY - MOR | MHHS-Mem City | [5 empty] | West & Memorial City |  | MEMORIAL CITY - MOR | [5 empty] | MONITORS, VIDEO |  | .needs class | [5 empty] | KarlStorz | [7 empty] | Covered PM Repair - Biomedical | MHHS-Mem City
YES | YES |  |  |  | 099-04171 | 099-04171 | Karl Storz | WD 300 |  | PQ102402 | PEARLAND - OR |  |  |  |  | 099-04171 | 099-04171 | Pearland | Memorial Hermann Pearland Hospital | PEARLAND - OR | Minor Procedure Room
YES | YES |  |  |  | 041-34749 | 041-34749 | Karl Storz | WD 300 |  | N/A | MEMORIAL CITY - Outpatient |  |  |  |  | 041-34749 | 041-34749 | West | Memorial Hermann Memorial City Medical Center | MEMORIAL CITY - Outpatient | MEMORIAL CITY - OUTPATIENT |  |  |  | Endoskope
NO | YES |  |  |  |  | 029-06886 | KARL STORZ | WIDEVIEW |  | 11-179838 | Woodlands-OR | MHHS-Woodlands |  |  |  |  | 029-06886 | Woodlands | MHHS-Woodlands | Woodlands-OR | Equipment Storage | 10/1/19 |  | 10/1/20 |  | MONITORS, VIDEO |  | .needs class | [5 empty] | KarlStorz |  |  |  |  | 5/2/17 |  |  | Covered PM Repair - Biomedical | MHHS-Woodlands
NO | NO | [5 empty] | KARL STORZ | WIDEVIEW |  |  | MEMORIAL CITY - MOR | MHHS-Mem City | [5 empty] | West & Memorial City |  | MEMORIAL CITY - MOR | [5 empty] | MONITORS, VIDEO |  | .needs class | [5 empty] | KarlStorz | [7 empty] | Covered PM Repair - Biomedical | MHHS-Mem City
NO | NO | [5 empty] | KARL STORZ | WIDEVIEW |  |  | MEMORIAL CITY - MOR | MHHS-Mem City | [5 empty] | West & Memorial City |  | MEMORIAL CITY - MOR | [5 empty] | MONITORS, VIDEO |  | .needs class | [5 empty] | KarlStorz | [7 empty] | Covered PM Repair - Biomedical | MHHS-Mem City
NO | NO | [5 empty] | KARL STORZ | WIDEVIEW |  |  | MEMORIAL CITY - MOR | MHHS-Mem City | [5 empty] | West & Memorial City |  | MEMORIAL CITY - MOR | [5 empty] | MONITORS, VIDEO |  | .needs class | [5 empty] | KarlStorz | [7 empty] | Covered PM Repair - Biomedical | MHHS-Mem City
NO | YES |  |  |  | 069-35743 | 069-35743 | Karl Storz | WideView SC-WU26-A1511 |  | 08-122896 | TMC-OR-Hermann (2Hp) |  |  |  |  | 069-35743 | 069-35743 | TMC | MHHS-TMC | TMC-OR-Hermann (2Hp) | Hall
YES | YES |  |  |  | 099-04172 | 099-04172 | Karl Storz | WM200 |  | ICWM202116 | PEARLAND - OR |  |  |  |  | 099-04172 | 099-04172 | Pearland | Memorial Hermann Pearland Hospital | PEARLAND - OR | Minor Procedure Room
NO | YES | [5 empty] | KARL STORZ | XENON 175 |  | YZ0666761 | GH-OR | MHHS-Greater Heights | [5 empty] | Central & Greater Heights | MHHS-Greater Heights | GH-OR | Storage room | 6/1/19 |  | 6/1/20 |  | LIGHT SOURCES, FIBEROPTIC |  | .needs class | [5 empty] | KarlStorz |  |  |  |  | 4/1/17 |  |  | Covered PM Repair - Biomedical | MHHS-Greater Heights
NO | YES |  |  |  | 041-10836 | 041-10836 | KARL STORZ | XENON 175 |  | 0U6869 | MEMORIAL CITY - Day Surgery | MHHS-Mem City |  |  |  | 041-10836 | 041-10836 | West | Memorial City - Memorial Hermann Hospital | MEMORIAL CITY - Day Surgery | W1 300.94 OR 7 |  |  |  | PM past due | LIGHT SOURCES, FIBEROPTIC |  | .needs class | [5 empty] | KarlStorz | [7 empty] | Covered PM Repair - Biomedical | MHHS-Mem City
NO | YES |  |  |  | 041-10842 | 041-10842 | KARL STORZ | XENON 175 |  | 2V6474 | MEMORIAL CITY - Day Surgery | MHHS-Mem City |  |  |  | 041-10842 | 041-10842 | West | Memorial City - Memorial Hermann Hospital | MEMORIAL CITY - Day Surgery | W1 300.94 OR 7 |  |  |  | No PM sticker found | LIGHT SOURCES, FIBEROPTIC |  | .needs class | [5 empty] | KarlStorz | [7 empty] | Covered PM Repair - Biomedical | MHHS-Mem City
NO | YES |  |  |  | 041-18841 | 041-18841 | KARL STORZ | XENON 175 |  | PU6963 | MEMORIAL CITY - OUTPATIENT SURGERY | MHHS-Mem City |  |  |  | 041-18841 | 041-18841 | West | Memorial City - Memorial Hermann Hospital West Tower | MEMORIAL CITY - OUTPATIENT SURGERY | W1 300.94 OR 7 |  |  |  | No PM sticker | LIGHT SOURCES, FIBEROPTIC |  | .needs class | [5 empty] | KarlStorz | [7 empty] | Covered PM Repair - Biomedical | MHHS-Mem City
NO | YES |  |  |  | 069-43930 | 069-43930 | KARL STORZ | XENON 175 |  | NS11573 | TMC-OR-Robertson (2R) | MHHS-TMC |  |  |  | 069-43930 | 069-43930 | TMC | MHHS-TMC | TMC-OR-Robertson (2R) | Hall | 9/1/19 |  | 9/1/20 |  | LIGHT SOURCES, FIBEROPTIC |  | .needs class | [5 empty] | KarlStorz |  |  |  |  | 4/1/17 |  |  | Covered PM Repair - Biomedical | MHHS-TMC
NO | NO |  |  |  | 041-10838 |  | KARL STORZ | XENON 175 |  | 0U6875 | MEMORIAL CITY - MOR | MHHS-Mem City |  |  |  | 041-10838 |  | West & Memorial City |  | MEMORIAL CITY - MOR | [5 empty] | LIGHT SOURCES, FIBEROPTIC |  | .needs class | [5 empty] | KarlStorz | [7 empty] | Covered PM Repair - Biomedical | MHHS-Mem City
NO | NO |  |  |  | 041-18605 |  | KARL STORZ | XENON 175 |  | OU6864 | MEMORIAL CITY - OUTPATIENT SURGERY | MHHS-Mem City |  |  |  | 041-18605 |  | West & Memorial City |  | MEMORIAL CITY - OUTPATIENT SURGERY | [5 empty] | LIGHT SOURCES, FIBEROPTIC |  | .needs class | [5 empty] | KarlStorz | [7 empty] | Covered PM Repair - Biomedical | MHHS-Mem City
NO | NO |  |  |  | 041-18606 |  | KARL STORZ | XENON 175 |  | PU6959 | MEMORIAL CITY - OUTPATIENT SURGERY | MHHS-Mem City |  |  |  | 041-18606 |  | West & Memorial City |  | MEMORIAL CITY - OUTPATIENT SURGERY | [5 empty] | LIGHT SOURCES, FIBEROPTIC |  | .needs class | [5 empty] | KarlStorz | [7 empty] | Covered PM Repair - Biomedical | MHHS-Mem City
NO | NO |  |  |  | 142-06184 |  | KARL STORZ | XENON 175 |  | AA0650699 | MH MG - (NE) - SUMMER CREEK CCC | MHHS-MG |  |  |  | 142-06184 |  | Katy |  | MH MG - (NE) - SUMMER CREEK CCC | [5 empty] | LIGHT SOURCES, FIBEROPTIC |  | .needs class | [5 empty] | KarlStorz | [7 empty] | Covered PM Repair - Biomedical | MHHS-MG
NO | NO | [5 empty] | KARL STORZ | XENON 175 |  | NY0668443 | TMC - OR - CVOR (7HVI) | MHHS-TMC | [5 empty] | TMC |  | TMC - OR - CVOR (7HVI) | [5 empty] | LIGHT SOURCES, FIBEROPTIC |  | .needs class | [5 empty] | KarlStorz | [7 empty] | Covered PM Repair - Biomedical | MHHS-TMC
NO | YES |  |  |  |  | 142-04754 | KARL STORZ | XENON 300 |  | 04j1591d1331 | NE-OR | MHHS-Northeast |  | Light Source, Fiberoptic |  |  | 142-04754 | Katy | MHHS-Northeast | NE-OR |  | 5/1/19 | 5/1/20 |  |  | LIGHT SOURCES, FIBEROPTIC | Light Source, Fiberoptic | LIGHTSOURCEFIBEROPT-KarlStorz-Xenon 300 | LIGHTSOURCEFIBEROPT | Xenon 300 |  |  |  | KarlStorz | Light Source, Fiberoptic |  | LIGHTSOURCEFIBEROPT-KarlStorz-Xenon 300 |  | 4/1/17 |  |  | Covered PM Repair - Biomedical | MHHS-Northeast | [8 empty] | LIGHTSOURCEFIBEROPT | Light Source, Fiberoptic | KarlStorz
NO | YES |  |  |  | 069-43197 | 069-43197 | KARL STORZ | XENON 300 |  | WT0709983 | TMC-OR-Pedi OR (2R) | MHHS-TMC |  | Light Source, Fiberoptic |  | 069-43197 | 069-43197 | TMC | MHHS-TMC | TMC-OR-Pedi OR (2R) | S2 OR 55 | 4/1/19 |  |  |  | LIGHT SOURCES, FIBEROPTIC |  | LIGHTSOURCEFIBEROPT-KarlStorz-Xenon 300 | LIGHTSOURCEFIBEROPT | Xenon 300 |  |  |  | KarlStorz | Light Source, Fiberoptic |  | LIGHTSOURCEFIBEROPT-KarlStorz-Xenon 300 |  | 4/1/17 |  |  | Covered PM Repair - Biomedical | MHHS-TMC
NO | NO | [5 empty] | KARL STORZ | XENON 300 |  | PY0669347 | MEMORIAL CITY - MOR | MHHS-Mem City |  | Light Source, Fiberoptic |  |  |  | West & Memorial City |  | MEMORIAL CITY - MOR | [5 empty] | LIGHT SOURCES, FIBEROPTIC |  | LIGHTSOURCEFIBEROPT-KarlStorz-Xenon 300 | LIGHTSOURCEFIBEROPT | Xenon 300 |  |  |  | KarlStorz | Light Source, Fiberoptic |  | LIGHTSOURCEFIBEROPT-KarlStorz-Xenon 300 |  |  |  |  | Covered PM Repair - Biomedical | MHHS-Mem City
NO | YES |  |  |  | 133-04387 | 133-04387 | KARL STORZ | XENON NOVA 175 |  | CC0628368 | Katy-OR | MHHS-Katy |  | Light Source, Fiberoptic |  | 133-04387 | 133-04387 | Katy | MHHS-Katy | Katy-OR | OR | 7/1/19 | 7/1/20 |  |  | LIGHT SOURCES, FIBEROPTIC | Light Source, Fiberoptic | LIGHTSOURCEFIBEROPT-KarlStorz-Xenon Nova 175 | LIGHTSOURCEFIBEROPT | Xenon Nova 175 |  |  |  | KarlStorz | Light Source, Fiberoptic |  | LIGHTSOURCEFIBEROPT-KarlStorz-Xenon Nova 175 |  | 4/1/17 |  |  | Covered PM Repair - Biomedical | MHHS-Katy | [8 empty] | LIGHTSOURCEFIBEROPT | Light Source, Fiberoptic | KarlStorz
NO | YES |  |  |  | TS0714733 | TS0714733 | Karl Storz | Xenon300 201331-20 |  | TS0714733 | OR |  |  |  |  | TS0714733 | TS0714733 | West | Memorial Hermann - Memorial City | OR | Back Hallway
YES | YES | Serial Number Cnf |  |  | 041-17100 |  | Karl Storz | Xenon300 201331-20 |  | CNF | MEMORIAL CITY - OUTPATIENT SURGERY |  |  |  |  | 041-17100 |  | West | Memorial Hermann - Memorial City | MEMORIAL CITY - OUTPATIENT SURGERY | W1 300.90 OR 9
NO | YES |  |  |  | NPD291 |  | KCI | INFOVAC |  | VCOK02116 | Rental Equipment | MHHS-Cypress |  |  |  | NPD291 |  | Northwest & Cypress |  | Rental Equipment | [7 empty] | .needs class |  | INFOVAC THERAPY SYSTEM - O | [9 empty] | Verified as Rental |  |  | MHHS-Cypress
NO | YES |  |  |  | NPD391 |  | KCI | INFOVAC |  | VFTR02366 | Rental Equipment | MHHS-Cypress |  |  |  | NPD391 |  | Northwest & Cypress |  | Rental Equipment | [7 empty] | .needs class |  | INFOVAC THERAPY SYSTEM - O | [9 empty] | Verified as Rental |  |  | MHHS-Cypress
NO | YES |  |  |  | NPD253 |  | KCI | INFOVAC |  | VCOK05443 | Rental Equipment | MHHS-Greater Heights |  |  |  | NPD253 |  | Central & Greater Heights |  | Rental Equipment | [7 empty] | .needs class |  | INFOVAC THERAPY SYSTEM - O | [9 empty] | Verified as Rental |  |  | MHHS-Greater Heights
NO | YES |  |  |  | NPD760 |  | KCI | INFOVAC |  | VCOK06232 | Rental Equipment | MHHS-Greater Heights |  |  |  | NPD760 |  | Central & Greater Heights |  | Rental Equipment | [7 empty] | .needs class |  | INFOVAC THERAPY SYSTEM - O | [9 empty] | Verified as Rental |  |  | MHHS-Greater Heights
NO | YES |  |  |  | NPD262 |  | KCI | INFOVAC |  | VERR07463 | Rental | MHHS-Katy |  |  |  | NPD262 |  | Katy |  | Rental | [7 empty] | .needs class |  | INFOVAC THERAPY SYSTEM - O | [9 empty] | Verified as Rental |  |  | MHHS-Katy
NO | YES |  |  |  | NPD173 |  | KCI | INFOVAC |  | VERR02584 | Rental | MHHS-Mem City |  |  |  | NPD173 |  | West & Memorial City |  | Rental | [7 empty] | .needs class |  | INFOVAC THERAPY SYSTEM - O | [9 empty] | Verified as Rental |  |  | MHHS-Mem City
NO | YES |  |  |  | NPD185 |  | KCI | INFOVAC |  | VCOK03908 | Rental | MHHS-Mem City |  |  |  | NPD185 |  | West & Memorial City |  | Rental | [7 empty] | .needs class |  | INFOVAC THERAPY SYSTEM - O | [9 empty] | Verified as Rental |  |  | MHHS-Mem City
NO | YES |  |  |  | NPD235 |  | KCI | INFOVAC |  | VERR07522 | Rental | MHHS-Mem City |  |  |  | NPD235 |  | West & Memorial City |  | Rental | [7 empty] | .needs class |  | INFOVAC THERAPY SYSTEM - O | [9 empty] | Verified as Rental |  |  | MHHS-Mem City
NO | YES |  |  |  | NPD273 |  | KCI | INFOVAC |  | VERR05052 | Rental | MHHS-Mem City |  |  |  | NPD273 |  | West & Memorial City |  | Rental | [7 empty] | .needs class |  | INFOVAC THERAPY SYSTEM - O | [9 empty] | Verified as Rental |  |  | MHHS-Mem City
NO | YES |  |  |  | NPD451 |  | KCI | INFOVAC |  | VERR02764 | Rental | MHHS-Mem City |  |  |  | NPD451 |  | West & Memorial City |  | Rental | [7 empty] | .needs class |  | INFOVAC THERAPY SYSTEM - O | [9 empty] | Verified as Rental |  |  | MHHS-Mem City
NO | YES |  |  |  | NPD501 |  | KCI | INFOVAC |  | VERR01448 | Rental | MHHS-Mem City |  |  |  | NPD501 |  | West & Memorial City |  | Rental | [7 empty] | .needs class |  | INFOVAC THERAPY SYSTEM - O | [9 empty] | Verified as Rental |  |  | MHHS-Mem City
NO | YES |  |  |  | NPD195 |  | KCI | INFOVAC |  | VERR06182 | Rental | MHHS-Northeast |  |  |  | NPD195 |  | Katy |  | Rental | [7 empty] | .needs class |  | INFOVAC THERAPY SYSTEM - O | [9 empty] | Verified as Rental |  |  | MHHS-Northeast
NO | YES |  |  |  | NPD223 |  | KCI | INFOVAC |  | VERR04992 | Rental | MHHS-Northeast |  |  |  | NPD223 |  | Katy |  | Rental | [7 empty] | .needs class |  | INFOVAC THERAPY SYSTEM - O | [9 empty] | Verified as Rental |  |  | MHHS-Northeast
NO | YES |  |  |  | NPD320 |  | KCI | INFOVAC |  | VERR01001 | Rental | MHHS-Northeast |  |  |  | NPD320 |  | Katy |  | Rental | [7 empty] | .needs class |  | INFOVAC THERAPY SYSTEM - O | [9 empty] | Verified as Rental |  |  | MHHS-Northeast
NO | YES |  |  |  | NPD759 |  | KCI | INFOVAC |  | VCOK03105 | Rental | MHHS-Northeast |  |  |  | NPD759 |  | Katy |  | Rental | [7 empty] | .needs class |  | INFOVAC THERAPY SYSTEM - O | [9 empty] | Verified as Rental |  |  | MHHS-Northeast
NO | YES |  |  |  | NPD763 |  | KCI | INFOVAC |  | VCOK03333 | Rental | MHHS-Northeast |  |  |  | NPD763 |  | Katy |  | Rental | [7 empty] | .needs class |  | INFOVAC THERAPY SYSTEM - O | [9 empty] | Verified as Rental |  |  | MHHS-Northeast
NO | YES |  |  |  | NPD128 |  | KCI | INFOVAC |  | VERR04320 | Rental | MHHS-Orthopedic & Spine |  |  |  | NPD128 |  | Central & Greater Heights |  | Rental | [7 empty] | .needs class |  | INFOVAC THERAPY SYSTEM - O | [9 empty] | Verified as Rental |  |  | MHHS-Orthopedic & Spine
NO | YES |  |  |  | NPD162 |  | KCI | INFOVAC |  | VERR06781 | Rental | MHHS-Orthopedic & Spine |  |  |  | NPD162 |  | Central & Greater Heights |  | Rental | [7 empty] | .needs class |  | INFOVAC THERAPY SYSTEM - O | [9 empty] | Verified as Rental |  |  | MHHS-Orthopedic & Spine
NO | YES |  |  |  | NPD179 |  | KCI | INFOVAC |  | VCOK04626 | Rental | MHHS-Orthopedic & Spine |  |  |  | NPD179 |  | Central & Greater Heights |  | Rental | [7 empty] | .needs class |  | INFOVAC THERAPY SYSTEM - O | [9 empty] | Verified as Rental |  |  | MHHS-Orthopedic & Spine
NO | YES |  |  |  | NPD202 |  | KCI | INFOVAC |  | VERR07606 | Rental | MHHS-Orthopedic & Spine |  |  |  | NPD202 |  | Central & Greater Heights |  | Rental | [7 empty] | .needs class |  | INFOVAC THERAPY SYSTEM - O | [9 empty] | Verified as Rental |  |  | MHHS-Orthopedic & Spine
NO | YES |  |  |  | NPD207 |  | KCI | INFOVAC |  | VERR05604 | Rental | MHHS-Orthopedic & Spine |  |  |  | NPD207 |  | Central & Greater Heights |  | Rental | [7 empty] | .needs class |  | INFOVAC THERAPY SYSTEM - O | [9 empty] | Verified as Rental |  |  | MHHS-Orthopedic & Spine
NO | YES |  |  |  | NPD244 |  | KCI | INFOVAC |  | VERR03057 | Rental | MHHS-Orthopedic & Spine |  |  |  | NPD244 |  | Central & Greater Heights |  | Rental | [7 empty] | .needs class |  | INFOVAC THERAPY SYSTEM - O | [9 empty] | Verified as Rental |  |  | MHHS-Orthopedic & Spine
NO | YES |  |  |  | NPD301 |  | KCI | INFOVAC |  | VCOK00749 | Rental | MHHS-Orthopedic & Spine |  |  |  | NPD301 |  | Central & Greater Heights |  | Rental | [7 empty] | .needs class |  | INFOVAC THERAPY SYSTEM - O | [9 empty] | Verified as Rental |  |  | MHHS-Orthopedic & Spine
NO | YES |  |  |  | NPD562 |  | KCI | INFOVAC |  | VCOK06840 | Rental | MHHS-Orthopedic & Spine |  |  |  | NPD562 |  | Central & Greater Heights |  | Rental | [7 empty] | .needs class |  | INFOVAC THERAPY SYSTEM - O | [9 empty] | Verified as Rental |  |  | MHHS-Orthopedic & Spine
NO | YES |  |  |  | NPD175 |  | KCI | INFOVAC |  | VCOK05552 | Rental | MHHS-Pearland Hospital |  |  |  | NPD175 |  | Pearland |  | Rental | [7 empty] | .needs class |  | INFOVAC THERAPY SYSTEM - O | [9 empty] | Verified as Rental |  |  | MHHS-Pearland Hospital
NO | YES |  |  |  | NPD269 |  | KCI | INFOVAC |  | VCOK01166 | Rental | MHHS-Pearland Hospital |  |  |  | NPD269 |  | Pearland |  | Rental | [7 empty] | .needs class |  | INFOVAC THERAPY SYSTEM - O | [9 empty] | Verified as Rental |  |  | MHHS-Pearland Hospital
NO | YES |  |  |  | NPD376 |  | KCI | INFOVAC |  | VCOK00563 | Rental | MHHS-Pearland Hospital |  |  |  | NPD376 |  | Pearland |  | Rental | [7 empty] | .needs class |  | INFOVAC THERAPY SYSTEM - O | [9 empty] | Verified as Rental |  |  | MHHS-Pearland Hospital
NO | YES |  |  |  | NPD147 |  | KCI | INFOVAC |  | VERR03672 | Rental | MHHS-TIRR |  |  |  | NPD147 |  | TMC |  | Rental | [7 empty] | .needs class |  | INFOVAC THERAPY SYSTEM - O | [9 empty] | Verified as Rental |  |  | MHHS-TIRR
NO | YES |  |  |  | NPD174 |  | KCI | INFOVAC |  | VCOK05640 | Rental | MHHS-TIRR |  |  |  | NPD174 |  | TMC |  | Rental | [7 empty] | .needs class |  | INFOVAC THERAPY SYSTEM - O | [9 empty] | Verified as Rental |  |  | MHHS-TIRR
NO | YES |  |  |  | NPD259 |  | KCI | INFOVAC |  | VERR04480 | Rental | MHHS-TIRR |  |  |  | NPD259 |  | TMC |  | Rental | [7 empty] | .needs class |  | INFOVAC THERAPY SYSTEM - O | [9 empty] | Verified as Rental |  |  | MHHS-TIRR
NO | YES |  |  |  | NPD275 |  | KCI | INFOVAC |  | VERR07757 | Rental | MHHS-TIRR |  |  |  | NPD275 |  | TMC |  | Rental | [7 empty] | .needs class |  | INFOVAC THERAPY SYSTEM - O | [9 empty] | Verified as Rental |  |  | MHHS-TIRR
NO | YES |  |  |  | NPD747 |  | KCI | INFOVAC |  | VCOK07935 | Rental | MHHS-TIRR |  |  |  | NPD747 |  | TMC |  | Rental | [7 empty] | .needs class |  | INFOVAC THERAPY SYSTEM - O | [9 empty] | Verified as Rental |  |  | MHHS-TIRR
NO | YES |  |  |  | NPD753 |  | KCI | INFOVAC |  | VCOK10142 | Rental | MHHS-TIRR |  |  |  | NPD753 |  | TMC |  | Rental | [7 empty] | .needs class |  | INFOVAC THERAPY SYSTEM - O | [9 empty] | Verified as Rental |  |  | MHHS-TIRR
NO | YES |  |  |  | YPD514 |  | KCI | INFOVAC |  | VERR07219 | Rental | MHHS-TIRR |  |  |  | YPD514 |  | TMC |  | Rental | [7 empty] | .needs class |  | INFOVAC THERAPY SYSTEM - RS | [9 empty] | Verified as Rental |  |  | MHHS-TIRR
NO | YES |  |  |  | NPD114 |  | KCI | INFOVAC |  | VCOK05672 | Rental | MHHS-Southeast |  |  |  | NPD114 |  | Southeast & Bay Area |  | Rental | [7 empty] | .needs class |  | INFOVAC THERAPY SYSTEM - O | [9 empty] | Verified as Rental |  |  | MHHS-Southeast
NO | YES |  |  |  | NPD142 |  | KCI | INFOVAC |  | VERR04918 | Rental | MHHS-Southeast |  |  |  | NPD142 |  | Southeast & Bay Area |  | Rental | [7 empty] | .needs class |  | INFOVAC THERAPY SYSTEM - O | [9 empty] | Verified as Rental |  |  | MHHS-Southeast
NO | YES |  |  |  | NPD172 |  | KCI | INFOVAC |  | VCOK07443 | Rental | MHHS-Southeast |  |  |  | NPD172 |  | Southeast & Bay Area |  | Rental | [7 empty] | .needs class |  | INFOVAC THERAPY SYSTEM - O | [9 empty] | Verified as Rental |  |  | MHHS-Southeast
NO | YES |  |  |  | NPD188 |  | KCI | INFOVAC |  | VCOK01854 | Rental | MHHS-Southeast |  |  |  | NPD188 |  | Southeast & Bay Area |  | Rental | [7 empty] | .needs class |  | INFOVAC THERAPY SYSTEM - O | [9 empty] | Verified as Rental |  |  | MHHS-Southeast
NO | YES |  |  |  | NPD484 |  | KCI | INFOVAC |  | VERR01905 | Rental | MHHS-Southeast |  |  |  | NPD484 |  | Southeast & Bay Area |  | Rental | [7 empty] | .needs class |  | INFOVAC THERAPY SYSTEM - O | [9 empty] | Verified as Rental |  |  | MHHS-Southeast
NO | YES |  |  |  | NPD604 |  | KCI | INFOVAC |  | VERR00322 | Rental | MHHS-Southeast |  |  |  | NPD604 |  | Southeast & Bay Area |  | Rental | [7 empty] | .needs class |  | INFOVAC THERAPY SYSTEM - O | [9 empty] | Verified as Rental |  |  | MHHS-Southeast
NO | YES |  |  |  | NPD771 |  | KCI | INFOVAC |  | VCOK11602 | Rental | MHHS-Southeast |  |  |  | NPD771 |  | Southeast & Bay Area |  | Rental | [7 empty] | .needs class |  | INFOVAC THERAPY SYSTEM - O | [9 empty] | Verified as Rental |  |  | MHHS-Southeast
NO | YES |  |  |  | NPD236 |  | KCI | INFOVAC |  | VERR01243 | Rental | MHHS-Southwest |  |  |  | NPD236 |  | Southwest |  | Rental | [7 empty] | .needs class |  | INFOVAC THERAPY SYSTEM - O | [9 empty] | Verified as Rental |  |  | MHHS-Southwest
NO | YES |  |  |  | NPD268 |  | KCI | INFOVAC |  | VERR00958 | Rental | MHHS-Southwest |  |  |  | NPD268 |  | Southwest |  | Rental | [7 empty] | .needs class |  | INFOVAC THERAPY SYSTEM - O | [9 empty] | Verified as Rental |  |  | MHHS-Southwest
NO | YES |  |  |  | NPD285 |  | KCI | INFOVAC |  | VCOK05168 | Rental | MHHS-Southwest |  |  |  | NPD285 |  | Southwest |  | Rental | [7 empty] | .needs class |  | INFOVAC THERAPY SYSTEM - O | [9 empty] | Verified as Rental |  |  | MHHS-Southwest
NO | YES |  |  |  | NPD294 |  | KCI | INFOVAC |  | VCOK03276 | Rental | MHHS-Southwest |  |  |  | NPD294 |  | Southwest |  | Rental | [7 empty] | .needs class |  | INFOVAC THERAPY SYSTEM - O | [9 empty] | Verified as Rental |  |  | MHHS-Southwest
NO | YES |  |  |  | NPD420 |  | KCI | INFOVAC |  | VERR00619 | Rental | MHHS-Southwest |  |  |  | NPD420 |  | Southwest |  | Rental | [7 empty] | .needs class |  | INFOVAC THERAPY SYSTEM - O | [9 empty] | Verified as Rental |  |  | MHHS-Southwest
NO | YES |  |  |  | NPD453 |  | KCI | INFOVAC |  | VERR02958 | Rental | MHHS-Southwest |  |  |  | NPD453 |  | Southwest |  | Rental | [7 empty] | .needs class |  | INFOVAC THERAPY SYSTEM - O | [9 empty] | Verified as Rental |  |  | MHHS-Southwest
NO | YES |  |  |  | NPD469 |  | KCI | INFOVAC |  | VERR06314 | Rental | MHHS-Southwest |  |  |  | NPD469 |  | Southwest |  | Rental | [7 empty] | .needs class |  | INFOVAC THERAPY SYSTEM - O | [9 empty] | Verified as Rental |  |  | MHHS-Southwest
NO | YES |  |  |  | NPD487 |  | KCI | INFOVAC |  | VERR06846 | Rental | MHHS-Southwest |  |  |  | NPD487 |  | Southwest |  | Rental | [7 empty] | .needs class |  | INFOVAC THERAPY SYSTEM - O | [9 empty] | Verified as Rental |  |  | MHHS-Southwest
NO | YES |  |  |  | NPD502 |  | KCI | INFOVAC |  | VERR07799 | Rental | MHHS-Southwest |  |  |  | NPD502 |  | Southwest |  | Rental | [7 empty] | .needs class |  | INFOVAC THERAPY SYSTEM - O | [9 empty] | Verified as Rental |  |  | MHHS-Southwest
NO | YES |  |  |  | NPD519 |  | KCI | INFOVAC |  | VERR01023 | Rental | MHHS-Southwest |  |  |  | NPD519 |  | Southwest |  | Rental | [7 empty] | .needs class |  | INFOVAC THERAPY SYSTEM - O | [9 empty] | Verified as Rental |  |  | MHHS-Southwest
NO | YES |  |  |  | NPD761 |  | KCI | INFOVAC |  | VCOK04591 | Rental | MHHS-Southwest |  |  |  | NPD761 |  | Southwest |  | Rental | [7 empty] | .needs class |  | INFOVAC THERAPY SYSTEM - O | [9 empty] | Verified as Rental |  |  | MHHS-Southwest
NO | YES |  |  |  | NPD782 |  | KCI | INFOVAC |  | VCOK03476 | Rental | MHHS-Southwest |  |  |  | NPD782 |  | Southwest |  | Rental | [7 empty] | .needs class |  | INFOVAC THERAPY SYSTEM - O | [9 empty] | Verified as Rental |  |  | MHHS-Southwest
NO | YES |  |  |  | NPD798 |  | KCI | INFOVAC |  | VCOK03328 | Rental | MHHS-Southwest |  |  |  | NPD798 |  | Southwest |  | Rental | [7 empty] | .needs class |  | INFOVAC THERAPY SYSTEM - O | [9 empty] | Verified as Rental |  |  | MHHS-Southwest
NO | YES |  |  |  | NPD112 |  | KCI | INFOVAC |  | VCOK02478 | Rental | MHHS-Sugarland |  |  |  | NPD112 |  | Sugar Land |  | Rental | [7 empty] | .needs class |  | INFOVAC THERAPY SYSTEM - O | [9 empty] | Verified as Rental |  |  | MHHS-Sugarland
NO | YES |  |  |  | NPD214 |  | KCI | INFOVAC |  | VERR04325 | Rental | MHHS-Sugarland |  |  |  | NPD214 |  | Sugar Land |  | Rental | [7 empty] | .needs class |  | INFOVAC THERAPY SYSTEM - O | [9 empty] | Verified as Rental |  |  | MHHS-Sugarland
NO | YES |  |  |  | NPD221 |  | KCI | INFOVAC |  | VERR06135 | Rental | MHHS-Sugarland |  |  |  | NPD221 |  | Sugar Land |  | Rental | [7 empty] | .needs class |  | INFOVAC THERAPY SYSTEM - O | [9 empty] | Verified as Rental |  |  | MHHS-Sugarland
NO | YES |  |  |  | NPD231 |  | KCI | INFOVAC |  | VERR02425 | Rental | MHHS-Sugarland |  |  |  | NPD231 |  | Sugar Land |  | Rental | [7 empty] | .needs class |  | INFOVAC THERAPY SYSTEM - O | [9 empty] | Verified as Rental |  |  | MHHS-Sugarland
NO | YES |  |  |  | NPD278 |  | KCI | INFOVAC |  | VERR00253 | Rental | MHHS-Sugarland |  |  |  | NPD278 |  | Sugar Land |  | Rental | [7 empty] | .needs class |  | INFOVAC THERAPY SYSTEM - O | [9 empty] | Verified as Rental |  |  | MHHS-Sugarland
NO | YES |  |  |  | NPD313 |  | KCI | INFOVAC |  | VERR01153 | Rental | MHHS-Sugarland |  |  |  | NPD313 |  | Sugar Land |  | Rental | [7 empty] | .needs class |  | INFOVAC THERAPY SYSTEM - O | [9 empty] | Verified as Rental |  |  | MHHS-Sugarland
NO | YES |  |  |  | NPD626 |  | KCI | INFOVAC |  | VERR05080 | Rental | MHHS-Sugarland |  |  |  | NPD626 |  | Sugar Land |  | Rental | [7 empty] | .needs class |  | INFOVAC THERAPY SYSTEM - O | [9 empty] | Verified as Rental |  |  | MHHS-Sugarland
NO | YES |  |  |  | NPD736 |  | KCI | INFOVAC |  | VCOK10608 | Rental | MHHS-Sugarland |  |  |  | NPD736 |  | Sugar Land |  | Rental | [7 empty] | .needs class |  | INFOVAC THERAPY SYSTEM - O | [9 empty] | Verified as Rental |  |  | MHHS-Sugarland
NO | YES |  |  |  | NPD802 |  | KCI | INFOVAC |  | VCOK01765 | Rental | MHHS-Sugarland |  |  |  | NPD802 |  | Sugar Land |  | Rental | [7 empty] | .needs class |  | INFOVAC THERAPY SYSTEM - O | [9 empty] | Verified as Rental |  |  | MHHS-Sugarland
NO | YES |  |  |  | NPD118 |  | KCI | INFOVAC |  | VCOK06245 | Rental | MHHS-TMC |  |  |  | NPD118 |  | TMC |  | Rental | [7 empty] | .needs class |  | INFOVAC THERAPY SYSTEM - O | [9 empty] | Verified as Rental |  |  | MHHS-TMC
NO | YES |  |  |  | NPD131 |  | KCI | INFOVAC |  | VERR02719 | Rental | MHHS-TMC |  |  |  | NPD131 |  | TMC |  | Rental | [7 empty] | .needs class |  | INFOVAC THERAPY SYSTEM - O | [9 empty] | Verified as Rental |  |  | MHHS-TMC
NO | YES |  |  |  | NPD136 |  | KCI | INFOVAC |  | VERR01642 | Rental | MHHS-TMC |  |  |  | NPD136 |  | TMC |  | Rental | [7 empty] | .needs class |  | INFOVAC THERAPY SYSTEM - O | [9 empty] | Verified as Rental |  |  | MHHS-TMC
NO | YES |  |  |  | NPD171 |  | KCI | INFOVAC |  | VERR00213 | Rental | MHHS-TMC |  |  |  | NPD171 |  | TMC |  | Rental | [7 empty] | .needs class |  | INFOVAC THERAPY SYSTEM - O | [9 empty] | Verified as Rental |  |  | MHHS-TMC
NO | YES |  |  |  | NPD176 |  | KCI | INFOVAC |  | VERR02941 | Rental | MHHS-TMC |  |  |  | NPD176 |  | TMC |  | Rental | [7 empty] | .needs class |  | INFOVAC THERAPY SYSTEM - O | [9 empty] | Verified as Rental |  |  | MHHS-TMC
NO | YES |  |  |  | NPD178 |  | KCI | INFOVAC |  | VCOK06351 | Rental | MHHS-TMC |  |  |  | NPD178 |  | TMC |  | Rental | [7 empty] | .needs class |  | INFOVAC THERAPY SYSTEM - O | [9 empty] | Verified as Rental |  |  | MHHS-TMC
NO | YES |  |  |  | NPD183 |  | KCI | INFOVAC |  | VCOK06209 | Rental | MHHS-TMC |  |  |  | NPD183 |  | TMC |  | Rental | [7 empty] | .needs class |  | INFOVAC THERAPY SYSTEM - O | [9 empty] | Verified as Rental |  |  | MHHS-TMC
NO | YES |  |  |  | NPD190 |  | KCI | INFOVAC |  | VCOK03197 | Rental | MHHS-TMC |  |  |  | NPD190 |  | TMC |  | Rental | [7 empty] | .needs class |  | INFOVAC THERAPY SYSTEM - O | [9 empty] | Verified as Rental |  |  | MHHS-TMC
NO | YES |  |  |  | NPD192 |  | KCI | INFOVAC |  | VERR03769 | Rental | MHHS-TMC |  |  |  | NPD192 |  | TMC |  | Rental | [7 empty] | .needs class |  | INFOVAC THERAPY SYSTEM - O | [9 empty] | Verified as Rental |  |  | MHHS-TMC
NO | YES |  |  |  | NPD197 |  | KCI | INFOVAC |  | VERR04249 | Rental | MHHS-TMC |  |  |  | NPD197 |  | TMC |  | Rental | [7 empty] | .needs class |  | INFOVAC THERAPY SYSTEM - O | [9 empty] | Verified as Rental |  |  | MHHS-TMC
NO | YES |  |  |  | NPD198 |  | KCI | INFOVAC |  | VCOK07432 | Rental | MHHS-TMC |  |  |  | NPD198 |  | TMC |  | Rental | [7 empty] | .needs class |  | INFOVAC THERAPY SYSTEM - O | [9 empty] | Verified as Rental |  |  | MHHS-TMC
NO | YES |  |  |  | NPD204 |  | KCI | INFOVAC |  | VCOK01552 | Rental | MHHS-TMC |  |  |  | NPD204 |  | TMC |  | Rental | [7 empty] | .needs class |  | INFOVAC THERAPY SYSTEM - O | [9 empty] | Verified as Rental |  |  | MHHS-TMC
NO | YES |  |  |  | NPD212 |  | KCI | INFOVAC |  | VERR01541 | Rental | MHHS-TMC |  |  |  | NPD212 |  | TMC |  | Rental | [7 empty] | .needs class |  | INFOVAC THERAPY SYSTEM - O | [9 empty] | Verified as Rental |  |  | MHHS-TMC
NO | YES |  |  |  | NPD216 |  | KCI | INFOVAC |  | VERR05051 | Rental | MHHS-TMC |  |  |  | NPD216 |  | TMC |  | Rental | [7 empty] | .needs class |  | INFOVAC THERAPY SYSTEM - O | [9 empty] | Verified as Rental |  |  | MHHS-TMC
NO | YES |  |  |  | NPD220 |  | KCI | INFOVAC |  | VERR05179 | Rental | MHHS-TMC |  |  |  | NPD220 |  | TMC |  | Rental | [7 empty] | .needs class |  | INFOVAC THERAPY SYSTEM - O | [9 empty] | Verified as Rental |  |  | MHHS-TMC
NO | YES |  |  |  | NPD225 |  | KCI | INFOVAC |  | VERR01609 | Rental | MHHS-TMC |  |  |  | NPD225 |  | TMC |  | Rental | [7 empty] | .needs class |  | INFOVAC THERAPY SYSTEM - O | [9 empty] | Verified as Rental |  |  | MHHS-TMC
NO | YES |  |  |  | NPD233 |  | KCI | INFOVAC |  | VERR05884 | Rental | MHHS-TMC |  |  |  | NPD233 |  | TMC |  | Rental | [7 empty] | .needs class |  | INFOVAC THERAPY SYSTEM - O | [9 empty] | Verified as Rental |  |  | MHHS-TMC
NO | YES |  |  |  | NPD240 |  | KCI | INFOVAC |  | VERR05101 | Rental | MHHS-TMC |  |  |  | NPD240 |  | TMC |  | Rental | [7 empty] | .needs class |  | INFOVAC THERAPY SYSTEM - O | [9 empty] | Verified as Rental |  |  | MHHS-TMC
NO | YES |  |  |  | NPD243 |  | KCI | INFOVAC |  | VERR03043 | Rental | MHHS-TMC |  |  |  | NPD243 |  | TMC |  | Rental | [7 empty] | .needs class |  | INFOVAC THERAPY SYSTEM - O | [9 empty] | Verified as Rental |  |  | MHHS-TMC
NO | YES |  |  |  | NPD248 |  | KCI | INFOVAC |  | VERR06154 | Rental | MHHS-TMC |  |  |  | NPD248 |  | TMC |  | Rental | [7 empty] | .needs class |  | INFOVAC THERAPY SYSTEM - O | [9 empty] | Verified as Rental |  |  | MHHS-TMC
NO | YES |  |  |  | NPD250 |  | KCI | INFOVAC |  | VERR06022 | Rental | MHHS-TMC |  |  |  | NPD250 |  | TMC |  | Rental | [7 empty] | .needs class |  | INFOVAC THERAPY SYSTEM - O | [9 empty] | Verified as Rental |  |  | MHHS-TMC
NO | YES |  |  |  | NPD258 |  | KCI | INFOVAC |  | VERR01868 | Rental | MHHS-TMC |  |  |  | NPD258 |  | TMC |  | Rental | [7 empty] | .needs class |  | INFOVAC THERAPY SYSTEM - O | [9 empty] | Verified as Rental |  |  | MHHS-TMC
NO | YES |  |  |  | NPD260 |  | KCI | INFOVAC |  | VERR09328 | Rental | MHHS-TMC |  |  |  | NPD260 |  | TMC |  | Rental | [7 empty] | .needs class |  | INFOVAC THERAPY SYSTEM - O | [9 empty] | Verified as Rental |  |  | MHHS-TMC
NO | YES |  |  |  | NPD264 |  | KCI | INFOVAC |  | VCOK08162 | Rental | MHHS-TMC |  |  |  | NPD264 |  | TMC |  | Rental | [7 empty] | .needs class |  | INFOVAC THERAPY SYSTEM - O | [9 empty] | Verified as Rental |  |  | MHHS-TMC
NO | YES |  |  |  | NPD270 |  | KCI | INFOVAC |  | VERR02113 | Rental | MHHS-TMC |  |  |  | NPD270 |  | TMC |  | Rental | [7 empty] | .needs class |  | INFOVAC THERAPY SYSTEM - O | [9 empty] | Verified as Rental |  |  | MHHS-TMC
NO | YES |  |  |  | NPD289 |  | KCI | INFOVAC |  | VCOK07596 | Rental | MHHS-TMC |  |  |  | NPD289 |  | TMC |  | Rental | [7 empty] | .needs class |  | INFOVAC THERAPY SYSTEM - O | [9 empty] | Verified as Rental |  |  | MHHS-TMC
NO | YES |  |  |  | NPD321 |  | KCI | INFOVAC |  | VERR08285 | Rental | MHHS-TMC |  |  |  | NPD321 |  | TMC |  | Rental | [7 empty] | .needs class |  | INFOVAC THERAPY SYSTEM - O | [9 empty] | Verified as Rental |  |  | MHHS-TMC
NO | YES |  |  |  | NPD327 |  | KCI | INFOVAC |  | VERR00455 | Rental | MHHS-TMC |  |  |  | NPD327 |  | TMC |  | Rental | [7 empty] | .needs class |  | INFOVAC THERAPY SYSTEM - O | [9 empty] | Verified as Rental |  |  | MHHS-TMC
NO | YES |  |  |  | NPD333 |  | KCI | INFOVAC |  | VERR00932 | Rental | MHHS-TMC |  |  |  | NPD333 |  | TMC |  | Rental | [7 empty] | .needs class |  | INFOVAC THERAPY SYSTEM - O | [9 empty] | Verified as Rental |  |  | MHHS-TMC
NO | YES |  |  |  | NPD367 |  | KCI | INFOVAC |  | VCOK07789 | Rental | MHHS-TMC |  |  |  | NPD367 |  | TMC |  | Rental | [7 empty] | .needs class |  | INFOVAC THERAPY SYSTEM - O | [9 empty] | Verified as Rental |  |  | MHHS-TMC
NO | YES |  |  |  | NPD380 |  | KCI | INFOVAC |  | VCOK06614 | Rental | MHHS-TMC |  |  |  | NPD380 |  | TMC |  | Rental | [7 empty] | .needs class |  | INFOVAC THERAPY SYSTEM - O | [9 empty] | Verified as Rental |  |  | MHHS-TMC
NO | YES |  |  |  | NPD381 |  | KCI | INFOVAC |  | VFTR02373 | Rental | MHHS-TMC |  |  |  | NPD381 |  | TMC |  | Rental | [7 empty] | .needs class |  | INFOVAC THERAPY SYSTEM - O | [9 empty] | Verified as Rental |  |  | MHHS-TMC
NO | YES |  |  |  | NPD383 |  | KCI | INFOVAC |  | VFTR02365 | Rental | MHHS-TMC |  |  |  | NPD383 |  | TMC |  | Rental | [7 empty] | .needs class |  | INFOVAC THERAPY SYSTEM - O | [9 empty] | Verified as Rental |  |  | MHHS-TMC
NO | YES |  |  |  | NPD384 |  | KCI | INFOVAC |  | VFTR02363 | Rental | MHHS-TMC |  |  |  | NPD384 |  | TMC |  | Rental | [7 empty] | .needs class |  | INFOVAC THERAPY SYSTEM - O | [9 empty] | Verified as Rental |  |  | MHHS-TMC
NO | YES |  |  |  | NPD387 |  | KCI | INFOVAC |  | VFTR02372 | Rental | MHHS-TMC |  |  |  | NPD387 |  | TMC |  | Rental | [7 empty] | .needs class |  | INFOVAC THERAPY SYSTEM - O | [9 empty] | Verified as Rental |  |  | MHHS-TMC
NO | YES |  |  |  | NPD388 |  | KCI | INFOVAC |  | VFTR02402 | Rental | MHHS-TMC |  |  |  | NPD388 |  | TMC |  | Rental | [7 empty] | .needs class |  | INFOVAC THERAPY SYSTEM - O | [9 empty] | Verified as Rental |  |  | MHHS-TMC
NO | YES |  |  |  | NPD389 |  | KCI | INFOVAC |  | VFTR02375 | Rental | MHHS-TMC |  |  |  | NPD389 |  | TMC |  | Rental | [7 empty] | .needs class |  | INFOVAC THERAPY SYSTEM - O | [9 empty] | Verified as Rental |  |  | MHHS-TMC
NO | YES |  |  |  | NPD492 |  | KCI | INFOVAC |  | VERR03834 | Rental | MHHS-TMC |  |  |  | NPD492 |  | TMC |  | Rental | [7 empty] | .needs class |  | INFOVAC THERAPY SYSTEM - O | [9 empty] | Verified as Rental |  |  | MHHS-TMC
NO | YES |  |  |  | NPD531 |  | KCI | INFOVAC |  | VCOK05379 | Rental | MHHS-TMC |  |  |  | NPD531 |  | TMC |  | Rental | [7 empty] | .needs class |  | INFOVAC THERAPY SYSTEM - O | [9 empty] | Verified as Rental |  |  | MHHS-TMC
NO | YES |  |  |  | NPD543 |  | KCI | INFOVAC |  | VCOK07490 | Rental | MHHS-TMC |  |  |  | NPD543 |  | TMC |  | Rental | [7 empty] | .needs class |  | INFOVAC THERAPY SYSTEM - O | [9 empty] | Verified as Rental |  |  | MHHS-TMC
NO | YES |  |  |  | NPD602 |  | KCI | INFOVAC |  | VCOK04617 | Rental | MHHS-TMC |  |  |  | NPD602 |  | TMC |  | Rental | [7 empty] | .needs class |  | INFOVAC THERAPY SYSTEM - O | [9 empty] | Verified as Rental |  |  | MHHS-TMC
NO | YES |  |  |  | NPD603 |  | KCI | INFOVAC |  | VERR07728 | Rental | MHHS-TMC |  |  |  | NPD603 |  | TMC |  | Rental | [7 empty] | .needs class |  | INFOVAC THERAPY SYSTEM - O | [9 empty] | Verified as Rental |  |  | MHHS-TMC
NO | YES |  |  |  | NPD622 |  | KCI | INFOVAC |  | VERR07708 | Rental | MHHS-TMC |  |  |  | NPD622 |  | TMC |  | Rental | [7 empty] | .needs class |  | INFOVAC THERAPY SYSTEM - O | [9 empty] | Verified as Rental |  |  | MHHS-TMC
NO | YES |  |  |  | NPD649 |  | KCI | INFOVAC |  | VCOK06918 | Rental | MHHS-TMC |  |  |  | NPD649 |  | TMC |  | Rental | [7 empty] | .needs class |  | INFOVAC THERAPY SYSTEM - O | [9 empty] | Verified as Rental |  |  | MHHS-TMC
NO | YES |  |  |  | NPD655 |  | KCI | INFOVAC |  | VCOK03866 | Rental | MHHS-TMC |  |  |  | NPD655 |  | TMC |  | Rental | [7 empty] | .needs class |  | INFOVAC THERAPY SYSTEM - O | [9 empty] | Verified as Rental |  |  | MHHS-TMC
NO | YES |  |  |  | NPD739 |  | KCI | INFOVAC |  | VCOK13274 | Rental | MHHS-TMC |  |  |  | NPD739 |  | TMC |  | Rental | [7 empty] | .needs class |  | INFOVAC THERAPY SYSTEM - O | [9 empty] | Verified as Rental |  |  | MHHS-TMC
NO | YES |  |  |  | NPD752 |  | KCI | INFOVAC |  | VCOK11801 | Rental | MHHS-TMC |  |  |  | NPD752 |  | TMC |  | Rental | [7 empty] | .needs class |  | INFOVAC THERAPY SYSTEM - O | [9 empty] | Verified as Rental |  |  | MHHS-TMC
NO | YES |  |  |  | NPD754 |  | KCI | INFOVAC |  | VCOK06962 | Rental | MHHS-TMC |  |  |  | NPD754 |  | TMC |  | Rental | [7 empty] | .needs class |  | INFOVAC THERAPY SYSTEM - O | [9 empty] | Verified as Rental |  |  | MHHS-TMC
NO | YES |  |  |  | NPD791 |  | KCI | INFOVAC |  | VERR00113 | Rental | MHHS-TMC |  |  |  | NPD791 |  | TMC |  | Rental | [7 empty] | .needs class |  | INFOVAC THERAPY SYSTEM - O | [9 empty] | Verified as Rental |  |  | MHHS-TMC
NO | YES |  |  |  | NPD795 |  | KCI | INFOVAC |  | VCOK01021 | Rental | MHHS-TMC |  |  |  | NPD795 |  | TMC |  | Rental | [7 empty] | .needs class |  | INFOVAC THERAPY SYSTEM - O | [9 empty] | Verified as Rental |  |  | MHHS-TMC
NO | YES |  |  |  | YPD255 |  | KCI | INFOVAC |  | VCOK04891 | Rental | MHHS-TMC |  |  |  | YPD255 |  | TMC |  | Rental | [7 empty] | .needs class |  | INFOVAC THERAPY SYSTEM - RS | [9 empty] | Verified as Rental |  |  | MHHS-TMC
NO | YES |  |  |  | YPD306 |  | KCI | INFOVAC |  | VCOK01514 | Rental | MHHS-TMC |  |  |  | YPD306 |  | TMC |  | Rental | [7 empty] | .needs class |  | INFOVAC THERAPY SYSTEM - RS | [9 empty] | Verified as Rental |  |  | MHHS-TMC
NO | YES |  |  |  | ZND9226 |  | KCI | INFOVAC |  | VCOK10501 | Rental | MHHS-TMC |  |  |  | ZND9226 |  | TMC |  | Rental | [7 empty] | .needs class |  | INFOVAC THERAPY SYSTEM - RR | [9 empty] | Verified as Rental |  |  | MHHS-TMC
NO | YES |  |  |  | ZND9245 |  | KCI | INFOVAC |  | VCOK10712 | Rental | MHHS-TMC |  |  |  | ZND9245 |  | TMC |  | Rental | [7 empty] | .needs class |  | INFOVAC THERAPY SYSTEM - RR | [9 empty] | Verified as Rental |  |  | MHHS-TMC
NO | YES |  |  |  | ZND9258 |  | KCI | INFOVAC |  | VERR04254 | Rental | MHHS-TMC |  |  |  | ZND9258 |  | TMC |  | Rental | [7 empty] | .needs class |  | INFOVAC THERAPY SYSTEM - RR | [9 empty] | Verified as Rental |  |  | MHHS-TMC
NO | YES |  |  |  | ZND9274 |  | KCI | INFOVAC |  | VERR02724 | Rental | MHHS-TMC |  |  |  | ZND9274 |  | TMC |  | Rental | [7 empty] | .needs class |  | INFOVAC THERAPY SYSTEM - RR | [9 empty] | Verified as Rental |  |  | MHHS-TMC
NO | YES |  |  |  | ZND9298 |  | KCI | INFOVAC |  | VERR04101 | Rental | MHHS-TMC |  |  |  | ZND9298 |  | TMC |  | Rental | [7 empty] | .needs class |  | INFOVAC THERAPY SYSTEM - RR | [9 empty] | Verified as Rental |  |  | MHHS-TMC
NO | YES |  |  |  | ZND9303 |  | KCI | INFOVAC |  | VCOK09204 | Rental | MHHS-TMC |  |  |  | ZND9303 |  | TMC |  | Rental | [7 empty] | .needs class |  | INFOVAC THERAPY SYSTEM - RR | [9 empty] | Verified as Rental |  |  | MHHS-TMC
NO | YES |  |  |  | ZND9304 |  | KCI | INFOVAC |  | VCOK07926 | Rental | MHHS-TMC |  |  |  | ZND9304 |  | TMC |  | Rental | [7 empty] | .needs class |  | INFOVAC THERAPY SYSTEM - RR | [9 empty] | Verified as Rental |  |  | MHHS-TMC
NO | YES |  |  |  | ZND9309 |  | KCI | INFOVAC |  | VERR05023 | Rental | MHHS-TMC |  |  |  | ZND9309 |  | TMC |  | Rental | [7 empty] | .needs class |  | INFOVAC THERAPY SYSTEM - RR | [9 empty] | Verified as Rental |  |  | MHHS-TMC
NO | YES |  |  |  | ZND9313 |  | KCI | INFOVAC |  | VERR04212 | Rental | MHHS-TMC |  |  |  | ZND9313 |  | TMC |  | Rental | [7 empty] | .needs class |  | INFOVAC THERAPY SYSTEM - RR | [9 empty] | Verified as Rental |  |  | MHHS-TMC
NO | YES |  |  |  | ZND9316 |  | KCI | INFOVAC |  | VERR03762 | Rental | MHHS-TMC |  |  |  | ZND9316 |  | TMC |  | Rental | [7 empty] | .needs class |  | INFOVAC THERAPY SYSTEM - RR | [9 empty] | Verified as Rental |  |  | MHHS-TMC
NO | YES |  |  |  | ZND9317 |  | KCI | INFOVAC |  | VCOK07795 | Rental | MHHS-TMC |  |  |  | ZND9317 |  | TMC |  | Rental | [7 empty] | .needs class |  | INFOVAC THERAPY SYSTEM - RR | [9 empty] | Verified as Rental |  |  | MHHS-TMC
NO | YES |  |  |  | ZND9327 |  | KCI | INFOVAC |  | VERR05175 | Rental | MHHS-TMC |  |  |  | ZND9327 |  | TMC |  | Rental | [7 empty] | .needs class |  | INFOVAC THERAPY SYSTEM - RR | [9 empty] | Verified as Rental |  |  | MHHS-TMC
NO | YES |  |  |  | ZND9329 |  | KCI | INFOVAC |  | VCOK04614 | Rental | MHHS-TMC |  |  |  | ZND9329 |  | TMC |  | Rental | [7 empty] | .needs class |  | INFOVAC THERAPY SYSTEM - RR | [9 empty] | Verified as Rental |  |  | MHHS-TMC
NO | YES |  |  |  | ZND9331 |  | KCI | INFOVAC |  | VERR09229 | Rental | MHHS-TMC |  |  |  | ZND9331 |  | TMC |  | Rental | [7 empty] | .needs class |  | INFOVAC THERAPY SYSTEM - RR | [9 empty] | Verified as Rental |  |  | MHHS-TMC
NO | YES |  |  |  | ZND9332 |  | KCI | INFOVAC |  | VERR06379 | Rental | MHHS-TMC |  |  |  | ZND9332 |  | TMC |  | Rental | [7 empty] | .needs class |  | INFOVAC THERAPY SYSTEM - RR | [9 empty] | Verified as Rental |  |  | MHHS-TMC
NO | YES |  |  |  | ZND9333 |  | KCI | INFOVAC |  | VCOK08459 | Rental | MHHS-TMC |  |  |  | ZND9333 |  | TMC |  | Rental | [7 empty] | .needs class |  | INFOVAC THERAPY SYSTEM - RR | [9 empty] | Verified as Rental |  |  | MHHS-TMC
NO | YES |  |  |  | ZND9341 |  | KCI | INFOVAC |  | VCOK04657 | Rental | MHHS-TMC |  |  |  | ZND9341 |  | TMC |  | Rental | [7 empty] | .needs class |  | INFOVAC THERAPY SYSTEM - RR | [9 empty] | Verified as Rental |  |  | MHHS-TMC
NO | YES |  |  |  | ZND9342 |  | KCI | INFOVAC |  | VCOK08228 | Rental | MHHS-TMC |  |  |  | ZND9342 |  | TMC |  | Rental | [7 empty] | .needs class |  | INFOVAC THERAPY SYSTEM - RR | [9 empty] | Verified as Rental |  |  | MHHS-TMC
NO | YES |  |  |  | ZND9343 |  | KCI | INFOVAC |  | VCOK09721 | Rental | MHHS-TMC |  |  |  | ZND9343 |  | TMC |  | Rental | [7 empty] | .needs class |  | INFOVAC THERAPY SYSTEM - RR | [9 empty] | Verified as Rental |  |  | MHHS-TMC
NO | YES |  |  |  | NPD177 |  | KCI | INFOVAC |  | VERR03491 | Rental | MHHS-Woodlands |  |  |  | NPD177 |  | Woodlands |  | Rental | [7 empty] | .needs class |  | INFOVAC THERAPY SYSTEM - O | [9 empty] | Verified as Rental |  |  | MHHS-Woodlands
NO | YES |  |  |  | NPD219 |  | KCI | INFOVAC |  | VERR01049 | Rental | MHHS-Woodlands |  |  |  | NPD219 |  | Woodlands |  | Rental | [7 empty] | .needs class |  | INFOVAC THERAPY SYSTEM - O | [9 empty] | Verified as Rental |  |  | MHHS-Woodlands
NO | YES |  |  |  | NPD239 |  | KCI | INFOVAC |  | VERR01575 | Rental | MHHS-Woodlands |  |  |  | NPD239 |  | Woodlands |  | Rental | [7 empty] | .needs class |  | INFOVAC THERAPY SYSTEM - O | [9 empty] | Verified as Rental |  |  | MHHS-Woodlands
NO | YES |  |  |  | NPD398 |  | KCI | INFOVAC |  | VERR05310 | Rental | MHHS-Woodlands |  |  |  | NPD398 |  | Woodlands |  | Rental | [7 empty] | .needs class |  | INFOVAC THERAPY SYSTEM - O | [9 empty] | Verified as Rental |  |  | MHHS-Woodlands
NO | YES |  |  |  | NPD399 |  | KCI | INFOVAC |  | VCOK05893 | Rental | MHHS-Woodlands |  |  |  | NPD399 |  | Woodlands |  | Rental | [7 empty] | .needs class |  | INFOVAC THERAPY SYSTEM - O | [9 empty] | Verified as Rental |  |  | MHHS-Woodlands
NO | YES |  |  |  | NPD407 |  | KCI | INFOVAC |  | VERR00702 | Rental | MHHS-Woodlands |  |  |  | NPD407 |  | Woodlands |  | Rental | [7 empty] | .needs class |  | INFOVAC THERAPY SYSTEM - O | [9 empty] | Verified as Rental |  |  | MHHS-Woodlands
NO | YES |  |  |  | NPD417 |  | KCI | INFOVAC |  | VERR00778 | Rental | MHHS-Woodlands |  |  |  | NPD417 |  | Woodlands |  | Rental | [7 empty] | .needs class |  | INFOVAC THERAPY SYSTEM - O | [9 empty] | Verified as Rental |  |  | MHHS-Woodlands
NO | YES |  |  |  | NPD441 |  | KCI | INFOVAC |  | VERR05822 | Rental | MHHS-Woodlands |  |  |  | NPD441 |  | Woodlands |  | Rental | [7 empty] | .needs class |  | INFOVAC THERAPY SYSTEM - O | [9 empty] | Verified as Rental |  |  | MHHS-Woodlands
NO | YES |  |  |  | NPD691 |  | KCI | INFOVAC |  | VCOK06286 | Rental | MHHS-Woodlands |  |  |  | NPD691 |  | Woodlands |  | Rental | [7 empty] | .needs class |  | INFOVAC THERAPY SYSTEM - O | [9 empty] | Verified as Rental |  |  | MHHS-Woodlands
NO | YES |  |  |  | NPD762 |  | KCI | INFOVAC |  | VCOK10626 | Rental | MHHS-Woodlands |  |  |  | NPD762 |  | Woodlands |  | Rental | [7 empty] | .needs class |  | INFOVAC THERAPY SYSTEM - O | [9 empty] | Verified as Rental |  |  | MHHS-Woodlands
NO | YES |  |  |  | NPD764 |  | KCI | INFOVAC |  | VCOK05546 | Rental | MHHS-Woodlands |  |  |  | NPD764 |  | Woodlands |  | Rental | [7 empty] | .needs class |  | INFOVAC THERAPY SYSTEM - O | [9 empty] | Verified as Rental |  |  | MHHS-Woodlands
NO | YES |  |  |  | NPD797 |  | KCI | INFOVAC |  | VCOK00860 | Rental | MHHS-Woodlands |  |  |  | NPD797 |  | Woodlands |  | Rental | [7 empty] | .needs class |  | INFOVAC THERAPY SYSTEM - O | [9 empty] | Verified as Rental |  |  | MHHS-Woodlands
NO | YES |  |  |  | NPE454 |  | KCI | ULTA |  | VFVR33468 | Rental Equipment | MHHS-Greater Heights |  |  |  | NPE454 |  | Central & Greater Heights |  | Rental Equipment | [7 empty] | .needs class |  | ULTA VAC NPWT SYSTEM - O | [9 empty] | Verified as Rental |  |  | MHHS-Greater Heights
NO | YES |  |  |  | NPE512 |  | KCI | ULTA |  | VFVS03993 | Rental Equipment | MHHS-Greater Heights |  |  |  | NPE512 |  | Central & Greater Heights |  | Rental Equipment | [7 empty] | .needs class |  | ULTA VAC NPWT SYSTEM - O | [9 empty] | Verified as Rental |  |  | MHHS-Greater Heights
NO | YES |  |  |  | YPE904 |  | KCI | ULTA |  | VFVR13949 | Rental Equipment | MHHS-Greater Heights |  |  |  | YPE904 |  | Central & Greater Heights |  | Rental Equipment | [7 empty] | .needs class |  | ULTA VAC NPWT SYSTEM - RS | [9 empty] | Verified as Rental |  |  | MHHS-Greater Heights
NO | YES |  |  |  | NPE505 |  | KCI | ULTA |  | VFVS03965 | Rental | MHHS-Katy |  |  |  | NPE505 |  | Katy |  | Rental | [7 empty] | .needs class |  | ULTA VAC NPWT SYSTEM - O | [9 empty] | Verified as Rental |  |  | MHHS-Katy
NO | YES |  |  |  | NPE511 |  | KCI | ULTA |  | VFVS03982 | Rental | MHHS-Katy |  |  |  | NPE511 |  | Katy |  | Rental | [7 empty] | .needs class |  | ULTA VAC NPWT SYSTEM - O | [9 empty] | Verified as Rental |  |  | MHHS-Katy
NO | YES |  |  |  | NPE513 |  | KCI | ULTA |  | VFVS03985 | Rental | MHHS-Katy |  |  |  | NPE513 |  | Katy |  | Rental | [7 empty] | .needs class |  | ULTA VAC NPWT SYSTEM - O | [9 empty] | Verified as Rental |  |  | MHHS-Katy
NO | YES |  |  |  | NPE743 |  | KCI | ULTA |  | GAAC05541 | Rental | MHHS-Katy |  |  |  | NPE743 |  | Katy |  | Rental | [7 empty] | .needs class |  | ULTA VAC NPWT SYSTEM - O | [9 empty] | Verified as Rental |  |  | MHHS-Katy
NO | YES |  |  |  | YPE861 |  | KCI | ULTA |  | VFVR22759 | Rental | MHHS-Katy |  |  |  | YPE861 |  | Katy |  | Rental | [7 empty] | .needs class |  | ULTA VAC NPWT SYSTEM - RS | [9 empty] | Verified as Rental |  |  | MHHS-Katy
NO | YES |  |  |  | YPE717 |  | KCI | ULTA |  | VFVR08881 | Rental | MHHS-Mem City |  |  |  | YPE717 |  | West & Memorial City |  | Rental | [7 empty] | .needs class |  | ULTA VAC NPWT SYSTEM - RS | [9 empty] | Verified as Rental |  |  | MHHS-Mem City
NO | YES |  |  |  | ZNC1047 |  | KCI | ULTA |  | VFVR09844 | Rental | MHHS-Mem City |  |  |  | ZNC1047 |  | West & Memorial City |  | Rental | [7 empty] | .needs class |  | ULTA VAC NPWT SYSTEM - RR | [9 empty] | Verified as Rental |  |  | MHHS-Mem City
NO | YES |  |  |  | NPE503 |  | KCI | ULTA |  | VFVS03992 | Rental | MHHS-Southwest |  |  |  | NPE503 |  | Southwest |  | Rental | [7 empty] | .needs class |  | ULTA VAC NPWT SYSTEM - O | [9 empty] | Verified as Rental |  |  | MHHS-Southwest
NO | YES |  |  |  | NPE504 |  | KCI | ULTA |  | VFVS03970 | Rental | MHHS-Southwest |  |  |  | NPE504 |  | Southwest |  | Rental | [7 empty] | .needs class |  | ULTA VAC NPWT SYSTEM - O | [9 empty] | Verified as Rental |  |  | MHHS-Southwest
NO | YES |  |  |  | NPE506 |  | KCI | ULTA |  | VFVS03959 | Rental | MHHS-Southwest |  |  |  | NPE506 |  | Southwest |  | Rental | [7 empty] | .needs class |  | ULTA VAC NPWT SYSTEM - O | [9 empty] | Verified as Rental |  |  | MHHS-Southwest
NO | YES |  |  |  | NPE742 |  | KCI | ULTA |  | GAAC05535 | Rental | MHHS-Southwest |  |  |  | NPE742 |  | Southwest |  | Rental | [7 empty] | .needs class |  | ULTA VAC NPWT SYSTEM - O | [9 empty] | Verified as Rental |  |  | MHHS-Southwest
NO | YES |  |  |  | ZNC1083 |  | KCI | ULTA |  | VFVS02247 | Rental | MHHS-Southwest |  |  |  | ZNC1083 |  | Southwest |  | Rental | [7 empty] | .needs class |  | ULTA VAC NPWT SYSTEM - RR | [9 empty] | Verified as Rental |  |  | MHHS-Southwest
NO | YES |  |  |  | NPE263 |  | KCI | ULTA |  | VFVR20246 | Rental | MHHS-Sugarland |  |  |  | NPE263 |  | Sugar Land |  | Rental | [7 empty] | .needs class |  | ULTA VAC NPWT SYSTEM - O | [9 empty] | Verified as Rental |  |  | MHHS-Sugarland
NO | YES |  |  |  | YPE190 |  | KCI | ULTA |  | VFVR29130 | Rental | MHHS-TMC |  |  |  | YPE190 |  | TMC |  | Rental | [7 empty] | .needs class |  | ULTA VAC NPWT SYSTEM - RS | [9 empty] | Verified as Rental |  |  | MHHS-TMC
NO | YES |  |  |  | YPE956 |  | KCI | ULTA |  | VFVR31215 | Rental | MHHS-TMC |  |  |  | YPE956 |  | TMC |  | Rental | [7 empty] | .needs class |  | ULTA VAC NPWT SYSTEM - RS | [9 empty] | Verified as Rental |  |  | MHHS-TMC
NO | YES |  |  |  | NPE510 |  | KCI | ULTA |  | VFVS03980 | Rental | MHHS-Woodlands |  |  |  | NPE510 |  | Woodlands |  | Rental | [7 empty] | .needs class |  | ULTA VAC NPWT SYSTEM - O | [9 empty] | Verified as Rental |  |  | MHHS-Woodlands
YES | YES |  |  |  | 099-11204 | 099-11204 | KCI Medical | Prevena 125 |  |  | TMC - JONES - NEURO ACUTE CARE (5J) |  |  |  |  | 099-11204 | 099-11204 | TMC | Memorial Hermann-Texas Medical Center | TMC - JONES - NEURO ACUTE CARE (5J) | NEURO ACUTE CARE (5J)
NO | NO |  |  |  | 069-33784 |  | Keeler Instruments Inc | ALL PUPIL |  |  | TMC - HERMANN - ADULT ER (1HP) | MHHS-TMC |  | Oto/Ophthalmoscope |  | 069-33784 |  | TMC |  | TMC - HERMANN - ADULT ER (1HP) | [5 empty] | OPHTHALMOSCOPE/OTOSCOPES |  | OTOOPHTHALMOSCOPE-Keeler Inst-All Pupil | OTOOPHTHALMOSCOPE | All Pupil |  |  |  | Keeler Inst | Oto/Ophthalmoscope |  | OTOOPHTHALMOSCOPE-Keeler Inst-All Pupil |  |  |  |  | Covered PM Repair - Biomedical | MHHS-TMC
NO | NO |  |  |  | 142-08164 |  | Keeler Instruments Inc | VANTAGE PLUS |  |  | NE - NICU | MHHS-Northeast |  | Oto/Ophthalmoscope |  | 142-08164 |  | Katy |  | NE - NICU | [5 empty] | OPHTHALMOSCOPE/OTOSCOPES |  | OTOOPHTHALMOSCOPE-Keeler Inst-Vantage Plus | OTOOPHTHALMOSCOPE | Vantage Plus |  |  |  | Keeler Inst | Oto/Ophthalmoscope |  | OTOOPHTHALMOSCOPE-Keeler Inst-Vantage Plus |  |  |  |  | Covered PM Repair - Biomedical | MHHS-Northeast
NO | NO |  |  |  | 069-42779 |  | Keeler Instruments Inc | VANTAGE PLUS |  |  | TMC - HERMANN - ADULT ER (1HP) | MHHS-TMC |  | Oto/Ophthalmoscope |  | 069-42779 |  | TMC |  | TMC - HERMANN - ADULT ER (1HP) | [5 empty] | OPHTHALMOSCOPE/OTOSCOPES |  | OTOOPHTHALMOSCOPE-Keeler Inst-Vantage Plus | OTOOPHTHALMOSCOPE | Vantage Plus |  |  |  | Keeler Inst | Oto/Ophthalmoscope |  | OTOOPHTHALMOSCOPE-Keeler Inst-Vantage Plus |  |  |  |  | Covered PM Repair - Biomedical | MHHS-TMC
NO | NO |  |  |  | 069-43337 |  | Keeler Instruments Inc | VANTAGE PLUS |  |  | TMC - HERMANN - ADULT ER (1HP) | MHHS-TMC |  | Oto/Ophthalmoscope |  | 069-43337 |  | TMC |  | TMC - HERMANN - ADULT ER (1HP) | [5 empty] | OPHTHALMOSCOPE/OTOSCOPES |  | OTOOPHTHALMOSCOPE-Keeler Inst-Vantage Plus | OTOOPHTHALMOSCOPE | Vantage Plus |  |  |  | Keeler Inst | Oto/Ophthalmoscope |  | OTOOPHTHALMOSCOPE-Keeler Inst-Vantage Plus |  |  |  |  | Covered PM Repair - Biomedical | MHHS-TMC
NO | NO |  |  |  | 069-46346 |  | Keeler Instruments Inc | VANTAGE PLUS |  | S1014 | TMC - OR - ROBERTSON (2R) | MHHS-TMC |  | Oto/Ophthalmoscope |  | 069-46346 |  | TMC |  | TMC - OR - ROBERTSON (2R) | [5 empty] | OPHTHALMOSCOPE/OTOSCOPES |  | OTOOPHTHALMOSCOPE-Keeler Inst-Vantage Plus | OTOOPHTHALMOSCOPE | Vantage Plus |  |  |  | Keeler Inst | Oto/Ophthalmoscope |  | OTOOPHTHALMOSCOPE-Keeler Inst-Vantage Plus |  |  |  |  | Covered PM Repair - Biomedical | MHHS-TMC
NO | YES |  |  |  | 069-23239 | 069-23239 | KEISER |  |  |  | SMR-(TMC)-Ironman [MHMP-16Flr] | MHHS-SMR |  | Chair, Dental, Powered |  | 069-23239 | 069-23239 | TMC | MHHS-Others | SMR-(TMC)-Ironman [MHMP-16Flr] | Ironman | 5/1/19 |  | 5/1/20 |  | PUMPS, NON-PATIENT CARE | Chair, Dental, Powered | CHAIRDENTALPOWERED-A-DecInc-1021 | CHAIRDENTALPOWERED |  |  |  |  | A-dec Inc | Chair, Dental, Powered |  |  | CHAIRDENTALPOWERED-A-DecInc-1021 | 7/1/18 |  |  | Covered PM Repair - Biomedical | MHHS-SMR | [8 empty] | CHAIRDENTALPOWERED | Chair, Dental, Powered | A-dec Inc
NO | YES |  |  |  | 009-08075 | 009-08075 | KEISER | INFINITY SERIES |  | 120307-06938 | SMR-(GH)-Greater Heights | MHHS-SMR |  |  |  | 009-08075 | 009-08075 | Central | MHHS-Others | SMR-(GH)-Greater Heights | Gym floor | 4/1/19 | 4/1/20 |  |  | EXERCISERS |  | .needs class | [5 empty] | Keiser Fitness |  |  |  |  | 12/1/25 |  |  | Not Covered Vendor Only - Biomedical | MHHS-SMR
NO | YES |  |  |  | 005-08998 | 005-08998 | KEISER | INFINITY SERIES |  | 120307-06936 | SMR-(PL)-Pearland East | MHHS-SMR |  |  |  | 005-08998 | 005-08998 | Pearland | MHHS-Others | SMR-(PL)-Pearland East |  | 9/1/19 | 9/1/20 |  |  | EXERCISERS |  | .needs class | [5 empty] | Keiser Fitness |  |  |  |  | 12/1/25 |  |  | Not Covered Vendor Only - Biomedical | MHHS-SMR
NO | YES |  |  |  | 069-23247 | 069-23247 | KEISER | INFINITY SERIES |  | 061128-07216 | SMR - (TMC) - IRONMAN [MHMP-16FLR] | MHHS-SMR |  |  |  | 069-23247 | 069-23247 | TMC | MHHS-Others | SMR - (TMC) - IRONMAN [MHMP-16FLR] | Gym | 5/1/19 |  | 5/1/20 |  | EXERCISERS |  | .needs class | [5 empty] | Keiser Fitness | [7 empty] | Clinical Miscellaneous | MHHS-SMR
NO | NO |  |  |  | NEEDS TAGGED |  | KEISER | INFINITY SERIES |  | 160108-45670 | SMR - (SE) - HOUSTON SPORTS PARK | MHHS-SMR |  |  |  | NEEDS TAGGED |  | Southeast & Bay Area |  | SMR - (SE) - HOUSTON SPORTS PARK | [5 empty] | EXERCISERS |  | .needs class | [5 empty] | Keiser Fitness | [7 empty] | Not Covered Vendor Only - Biomedical | MHHS-SMR
NO | NO |  |  |  | NEEDS TAGGED |  | KEISER | INFINITY SERIES |  | 160108-45519 | SMR - (SE) - HOUSTON SPORTS PARK | MHHS-SMR |  |  |  | NEEDS TAGGED |  | Southeast & Bay Area |  | SMR - (SE) - HOUSTON SPORTS PARK | [5 empty] | EXERCISERS |  | .needs class | [5 empty] | Keiser Fitness | [7 empty] | Not Covered Vendor Only - Biomedical | MHHS-SMR
NO | NO |  |  |  | NEEDS TAGGED |  | KEISER | INFINITY SERIES |  | 160108-45671 | SMR - (SE) - HOUSTON SPORTS PARK | MHHS-SMR |  |  |  | NEEDS TAGGED |  | Southeast & Bay Area |  | SMR - (SE) - HOUSTON SPORTS PARK | [5 empty] | EXERCISERS |  | .needs class | [5 empty] | Keiser Fitness | [7 empty] | Not Covered Vendor Only - Biomedical | MHHS-SMR
NO | YES |  |  |  | 029-11988 | 029-11988 | KEISER | M3 TOTAL BODY TRAINER (M3 TBT) EXERCISE BIKE |  | 150702-31035 | SMR-(WDLS)-Spring Sports Park | MHHS-SMR |  |  |  | 029-11988 | 029-11988 | Woodlands | MHHS-Others | SMR-(WDLS)-Spring Sports Park | Sport rehab | 8/1/19 |  | 8/1/20 |  | EXERCISERS |  | .needs class | [5 empty] | Keiser Fitness | [7 empty] | Covered PM Repair - Biomedical | MHHS-SMR
NO | YES |  |  |  |  | 074-06235 | KENDALL HEALTHCARE | GENIUS 2 |  | N12536732 | MH MG - (WDLS) - IMPERIAL OAKS | MHHS-MG |  |  |  |  | 074-06235 | Woodlands | MHMG Imperial Oaks Suite100 | MH MG - (WDLS) - IMPERIAL OAKS | [5 empty] | THERMOMETERS, ELECTRONIC, PATIENT |  | THERMOMETERELECT-Tyco Healthcare-Genius II |  |  |  |  | THERMOMETERELECT-Tyco Healthcare-Genius II | Kendall | [7 empty] | Covered PM Repair - Biomedical | MHHS-MG
NO | NO |  |  |  | N16521037 |  | KENDALL HEALTHCARE | GENIUS 2 |  | N16521037 | GH - CATH LAB | MHHS-Greater Heights |  |  |  | N16521037 |  | Central & Greater Heights |  | GH - CATH LAB | [5 empty] | THERMOMETERS, ELECTRONIC, PATIENT |  | THERMOMETERELECT-Tyco Healthcare-Genius II |  |  |  |  | THERMOMETERELECT-Tyco Healthcare-Genius II | Kendall | [7 empty] | Covered PM Repair - Biomedical | MHHS-Greater Heights
NO | NO |  |  |  | 013-36715 |  | KENDALL HEALTHCARE | GENIUS 2 |  | N15596243 | SW - ICU | MHHS-Southwest |  |  |  | 013-36715 |  | Southwest |  | SW - ICU | [5 empty] | THERMOMETERS, ELECTRONIC, PATIENT |  | THERMOMETERELECT-Tyco Healthcare-Genius II |  |  |  |  | THERMOMETERELECT-Tyco Healthcare-Genius II | Kendall | [7 empty] | Covered PM Repair - Biomedical | MHHS-Southwest
NO | NO |  |  |  | 013-36716 |  | KENDALL HEALTHCARE | GENIUS 2 |  | N15581007 | SW - ICU | MHHS-Southwest |  |  |  | 013-36716 |  | Southwest |  | SW - ICU | [5 empty] | THERMOMETERS, ELECTRONIC, PATIENT |  | THERMOMETERELECT-Tyco Healthcare-Genius II |  |  |  |  | THERMOMETERELECT-Tyco Healthcare-Genius II | Kendall | [7 empty] | Covered PM Repair - Biomedical | MHHS-Southwest
NO | NO |  |  |  | N10517369 |  | KENDALL HEALTHCARE | GENIUS 2 |  | N10157369 | TMC - JONES - HYPERBARIC/WOUND CARE (JG) | MHHS-TMC |  |  |  | N10517369 |  | TMC |  | TMC - JONES - HYPERBARIC/WOUND CARE (JG) | [5 empty] | THERMOMETERS, ELECTRONIC, PATIENT |  | THERMOMETERELECT-Tyco Healthcare-Genius II |  |  |  |  | THERMOMETERELECT-Tyco Healthcare-Genius II | Kendall | [7 empty] | Covered PM Repair - Biomedical | MHHS-TMC
NO | NO |  |  |  | N12582088 |  | KENDALL HEALTHCARE | GENIUS 2 |  | N12582088 | TMC - JONES - HYPERBARIC/WOUND CARE (JG) | MHHS-TMC |  |  |  | N12582088 |  | TMC |  | TMC - JONES - HYPERBARIC/WOUND CARE (JG) | [5 empty] | THERMOMETERS, ELECTRONIC, PATIENT |  | THERMOMETERELECT-Tyco Healthcare-Genius II |  |  |  |  | THERMOMETERELECT-Tyco Healthcare-Genius II | Kendall | [7 empty] | Covered PM Repair - Biomedical | MHHS-TMC
NO | NO |  |  |  | N14611611 |  | KENDALL HEALTHCARE | GENIUS 2 |  | N14611611 | TMC - JONES - HYPERBARIC/WOUND CARE (JG) | MHHS-TMC |  |  |  | N14611611 |  | TMC |  | TMC - JONES - HYPERBARIC/WOUND CARE (JG) | [5 empty] | THERMOMETERS, ELECTRONIC, PATIENT |  | THERMOMETERELECT-Tyco Healthcare-Genius II |  |  |  |  | THERMOMETERELECT-Tyco Healthcare-Genius II | Kendall | [7 empty] | Covered PM Repair - Biomedical | MHHS-TMC
NO | NO |  |  |  | N09083039 |  | KENDALL HEALTHCARE | GENIUS 2 |  | N09083039 | TMC - OR - DAY SURGERY (2R) | MHHS-TMC |  |  |  | N09083039 |  | TMC |  | TMC - OR - DAY SURGERY (2R) | [5 empty] | THERMOMETERS, ELECTRONIC, PATIENT |  | THERMOMETERELECT-Tyco Healthcare-Genius II |  |  |  |  | THERMOMETERELECT-Tyco Healthcare-Genius II | Kendall | [7 empty] | Covered PM Repair - Biomedical | MHHS-TMC
NO | NO |  |  |  | F0922906 |  | KENDALL HEALTHCARE | KANGAROO |  | F0922906 | SE - CENTRAL SUPPLY | MHHS-Southeast |  |  |  | F0922906 |  | Southeast & Bay Area |  | SE - CENTRAL SUPPLY | [5 empty] | PUMPS, ENTERAL FEEDING |  | .needs class | [5 empty] | Kendall | [7 empty] | Covered PM Repair - Biomedical | MHHS-Southeast
NO | NO |  |  |  | F0721829 |  | KENDALL HEALTHCARE | KANGAROO JOEY |  | F0721829 | GH - CENTRAL SUPPLY | MHHS-Greater Heights |  | Pump, Food, Enteral |  | F0721829 |  | Central & Greater Heights |  | GH - CENTRAL SUPPLY | [5 empty] | PUMPS, ENTERAL FEEDING |  | PUMPFOODENTERAL-Covidien-Kangaroo Joey | PUMPFOODENTERAL | Kangaroo Joey |  |  |  | Covidien | Pump, Food, Enteral |  |  | PUMPFOODENTERAL-Covidien-Kangaroo Joey |  |  |  | Covered PM Repair - Biomedical | MHHS-Greater Heights
NO | NO |  |  |  | F0921886 |  | KENDALL HEALTHCARE | KANGAROO JOEY |  | F0921886 | GH - CENTRAL SUPPLY | MHHS-Greater Heights |  | Pump, Food, Enteral |  | F0921886 |  | Central & Greater Heights |  | GH - CENTRAL SUPPLY | [5 empty] | PUMPS, ENTERAL FEEDING |  | PUMPFOODENTERAL-Covidien-Kangaroo Joey | PUMPFOODENTERAL | Kangaroo Joey |  |  |  | Covidien | Pump, Food, Enteral |  |  | PUMPFOODENTERAL-Covidien-Kangaroo Joey |  |  |  | Covered PM Repair - Biomedical | MHHS-Greater Heights
NO | NO |  |  |  | F1161357 |  | KENDALL HEALTHCARE | KANGAROO JOEY |  | F1161357 | GH - CENTRAL SUPPLY | MHHS-Greater Heights |  | Pump, Food, Enteral |  | F1161357 |  | Central & Greater Heights |  | GH - CENTRAL SUPPLY | [5 empty] | PUMPS, ENTERAL FEEDING |  | PUMPFOODENTERAL-Covidien-Kangaroo Joey | PUMPFOODENTERAL | Kangaroo Joey |  |  |  | Covidien | Pump, Food, Enteral |  |  | PUMPFOODENTERAL-Covidien-Kangaroo Joey |  |  |  | Covered PM Repair - Biomedical | MHHS-Greater Heights
NO | NO |  |  |  | F1161372 |  | KENDALL HEALTHCARE | KANGAROO JOEY |  | F1161372 | GH - CENTRAL SUPPLY | MHHS-Greater Heights |  | Pump, Food, Enteral |  | F1161372 |  | Central & Greater Heights |  | GH - CENTRAL SUPPLY | [5 empty] | PUMPS, ENTERAL FEEDING |  | PUMPFOODENTERAL-Covidien-Kangaroo Joey | PUMPFOODENTERAL | Kangaroo Joey |  |  |  | Covidien | Pump, Food, Enteral |  |  | PUMPFOODENTERAL-Covidien-Kangaroo Joey |  |  |  | Covered PM Repair - Biomedical | MHHS-Greater Heights
NO | NO |  |  |  | F1161444 |  | KENDALL HEALTHCARE | KANGAROO JOEY |  | F1161444 | GH - CENTRAL SUPPLY | MHHS-Greater Heights |  | Pump, Food, Enteral |  | F1161444 |  | Central & Greater Heights |  | GH - CENTRAL SUPPLY | [5 empty] | PUMPS, ENTERAL FEEDING |  | PUMPFOODENTERAL-Covidien-Kangaroo Joey | PUMPFOODENTERAL | Kangaroo Joey |  |  |  | Covidien | Pump, Food, Enteral |  |  | PUMPFOODENTERAL-Covidien-Kangaroo Joey |  |  |  | Covered PM Repair - Biomedical | MHHS-Greater Heights
NO | NO |  |  |  | F1161447 |  | KENDALL HEALTHCARE | KANGAROO JOEY |  | F1161447 | GH - CENTRAL SUPPLY | MHHS-Greater Heights |  | Pump, Food, Enteral |  | F1161447 |  | Central & Greater Heights |  | GH - CENTRAL SUPPLY | [5 empty] | PUMPS, ENTERAL FEEDING |  | PUMPFOODENTERAL-Covidien-Kangaroo Joey | PUMPFOODENTERAL | Kangaroo Joey |  |  |  | Covidien | Pump, Food, Enteral |  |  | PUMPFOODENTERAL-Covidien-Kangaroo Joey |  |  |  | Covered PM Repair - Biomedical | MHHS-Greater Heights
NO | NO |  |  |  | F1161460 |  | KENDALL HEALTHCARE | KANGAROO JOEY |  | F1161460 | GH - CENTRAL SUPPLY | MHHS-Greater Heights |  | Pump, Food, Enteral |  | F1161460 |  | Central & Greater Heights |  | GH - CENTRAL SUPPLY | [5 empty] | PUMPS, ENTERAL FEEDING |  | PUMPFOODENTERAL-Covidien-Kangaroo Joey | PUMPFOODENTERAL | Kangaroo Joey |  |  |  | Covidien | Pump, Food, Enteral |  |  | PUMPFOODENTERAL-Covidien-Kangaroo Joey |  |  |  | Covered PM Repair - Radiology, Low End | MHHS-Greater Heights
NO | NO |  |  |  | F1161464 |  | KENDALL HEALTHCARE | KANGAROO JOEY |  | F1161464 | GH - CENTRAL SUPPLY | MHHS-Greater Heights |  | Pump, Food, Enteral |  | F1161464 |  | Central & Greater Heights |  | GH - CENTRAL SUPPLY | [5 empty] | PUMPS, ENTERAL FEEDING |  | PUMPFOODENTERAL-Covidien-Kangaroo Joey | PUMPFOODENTERAL | Kangaroo Joey |  |  |  | Covidien | Pump, Food, Enteral |  |  | PUMPFOODENTERAL-Covidien-Kangaroo Joey |  |  |  | Covered PM Repair - Radiology, High End | MHHS-Greater Heights
NO | NO |  |  |  | F1161472 |  | KENDALL HEALTHCARE | KANGAROO JOEY |  | F1161472 | GH - CENTRAL SUPPLY | MHHS-Greater Heights |  | Pump, Food, Enteral |  | F1161472 |  | Central & Greater Heights |  | GH - CENTRAL SUPPLY | [5 empty] | PUMPS, ENTERAL FEEDING |  | PUMPFOODENTERAL-Covidien-Kangaroo Joey | PUMPFOODENTERAL | Kangaroo Joey |  |  |  | Covidien | Pump, Food, Enteral |  |  | PUMPFOODENTERAL-Covidien-Kangaroo Joey |  |  |  | Covered PM Repair - Radiology, High End | MHHS-Greater Heights
NO | NO |  |  |  | F1162378 |  | KENDALL HEALTHCARE | KANGAROO JOEY |  | F1162378 | GH - CENTRAL SUPPLY | MHHS-Greater Heights |  | Pump, Food, Enteral |  | F1162378 |  | Central & Greater Heights |  | GH - CENTRAL SUPPLY | [5 empty] | PUMPS, ENTERAL FEEDING |  | PUMPFOODENTERAL-Covidien-Kangaroo Joey | PUMPFOODENTERAL | Kangaroo Joey |  |  |  | Covidien | Pump, Food, Enteral |  |  | PUMPFOODENTERAL-Covidien-Kangaroo Joey |  |  |  | Covered PM Repair - Radiology, High End | MHHS-Greater Heights
NO | NO |  |  |  | F1162959 |  | KENDALL HEALTHCARE | KANGAROO JOEY |  | F1162959 | GH - CENTRAL SUPPLY | MHHS-Greater Heights |  | Pump, Food, Enteral |  | F1162959 |  | Central & Greater Heights |  | GH - CENTRAL SUPPLY | [5 empty] | PUMPS, ENTERAL FEEDING |  | PUMPFOODENTERAL-Covidien-Kangaroo Joey | PUMPFOODENTERAL | Kangaroo Joey |  |  |  | Covidien | Pump, Food, Enteral |  |  | PUMPFOODENTERAL-Covidien-Kangaroo Joey |  |  |  | Covered PM Repair - Radiology, Low End | MHHS-Greater Heights
NO | NO |  |  |  | F1273304 |  | KENDALL HEALTHCARE | KANGAROO JOEY |  | F1273304 | GH - CENTRAL SUPPLY | MHHS-Greater Heights |  | Pump, Food, Enteral |  | F1273304 |  | Central & Greater Heights |  | GH - CENTRAL SUPPLY | [5 empty] | PUMPS, ENTERAL FEEDING |  | PUMPFOODENTERAL-Covidien-Kangaroo Joey | PUMPFOODENTERAL | Kangaroo Joey |  |  |  | Covidien | Pump, Food, Enteral |  |  | PUMPFOODENTERAL-Covidien-Kangaroo Joey |  |  |  | Covered PM Repair - Radiology, High End | MHHS-Greater Heights
NO | NO |  |  |  | F1161424 |  | KENDALL HEALTHCARE | KANGAROO JOEY |  | F1161424 | KATY - ASSET 360 | MHHS-Katy |  | Pump, Food, Enteral |  | F1161424 |  | Katy |  | KATY - ASSET 360 | [5 empty] | PUMPS, ENTERAL FEEDING |  | PUMPFOODENTERAL-Covidien-Kangaroo Joey | PUMPFOODENTERAL | Kangaroo Joey |  |  |  | Covidien | Pump, Food, Enteral |  |  | PUMPFOODENTERAL-Covidien-Kangaroo Joey |  |  |  | Covered PM Repair - Biomedical | MHHS-Katy
NO | NO |  |  |  | F1162918 |  | KENDALL HEALTHCARE | KANGAROO JOEY |  | F1162918 | KATY - ASSET 360 | MHHS-Katy |  | Pump, Food, Enteral |  | F1162918 |  | Katy |  | KATY - ASSET 360 | [5 empty] | PUMPS, ENTERAL FEEDING |  | PUMPFOODENTERAL-Covidien-Kangaroo Joey | PUMPFOODENTERAL | Kangaroo Joey |  |  |  | Covidien | Pump, Food, Enteral |  |  | PUMPFOODENTERAL-Covidien-Kangaroo Joey |  |  |  | Covered PM Repair - Radiology, Low End | MHHS-Katy
NO | NO |  |  |  | F1161376 |  | KENDALL HEALTHCARE | KANGAROO JOEY |  | F1161376 | KATY - CENTRAL SUPPLY | MHHS-Katy |  | Pump, Food, Enteral |  | F1161376 |  | Katy |  | KATY - CENTRAL SUPPLY | [5 empty] | PUMPS, ENTERAL FEEDING |  | PUMPFOODENTERAL-Covidien-Kangaroo Joey | PUMPFOODENTERAL | Kangaroo Joey |  |  |  | Covidien | Pump, Food, Enteral |  |  | PUMPFOODENTERAL-Covidien-Kangaroo Joey |  |  |  | Covered PM Repair - Biomedical | MHHS-Katy
NO | NO |  |  |  | F1161434 |  | KENDALL HEALTHCARE | KANGAROO JOEY |  | F1161434 | KATY - CENTRAL SUPPLY | MHHS-Katy |  | Pump, Food, Enteral |  | F1161434 |  | Katy |  | KATY - CENTRAL SUPPLY | [5 empty] | PUMPS, ENTERAL FEEDING |  | PUMPFOODENTERAL-Covidien-Kangaroo Joey | PUMPFOODENTERAL | Kangaroo Joey |  |  |  | Covidien | Pump, Food, Enteral |  |  | PUMPFOODENTERAL-Covidien-Kangaroo Joey |  |  |  | Covered PM Repair - Biomedical | MHHS-Katy
NO | NO |  |  |  | F1161678 |  | KENDALL HEALTHCARE | KANGAROO JOEY |  | F1161678 | KATY - CENTRAL SUPPLY | MHHS-Katy |  | Pump, Food, Enteral |  | F1161678 |  | Katy |  | KATY - CENTRAL SUPPLY | [5 empty] | PUMPS, ENTERAL FEEDING |  | PUMPFOODENTERAL-Covidien-Kangaroo Joey | PUMPFOODENTERAL | Kangaroo Joey |  |  |  | Covidien | Pump, Food, Enteral |  |  | PUMPFOODENTERAL-Covidien-Kangaroo Joey |  |  |  | Covered PM Repair - Radiology, Low End | MHHS-Katy
NO | NO |  |  |  | FOD1020 |  | KENDALL HEALTHCARE | KANGAROO JOEY |  | F1162923 | KATY - CENTRAL SUPPLY | MHHS-Katy |  | Pump, Food, Enteral |  | FOD1020 |  | Katy |  | KATY - CENTRAL SUPPLY | [5 empty] | PUMPS, ENTERAL FEEDING |  | PUMPFOODENTERAL-Covidien-Kangaroo Joey | PUMPFOODENTERAL | Kangaroo Joey |  |  |  | Covidien | Pump, Food, Enteral |  |  | PUMPFOODENTERAL-Covidien-Kangaroo Joey |  |  |  | Covered PM Repair - Biomedical | MHHS-Katy
NO | NO |  |  |  | FOD1048 |  | KENDALL HEALTHCARE | KANGAROO JOEY |  | F1162929 | KATY - CENTRAL SUPPLY | MHHS-Katy |  | Pump, Food, Enteral |  | FOD1048 |  | Katy |  | KATY - CENTRAL SUPPLY | [5 empty] | PUMPS, ENTERAL FEEDING |  | PUMPFOODENTERAL-Covidien-Kangaroo Joey | PUMPFOODENTERAL | Kangaroo Joey |  |  |  | Covidien | Pump, Food, Enteral |  |  | PUMPFOODENTERAL-Covidien-Kangaroo Joey |  |  |  | Covered PM Repair - Radiology, Low End | MHHS-Katy
NO | NO |  |  |  | FOD1052 |  | KENDALL HEALTHCARE | KANGAROO JOEY |  | F1163003 | KATY - CENTRAL SUPPLY | MHHS-Katy |  | Pump, Food, Enteral |  | FOD1052 |  | Katy |  | KATY - CENTRAL SUPPLY | [5 empty] | PUMPS, ENTERAL FEEDING |  | PUMPFOODENTERAL-Covidien-Kangaroo Joey | PUMPFOODENTERAL | Kangaroo Joey |  |  |  | Covidien | Pump, Food, Enteral |  |  | PUMPFOODENTERAL-Covidien-Kangaroo Joey |  |  |  | Covered PM Repair - Radiology, Low End | MHHS-Katy
NO | NO |  |  |  | F1162936 |  | KENDALL HEALTHCARE | KANGAROO JOEY |  | F1162936 | KATY REHAB - CENTRAL SUPPLY | MHHS-Katy Rehab |  | Pump, Food, Enteral |  | F1162936 |  | Katy |  | KATY REHAB - CENTRAL SUPPLY | [5 empty] | PUMPS, ENTERAL FEEDING |  | PUMPFOODENTERAL-Covidien-Kangaroo Joey | PUMPFOODENTERAL | Kangaroo Joey |  |  |  | Covidien | Pump, Food, Enteral |  |  | PUMPFOODENTERAL-Covidien-Kangaroo Joey |  |  |  | Covered PM Repair - Radiology, Low End | MHHS-Katy Rehab
NO | NO |  |  |  | FOD1002 |  | KENDALL HEALTHCARE | KANGAROO JOEY |  | F1162953 | KATY REHAB - CENTRAL SUPPLY | MHHS-Katy Rehab |  | Pump, Food, Enteral |  | FOD1002 |  | Katy |  | KATY REHAB - CENTRAL SUPPLY | [5 empty] | PUMPS, ENTERAL FEEDING |  | PUMPFOODENTERAL-Covidien-Kangaroo Joey | PUMPFOODENTERAL | Kangaroo Joey |  |  |  | Covidien | Pump, Food, Enteral |  |  | PUMPFOODENTERAL-Covidien-Kangaroo Joey |  |  |  | Covered PM Repair - Radiology, Low End | MHHS-Katy Rehab
NO | NO | [5 empty] | KENDALL HEALTHCARE | KANGAROO JOEY |  | F1161720 | NE - CENTRAL SUPPLY | MHHS-Northeast |  | Pump, Food, Enteral |  |  |  | Katy |  | NE - CENTRAL SUPPLY | [5 empty] | PUMPS, ENTERAL FEEDING |  | PUMPFOODENTERAL-Covidien-Kangaroo Joey | PUMPFOODENTERAL | Kangaroo Joey |  |  |  | Covidien | Pump, Food, Enteral |  |  | PUMPFOODENTERAL-Covidien-Kangaroo Joey |  |  |  | Covered PM Repair - Biomedical | MHHS-Northeast
NO | NO | [5 empty] | KENDALL HEALTHCARE | KANGAROO JOEY |  | F1162790 | NE - CENTRAL SUPPLY | MHHS-Northeast |  | Pump, Food, Enteral |  |  |  | Katy |  | NE - CENTRAL SUPPLY | [5 empty] | PUMPS, ENTERAL FEEDING |  | PUMPFOODENTERAL-Covidien-Kangaroo Joey | PUMPFOODENTERAL | Kangaroo Joey |  |  |  | Covidien | Pump, Food, Enteral |  |  | PUMPFOODENTERAL-Covidien-Kangaroo Joey |  |  |  | Covered PM Repair - Biomedical | MHHS-Northeast
NO | NO |  |  |  | 142-05906 |  | KENDALL HEALTHCARE | KANGAROO JOEY |  | F1161475 | NE - CENTRAL SUPPLY | MHHS-Northeast |  | Pump, Food, Enteral |  | 142-05906 |  | Katy |  | NE - CENTRAL SUPPLY | [5 empty] | PUMPS, ENTERAL FEEDING |  | PUMPFOODENTERAL-Covidien-Kangaroo Joey | PUMPFOODENTERAL | Kangaroo Joey |  |  |  | Covidien | Pump, Food, Enteral |  |  | PUMPFOODENTERAL-Covidien-Kangaroo Joey |  |  |  | Covered PM Repair - Biomedical | MHHS-Northeast
NO | NO |  |  |  | FOD1261 |  | KENDALL HEALTHCARE | KANGAROO JOEY |  | F1161456 | NE - CENTRAL SUPPLY | MHHS-Northeast |  | Pump, Food, Enteral |  | FOD1261 |  | Katy |  | NE - CENTRAL SUPPLY | [5 empty] | PUMPS, ENTERAL FEEDING |  | PUMPFOODENTERAL-Covidien-Kangaroo Joey | PUMPFOODENTERAL | Kangaroo Joey |  |  |  | Covidien | Pump, Food, Enteral |  |  | PUMPFOODENTERAL-Covidien-Kangaroo Joey |  |  |  | Covered PM Repair - Biomedical | MHHS-Northeast
NO | NO |  |  |  | FOD1299 |  | KENDALL HEALTHCARE | KANGAROO JOEY |  | F1161506 | NE - CENTRAL SUPPLY | MHHS-Northeast |  | Pump, Food, Enteral |  | FOD1299 |  | Katy |  | NE - CENTRAL SUPPLY | [5 empty] | PUMPS, ENTERAL FEEDING |  | PUMPFOODENTERAL-Covidien-Kangaroo Joey | PUMPFOODENTERAL | Kangaroo Joey |  |  |  | Covidien | Pump, Food, Enteral |  |  | PUMPFOODENTERAL-Covidien-Kangaroo Joey |  |  |  | Covered PM Repair - Radiology, Low End | MHHS-Northeast
NO | NO |  |  |  | FOD1403 |  | KENDALL HEALTHCARE | KANGAROO JOEY |  | F1161660 | NE - CENTRAL SUPPLY | MHHS-Northeast |  | Pump, Food, Enteral |  | FOD1403 |  | Katy |  | NE - CENTRAL SUPPLY | [5 empty] | PUMPS, ENTERAL FEEDING |  | PUMPFOODENTERAL-Covidien-Kangaroo Joey | PUMPFOODENTERAL | Kangaroo Joey |  |  |  | Covidien | Pump, Food, Enteral |  |  | PUMPFOODENTERAL-Covidien-Kangaroo Joey |  |  |  | Covered PM Repair - Biomedical | MHHS-Northeast
NO | NO |  |  |  | FOD1404 |  | KENDALL HEALTHCARE | KANGAROO JOEY |  | F1161703 | NE - CENTRAL SUPPLY | MHHS-Northeast |  | Pump, Food, Enteral |  | FOD1404 |  | Katy |  | NE - CENTRAL SUPPLY | [5 empty] | PUMPS, ENTERAL FEEDING |  | PUMPFOODENTERAL-Covidien-Kangaroo Joey | PUMPFOODENTERAL | Kangaroo Joey |  |  |  | Covidien | Pump, Food, Enteral |  |  | PUMPFOODENTERAL-Covidien-Kangaroo Joey |  |  |  | Covered PM Repair - Radiology, Low End | MHHS-Northeast
NO | NO |  |  |  | F1161429 |  | KENDALL HEALTHCARE | KANGAROO JOEY |  | F1161429 | SE - CENTRAL SUPPLY | MHHS-Southeast |  | Pump, Food, Enteral |  | F1161429 |  | Southeast & Bay Area |  | SE - CENTRAL SUPPLY | [5 empty] | PUMPS, ENTERAL FEEDING |  | PUMPFOODENTERAL-Covidien-Kangaroo Joey | PUMPFOODENTERAL | Kangaroo Joey |  |  |  | Covidien | Pump, Food, Enteral |  |  | PUMPFOODENTERAL-Covidien-Kangaroo Joey |  |  |  | Covered PM Repair - Biomedical | MHHS-Southeast
NO | NO |  |  |  | F1161454 |  | KENDALL HEALTHCARE | KANGAROO JOEY |  | F1161454 | SE - CENTRAL SUPPLY | MHHS-Southeast |  | Pump, Food, Enteral |  | F1161454 |  | Southeast & Bay Area |  | SE - CENTRAL SUPPLY | [5 empty] | PUMPS, ENTERAL FEEDING |  | PUMPFOODENTERAL-Covidien-Kangaroo Joey | PUMPFOODENTERAL | Kangaroo Joey |  |  |  | Covidien | Pump, Food, Enteral |  |  | PUMPFOODENTERAL-Covidien-Kangaroo Joey |  |  |  | Covered PM Repair - Biomedical | MHHS-Southeast
NO | NO |  |  |  | F1161745 |  | KENDALL HEALTHCARE | KANGAROO JOEY |  | F1161745 | SE - CENTRAL SUPPLY | MHHS-Southeast |  | Pump, Food, Enteral |  | F1161745 |  | Southeast & Bay Area |  | SE - CENTRAL SUPPLY | [5 empty] | PUMPS, ENTERAL FEEDING |  | PUMPFOODENTERAL-Covidien-Kangaroo Joey | PUMPFOODENTERAL | Kangaroo Joey |  |  |  | Covidien | Pump, Food, Enteral |  |  | PUMPFOODENTERAL-Covidien-Kangaroo Joey |  |  |  | Not Covered Vendor Only - Rad, Low End | MHHS-Southeast
NO | NO |  |  |  | F1161747 |  | KENDALL HEALTHCARE | KANGAROO JOEY |  | F1161747 | SE - CENTRAL SUPPLY | MHHS-Southeast |  | Pump, Food, Enteral |  | F1161747 |  | Southeast & Bay Area |  | SE - CENTRAL SUPPLY | [5 empty] | PUMPS, ENTERAL FEEDING |  | PUMPFOODENTERAL-Covidien-Kangaroo Joey | PUMPFOODENTERAL | Kangaroo Joey |  |  |  | Covidien | Pump, Food, Enteral |  |  | PUMPFOODENTERAL-Covidien-Kangaroo Joey |  |  |  | Covered PM Repair - Radiology, Low End | MHHS-Southeast
NO | NO |  |  |  | F1162824 |  | KENDALL HEALTHCARE | KANGAROO JOEY |  | F1162824 | SE - CENTRAL SUPPLY | MHHS-Southeast |  | Pump, Food, Enteral |  | F1162824 |  | Southeast & Bay Area |  | SE - CENTRAL SUPPLY | [5 empty] | PUMPS, ENTERAL FEEDING |  | PUMPFOODENTERAL-Covidien-Kangaroo Joey | PUMPFOODENTERAL | Kangaroo Joey |  |  |  | Covidien | Pump, Food, Enteral |  |  | PUMPFOODENTERAL-Covidien-Kangaroo Joey |  |  |  | Covered PM Repair - Radiology, Low End | MHHS-Southeast
NO | NO |  |  |  | F1162908 |  | KENDALL HEALTHCARE | KANGAROO JOEY |  | F1162908 | SE - CENTRAL SUPPLY | MHHS-Southeast |  | Pump, Food, Enteral |  | F1162908 |  | Southeast & Bay Area |  | SE - CENTRAL SUPPLY | [5 empty] | PUMPS, ENTERAL FEEDING |  | PUMPFOODENTERAL-Covidien-Kangaroo Joey | PUMPFOODENTERAL | Kangaroo Joey |  |  |  | Covidien | Pump, Food, Enteral |  |  | PUMPFOODENTERAL-Covidien-Kangaroo Joey |  |  |  | Covered PM Repair - Radiology, Low End | MHHS-Southeast
NO | NO |  |  |  | F1162998 |  | KENDALL HEALTHCARE | KANGAROO JOEY |  | F1162998 | SE - CENTRAL SUPPLY | MHHS-Southeast |  | Pump, Food, Enteral |  | F1162998 |  | Southeast & Bay Area |  | SE - CENTRAL SUPPLY | [5 empty] | PUMPS, ENTERAL FEEDING |  | PUMPFOODENTERAL-Covidien-Kangaroo Joey | PUMPFOODENTERAL | Kangaroo Joey |  |  |  | Covidien | Pump, Food, Enteral |  |  | PUMPFOODENTERAL-Covidien-Kangaroo Joey |  |  |  | Covered PM Repair - Radiology, Low End | MHHS-Southeast
NO | NO | [5 empty] | KENDALL HEALTHCARE | KANGAROO JOEY |  | F1161430 | SW - CENTRAL SUPPLY | MHHS-Southwest |  | Pump, Food, Enteral |  |  |  | Southwest |  | SW - CENTRAL SUPPLY | [5 empty] | PUMPS, ENTERAL FEEDING |  | PUMPFOODENTERAL-Covidien-Kangaroo Joey | PUMPFOODENTERAL | Kangaroo Joey |  |  |  | Covidien | Pump, Food, Enteral |  |  | PUMPFOODENTERAL-Covidien-Kangaroo Joey |  |  |  | Covered PM Repair - Biomedical | MHHS-Southwest
NO | NO | [5 empty] | KENDALL HEALTHCARE | KANGAROO JOEY |  | F1161437 | SW - CENTRAL SUPPLY | MHHS-Southwest |  | Pump, Food, Enteral |  |  |  | Southwest |  | SW - CENTRAL SUPPLY | [5 empty] | PUMPS, ENTERAL FEEDING |  | PUMPFOODENTERAL-Covidien-Kangaroo Joey | PUMPFOODENTERAL | Kangaroo Joey |  |  |  | Covidien | Pump, Food, Enteral |  |  | PUMPFOODENTERAL-Covidien-Kangaroo Joey |  |  |  | Covered PM Repair - Biomedical | MHHS-Southwest
NO | NO | [5 empty] | KENDALL HEALTHCARE | KANGAROO JOEY |  | F1161661 | SW - CENTRAL SUPPLY | MHHS-Southwest |  | Pump, Food, Enteral |  |  |  | Southwest |  | SW - CENTRAL SUPPLY | [5 empty] | PUMPS, ENTERAL FEEDING |  | PUMPFOODENTERAL-Covidien-Kangaroo Joey | PUMPFOODENTERAL | Kangaroo Joey |  |  |  | Covidien | Pump, Food, Enteral |  |  | PUMPFOODENTERAL-Covidien-Kangaroo Joey |  |  |  | Covered PM Repair - Biomedical | MHHS-Southwest
NO | NO | [5 empty] | KENDALL HEALTHCARE | KANGAROO JOEY |  |  | SW - CENTRAL SUPPLY | MHHS-Southwest |  | Pump, Food, Enteral |  |  |  | Southwest |  | SW - CENTRAL SUPPLY | [5 empty] | PUMPS, ENTERAL FEEDING |  | PUMPFOODENTERAL-Covidien-Kangaroo Joey | PUMPFOODENTERAL | Kangaroo Joey |  |  |  | Covidien | Pump, Food, Enteral |  |  | PUMPFOODENTERAL-Covidien-Kangaroo Joey |  |  |  | Covered PM Repair - Biomedical | MHHS-Southwest
NO | NO | [5 empty] | KENDALL HEALTHCARE | KANGAROO JOEY |  | F1162943 | SW - CENTRAL SUPPLY | MHHS-Southwest |  | Pump, Food, Enteral |  |  |  | Southwest |  | SW - CENTRAL SUPPLY | [5 empty] | PUMPS, ENTERAL FEEDING |  | PUMPFOODENTERAL-Covidien-Kangaroo Joey | PUMPFOODENTERAL | Kangaroo Joey |  |  |  | Covidien | Pump, Food, Enteral |  |  | PUMPFOODENTERAL-Covidien-Kangaroo Joey |  |  |  | Covered PM Repair - Biomedical | MHHS-Southwest
NO | NO | [5 empty] | KENDALL HEALTHCARE | KANGAROO JOEY |  | F1162954 | SW - CENTRAL SUPPLY | MHHS-Southwest |  | Pump, Food, Enteral |  |  |  | Southwest |  | SW - CENTRAL SUPPLY | [5 empty] | PUMPS, ENTERAL FEEDING |  | PUMPFOODENTERAL-Covidien-Kangaroo Joey | PUMPFOODENTERAL | Kangaroo Joey |  |  |  | Covidien | Pump, Food, Enteral |  |  | PUMPFOODENTERAL-Covidien-Kangaroo Joey |  |  |  | Not Covered Vendor Only - Rad, Low End | MHHS-Southwest
NO | NO | [5 empty] | KENDALL HEALTHCARE | KANGAROO JOEY |  | F1162969 | SW - CENTRAL SUPPLY | MHHS-Southwest |  | Pump, Food, Enteral |  |  |  | Southwest |  | SW - CENTRAL SUPPLY | [5 empty] | PUMPS, ENTERAL FEEDING |  | PUMPFOODENTERAL-Covidien-Kangaroo Joey | PUMPFOODENTERAL | Kangaroo Joey |  |  |  | Covidien | Pump, Food, Enteral |  |  | PUMPFOODENTERAL-Covidien-Kangaroo Joey |  |  |  | Not Covered Vendor Only - Rad, Low End | MHHS-Southwest
NO | NO |  |  |  | F1161462 |  | KENDALL HEALTHCARE | KANGAROO JOEY |  | F1161462 | SW - CENTRAL SUPPLY | MHHS-Southwest |  | Pump, Food, Enteral |  | F1161462 |  | Southwest |  | SW - CENTRAL SUPPLY | [5 empty] | PUMPS, ENTERAL FEEDING |  | PUMPFOODENTERAL-Covidien-Kangaroo Joey | PUMPFOODENTERAL | Kangaroo Joey |  |  |  | Covidien | Pump, Food, Enteral |  |  | PUMPFOODENTERAL-Covidien-Kangaroo Joey |  |  |  | Not Covered Vendor Only - Rad, Low End | MHHS-Southwest
NO | NO |  |  |  | F1161712 |  | KENDALL HEALTHCARE | KANGAROO JOEY |  | F1161712 | SW - CENTRAL SUPPLY | MHHS-Southwest |  | Pump, Food, Enteral |  | F1161712 |  | Southwest |  | SW - CENTRAL SUPPLY | [5 empty] | PUMPS, ENTERAL FEEDING |  | PUMPFOODENTERAL-Covidien-Kangaroo Joey | PUMPFOODENTERAL | Kangaroo Joey |  |  |  | Covidien | Pump, Food, Enteral |  |  | PUMPFOODENTERAL-Covidien-Kangaroo Joey |  |  |  | Not Covered Vendor Only - Rad, Low End | MHHS-Southwest
NO | NO |  |  |  | F1162931 |  | KENDALL HEALTHCARE | KANGAROO JOEY |  | F1162931 | SW - CENTRAL SUPPLY | MHHS-Southwest |  | Pump, Food, Enteral |  | F1162931 |  | Southwest |  | SW - CENTRAL SUPPLY | [5 empty] | PUMPS, ENTERAL FEEDING |  | PUMPFOODENTERAL-Covidien-Kangaroo Joey | PUMPFOODENTERAL | Kangaroo Joey |  |  |  | Covidien | Pump, Food, Enteral |  |  | PUMPFOODENTERAL-Covidien-Kangaroo Joey |  |  |  | Not Covered Vendor Only - Rad, Low End | MHHS-Southwest
NO | NO |  |  |  | F1162939 |  | KENDALL HEALTHCARE | KANGAROO JOEY |  | F1162939 | SW - CENTRAL SUPPLY | MHHS-Southwest |  | Pump, Food, Enteral |  | F1162939 |  | Southwest |  | SW - CENTRAL SUPPLY | [5 empty] | PUMPS, ENTERAL FEEDING |  | PUMPFOODENTERAL-Covidien-Kangaroo Joey | PUMPFOODENTERAL | Kangaroo Joey |  |  |  | Covidien | Pump, Food, Enteral |  |  | PUMPFOODENTERAL-Covidien-Kangaroo Joey |  |  |  | Not Covered Vendor Only - Rad, Low End | MHHS-Southwest
NO | NO |  |  |  | F1162948 |  | KENDALL HEALTHCARE | KANGAROO JOEY |  | F1162948 | SW - CENTRAL SUPPLY | MHHS-Southwest |  | Pump, Food, Enteral |  | F1162948 |  | Southwest |  | SW - CENTRAL SUPPLY | [5 empty] | PUMPS, ENTERAL FEEDING |  | PUMPFOODENTERAL-Covidien-Kangaroo Joey | PUMPFOODENTERAL | Kangaroo Joey |  |  |  | Covidien | Pump, Food, Enteral |  |  | PUMPFOODENTERAL-Covidien-Kangaroo Joey |  |  |  | Not Covered Vendor Only - Rad, Low End | MHHS-Southwest
NO | NO |  |  |  | F1162967 |  | KENDALL HEALTHCARE | KANGAROO JOEY |  | F1162967 | SW - CENTRAL SUPPLY | MHHS-Southwest |  | Pump, Food, Enteral |  | F1162967 |  | Southwest |  | SW - CENTRAL SUPPLY | [5 empty] | PUMPS, ENTERAL FEEDING |  | PUMPFOODENTERAL-Covidien-Kangaroo Joey | PUMPFOODENTERAL | Kangaroo Joey |  |  |  | Covidien | Pump, Food, Enteral |  |  | PUMPFOODENTERAL-Covidien-Kangaroo Joey |  |  |  | Covered PM Repair - Radiology, Low End | MHHS-Southwest
NO | NO |  |  |  | FOD1033 |  | KENDALL HEALTHCARE | KANGAROO JOEY |  | F0917437 | SW - CENTRAL SUPPLY | MHHS-Southwest |  | Pump, Food, Enteral |  | FOD1033 |  | Southwest |  | SW - CENTRAL SUPPLY | [5 empty] | PUMPS, ENTERAL FEEDING |  | PUMPFOODENTERAL-Covidien-Kangaroo Joey | PUMPFOODENTERAL | Kangaroo Joey |  |  |  | Covidien | Pump, Food, Enteral |  |  | PUMPFOODENTERAL-Covidien-Kangaroo Joey |  |  |  | Covered PM Repair - Biomedical | MHHS-Southwest
NO | NO |  |  |  | FOD1376 |  | KENDALL HEALTHCARE | KANGAROO JOEY |  | F1161365 | SW - CENTRAL SUPPLY | MHHS-Southwest |  | Pump, Food, Enteral |  | FOD1376 |  | Southwest |  | SW - CENTRAL SUPPLY | [5 empty] | PUMPS, ENTERAL FEEDING |  | PUMPFOODENTERAL-Covidien-Kangaroo Joey | PUMPFOODENTERAL | Kangaroo Joey |  |  |  | Covidien | Pump, Food, Enteral |  |  | PUMPFOODENTERAL-Covidien-Kangaroo Joey |  |  |  | Covered PM Repair - Biomedical | MHHS-Southwest
NO | NO |  |  |  | F1161451 |  | KENDALL HEALTHCARE | KANGAROO JOEY |  | F1161451 | SUGAR LAND - CENTRAL SUPPLY | MHHS-Sugarland |  | Pump, Food, Enteral |  | F1161451 |  | Sugar Land |  | SUGAR LAND - CENTRAL SUPPLY | [5 empty] | PUMPS, ENTERAL FEEDING |  | PUMPFOODENTERAL-Covidien-Kangaroo Joey | PUMPFOODENTERAL | Kangaroo Joey |  |  |  | Covidien | Pump, Food, Enteral |  |  | PUMPFOODENTERAL-Covidien-Kangaroo Joey |  |  |  | Covered PM Repair - Radiology, Low End | MHHS-Sugarland
NO | NO | [5 empty] | KENDALL HEALTHCARE | KANGAROO JOEY |  | F1161690 | TIRR - CENTRAL SUPPLY | MHHS-TIRR |  | Pump, Food, Enteral |  |  |  | TMC |  | TIRR - CENTRAL SUPPLY | [5 empty] | PUMPS, ENTERAL FEEDING |  | PUMPFOODENTERAL-Covidien-Kangaroo Joey | PUMPFOODENTERAL | Kangaroo Joey |  |  |  | Covidien | Pump, Food, Enteral |  |  | PUMPFOODENTERAL-Covidien-Kangaroo Joey |  |  |  | Covered PM Repair - Biomedical | MHHS-TIRR
NO | NO |  |  |  | F1161481 |  | KENDALL HEALTHCARE | KANGAROO JOEY |  |  | TMC - MHTMC - CENTRAL SUPPLY | MHHS-TMC |  | Pump, Food, Enteral |  | F1161481 |  | TMC |  | TMC - MHTMC - CENTRAL SUPPLY | [5 empty] | PUMPS, ENTERAL FEEDING |  | PUMPFOODENTERAL-Covidien-Kangaroo Joey | PUMPFOODENTERAL | Kangaroo Joey |  |  |  | Covidien | Pump, Food, Enteral |  |  | PUMPFOODENTERAL-Covidien-Kangaroo Joey |  |  |  | Covered PM Repair - Biomedical | MHHS-TMC
NO | NO |  |  |  | F1161665 |  | KENDALL HEALTHCARE | KANGAROO JOEY |  | F1161665 | TMC - MHTMC - CENTRAL SUPPLY | MHHS-TMC |  | Pump, Food, Enteral |  | F1161665 |  | TMC |  | TMC - MHTMC - CENTRAL SUPPLY | [5 empty] | PUMPS, ENTERAL FEEDING |  | PUMPFOODENTERAL-Covidien-Kangaroo Joey | PUMPFOODENTERAL | Kangaroo Joey |  |  |  | Covidien | Pump, Food, Enteral |  |  | PUMPFOODENTERAL-Covidien-Kangaroo Joey |  |  |  | Covered PM Repair - Biomedical | MHHS-TMC
NO | NO | [5 empty] | KENDALL HEALTHCARE | KANGAROO JOEY |  | F1161358 | TMC - MHTMC - CENTRAL SUPPLY (OLD) | MHHS-TMC |  | Pump, Food, Enteral |  |  |  | TMC |  | TMC - MHTMC - CENTRAL SUPPLY (OLD) | [5 empty] | PUMPS, ENTERAL FEEDING |  | PUMPFOODENTERAL-Covidien-Kangaroo Joey | PUMPFOODENTERAL | Kangaroo Joey |  |  |  | Covidien | Pump, Food, Enteral |  |  | PUMPFOODENTERAL-Covidien-Kangaroo Joey |  |  |  | Covered PM Repair - Radiology, Low End | MHHS-TMC
NO | NO |  |  |  | F1161383 |  | KENDALL HEALTHCARE | KANGAROO JOEY |  | F1161383 | TMC - MHTMC - CENTRAL SUPPLY (OLD) | MHHS-TMC |  | Pump, Food, Enteral |  | F1161383 |  | TMC |  | TMC - MHTMC - CENTRAL SUPPLY (OLD) | [5 empty] | PUMPS, ENTERAL FEEDING |  | PUMPFOODENTERAL-Covidien-Kangaroo Joey | PUMPFOODENTERAL | Kangaroo Joey |  |  |  | Covidien | Pump, Food, Enteral |  |  | PUMPFOODENTERAL-Covidien-Kangaroo Joey |  |  |  | Covered PM Repair - Radiology, Low End | MHHS-TMC
NO | NO |  |  |  | F1162956 |  | KENDALL HEALTHCARE | KANGAROO JOEY |  | F1162956 | TMC - MHTMC - CENTRAL SUPPLY (OLD) | MHHS-TMC |  | Pump, Food, Enteral |  | F1162956 |  | TMC |  | TMC - MHTMC - CENTRAL SUPPLY (OLD) | [5 empty] | PUMPS, ENTERAL FEEDING |  | PUMPFOODENTERAL-Covidien-Kangaroo Joey | PUMPFOODENTERAL | Kangaroo Joey |  |  |  | Covidien | Pump, Food, Enteral |  |  | PUMPFOODENTERAL-Covidien-Kangaroo Joey |  |  |  | Not Covered Vendor Only - Biomedical | MHHS-TMC
NO | NO |  |  |  | FOD1344 |  | KENDALL HEALTHCARE | KANGAROO JOEY |  | F1161389 | TMC - MHTMC - CENTRAL SUPPLY (OLD) | MHHS-TMC |  | Pump, Food, Enteral |  | FOD1344 |  | TMC |  | TMC - MHTMC - CENTRAL SUPPLY (OLD) | [5 empty] | PUMPS, ENTERAL FEEDING |  | PUMPFOODENTERAL-Covidien-Kangaroo Joey | PUMPFOODENTERAL | Kangaroo Joey |  |  |  | Covidien | Pump, Food, Enteral |  |  | PUMPFOODENTERAL-Covidien-Kangaroo Joey |  |  |  | Covered PM Repair - Biomedical | MHHS-TMC
NO | NO | [5 empty] | KENDALL HEALTHCARE | KANGAROO JOEY |  | F1162849 | WOODLANDS - CENTRAL SUPPLY | MHHS-Woodlands |  | Pump, Food, Enteral |  |  |  | Woodlands |  | WOODLANDS - CENTRAL SUPPLY | [5 empty] | PUMPS, ENTERAL FEEDING |  | PUMPFOODENTERAL-Covidien-Kangaroo Joey | PUMPFOODENTERAL | Kangaroo Joey |  |  |  | Covidien | Pump, Food, Enteral |  |  | PUMPFOODENTERAL-Covidien-Kangaroo Joey |  |  |  | Covered PM Repair - Biomedical | MHHS-Woodlands
NO | NO | [5 empty] | KENDALL HEALTHCARE | KANGAROO JOEY |  | F1161676 | WOODLANDS - CENTRAL SUPPLY | MHHS-Woodlands |  | Pump, Food, Enteral |  |  |  | Woodlands |  | WOODLANDS - CENTRAL SUPPLY | [5 empty] | PUMPS, ENTERAL FEEDING |  | PUMPFOODENTERAL-Covidien-Kangaroo Joey | PUMPFOODENTERAL | Kangaroo Joey |  |  |  | Covidien | Pump, Food, Enteral |  |  | PUMPFOODENTERAL-Covidien-Kangaroo Joey |  |  |  | Covered PM Repair - Biomedical | MHHS-Woodlands
NO | NO |  |  |  | 133-08231 |  | KENDALL HEALTHCARE | KANGAROO JOEY |  | F1161488 | WOODLANDS - CENTRAL SUPPLY | MHHS-Woodlands |  | Pump, Food, Enteral |  | 133-08231 |  | Woodlands |  | WOODLANDS - CENTRAL SUPPLY | [5 empty] | PUMPS, ENTERAL FEEDING |  | PUMPFOODENTERAL-Covidien-Kangaroo Joey | PUMPFOODENTERAL | Kangaroo Joey |  |  |  | Covidien | Pump, Food, Enteral |  |  | PUMPFOODENTERAL-Covidien-Kangaroo Joey |  |  |  | Covered PM Repair - Biomedical | MHHS-Woodlands
NO | NO |  |  |  | F1161408 |  | KENDALL HEALTHCARE | KANGAROO JOEY |  | F1161408 | WOODLANDS - CENTRAL SUPPLY | MHHS-Woodlands |  | Pump, Food, Enteral |  | F1161408 |  | Woodlands |  | WOODLANDS - CENTRAL SUPPLY | [5 empty] | PUMPS, ENTERAL FEEDING |  | PUMPFOODENTERAL-Covidien-Kangaroo Joey | PUMPFOODENTERAL | Kangaroo Joey |  |  |  | Covidien | Pump, Food, Enteral |  |  | PUMPFOODENTERAL-Covidien-Kangaroo Joey |  |  |  | Covered PM Repair - Biomedical | MHHS-Woodlands
NO | NO |  |  |  | F1161461 |  | KENDALL HEALTHCARE | KANGAROO JOEY |  | F1161461 | WOODLANDS - CENTRAL SUPPLY | MHHS-Woodlands |  | Pump, Food, Enteral |  | F1161461 |  | Woodlands |  | WOODLANDS - CENTRAL SUPPLY | [5 empty] | PUMPS, ENTERAL FEEDING |  | PUMPFOODENTERAL-Covidien-Kangaroo Joey | PUMPFOODENTERAL | Kangaroo Joey |  |  |  | Covidien | Pump, Food, Enteral |  |  | PUMPFOODENTERAL-Covidien-Kangaroo Joey |  |  |  | Covered PM Repair - Biomedical | MHHS-Woodlands
NO | NO |  |  |  | F1161787 |  | KENDALL HEALTHCARE | KANGAROO JOEY |  | F1161787 | WOODLANDS - CENTRAL SUPPLY | MHHS-Woodlands |  | Pump, Food, Enteral |  | F1161787 |  | Woodlands |  | WOODLANDS - CENTRAL SUPPLY | [5 empty] | PUMPS, ENTERAL FEEDING |  | PUMPFOODENTERAL-Covidien-Kangaroo Joey | PUMPFOODENTERAL | Kangaroo Joey |  |  |  | Covidien | Pump, Food, Enteral |  |  | PUMPFOODENTERAL-Covidien-Kangaroo Joey |  |  |  | Covered PM Repair - Biomedical | MHHS-Woodlands
NO | NO |  |  |  | F1162860 |  | KENDALL HEALTHCARE | KANGAROO JOEY |  | F1162860 | WOODLANDS - CENTRAL SUPPLY | MHHS-Woodlands |  | Pump, Food, Enteral |  | F1162860 |  | Woodlands |  | WOODLANDS - CENTRAL SUPPLY | [5 empty] | PUMPS, ENTERAL FEEDING |  | PUMPFOODENTERAL-Covidien-Kangaroo Joey | PUMPFOODENTERAL | Kangaroo Joey |  |  |  | Covidien | Pump, Food, Enteral |  |  | PUMPFOODENTERAL-Covidien-Kangaroo Joey |  |  |  | Not Covered Vendor Only - Rad, Low End | MHHS-Woodlands
YES | YES |  |  |  | 142-04749 | 142-04749 | Kendall Healthcare Products | Filac Fast Temp |  | G0714014 | Nursery |  |  |  |  | 142-04749 | 142-04749 | Katy | Memorial Hermann Northeast Hospital | Nursery | Nursery
YES | YES |  |  |  | 099-00103 | 099-00103 | Kendall Healthcare Products | Filac Fast Temp |  | G1013316 | Nursery |  |  |  |  | 099-00103 | 099-00103 | Katy | Memorial Hermann Northeast Hospital | Nursery | Nursery
YES | YES |  |  |  | 099-00104 | 099-00104 | Kendall Healthcare Products | Filac Fast Temp |  | G1013458 | Nursery |  |  |  |  | 099-00104 | 099-00104 | Katy | Memorial Hermann Northeast Hospital | Nursery | Nursery
YES | YES |  |  |  | 099-00105 | 099-00105 | Kendall Healthcare Products | Filac Fast Temp |  | G1014430 | Nursery |  |  |  |  | 099-00105 | 099-00105 | Katy | Memorial Hermann Northeast Hospital | Nursery | Nursery
YES | YES |  |  |  | 099-09169 | 099-09169 | Kendall Healthcare Products | Filac Fast Temp |  | G0715140 | TMC - JONES - TRANSPLANT CLINIC (1J) |  |  |  |  | 099-09169 | 099-09169 | TMC | Memorial Hermann-Texas Medical Center | TMC - JONES - TRANSPLANT CLINIC (1J) | J1414
YES | YES |  |  |  | 099-09171 | 099-09171 | Kendall Healthcare Products | Filac Fast Temp |  | G0715155 | TMC - JONES - TRANSPLANT CLINIC (1J) |  |  |  |  | 099-09171 | 099-09171 | TMC | Memorial Hermann-Texas Medical Center | TMC - JONES - TRANSPLANT CLINIC (1J) | J1414
NO | YES |  |  |  | 133-07386 | 133-07386 | Kendro Laboratory Products | Cnf |  | SLR4304A14 | Katy-Lab |  |  |  |  | 133-07386 | 133-07386 | Katy | Katy | Katy-Lab | Lab | 1/1/20 | 1/1/21 |  |  |  |  | .needs class
NO | YES |  |  |  | 005-09746 | 005-09746 | Kendro Laboratory Products KNA THERMO ELECTRON CORP | BB502 |  | 0260-605-799-PO | SE-Laboratory-Blood Bank | MHHS-Southeast |  |  |  | 005-09746 | 005-09746 | Southeast | MHHS-Southeast | SE-Laboratory-Blood Bank | W2 | 1/1/19 |  |  |  | REFRIGERATORS, LABORATORY |  | .needs class |  |  |  |  | .needs class | Kendro Lab Prod |  |  |  |  | 12/1/20 |  |  | Not Covered Vendor Only - Biomedical | MHHS-Southeast
NO | YES |  |  |  | 013-36513 | 013-36513 | Kendro Laboratory Products KNA THERMO ELECTRON CORP | LR754A18 |  | Y10O-107555-Y0 | SW-Laboratory-Immunology | MHHS-Southwest |  |  |  | 013-36513 | 013-36513 | Southwest | MHHS-Southwest | SW-Laboratory-Immunology | Core Lab |  |  |  |  | REFRIGERATORS, LABORATORY |  | .needs class | [5 empty] | Kendro Lab Prod |  |  |  |  | 3/1/17 | Finished from Script 3/27/2020 12:11:52pm (Central) |  | Covered PM Repair - Biomedical | MHHS-Southwest
NO | NO |  |  |  | 029-09434 |  | Kendro Laboratory Products KNA THERMO ELECTRON CORP | LR754A18 |  | V22N-100718-WN | WOODLANDS - LABORATORY | MHHS-Woodlands |  |  |  | 029-09434 |  | Woodlands |  | WOODLANDS - LABORATORY | [5 empty] | REFRIGERATORS, LABORATORY |  | .needs class | [5 empty] | Kendro Lab Prod | [7 empty] | Covered PM Repair - Biomedical | MHHS-Woodlands
NO | YES |  |  |  | 145-01211 | 145-01211 | Kendro Laboratory Products KNA THERMO ELECTRON CORP | REB1204A21 |  |  | Pearland-Laboratory-Main | MHHS-Pearland Hospital |  |  |  | 145-01211 | 145-01211 | Pearland | MHHS-Pearland Hospital | Pearland-Laboratory-Main | Lab | 11/1/19 | 4/1/20 |  |  | REFRIGERATORS, BLOOD BANK |  | .needs class | [5 empty] | Kendro Lab Prod | [7 empty] | Covered PM Repair - Biomedical | MHHS-Pearland Hospital
NO | NO |  |  |  | 069-27018 |  | Kendro Laboratory Products KNA THERMO ELECTRON CORP | REB1204A21 |  | X09S-131026-XS | TMC - LABORATORY - BLOOD BANK (1R) | MHHS-TMC |  |  |  | 069-27018 |  | TMC |  | TMC - LABORATORY - BLOOD BANK (1R) | [5 empty] | REFRIGERATORS, BLOOD BANK |  | .needs class | [5 empty] | Kendro Lab Prod | [7 empty] | Not Covered Vendor Only - Biomedical | MHHS-TMC
NO | YES |  |  |  | 029-06649 | 029-06649 | Kendro Laboratory Products KNA THERMO ELECTRON CORP | REL4504A20 |  | Y18M-608978-YM | Woodlands-Laboratory-Blood Bank | MHHS-Woodlands |  |  |  | 029-06649 | 029-06649 | Woodlands | MHHS-Woodlands | Woodlands-Laboratory-Blood Bank | Lab | 1/1/20 | 3/1/20 | 1/1/21 |  | REFRIGERATORS, LABORATORY |  | .needs class | [5 empty] | Kendro Lab Prod |  |  |  |  | 5/1/17 |  |  | Covered PM Repair - Biomedical | MHHS-Woodlands
NO | YES |  |  |  | 069-15343 | 069-15343 | Kendro Laboratory Products KNA THERMO ELECTRON CORP | SLR512A15 |  | U09L-537899-UL | TMC-Laboratory-Chemistry (1R) | MHHS-TMC |  |  |  | 069-15343 | 069-15343 | TMC | MHHS-TMC | TMC-Laboratory-Chemistry (1R) | Chem Lab | 1/1/20 |  | 1/1/21 |  | REFRIGERATORS, LABORATORY |  | .needs class | [5 empty] | Kendro Lab Prod |  |  |  |  | 6/30/19 |  |  | Covered PM Repair - Biomedical | MHHS-TMC
NO | YES |  |  |  | 069-19236 | 069-19236 | Kenmore |  |  |  | TMC-Laboratory-HLA Lab (1R) |  |  |  |  | 069-19236 | 069-19236 | TMC | MHHS-TMC | TMC-Laboratory-HLA Lab (1R) | Laboratory (1R) | 1/1/20 |  | 1/1/21
NO | YES |  |  |  | 069-10812 | 069-10812 | Kenmore |  |  | EM1314549 | Memorial Hermann- Texas Medical Center Ribinson | MHHS-TMC |  |  |  | 069-10812 | 069-10812 | TMC | TMC | Memorial Hermann- Texas Medical Center Ribinson | Lab storage | 1/1/20 |  | 1/1/21 |  | REFRIGERATORS, LABORATORY |  | .needs class |  |  |  |  | .needs class | Kenmore |  |  |  |  | 7/19/14 |  |  | Covered PM Repair - Biomedical | MHHS-TMC
NO | NO |  |  |  | 013-35769 |  | Kenmore |  |  | EM1315427 | SW - LABORATORY - MOLECULAR | MHHS-Southwest |  |  |  | 013-35769 |  | Southwest |  | SW - LABORATORY - MOLECULAR | [5 empty] | REFRIGERATORS, LABORATORY |  | .needs class |  |  |  |  | .needs class | Kenmore | [7 empty] | Covered PM Repair - Biomedical | MHHS-Southwest
NO | YES |  |  |  | 069-43593 | 069-43593 | Kenmore |  |  | ED2635167 | TMC-Laboratory-HLA Lab (1R) | MHHS-TMC |  |  |  | 069-43593 | 069-43593 | TMC | MHHS-TMC | TMC-Laboratory-HLA Lab (1R) | Lab | 1/1/20 |  | 1/1/21 |  | REFRIGERATORS, LABORATORY |  | .needs class |  |  |  |  | .needs class | Kenmore |  |  |  |  | 7/19/14 |  |  | Covered PM Repair - Biomedical | MHHS-TMC
NO | YES |  |  |  | 013-36028 | 013-36028 | Kenmore |  |  | BA30927162 | CBC - (SW) - ELROD ELEMENTARY SCHOOL CLINIC | MHHS-Neighborhood Clinics |  |  |  | 013-36028 | 013-36028 | Southwest |  | CBC - (SW) - ELROD ELEMENTARY SCHOOL CLINIC |  | 08/03/2018 |  |  |  | REFRIGERATORS, PHARMACY |  | .needs class |  |  |  |  | .needs class | Kenmore |  |  |  |  | 01/01/2020 |  |  | Not Covered Vendor Only - Biomedical | MHHS-Neighborhood Clinics
NO | YES |  |  |  | 069-15462 | 069-15462 | Kenmore |  |  | WB12017280 | Memorial Hermann- Texas Medical Center Ribinson | MHHS-TMC |  |  |  | 069-15462 | 069-15462 | TMC | TMC | Memorial Hermann- Texas Medical Center Ribinson | Lab storage | 1/1/20 |  | 1/1/21 |  | FREEZERS, LABORATORY |  | .needs class |  |  |  |  | .needs class | Kenmore |  |  |  |  | 12/1/15 |  |  | Covered PM Repair - Biomedical | MHHS-TMC
NO | YES |  |  |  | 069-02926 | 069-02926 | Kenmore |  |  | WA21600166 | Memorial Hermann- Texas Medical Center Ribinson | MHHS-TMC |  |  |  | 069-02926 | 069-02926 | TMC | TMC | Memorial Hermann- Texas Medical Center Ribinson | Lab storage | 1/1/20 |  | 1/1/21 |  | REFRIGERATORS, LABORATORY |  | .needs class |  |  |  |  | .needs class | Kenmore |  |  |  |  | 1/1/20 |  |  | Not Covered Vendor Only - Biomedical | MHHS-TMC
NO | YES |  |  |  | 069-10811 | 069-10811 | Kenmore |  |  | WA21200420 | TMC-Laboratory-Chemistry (1R) | MHHS-TMC |  |  |  | 069-10811 | 069-10811 | TMC | MHHS-TMC | TMC-Laboratory-Chemistry (1R) | Chemistry | 1/1/20 |  | 1/1/21 |  | REFRIGERATORS, LABORATORY |  | .needs class |  |  |  |  | .needs class | Kenmore |  |  |  |  | 1/1/20 |  |  | Not Covered Vendor Only - Biomedical | MHHS-TMC
NO | YES | Asset Tag 069-37701 |  |  | 069-37701 | 069-37701 | Kenmore |  |  | WA63400609 | (null) | MHHS-TMC |  | Refrigerator, Kitchen |  | 069-37701 | 069-37701 | TMC | (null) | (null) | (null) |  |  |  | (null) | REFRIGERATORS, LABORATORY |  | REFRIGERATORKITCHEN-Kenmore-253.60722000 | REFRIGERATORKITCHEN |  |  |  |  | Kenmore | Refrigerator, Kitchen |  | REFRIGERATORKITCHEN-Kenmore-253.60722000 |  | 1/1/20 |  |  | Not Covered Vendor Only - Biomedical | MHHS-TMC
NO | NO |  |  |  | 069-06355 |  | Kenmore |  |  | WB15026790 | SW - LABORATORY | MHHS-Southwest |  |  |  | 069-06355 |  | Southwest |  | SW - LABORATORY | [5 empty] | FREEZERS, LABORATORY |  | .needs class |  |  |  |  | .needs class | Kenmore | [7 empty] | Covered PM Repair - Biomedical | MHHS-Southwest
NO | NO |  |  |  | 029-12162 |  | Kenmore |  |  | WA50301511 | MH MG - (WDLS) - SPRING CCC | MHHS-MG |  |  |  | 029-12162 |  | Woodlands |  | MH MG - (WDLS) - SPRING CCC | [5 empty] | REFRIGERATORS, LABORATORY |  | .needs class |  |  |  |  | .needs class | Kenmore | [7 empty] | Not Covered Vendor Only - Biomedical | MHHS-MG
NO | NO |  |  |  | 000-02855 |  | Kenmore |  |  | BA24009505 | MH MG - (STX) - SOUTH TEXAS - WHARTON | MHHS-MG |  |  |  | 000-02855 |  | South |  | MH MG - (STX) - SOUTH TEXAS - WHARTON | [5 empty] | REFRIGERATORS, LABORATORY |  | .needs class |  |  |  |  | .needs class | Kenmore | [7 empty] | Not Covered Vendor Only - Biomedical | MHHS-MG
YES | YES |  |  |  |  | 013-11910 | Kenmore |  |  | LA44821486 | SW - LABORATORY l | [5 empty] | 013-11910 | Southwest | Memorial Hermann Diagnostic Laboratory | SW - LABORATORY l | Lab
NO | NO |  |  |  | 069-41867 |  | Kenmore |  |  | BA80117934 | MH MG - (TMC) - FANNIN PEDIATRICS (STE 2110) | MHHS-MG |  |  |  | 069-41867 |  | TMC |  | MH MG - (TMC) - FANNIN PEDIATRICS (STE 2110) | [5 empty] | REFRIGERATORS, PHARMACY |  | .needs class |  |  |  |  | .needs class | Kenmore | [7 empty] | Not Covered Vendor Only - Biomedical | MHHS-MG
NO | NO |  |  |  | 013-36964 |  | Kenmore |  |  | BA42514305 | SW - LABORATORY - CYTOLOGY | MHHS-Southwest |  |  |  | 013-36964 |  | Southwest |  | SW - LABORATORY - CYTOLOGY | [5 empty] | REFRIGERATORS, LABORATORY |  | .needs class |  |  |  |  | .needs class | Kenmore | [7 empty] | Not Covered Vendor Only - Biomedical | MHHS-Southwest
NO | NO |  |  |  | 129-04847 |  | Kenmore |  |  | BA14102292 | MH MG - (SL) - PHYSICIANS AT SUGAR CREEK | MHHS-MG |  |  |  | 129-04847 |  | Sugar Land |  | MH MG - (SL) - PHYSICIANS AT SUGAR CREEK | [5 empty] | REFRIGERATORS, LABORATORY |  | .needs class |  |  |  |  | .needs class | Kenmore | [7 empty] | Covered PM Repair - Biomedical | MHHS-MG
NO | NO |  |  |  | 069-39684 |  | Kenmore |  |  | ba12410437 | TMC - PHARMACY - MAIN (JG) | MHHS-TMC |  |  |  | 069-39684 |  | TMC |  | TMC - PHARMACY - MAIN (JG) | [5 empty] | REFRIGERATORS, LABORATORY |  | .needs class |  |  |  |  | .needs class | Kenmore | [7 empty] | Covered PM Repair - Radiology, High End | MHHS-TMC
NO | YES |  |  |  | 013-38123 | 013-38123 | Kenmore | 2536419240N |  | LA60701753 | SW-Laboratory-Chemistry | MHHS-Southwest |  |  |  | 013-38123 | 013-38123 | Southwest | MHHS-Southwest | SW-Laboratory-Chemistry | Core Lab |  |  |  |  | REFRIGERATORS, LABORATORY |  | .needs class |  |  |  |  | .needs class | Kenmore | [7 empty] | Covered PM Repair - Biomedical | MHHS-Southwest
NO | YES |  |  |  | 013-38124 | 013-38124 | Kenmore | 2536419240N |  | LA60312734 | SW - LABORATORY - PROCESSING | MHHS-Southwest |  |  |  | 013-38124 | 013-38124 | Southwest | Memorial Hermann Southwest Hospital | SW - LABORATORY - PROCESSING | [5 empty] | REFRIGERATORS, LABORATORY |  | .needs class |  |  |  |  | .needs class | Kenmore | [7 empty] | Covered PM Repair - Biomedical | MHHS-Southwest
YES | YES |  |  |  | 099-00813 | 099-00813 | Kenmore |  |  | BA53915809 | NEIGHBORHOOD CLINIC - (GH) - NORTHWEST CC |  |  |  |  | 099-00813 | 099-00813 | Central | Memorial Hermann Neighborhood Health Center - Greater Heights (#103) | NEIGHBORHOOD CLINIC - (GH) - NORTHWEST CC | Nurses station
YES | YES |  |  |  | 099-00742 | 099-00742 | Kenmore | 34HL412122 |  | BLQ211C178910300 | Rehab 102 |  |  |  |  | 099-00742 | 099-00742 | Katy | Memorial Hermann Rehabilitation Hospital - Katy (#102) | Rehab 102 | Gym floor
NO | YES |  |  |  | 069-04298 | 069-04298 | Kenmore |  |  | L240 41999 | Memorial Hermann- Texas Medical Center Ribinson | MHHS-TMC |  |  |  | 069-04298 | 069-04298 | TMC | TMC | Memorial Hermann- Texas Medical Center Ribinson | Lab storage | 1/1/19 |  | 1/1/21 |  | REFRIGERATORS, LABORATORY |  | .needs class |  |  |  |  | .needs class | Kenmore |  |  |  |  | 3/15/18 |  |  | Covered PM Repair - Biomedical | MHHS-TMC
NO | NO |  |  |  | 013-36965 |  | Kenmore |  |  | 3F01498 | SW - LABORATORY - CYTOLOGY | MHHS-Southwest |  |  |  | 013-36965 |  | Southwest |  | SW - LABORATORY - CYTOLOGY | [5 empty] | REFRIGERATORS, LABORATORY |  | .needs class |  |  |  |  | .needs class | Kenmore | [7 empty] | Covered PM Repair - Biomedical | MHHS-Southwest
NO | YES |  |  |  | 013-38640 | 013-38640 | Kenmore |  |  |  | SW-Nursery | MHHS-Southwest |  |  |  | 013-38640 | 013-38640 | Southwest | MHHS-Southwest | SW-Nursery |  | 2/1/20 |  | 2/1/21 |  | REFRIGERATORS, LABORATORY |  | .needs class |  |  |  |  | .needs class | Kenmore |  |  |  |  | 5/18/13 |  |  | Covered PM Repair - Biomedical | MHHS-Southwest
NO | YES |  |  |  | 069-43556 | 069-43556 | Kenmore |  |  |  | TMC-Laboratory-HLA Lab (1R) | MHHS-TMC |  |  |  | 069-43556 | 069-43556 | TMC | MHHS-TMC | TMC-Laboratory-HLA Lab (1R) | DNA Lab | 1/1/20 |  | 1/1/21 |  | REFRIGERATORS, LABORATORY |  | .needs class |  |  |  |  | .needs class | Kenmore |  |  |  |  | 5/18/13 |  |  | Covered PM Repair - Biomedical | MHHS-TMC
NO | YES |  |  |  | 069-43610 | 069-43610 | Kenmore |  |  |  | TMC-Laboratory-HLA Lab (1R) | MHHS-TMC |  |  |  | 069-43610 | 069-43610 | TMC | MHHS-TMC | TMC-Laboratory-HLA Lab (1R) | DNA Lab | 12/1/19 |  | 12/1/20 |  | REFRIGERATORS, LABORATORY |  | .needs class |  |  |  |  | .needs class | Kenmore |  |  |  |  | 1/11/16 |  |  | Covered PM Repair - Biomedical | MHHS-TMC
YES | YES |  |  |  | 099-03090 | 099-03090 | Kenmore | 564 9931741 |  |  | 2nd floor |  |  |  |  | 099-03090 | 099-03090 | Southwest | University Place Senior Living | 2nd floor | Biohazard
NO | YES |  |  |  |  | 241-01339 | Kenmore | 564 FREEZER |  |  | TIRR-Laboratory | MHHS-TIRR |  |  |  |  | 241-01339 | TMC | MHHS-Others | TIRR-Laboratory | TIRR - LABORATORY | 1/1/20 |  | 1/1/21 |  | FREEZERS, LABORATORY |  | .needs class |  |  |  |  | .needs class | Kenmore |  |  |  |  | 5/18/13 |  |  | Covered PM Repair - Biomedical | MHHS-TIRR
YES | YES |  |  |  | 069-42647 | 069-42647 | Kenmore | 564-9160100 |  |  | TMC - OR - ANESTHESIA (CONTRACT EQUIP) |  |  |  |  | 069-42647 | 069-42647 | TMC | Memorial Hermann-Texas Medical Center | TMC - OR - ANESTHESIA (CONTRACT EQUIP) | OR 9
NO | NO |  |  |  | 041-10839 |  | Kenmore | 564-9215011 |  | 041-10839 | MEMORIAL CITY - MOR | MHHS-Mem City |  |  |  | 041-10839 |  | West & Memorial City |  | MEMORIAL CITY - MOR | [5 empty] | REFRIGERATORS, LABORATORY |  | .needs class |  |  |  |  | .needs class | Kenmore | [7 empty] | Covered PM Repair - Biomedical | MHHS-Mem City
YES | YES | [5 empty] | Kenmore | 564-9956011 |  |  | MEMORIAL CITY - CENTRAL SUPPLY | [6 empty] | West | Memorial city hear and vascular - memorial city | MEMORIAL CITY - CENTRAL SUPPLY | Cath lab control |  |  |  | No pm found
NO | YES |  |  |  | 029-10056 | 029-10056 | Kenmore |  |  |  | SMR - (WDLS) - STERLING RIDGE | MHHS-SMR |  |  |  | 029-10056 | 029-10056 | Woodlands | MH Sports Medicine Rehab | SMR - (WDLS) - STERLING RIDGE | Gym |  |  |  | No p.m. | FREEZERS, LABORATORY |  | .needs class |  |  |  |  | .needs class | Kenmore | [7 empty] | Covered PM Repair - Biomedical | MHHS-SMR
NO | NO | [5 empty] | Kenmore |  |  |  | SW - CDU | MHHS-Southwest |  | Refrigerator, Kitchen |  |  |  | Southwest |  | SW - CDU | [5 empty] | REFRIGERATORS, LABORATORY |  | REFRIGERATORKITCHEN-Kenmore-564.91171100 | REFRIGERATORKITCHEN |  |  |  |  | Kenmore | Refrigerator, Kitchen |  | REFRIGERATORKITCHEN-Kenmore-564.91171100 |  |  |  |  | Covered PM Repair - Biomedical | MHHS-Southwest
NO | YES |  |  |  | 241-00601 | 241-00601 | Kenmore | 564.94609400 COMPACT REFRIGERATOR |  |  | TIRR-Laboratory | MHHS-TIRR |  |  |  | 241-00601 | 241-00601 | TMC | MHHS-Others | TIRR-Laboratory | TIRR - LABORATORY | 11/1/19 |  | 10/1/20 |  | REFRIGERATORS, LABORATORY |  | .needs class |  |  |  |  | .needs class | Kenmore |  |  |  |  | 9/14/18 |  |  | Covered PM Repair - Biomedical | MHHS-TIRR
NO | YES |  |  |  |  | 099-08869 | Kenmore | Unknown |  | LA41715525 | SW-ER | MHHS-Southwest |  |  |  |  | 099-08869 | Southwest | MHHS-Southwest | SW-ER | ER - Lab | 12/1/18 |  |  |  | REFRIGERATORS, LABORATORY |  | .needs class |  |  |  |  | .needs class | Kenmore |  |  |  |  | 4/1/18 |  |  | Covered PM Repair - Biomedical | MHHS-Southwest
NO | YES |  |  |  |  | 013-02420 | Kenmore | Unknown |  |  | SW-Laboratory-Microbiology | MHHS-Southwest |  |  |  |  | 013-02420 | Southwest | MHHS-Southwest | SW-Laboratory-Microbiology | Micro-AFB Fungus | 1/1/20 |  | 1/1/21 |  | REFRIGERATORS, LABORATORY |  | .needs class |  |  |  |  | .needs class | Kenmore |  |  |  |  | 4/1/18 |  |  | Covered PM Repair - Biomedical | MHHS-Southwest
NO | NO |  |  |  | 041-17492 |  | KEYTEC, INC. | MAGIC TOUCH |  | SR101323 | TIRR - MEMORIAL CITY | MHHS-TIRR |  |  |  | 041-17492 |  | West & Memorial City |  | TIRR - MEMORIAL CITY | [5 empty] | MONITORS, VIDEO |  | .needs class | [13 empty] | Covered PM Repair - Biomedical | MHHS-TIRR
NO | YES |  |  |  | 929-01526 | 929-01526 | KEYTEC, INC. | OPTIR TOUCH |  | GR50-10-0027 | TIRR - OP - WOODLANDS (MP2, STE 200) | MHHS-TIRR |  |  |  | 929-01526 | 929-01526 | Woodlands | MHHS-others | TIRR - OP - WOODLANDS (MP2, STE 200) | TIRR-Op-woodlands mp2,ste. |  |  |  | Computor | MONITORS, VIDEO |  | .needs class | [13 empty] | Covered PM Repair - Biomedical | MHHS-TIRR
YES | YES |  |  |  | 029-10600 | 029-10600 | Kids Fit Int | 710J |  |  | Reha |  |  |  |  | 029-10600 | 029-10600 | Woodlands | MH MP 2 | Reha | 5th Floor | 3/1/20 |  | 3/1/20 |  |  | Treadmill | TREADMILL-Kids Fit Int-710J | [12 empty] | TREAD-A | [9 empty] | Treadmill | TREADMILL | Treadmill | Kids Fit Int
NO | YES |  |  |  | 013-38068 | 013-38068 | Kimberly Clark |  |  | SA08144030 | SW-HVI-OR | MHHS-Southwest |  | Bath, Water |  | 013-38068 | 013-38068 | Southwest | MHHS-Southwest | SW-HVI-OR | HVI OR Core | 10/1/19 |  | 10/1/20 |  | WARMING/COOLING UNITS, PATIENT | Bath, Water | BATHWATER-Kimberly-Clark-1000 | BATHWATER |  |  |  |  | Kimberly-Clark | Bath, Water |  | BATHWATER-Kimberly-Clark-1000 |  |  |  |  | Not Covered Vendor Only - Biomedical | MHHS-Southwest | [8 empty] | BATHWATER | Bath, Water | Kimberly-Clark
NO | YES |  |  |  | 013-38919 | 013-38919 | Kimberly Clark |  |  |  | SW-HVI-OR | MHHS-Southwest |  | Bath, Water |  | 013-38919 | 013-38919 | Southwest | MHHS-Southwest | SW-HVI-OR | HVI - OR | 9/1/19 |  |  |  | WARMING/COOLING UNITS, PATIENT | Bath, Water | BATHWATER-Kimberly-Clark-1000 | BATHWATER |  |  |  |  | Kimberly-Clark | Bath, Water |  | BATHWATER-Kimberly-Clark-1000 |  |  |  |  | Not Covered Vendor Only - Biomedical | MHHS-Southwest | [8 empty] | BATHWATER | Bath, Water | Kimberly-Clark
NO | YES |  |  |  | 013-38920 | 013-38920 | Kimberly Clark |  |  |  | SW-HVI-OR | MHHS-Southwest |  | Bath, Water |  | 013-38920 | 013-38920 | Southwest | MHHS-Southwest | SW-HVI-OR | Hallway | 9/1/19 |  | 9/1/20 |  | WARMING/COOLING UNITS, PATIENT | Bath, Water | BATHWATER-Kimberly-Clark-1000 | BATHWATER |  |  |  |  | Kimberly-Clark | Bath, Water |  | BATHWATER-Kimberly-Clark-1000 |  |  |  |  | Not Covered Vendor Only - Biomedical | MHHS-Southwest | [8 empty] | BATHWATER | Bath, Water | Kimberly-Clark
NO | YES |  |  |  | 041-34071 | 041-34071 | Kimberly Clark | PMG-115-TD |  | ST5190-012 | MEMORIAL CITY - OUTPATIENT SURGERY | MHHS-Mem City |  | Radiofrequency Therapy System |  | 041-34071 | 041-34071 | West | Memorial Hermann - Memorial City | MEMORIAL CITY - OUTPATIENT SURGERY | OPS West Tower 1st Floor W1 300.44 Storage Room |  |  |  |  | RADIOFREQUENCY GENERATOR |  | RFTHERAPY-Kimberly-Clark-PMG-115-TD | RFTHERAPY | PMG-115-TD |  |  |  | Kimberly-Clark | Radiofrequency Therapy System |  | RFTHERAPY-Kimberly-Clark-PMG-115-TD |  |  |  |  | Not Covered Vendor Only - Biomedical | MHHS-Mem City
NO | YES | [5 empty] | Kimberly Clark | PMG-115-TD |  | ST3060-010 | MHOSH-OR | MHHS Orthopedic & Spine |  | Radiofrequency Therapy System |  |  |  | Central & Greater Heights | MHHS-Orthopedic & Spine | MHOSH-OR |  | 9/6/19 |  |  |  | RADIOFREQUENCY GENERATOR | Radiofrequency Therapy System | RFTHERAPY-Kimberly-Clark-PMG-115-TD | RFTHERAPY | PMG-115-TD |  |  |  | Kimberly-Clark | Radiofrequency Therapy System |  | RFTHERAPY-Kimberly-Clark-PMG-115-TD |  | 3/1/13 | MHOSH Inventory Dec 2019 into 2020 - Copy.xls - Newly Verified |  | Covered PM Repair - Biomedical | MHHS Orthopedic & Spine | [8 empty] | RFTHERAPY | Radiofrequency Therapy System | Kimberly-Clark
NO | NO |  |  |  | 241-02296 |  | Kimberly Clark | PMG-115-TD |  | ST2173-011 | TIRR - UROLOGY/SPEC PROC (17) | MHHS-TIRR |  | Radiofrequency Therapy System |  | 241-02296 |  | TMC |  | TIRR - UROLOGY/SPEC PROC (17) | [5 empty] | RADIOFREQUENCY GENERATOR |  | RFTHERAPY-Kimberly-Clark-PMG-115-TD | RFTHERAPY | PMG-115-TD |  |  |  | Kimberly-Clark | Radiofrequency Therapy System |  | RFTHERAPY-Kimberly-Clark-PMG-115-TD |  |  |  |  | Covered PM Repair - Biomedical | MHHS-TIRR
YES | YES |  |  |  | 013-39079 | 013-39079 | Kimberly-Clark | 1000-01 |  | SA09043013 | HVI - OR |  |  |  |  | 013-39079 | 013-39079 | Southwest | Memorial Hermann Southwest Hospital | HVI - OR | HVI - OR | 3/1/20 |  |  |  |  | Pump, Thermia, Heating | PUMPTHERMIAHEATING-Kimberly-Clark-1000-01 | [12 empty] | PTH-SA | [9 empty] | Pump, Thermia, Heating | PUMPTHERMIAHEATING | Pump, Thermia, Heating | Kimberly-Clark
NO | YES |  |  |  | 013-39078 | 013-39078 | Kimberly-Clark | 1000-01 |  | SA08144025 | SW-HVI-OR |  |  |  |  | 013-39078 | 013-39078 | Southwest | MHHS-Southwest | SW-HVI-OR | SW-HVI-OR | 2/1/20 |  | 1/1/21 |  |  | Pump, Thermia, Heating | PUMPTHERMIAHEATING-Kimberly-Clark-1000-01 | [12 empty] | PTH-SA | [9 empty] | Pump, Thermia, Heating | PUMPTHERMIAHEATING | Pump, Thermia, Heating | Kimberly-Clark
YES | YES |  |  |  | 099-00412 | 099-00412 | Kimberly-Clark | MS-IVB |  | KC15100595 | MEMORIAL CITY - ANESTHESIOLOGY |  |  |  |  | 099-00412 | 099-00412 | West | Memorial Hermann - Memorial City | MEMORIAL CITY - ANESTHESIOLOGY | Cath Lab 1
YES | YES |  |  |  | KC1510022 | KC1510022 | Kimberly-Clark | Ms-ivb |  | KC1510022 | MEMORIAL CITY - Anesthesiology |  |  |  |  | KC1510022 | KC1510022 | West | Memorial Hermann Memorial City Medical Center | MEMORIAL CITY - Anesthesiology | Surgery Procedure Room 10 |  |  |  | No pm sticker
YES | YES |  |  |  | 929-00669 | 929-00669 | Kimberly-Clark | PMG-115-TD |  | ST3036-010 | Radiology |  |  |  |  | 929-00669 | 929-00669 | Central | Joint Center - Orthopedic and Spine Hospital | Radiology | CT Scan | 3/1/20 |  | 9/1/20 |  |  | Radiofrequency Therapy System | RFTHERAPY-Kimberly-Clark-PMG-115-TD | [22 empty] | Radiofrequency Therapy System | RFTHERAPY | Radiofrequency Therapy System | Kimberly-Clark
YES | YES |  |  |  | KC15100523 | KC15100523 | Kimberly-Clark Health Care Company | MS-IVB |  | K 15100523 | MEMORIAL CITY - MHT - JHC OR |  |  |  |  | KC15100523 | KC15100523 | West | West | MEMORIAL CITY - MHT - JHC OR | MH11: 504 OR11
NO | NO |  |  |  | 009-08321 |  | King Systems | KING VISION |  | C11141A022565 | GH - OR ANESTHESIA | MHHS-Greater Heights |  | Laryngoscopes |  | 009-08321 |  | Central & Greater Heights |  | GH - OR ANESTHESIA | [5 empty] | LARYNGOSCOPES, FLEXIBLE, INTUBATION, VIDEO |  | LARYNGOSCOPES-King Systems Corp-King Vision | LARYNGOSCOPES | King Vision |  |  |  | King Systems Corp | Laryngoscopes |  | LARYNGOSCOPES-King Systems Corp-King Vision |  |  |  |  | Covered PM Repair - Biomedical | MHHS-Greater Heights
NO | NO |  |  |  | 069-39332 |  | Kirkland | ST14CKXHW00 |  | VS14953555 | MH MG - (TMC) - UPPER KIRBY | MHHS-MG |  |  |  | 069-39332 |  | TMC |  | MH MG - (TMC) - UPPER KIRBY | [5 empty] | REFRIGERATORS, LABORATORY |  | .needs class | [13 empty] | Covered PM Repair - Biomedical | MHHS-MG
NO | YES | [5 empty] | Kirwan Surgical Products, Inc. | COA-COMP M |  |  | MHOSH-OR | MHHS Orthopedic & Spine | [5 empty] | Central & Greater Heights | MHHS-Orthopedic & Spine | MHOSH-OR |  | 9/30/19 |  |  |  | ULTRASOUND SURGICAL UNITS |  | .needs class | [5 empty] | KirwanSurgical |  |  |  |  | 3/6/18 | MHOSH Inventory Dec 2019 into 2020 - Copy.xls - Newly Verified |  | Covered PM Repair - Biomedical | MHHS Orthopedic & Spine
NO | YES |  |  |  | 013-19095 | 013-19095 | Kirwan Surgical Products, Inc. | COA-COMP M |  |  | SW-OR | MHHS-Southwest |  |  |  | 013-19095 | 013-19095 | Southwest | MHHS-Southwest | SW-OR | OR10 | 7/1/19 |  | 7/1/20 |  | ULTRASOUND SURGICAL UNITS |  | .needs class | [5 empty] | KirwanSurgical |  |  |  |  | 1/1/12 |  |  | Covered PM Repair - Biomedical | MHHS-Southwest
NO | YES |  |  |  | 400-189570 | 400-189570 | KKT Kraus | KPC 212-L-U/S |  | A2154001021780605 | MHOSH-Radiology | MHHS Orthopedic & Spine |  | Chiller |  | 400-189570 | 400-189570 | Central & Greater Heights | MHHS-Orthopedic & Spine | MHOSH-Radiology |  | 2/13/19 |  |  |  | REFRIGERATORS, LABORATORY | Chiller | CHILLER-KKTKRAUS-KPC 212-L-U/S | CHILLER | KPC 212-L-U/S |  |  |  | KKTKRAUS | Chiller |  | CHILLER-KKTKRAUS-KPC 212-L-U/S |  | 9/1/20 | MHOSH Inventory Dec 2019 into 2020 - Copy.xls - Newly Verified | MFR-Q | Not Covered Vendor Only - Biomedical | MHHS Orthopedic & Spine | [8 empty] | CHILLER | Chiller | KKTKRAUS
NO | NO | [5 empty] | KKT Kraus | KPC 212-L-U/S |  |  | OPID - (NE) - KINGWOOD CCC | MHHS-OPID |  | Chiller |  |  |  | Katy |  | OPID - (NE) - KINGWOOD CCC | [5 empty] | REFRIGERATORS, LABORATORY |  | CHILLER-KKTKRAUS-KPC 212-L-U/S | CHILLER | KPC 212-L-U/S |  |  |  | KKTKRAUS | Chiller |  | CHILLER-KKTKRAUS-KPC 212-L-U/S |  |  |  |  | Covered PM Repair - Biomedical | MHHS-OPID
NO | NO | [5 empty] | KKT Kraus | KPC 212-L-U/S |  |  | OPID - (PL) - PEARLAND - 406 (MP1) | MHHS-OPID |  | Chiller |  |  |  | Pearland |  | OPID - (PL) - PEARLAND - 406 (MP1) | [5 empty] | REFRIGERATORS, LABORATORY |  | CHILLER-KKTKRAUS-KPC 212-L-U/S | CHILLER | KPC 212-L-U/S |  |  |  | KKTKRAUS | Chiller |  | CHILLER-KKTKRAUS-KPC 212-L-U/S |  |  |  |  | Not Covered Vendor Only - Biomedical | MHHS-OPID
NO | NO |  |  |  | 5215.4001.02.327.0709 |  | KKT Kraus | KPC 212-L-U/S |  | 5215.4001.02.327.0709 | OPID - (TMC) - UPPER KIRBY - 467 | MHHS-OPID |  | Chiller |  | 5215.4001.02.327.0709 |  | TMC |  | OPID - (TMC) - UPPER KIRBY - 467 | [5 empty] | REFRIGERATORS, LABORATORY |  | CHILLER-KKTKRAUS-KPC 212-L-U/S | CHILLER | KPC 212-L-U/S |  |  |  | KKTKRAUS | Chiller |  | CHILLER-KKTKRAUS-KPC 212-L-U/S |  |  |  |  | Not Covered Vendor Only - Biomedical | MHHS-OPID
NO | NO |  |  |  | PPK126 |  | KKT Kraus | KPC 212-L-U/S |  |  | SW - RADIOLOGY | MHHS-Southwest |  | Chiller |  | PPK126 |  | Southwest |  | SW - RADIOLOGY | [5 empty] | REFRIGERATORS, LABORATORY |  | CHILLER-KKTKRAUS-KPC 212-L-U/S | CHILLER | KPC 212-L-U/S |  |  |  | KKTKRAUS | Chiller |  | CHILLER-KKTKRAUS-KPC 212-L-U/S |  |  |  |  | Covered PM Repair - Biomedical | MHHS-Southwest
NO | NO |  |  |  | PPK127 |  | KKT Kraus | KPC 212-L-U/S |  |  | SW - RADIOLOGY | MHHS-Southwest |  | Chiller |  | PPK127 |  | Southwest |  | SW - RADIOLOGY | [5 empty] | REFRIGERATORS, LABORATORY |  | CHILLER-KKTKRAUS-KPC 212-L-U/S | CHILLER | KPC 212-L-U/S |  |  |  | KKTKRAUS | Chiller |  | CHILLER-KKTKRAUS-KPC 212-L-U/S |  |  |  |  | Covered PM Repair - Biomedical | MHHS-Southwest
NO | NO |  |  |  | PPK128 |  | KKT Kraus | KPC 212-L-U/S |  |  | SW - RADIOLOGY | MHHS-Southwest |  | Chiller |  | PPK128 |  | Southwest |  | SW - RADIOLOGY | [5 empty] | REFRIGERATORS, LABORATORY |  | CHILLER-KKTKRAUS-KPC 212-L-U/S | CHILLER | KPC 212-L-U/S |  |  |  | KKTKRAUS | Chiller |  | CHILLER-KKTKRAUS-KPC 212-L-U/S |  |  |  |  | Covered PM Repair - Biomedical | MHHS-Southwest
NO | NO |  |  |  | PPK129 |  | KKT Kraus | KPC 212-L-U/S |  |  | SW - RADIOLOGY | MHHS-Southwest |  | Chiller |  | PPK129 |  | Southwest |  | SW - RADIOLOGY | [5 empty] | REFRIGERATORS, LABORATORY |  | CHILLER-KKTKRAUS-KPC 212-L-U/S | CHILLER | KPC 212-L-U/S |  |  |  | KKTKRAUS | Chiller |  | CHILLER-KKTKRAUS-KPC 212-L-U/S |  |  |  |  | Covered PM Repair - Biomedical | MHHS-Southwest
NO | NO |  |  |  | PPK130 |  | KKT Kraus | KPC 212-L-U/S |  |  | SW - RADIOLOGY | MHHS-Southwest |  | Chiller |  | PPK130 |  | Southwest |  | SW - RADIOLOGY | [5 empty] | REFRIGERATORS, LABORATORY |  | CHILLER-KKTKRAUS-KPC 212-L-U/S | CHILLER | KPC 212-L-U/S |  |  |  | KKTKRAUS | Chiller |  | CHILLER-KKTKRAUS-KPC 212-L-U/S |  |  |  |  | Not Covered Vendor Only - Biomedical | MHHS-Southwest
NO | NO |  |  |  | PPK131 |  | KKT Kraus | KPC 212-L-U/S |  |  | SW - RADIOLOGY | MHHS-Southwest |  | Chiller |  | PPK131 |  | Southwest |  | SW - RADIOLOGY | [5 empty] | REFRIGERATORS, LABORATORY |  | CHILLER-KKTKRAUS-KPC 212-L-U/S | CHILLER | KPC 212-L-U/S |  |  |  | KKTKRAUS | Chiller |  | CHILLER-KKTKRAUS-KPC 212-L-U/S |  |  |  |  | Not Covered Vendor Only - Biomedical | MHHS-Southwest
NO | NO |  |  |  | PPK132 |  | KKT Kraus | KPC 212-L-U/S |  |  | SW - RADIOLOGY | MHHS-Southwest |  | Chiller |  | PPK132 |  | Southwest |  | SW - RADIOLOGY | [5 empty] | REFRIGERATORS, LABORATORY |  | CHILLER-KKTKRAUS-KPC 212-L-U/S | CHILLER | KPC 212-L-U/S |  |  |  | KKTKRAUS | Chiller |  | CHILLER-KKTKRAUS-KPC 212-L-U/S |  |  |  |  | Not Covered Vendor Only - Biomedical | MHHS-Southwest
NO | YES |  |  |  | 029-01554 | 029-01554 | Klein Medical | 1000-0031 |  | h01000046 | Woodlands-OR | MHHS-Woodlands |  | Irrigation/Aspiration Unit |  | 029-01554 | 029-01554 | Woodlands | MHHS-Woodlands | Woodlands-OR | OR Storage | 8/1/19 |  | 8/1/20 |  | IRRIGATION/DISTENTION SYSTEMS |  | IRRIGATIONASPNUNIT-Snowden-Pencer-1000-0031 | IRRIGATIONASPNUNIT | 1000-0031 |  |  |  | Snowden-Pencer | Irrigation/Aspiration Unit |  |  | IRRIGATIONASPNUNIT-Snowden-Pencer-1000-0031 | 11/1/11 |  |  | Covered PM Repair - Biomedical | MHHS-Woodlands
NO | NO |  |  |  | 009-33416 |  | Knf Neuberger | EVP-115 |  | 1/775232 | GH - THERAPY SERVICES | MHHS-Greater Heights |  |  |  | 009-33416 |  | Central & Greater Heights |  | GH - THERAPY SERVICES | [5 empty] | ASPIRATORS |  | .needs class | [13 empty] | Not Covered Vendor Only - Biomedical | MHHS-Greater Heights
YES | YES |  |  |  | 099-10780 | 099-10780 | Koalaty | Twin Stim |  |  | SW - 8th Floor - Inpatient Rehab |  |  |  |  | 099-10780 | 099-10780 | Southwest | Memorial Hermann Southwest Hospital | SW - 8th Floor - Inpatient Rehab | Rehab |  |  |  | New Add
YES | YES |  |  |  | 005-04519 | 005-04519 | Kodak | CR 950 |  | 21500BZY00467000 | Imaging |  |  |  |  | 005-04519 | 005-04519 | Southeast | Memorial Hermann Southeast Hospital | Imaging | Tech work are |  |  |  | Site id. K4185-0146
YES | YES |  |  |  | 005-04518 | 005-04518 | Kodak | Direct View Remote Scanner |  | K4187-4786 | Imaging |  |  |  |  | 005-04518 | 005-04518 | Southeast | Memorial Hermann Houston | Imaging | Radiology work room |  |  |  | No pm sticker | [23 empty] | 11/1/19
YES | YES |  |  |  | 005-05950 | 005-05950 | Kodak | Directview CR850 |  | K4547-2186 | Radiology |  |  |  |  | 005-05950 | 005-05950 | Southeast | Memorial Herman 11800 Astoria | Radiology | Radiology
YES | YES |  |  |  | 005-04024 | 005-04024 | Kodak | Directview remote operation panel |  | K4186-4813 | Radiology |  |  |  |  | 005-04024 | 005-04024 | Southeast | Memorial Hermann Southeast Hospital | Radiology | Hallway |  |  |  | No pm sticker
YES | YES |  |  |  | 005-04025 | 005-04025 | Kodak | DirectView remote operation panel |  | K4186-4819 | Radiology |  |  |  |  | 005-04025 | 005-04025 | Southeast | Memorial Hermann Southeast Hospital | Radiology | Hallway |  |  |  | No pm sticker
NO | YES |  |  |  | 005-06980 | 005-06980 | Kodak | Dry view 8900 |  |  | Imaging center 100 |  |  |  |  | 005-06980 | 005-06980 | Southeast | Memorial Hermann Urgent Care Friendswood (#112) | Imaging center 100 | Tech work area
YES | YES |  |  |  | 041-12397 | 041-12397 | Kodak | Dryview 6800 |  | K4590-6621 | MC Breast Center |  |  |  |  | 041-12397 | 041-12397 | West | MD Anderson Breast Care with Memorial Hermann - Memorial City (#300) | MC Breast Center | MC-Breast Center
YES | YES |  |  |  | 005-07066 | 005-07066 | Kodak | Dryview 6800 Laser Imager |  | K4590-6710 | Radiology out Pat. |  |  |  |  | 005-07066 | 005-07066 | Southeast | Memorial Hermann Southeast Hospital - Outpatient Services | Radiology out Pat. | Imaging Control room |  |  |  | No pm sticker |  | Imager, Laser (DI) | IMAGERLASER-EastmanKodak-DryView 6800 | [12 empty] | IML-A | [10 empty] | IMAGERLASER | Imager, Laser (DI) | EastmanKodak
YES | YES |  |  |  | 099-03585 | 099-03585 | Kodak | DryView 8900 |  |  | Imaging |  |  |  |  | 099-03585 | 099-03585 | Southeast | Memorial Hermann Southeast Hospital - Outpatient Services | Imaging | Control room |  |  |  | Site id K4200-4782 |  | Imager, Laser (DI) | IMAGERLASER-EastmanKodak-DryView 8900 | [12 empty] | IML-A | [7 empty] | 2/1/20 |  |  | IMAGERLASER | Imager, Laser (DI) | EastmanKodak
YES | YES |  |  |  | 069-16245 | 069-16245 | Kodak | DryView 8900 |  | K43169683 | TMC - RADIOLOGY - JONES PAVILION |  |  |  |  | 069-16245 | 069-16245 | TMC | Memorial Hermann-Texas Medical Center | TMC - RADIOLOGY - JONES PAVILION | Radiology Control Room | 2/1/18 |  | 2/1/19 |  |  |  | IMAGERLASER-EastmanKodak-DryView 8900
YES | YES |  |  |  | 005-10554 | 005-10554 | Kodak | ECR 500 |  | K4810-6773 | Imaging |  |  |  |  | 005-10554 | 005-10554 | Southeast | Memorial Hermann Southeast Hospital - Outpatient Services | Imaging | Control room
NO | YES |  |  |  | 133-04015 | 133-04015 | Kolpak | POLAR-CHILL |  | 5372171A | Katy-Laboratory | MHHS-Katy |  |  |  | 133-04015 | 133-04015 | Katy | MHHS-Katy | Katy-Laboratory | Lab | 1/1/20 | 1/1/21 |  |  | FREEZERS, LABORATORY |  | .needs class | [13 empty] | Covered PM Repair - Biomedical | MHHS-Katy
YES | YES |  |  |  |  | 099-14989 | Konica Minolta |  |  |  | SW - Biomed | [5 empty] | 099-14989 | Southwest | Memorial Hermann Southwest Hospital | SW - Biomed | Biomed
NO | YES |  |  |  | 133-08660 | 133-08660 | Konica Minolta | AERO DR |  | ET0600591 | Katy-Radiology | MHHS-Katy |  | Image Acquisition Unit |  | 133-08660 | 133-08660 | Katy | MHHS-Katy | Katy-Radiology | Imaging Dept | 6/1/16 |  |  | Detector | RADIOGRAPHIC SYSTEMS, DIGITAL |  | IMAGEACQ-Konica-AERODR | IMAGEACQ | AERODR |  |  |  | Konica Minolta | Image Acquisition Unit |  | IMAGEACQ-Konica-AERODR |  | 10/30/17 |  |  | Covered PM Repair - Biomedical | MHHS-Katy
NO | YES |  |  |  | 029-09648 |  | Konica Minolta | AERO DR |  | 2UA4461PFF | WOODLANDS - RADIOLOGY | MHHS-Woodlands |  | Image Acquisition Unit |  | 029-09648 |  | Woodlands |  | WOODLANDS - RADIOLOGY |  | 9/17/19 |  |  |  | RADIOGRAPHIC SYSTEMS, DIGITAL |  | IMAGEACQ-Konica-AERODR | IMAGEACQ | AERODR |  |  |  | Konica Minolta | Image Acquisition Unit |  | IMAGEACQ-Konica-AERODR |  | 10/30/17 |  |  | Covered PM Repair - Biomedical | MHHS-Woodlands
YES | YES |  |  |  | 041-34403 | 041-34403 | Konica Minolta | Aero DR Batt Charger2 |  | A5TJ-50494 | MEMORIAL CITY - Radiology - Inpatient |  |  |  |  | 041-34403 | 041-34403 | West | Memorial Hermann Memorial City Medical Center | MEMORIAL CITY - Radiology - Inpatient | Technologist Workroom
YES | YES |  |  |  | 041-34405 | 041-34405 | Konica Minolta | Aero DR Batt Charger2 |  | A5TJ-50655 | MEMORIAL CITY - Radiology - Inpatient |  |  |  |  | 041-34405 | 041-34405 | West | Memorial Hermann Memorial City Medical Center | MEMORIAL CITY - Radiology - Inpatient | Technologist Workroom
YES | YES |  |  |  | 041-34858 | 041-34858 | Konica Minolta | Aero DR Batt Charger2 |  | A5TJ-50464 | MEMORIAL CITY - MHT - JHC Recovery |  |  |  |  | 041-34858 | 041-34858 | West | Memorial Hermann Memorial City Medical Center | MEMORIAL CITY - MHT - JHC Recovery | MH11 Recovery RM 1
YES | YES |  |  |  | 041-34859 | 041-34859 | Konica Minolta | Aero DR Batt Charger2 |  | A5TJ-50460 | MEMORIAL CITY - MHT - JHC Recovery |  |  |  |  | 041-34859 | 041-34859 | West | Memorial Hermann Memorial City Medical Center | MEMORIAL CITY - MHT - JHC Recovery | MH11 Recovery RM 1
YES | YES |  |  |  | 099-13885 | 099-13885 | Konica Minolta | AERODR |  | A5TJ-51895 | SW - NICU |  |  |  |  | 099-13885 | 099-13885 | Southwest | Memorial Hermann Southwest Hospital | SW - NICU | Nurses Station | [5 empty] | Image Acquisition Unit | IMAGEACQ-Konica Minolta-AeroDR | [22 empty] | Image Acquisition Unit | IMAGEACQ | Image Acquisition Unit | Konica Minolta
YES | YES |  |  |  | A50D-52381 | A50D-52381 | Konica Minolta | AeroDR P-12 |  | A50D-52381 | KATY - RADIOLOGY |  |  |  |  | A50D-52381 | A50D-52381 | Katy | MHHS-Katy | KATY - RADIOLOGY | Hallway
YES | YES |  |  |  | A6C5-00181 | A6C5-00181 | Konica Minolta | AeroDR P-51 |  | A6C5-00181 | Radiology |  |  |  |  | A6C5-00181 | A6C5-00181 | West | Memorial Hermann Memorial City Medical Center | Radiology | Imaging work area
YES | YES |  |  |  | 151-05221 | 151-05221 | Konica Minolta | Biliblanket meter 2 |  |  | Nicu |  |  |  |  | 151-05221 | 151-05221 | Northwest | Memorial Hermann Cypress Hospital | Nicu | Nurses station nicu
YES | YES |  |  |  | 151-05220 | 151-05220 | Konica Minolta | BiliBlanket meter2 |  |  | Nicu |  |  |  |  | 151-05220 | 151-05220 | Northwest | Memorial Hermann Cypress Hospital | Nicu | Nicu Nurses station
YES | YES |  |  |  | 129-03157 | 129-03157 | Konica Minolta | CS3 / Regius 190 |  | 0676-2723 | Sugar Land Imaging |  |  |  |  | 129-03157 | 129-03157 | Sugar Land | Memorial Hermann Sugar Land | Sugar Land Imaging | Sugar Land, West Tower, Imaging Core | 1/1/19 | 1/1/20 |  |  | Computed Radiography
YES | YES |  |  |  | 129-03154 | 129-03154 | Konica Minolta | CS3 / Regius 190 |  | 0676-2720 | Sugar Land Imaging |  |  |  |  | 129-03154 | 129-03154 | Sugar Land | Memorial Hermann Sugar Land | Sugar Land Imaging | Sugar Land West Tower Imaging | 1/1/19 | 1/1/20 |  |  | Computed Radiography | [22 empty] | 8/1/12
NO | YES |  |  |  | R-929-00674 | R-929-00674 | Konica Minolta | DRYPRO 771 |  |  | MHOSH-Radiology | MHHS Orthopedic & Spine |  | Processor, X-Ray Film |  | R-929-00674 | R-929-00674 | Central & Greater Heights | MHHS-Orthopedic & Spine | MHOSH-Radiology |  | 3/14/16 |  |  |  | LASER IMAGER | Processor, X-Ray Film | PROCESSORXRAYFILM-Konica Minolta-DryPro 771 | PROCESSORXRAYFILM | DryPro 771 |  |  |  | Konica Minolta | Processor, X-Ray Film |  | PROCESSORXRAYFILM-Konica Minolta-DryPro 771 |  |  | MHOSH Inventory Dec 2019 into 2020 - Copy.xls - Newly Verified | PXF-A | Not Covered Vendor Only - Biomedical | MHHS Orthopedic & Spine | [7 empty] | Processor, X-Ray Film | PROCESSORXRAYFILM | Processor, X-Ray Film | Konica Minolta
YES | YES |  |  |  | 133-02773 | 133-02773 | Konica Minolta | KMCDR |  |  | KATY - Biomed |  |  |  |  | 133-02773 | 133-02773 | Katy | Memorial Hermann Katy Hospital | KATY - Biomed | Biomed storage
NO | YES |  |  |  | 133-02074 | 133-02074 | Konica Minolta | REGIUS 170 |  |  | MH MG-(SL)-Physicians At Sugar Creek | MHHS-MG |  | Processor, Digital (CR) |  | 133-02074 | 133-02074 | Sugar Land | MHHS-MG | MH MG-(SL)-Physicians At Sugar Creek | Xray Control Room | 2/1/19 | 8/1/19 |  |  | DIGITAL IMAGING SYSTEMS, COMPUTED RADIOGRAPHY | Processor, Digital (CR) | PROCESSDIGITAL-Konica Minolta-Regius 170 | PROCESSDIGITAL | Regius 170 |  |  |  | Konica Minolta | Processor, Digital (CR) |  | PROCESSDIGITAL-Konica Minolta-Regius 170 |  |  |  | PD-A | Covered PM Repair - Biomedical | MHHS-MG | [7 empty] | Processor, Digital (CR) | PROCESSDIGITAL | Processor, Digital (CR) | Konica Minolta
NO | YES | [5 empty] | Konica Minolta | REGIUS 190 |  | LKMM692 / 06762723 | SUGAR LAND - RADIOLOGY | MHHS-Sugarland |  | Processor, Digital (CR) |  |  |  | Sugar Land |  | SUGAR LAND - RADIOLOGY |  | 1/28/19 |  |  |  | DIGITAL IMAGING SYSTEMS, COMPUTED RADIOGRAPHY |  | PROCESSDIGITAL-Konica Minolta-Regius 190 | PROCESSDIGITAL | Regius 190 |  |  |  | Konica Minolta | Processor, Digital (CR) |  | PROCESSDIGITAL-Konica Minolta-Regius 190 |  |  |  |  | Covered PM Repair - Biomedical | MHHS-Sugarland
NO | YES | [5 empty] | Konica Minolta | REGIUS 190 |  | LKMM728 \ 06762720 | SUGAR LAND - RADIOLOGY | MHHS-Sugarland |  | Processor, Digital (CR) |  |  |  | Sugar Land |  | SUGAR LAND - RADIOLOGY |  | 1/28/19 |  |  |  | DIGITAL IMAGING SYSTEMS, COMPUTED RADIOGRAPHY |  | PROCESSDIGITAL-Konica Minolta-Regius 190 | PROCESSDIGITAL | Regius 190 |  |  |  | Konica Minolta | Processor, Digital (CR) |  | PROCESSDIGITAL-Konica Minolta-Regius 190 |  | 5/1/17 |  |  | Covered PM Repair - Biomedical | MHHS-Sugarland
YES | YES |  |  |  | 013-12515 | 013-12515 | Konica Minolta | Regius 190 |  |  | Opid xray |  |  |  |  | 013-12515 | 013-12515 | southwest | Memorial Hermann Southwest | Opid xray |  | 1/1/19 |  | 1/1/20 |  |  | Processor, Digital (CR) | PROCESSDIGITAL-Konica Minolta-Regius 190 | [12 empty] | PD-A | [7 empty] | 2/1/20 |  | Processor, Digital (CR) | PROCESSDIGITAL | Processor, Digital (CR) | Konica Minolta
YES | YES |  |  |  | 013-12511 | 013-12511 | Konica Minolta | Regius 190 |  |  | Poid imaging |  |  |  |  | 013-12511 | 013-12511 | southwest | Memorial Hermann Southwest | Poid imaging |  | 7/1/19 |  | 7/1/20 |  | CR Reader | Processor, Digital (CR) | PROCESSDIGITAL-Konica Minolta-Regius 190 | [12 empty] | PD-A | [7 empty] | 2/1/20 |  | Processor, Digital (CR) | PROCESSDIGITAL | Processor, Digital (CR) | Konica Minolta
NO | NO |  |  |  | 013-35238 |  | Konica Minolta | REGIUS 190 |  | 00557-LKMMX3X | MH MG - (STX) - SOUTH TEXAS - ROSENBERG | MHHS-MG |  | Processor, Digital (CR) |  | 013-35238 |  | South |  | MH MG - (STX) - SOUTH TEXAS - ROSENBERG | [5 empty] | DIGITAL IMAGING SYSTEMS, COMPUTED RADIOGRAPHY |  | PROCESSDIGITAL-Konica Minolta-Regius 190 | PROCESSDIGITAL | Regius 190 |  |  |  | Konica Minolta | Processor, Digital (CR) |  | PROCESSDIGITAL-Konica Minolta-Regius 190 |  |  |  |  | Covered PM Repair - Biomedical | MHHS-MG
NO | NO |  |  |  | 129-05193 |  | Konica Minolta | REGIUS 190 |  |  | MH MG - (STX) - SOUTH TEXAS - WHARTON | MHHS-MG |  | Processor, Digital (CR) |  | 129-05193 |  | South |  | MH MG - (STX) - SOUTH TEXAS - WHARTON | [5 empty] | DIGITAL IMAGING SYSTEMS, COMPUTED RADIOGRAPHY |  | PROCESSDIGITAL-Konica Minolta-Regius 190 | PROCESSDIGITAL | Regius 190 |  |  |  | Konica Minolta | Processor, Digital (CR) |  | PROCESSDIGITAL-Konica Minolta-Regius 190 |  |  |  |  | Covered PM Repair - Biomedical | MHHS-MG
NO | NO | [5 empty] | Konica Minolta | REGIUS 190 |  | 0676-0947 | OPID - (MHOSH) - BELLAIRE - 441 | MHHS-OPID |  | Processor, Digital (CR) |  |  |  | Central & Greater Heights |  | OPID - (MHOSH) - BELLAIRE - 441 | [5 empty] | DIGITAL IMAGING SYSTEMS, COMPUTED RADIOGRAPHY |  | PROCESSDIGITAL-Konica Minolta-Regius 190 | PROCESSDIGITAL | Regius 190 |  |  |  | Konica Minolta | Processor, Digital (CR) |  | PROCESSDIGITAL-Konica Minolta-Regius 190 |  |  |  |  | Covered PM Repair - Biomedical | MHHS-OPID
NO | NO |  |  |  | R-129-02117 |  | Konica Minolta | REGIUS 190 |  | 0676-1786 / CS3_2276 LKMMT9D | OPID - (SL) - SUGAR LAND - 449 (MP1) | MHHS-OPID |  | Processor, Digital (CR) |  | R-129-02117 |  | Sugar Land |  | OPID - (SL) - SUGAR LAND - 449 (MP1) | [5 empty] | DIGITAL IMAGING SYSTEMS, COMPUTED RADIOGRAPHY |  | PROCESSDIGITAL-Konica Minolta-Regius 190 | PROCESSDIGITAL | Regius 190 |  |  |  | Konica Minolta | Processor, Digital (CR) |  | PROCESSDIGITAL-Konica Minolta-Regius 190 |  |  |  |  | Covered PM Repair - Biomedical | MHHS-OPID
NO | NO |  |  |  | R-013-12511 |  | Konica Minolta | REGIUS 190 |  |  | OPID - (SW) - SOUTHWEST - 433 (MP4) | MHHS-OPID |  | Processor, Digital (CR) |  | R-013-12511 |  | Southwest |  | OPID - (SW) - SOUTHWEST - 433 (MP4) | [5 empty] | DIGITAL IMAGING SYSTEMS, COMPUTED RADIOGRAPHY |  | PROCESSDIGITAL-Konica Minolta-Regius 190 | PROCESSDIGITAL | Regius 190 |  |  |  | Konica Minolta | Processor, Digital (CR) |  | PROCESSDIGITAL-Konica Minolta-Regius 190 |  |  |  |  | Covered PM Repair - Biomedical | MHHS-OPID
NO | NO |  |  |  | R-013-12515 |  | Konica Minolta | REGIUS 190 |  |  | OPID - (SW) - SOUTHWEST - 433 (MP4) | MHHS-OPID |  | Processor, Digital (CR) |  | R-013-12515 |  | Southwest |  | OPID - (SW) - SOUTHWEST - 433 (MP4) | [5 empty] | DIGITAL IMAGING SYSTEMS, COMPUTED RADIOGRAPHY |  | PROCESSDIGITAL-Konica Minolta-Regius 190 | PROCESSDIGITAL | Regius 190 |  |  |  | Konica Minolta | Processor, Digital (CR) |  | PROCESSDIGITAL-Konica Minolta-Regius 190 |  |  |  |  | Covered PM Repair - Biomedical | MHHS-OPID
NO | NO |  |  |  | 133-08281 |  | Konica Minolta | SONIMAGE HS1 |  | A8WA-00092 | MH MG - (KY) - KATY [MP2-STE400] | MHHS-MG |  | Ultrasound, Diagnostic |  | 133-08281 |  | Katy |  | MH MG - (KY) - KATY [MP2-STE400] | [5 empty] | ULTRASONIC UNITS, DIAGNOSTIC |  | ULTRASOUNDDIAGNOSTIC-Konica Minolta-SONIMAGE HS1 | ULTRASOUNDDIAGNOSTIC | SONIMAGE HS1 |  |  |  | Konica Minolta | Ultrasound, Diagnostic |  | ULTRASOUNDDIAGNOSTIC-Konica Minolta-SONIMAGE HS1 |  |  |  |  | Covered PM Repair - Radiology, Low End | MHHS-MG
NO | YES |  |  |  | 041-20889 |  | Konica Minolta | U-ARM |  |  | MEMORIAL CITY - RADIOLOGY - OUTPATIENT | MHHS-Mem City |  |  |  | 041-20889 |  | West & Memorial City |  | MEMORIAL CITY - RADIOLOGY - OUTPATIENT |  | 8/28/19 |  |  |  | RADIOGRAPHIC SYSTEMS |  | .needs class | [5 empty] | Konica Minolta |  |  |  |  | 4/1/18 |  |  | Covered PM Repair - Biomedical | MHHS-Mem City
YES | YES |  |  |  | 151-05099 | 151-05099 | Koolatron | Ktcf155 |  | 341662736018A151030184 | Fairfield 100 |  |  |  |  | 151-05099 | 151-05099 | Northwest | Memorial Hermann Medical Group Fairfield (#100) | Fairfield 100 | C1 124 | 2/1/20 |  |  | No pm required
YES | YES |  |  |  | 099-12421 | 099-12421 | Koven Tech | ES 100 X |  |  | TWC |  |  |  |  | 099-12421 | 099-12421 | TMC | Memorial Hermann Heart | TWC | CVOR 2 | [5 empty] | Doppler, Fetal Ultrasound | DOPPLERFETALULTRASND-Koven Tech-ES 100 X | [22 empty] | Doppler, Fetal Ultrasound | DOPPLERFETALULTRASND | Doppler, Fetal Ultrasound | Koven Tech
YES | YES |  |  |  | 099-12435 | 099-12435 | Koven Tech | ES 100 X |  |  | TMC - OR - CVOR (7HVI) |  |  |  |  | 099-12435 | 099-12435 | TMC | Memorial Hermann-Texas Medical Center | TMC - OR - CVOR (7HVI) | CVOR (7HVI) | [5 empty] | Doppler, Fetal Ultrasound | DOPPLERFETALULTRASND-Koven Tech-ES 100 X | [22 empty] | Doppler, Fetal Ultrasound | DOPPLERFETALULTRASND | Doppler, Fetal Ultrasound | Koven Tech
YES | YES |  |  |  | 099-09064 | 099-09064 | Koven Tech | ES 100 X |  |  | TMC - SAROFIM 3 - OR |  |  |  |  | 099-09064 | 099-09064 | TMC | Memorial Hermann-Texas Medical Center | TMC - SAROFIM 3 - OR | SAROFIM 3 - OR | [5 empty] | Doppler, Fetal Ultrasound | DOPPLERFETALULTRASND-Koven Tech-ES 100 X | [22 empty] | Doppler, Fetal Ultrasound | DOPPLERFETALULTRASND | Doppler, Fetal Ultrasound | Koven Tech
YES | YES |  |  |  | 099-07211 | 099-07211 | Koven Tech | ES 100 X |  | R0603-0003 | TMC - SAROFIM 3 - OR |  |  |  |  | 099-07211 | 099-07211 | TMC | Memorial Hermann-Texas Medical Center | TMC - SAROFIM 3 - OR | OR3 | [5 empty] | Doppler, Fetal Ultrasound | DOPPLERFETALULTRASND-Koven Tech-ES 100 X | [22 empty] | Doppler, Fetal Ultrasound | DOPPLERFETALULTRASND | Doppler, Fetal Ultrasound | Koven Tech
YES | YES |  |  |  | 099-07723 | 099-07723 | Koven Tech | ES 100 X |  | R16020045 | TMC - OR - ANESTHESIA (2HP) |  |  |  |  | 099-07723 | 099-07723 | TMC | Memorial Hermann-Texas Medical Center | TMC - OR - ANESTHESIA (2HP) | TMC - BIOMED SHOP | [5 empty] | Doppler, Fetal Ultrasound | DOPPLERFETALULTRASND-Koven Tech-ES 100 X | [22 empty] | Doppler, Fetal Ultrasound | DOPPLERFETALULTRASND | Doppler, Fetal Ultrasound | Koven Tech
YES | YES |  |  |  | 069-29132 | 069-29132 | Koven Tech | ES-100VX Minidop |  |  | TMC - SAROFIM 3 - OR |  |  |  |  | 069-29132 | 069-29132 | TMC | Memorial Hermann-Texas Medical Center | TMC - SAROFIM 3 - OR | TMC - SAROFIM 3 - OR | [5 empty] | Doppler, Fetal Ultrasound | DOPPLERFETALULTRASND-Koven Tech-ES-100VX Minidop | [22 empty] | Doppler, Fetal Ultrasound | DOPPLERFETALULTRASND | Doppler, Fetal Ultrasound | Koven Tech
YES | YES |  |  |  | 099-12396 | 099-12396 | Koven Tech | ES-100X Minidop |  | R15050013 | TMC - OR - CVOR (7HVI) |  |  |  |  | 099-12396 | 099-12396 | TMC | Memorial Hermann-Texas Medical Center | TMC - OR - CVOR (7HVI) | OR 3 | [5 empty] | Doppler, Fetal Ultrasound | DOPPLERFETALULTRASND-Koven Tech-ES-100X Minidop | [22 empty] | Doppler, Fetal Ultrasound | DOPPLERFETALULTRASND | Doppler, Fetal Ultrasound | Koven Tech
YES | YES |  |  |  | B18070013 | 029-13226 | Koven Technology | ES-100X |  | B18070014 | OR |  |  |  |  | B18070013 | 029-13226 | Woodlands | Memorial Hermann Woodlands | OR | OR
NO | YES |  |  |  | 142-08431 | 142-08431 | Koven Technology Inc. | BIDOP 3 |  |  | NE-Med/Surg | MHHS-Northeast |  | Doppler, Blood Flow |  | 142-08431 | 142-08431 | Katy | MHHS-Northeast | NE-Med/Surg | Clean utility | 11/1/19 |  |  |  | DETECTORS, BLOOD FLOW/FETAL HEART, ULTRASONIC | Doppler, Blood Flow | DOPPLERBLOODFLOW-Koven Tech-Bidop 3 | DOPPLERBLOODFLOW | Bidop 3 |  |  |  | Koven Tech | Doppler, Blood Flow |  | DOPPLERBLOODFLOW-Koven Tech-Bidop 3 |  | 12/1/20 |  |  | Not Covered Vendor Only - Biomedical | MHHS-Northeast | [8 empty] | DOPPLERBLOODFLOW | Doppler, Blood Flow | Koven Tech
NO | YES |  |  |  | 069-41636 | 069-41636 | Koven Technology Inc. | ES-100X |  | R15050069 | TMC-OR-Hermann (2Hp) | MHHS-TMC |  | Doppler, Fetal Ultrasound |  | 069-41636 | 069-41636 | TMC | MHHS-TMC | TMC-OR-Hermann (2Hp) | OR 41 | 3/1/18 |  |  |  | DETECTORS, BLOOD FLOW/FETAL HEART, ULTRASONIC |  | DOPPLERFETALULTRASND-Koven Tech-ES 100 X | DOPPLERFETALULTRASND | ES 100 X |  |  |  | Koven Tech | Doppler, Fetal Ultrasound |  |  | DOPPLERFETALULTRASND-Koven Tech-ES 100 X |  |  |  | Covered PM Repair - Biomedical | MHHS-TMC
NO | YES |  |  |  | 069-45374 | 069-45374 | Koven Technology Inc. | ES-100X |  | B0810076 | TMC-OR-Hermann (2Hp) | MHHS-TMC |  | Doppler, Fetal Ultrasound |  | 069-45374 | 069-45374 | TMC | MHHS-TMC | TMC-OR-Hermann (2Hp) | OR 41 | 2/1/18 |  |  |  | DETECTORS, BLOOD FLOW/FETAL HEART, ULTRASONIC |  | DOPPLERFETALULTRASND-Koven Tech-ES 100 X | DOPPLERFETALULTRASND | ES 100 X |  |  |  | Koven Tech | Doppler, Fetal Ultrasound |  |  | DOPPLERFETALULTRASND-Koven Tech-ES 100 X |  |  |  | Covered PM Repair - Biomedical | MHHS-TMC
NO | NO |  |  |  | 009-34433 |  | Koven Technology Inc. | ES-100X |  | E18090098 | GH - OR ANESTHESIA | MHHS-Greater Heights |  | Doppler, Fetal Ultrasound |  | 009-34433 |  | Central & Greater Heights |  | GH - OR ANESTHESIA | [5 empty] | DETECTORS, BLOOD FLOW/FETAL HEART, ULTRASONIC |  | DOPPLERFETALULTRASND-Koven Tech-ES 100 X | DOPPLERFETALULTRASND | ES 100 X |  |  |  | Koven Tech | Doppler, Fetal Ultrasound |  |  | DOPPLERFETALULTRASND-Koven Tech-ES 100 X |  |  |  | Covered PM Repair - Biomedical | MHHS-Greater Heights
NO | NO |  |  |  | 133-09011 |  | Koven Technology Inc. | ES-100X |  | R16040022 | KATY - OR | MHHS-Katy |  | Doppler, Fetal Ultrasound |  | 133-09011 |  | Katy |  | KATY - OR | [5 empty] | DETECTORS, BLOOD FLOW/FETAL HEART, ULTRASONIC |  | DOPPLERFETALULTRASND-Koven Tech-ES 100 X | DOPPLERFETALULTRASND | ES 100 X |  |  |  | Koven Tech | Doppler, Fetal Ultrasound |  |  | DOPPLERFETALULTRASND-Koven Tech-ES 100 X |  |  |  | Covered PM Repair - Biomedical | MHHS-Katy
NO | NO |  |  |  | 133-31109 |  | Koven Technology Inc. | ES-100X |  | R19060036 | KATY - OR | MHHS-Katy |  | Doppler, Fetal Ultrasound |  | 133-31109 |  | Katy |  | KATY - OR | [5 empty] | DETECTORS, BLOOD FLOW/FETAL HEART, ULTRASONIC |  | DOPPLERFETALULTRASND-Koven Tech-ES 100 X | DOPPLERFETALULTRASND | ES 100 X |  |  |  | Koven Tech | Doppler, Fetal Ultrasound |  |  | DOPPLERFETALULTRASND-Koven Tech-ES 100 X |  |  |  | Covered PM Repair - Biomedical | MHHS-Katy
NO | NO |  |  |  | 041-19965 |  | Koven Technology Inc. | ES-100X |  | R15110109 | MEMORIAL CITY - MOR | MHHS-Mem City |  | Doppler, Fetal Ultrasound |  | 041-19965 |  | West & Memorial City |  | MEMORIAL CITY - MOR | [5 empty] | DETECTORS, BLOOD FLOW/FETAL HEART, ULTRASONIC |  | DOPPLERFETALULTRASND-Koven Tech-ES 100 X | DOPPLERFETALULTRASND | ES 100 X |  |  |  | Koven Tech | Doppler, Fetal Ultrasound |  |  | DOPPLERFETALULTRASND-Koven Tech-ES 100 X |  |  |  | Covered PM Repair - Biomedical | MHHS-Mem City
NO | NO |  |  |  | 041-19966 |  | Koven Technology Inc. | ES-100X |  | R15110131 | MEMORIAL CITY - MOR | MHHS-Mem City |  | Doppler, Fetal Ultrasound |  | 041-19966 |  | West & Memorial City |  | MEMORIAL CITY - MOR | [5 empty] | DETECTORS, BLOOD FLOW/FETAL HEART, ULTRASONIC |  | DOPPLERFETALULTRASND-Koven Tech-ES 100 X | DOPPLERFETALULTRASND | ES 100 X |  |  |  | Koven Tech | Doppler, Fetal Ultrasound |  |  | DOPPLERFETALULTRASND-Koven Tech-ES 100 X |  |  |  | Covered PM Repair - Biomedical | MHHS-Mem City
NO | NO |  |  |  | 041-19967 |  | Koven Technology Inc. | ES-100X |  | R15110130 | MEMORIAL CITY - MOR | MHHS-Mem City |  | Doppler, Fetal Ultrasound |  | 041-19967 |  | West & Memorial City |  | MEMORIAL CITY - MOR | [5 empty] | DETECTORS, BLOOD FLOW/FETAL HEART, ULTRASONIC |  | DOPPLERFETALULTRASND-Koven Tech-ES 100 X | DOPPLERFETALULTRASND | ES 100 X |  |  |  | Koven Tech | Doppler, Fetal Ultrasound |  |  | DOPPLERFETALULTRASND-Koven Tech-ES 100 X |  |  |  | Covered PM Repair - Biomedical | MHHS-Mem City
NO | NO |  |  |  | R18120184 |  | Koven Technology Inc. | ES-100X |  | R18120184 | MEMORIAL CITY - MOR | MHHS-Mem City |  | Doppler, Fetal Ultrasound |  | R18120184 |  | West & Memorial City |  | MEMORIAL CITY - MOR | [5 empty] | DETECTORS, BLOOD FLOW/FETAL HEART, ULTRASONIC |  | DOPPLERFETALULTRASND-Koven Tech-ES 100 X | DOPPLERFETALULTRASND | ES 100 X |  |  |  | Koven Tech | Doppler, Fetal Ultrasound |  |  | DOPPLERFETALULTRASND-Koven Tech-ES 100 X |  |  |  | Covered PM Repair - Biomedical | MHHS-Mem City
NO | NO |  |  |  | R18120186 |  | Koven Technology Inc. | ES-100X |  | R18120186 | MEMORIAL CITY - MOR | MHHS-Mem City |  | Doppler, Fetal Ultrasound |  | R18120186 |  | West & Memorial City |  | MEMORIAL CITY - MOR | [5 empty] | DETECTORS, BLOOD FLOW/FETAL HEART, ULTRASONIC |  | DOPPLERFETALULTRASND-Koven Tech-ES 100 X | DOPPLERFETALULTRASND | ES 100 X |  |  |  | Koven Tech | Doppler, Fetal Ultrasound |  |  | DOPPLERFETALULTRASND-Koven Tech-ES 100 X |  |  |  | Covered PM Repair - Biomedical | MHHS-Mem City
NO | NO |  |  |  | R18120187 |  | Koven Technology Inc. | ES-100X |  | R18120187 | MEMORIAL CITY - MOR | MHHS-Mem City |  | Doppler, Fetal Ultrasound |  | R18120187 |  | West & Memorial City |  | MEMORIAL CITY - MOR | [5 empty] | DETECTORS, BLOOD FLOW/FETAL HEART, ULTRASONIC |  | DOPPLERFETALULTRASND-Koven Tech-ES 100 X | DOPPLERFETALULTRASND | ES 100 X |  |  |  | Koven Tech | Doppler, Fetal Ultrasound |  |  | DOPPLERFETALULTRASND-Koven Tech-ES 100 X |  |  |  | Covered PM Repair - Biomedical | MHHS-Mem City
NO | NO |  |  |  | R18120193 |  | Koven Technology Inc. | ES-100X |  | R18120193 | MEMORIAL CITY - MOR | MHHS-Mem City |  | Doppler, Fetal Ultrasound |  | R18120193 |  | West & Memorial City |  | MEMORIAL CITY - MOR | [5 empty] | DETECTORS, BLOOD FLOW/FETAL HEART, ULTRASONIC |  | DOPPLERFETALULTRASND-Koven Tech-ES 100 X | DOPPLERFETALULTRASND | ES 100 X |  |  |  | Koven Tech | Doppler, Fetal Ultrasound |  |  | DOPPLERFETALULTRASND-Koven Tech-ES 100 X |  |  |  | Covered PM Repair - Biomedical | MHHS-Mem City
NO | NO |  |  |  | R18120194 |  | Koven Technology Inc. | ES-100X |  | R18120194 | MEMORIAL CITY - MOR | MHHS-Mem City |  | Doppler, Fetal Ultrasound |  | R18120194 |  | West & Memorial City |  | MEMORIAL CITY - MOR | [5 empty] | DETECTORS, BLOOD FLOW/FETAL HEART, ULTRASONIC |  | DOPPLERFETALULTRASND-Koven Tech-ES 100 X | DOPPLERFETALULTRASND | ES 100 X |  |  |  | Koven Tech | Doppler, Fetal Ultrasound |  |  | DOPPLERFETALULTRASND-Koven Tech-ES 100 X |  |  |  | Covered PM Repair - Biomedical | MHHS-Mem City
NO | NO |  |  |  | R18120195 |  | Koven Technology Inc. | ES-100X |  | R18120195 | MEMORIAL CITY - MOR | MHHS-Mem City |  | Doppler, Fetal Ultrasound |  | R18120195 |  | West & Memorial City |  | MEMORIAL CITY - MOR | [5 empty] | DETECTORS, BLOOD FLOW/FETAL HEART, ULTRASONIC |  | DOPPLERFETALULTRASND-Koven Tech-ES 100 X | DOPPLERFETALULTRASND | ES 100 X |  |  |  | Koven Tech | Doppler, Fetal Ultrasound |  |  | DOPPLERFETALULTRASND-Koven Tech-ES 100 X |  |  |  | Covered PM Repair - Biomedical | MHHS-Mem City
NO | NO |  |  |  | 069-41377 |  | Koven Technology Inc. | ES-100X |  |  | TMC - OR - ANESTHESIA (OLD) | MHHS-TMC |  | Doppler, Fetal Ultrasound |  | 069-41377 |  | TMC |  | TMC - OR - ANESTHESIA (OLD) | [5 empty] | DETECTORS, BLOOD FLOW/FETAL HEART, ULTRASONIC |  | DOPPLERFETALULTRASND-Koven Tech-ES 100 X | DOPPLERFETALULTRASND | ES 100 X |  |  |  | Koven Tech | Doppler, Fetal Ultrasound |  |  | DOPPLERFETALULTRASND-Koven Tech-ES 100 X |  |  |  | Covered PM Repair - Biomedical | MHHS-TMC
NO | NO |  |  |  | 069-41378 |  | Koven Technology Inc. | ES-100X |  |  | TMC - OR - ANESTHESIA (OLD) | MHHS-TMC |  | Doppler, Fetal Ultrasound |  | 069-41378 |  | TMC |  | TMC - OR - ANESTHESIA (OLD) | [5 empty] | DETECTORS, BLOOD FLOW/FETAL HEART, ULTRASONIC |  | DOPPLERFETALULTRASND-Koven Tech-ES 100 X | DOPPLERFETALULTRASND | ES 100 X |  |  |  | Koven Tech | Doppler, Fetal Ultrasound |  |  | DOPPLERFETALULTRASND-Koven Tech-ES 100 X |  |  |  | Covered PM Repair - Biomedical | MHHS-TMC
NO | NO |  |  |  | 069-41640 |  | Koven Technology Inc. | ES-100X |  | R50500X | TMC - OR - CVOR (7HVI) | MHHS-TMC |  | Doppler, Fetal Ultrasound |  | 069-41640 |  | TMC |  | TMC - OR - CVOR (7HVI) | [5 empty] | DETECTORS, BLOOD FLOW/FETAL HEART, ULTRASONIC |  | DOPPLERFETALULTRASND-Koven Tech-ES 100 X | DOPPLERFETALULTRASND | ES 100 X |  |  |  | Koven Tech | Doppler, Fetal Ultrasound |  |  | DOPPLERFETALULTRASND-Koven Tech-ES 100 X |  |  |  | Covered PM Repair - Biomedical | MHHS-TMC
NO | NO |  |  |  | 074-04868 |  | Koven Technology Inc. | ES-100X |  | R06100045 | TMC - OR - CVOR (7HVI) | MHHS-TMC |  | Doppler, Fetal Ultrasound |  | 074-04868 |  | TMC |  | TMC - OR - CVOR (7HVI) | [5 empty] | DETECTORS, BLOOD FLOW/FETAL HEART, ULTRASONIC |  | DOPPLERFETALULTRASND-Koven Tech-ES 100 X | DOPPLERFETALULTRASND | ES 100 X |  |  |  | Koven Tech | Doppler, Fetal Ultrasound |  |  | DOPPLERFETALULTRASND-Koven Tech-ES 100 X |  |  |  | Covered PM Repair - Biomedical | MHHS-TMC
NO | NO |  |  |  | 074-05327 |  | Koven Technology Inc. | ES-100X |  | R15050057 | TMC - OR - CVOR (7HVI) | MHHS-TMC |  | Doppler, Fetal Ultrasound |  | 074-05327 |  | TMC |  | TMC - OR - CVOR (7HVI) | [5 empty] | DETECTORS, BLOOD FLOW/FETAL HEART, ULTRASONIC |  | DOPPLERFETALULTRASND-Koven Tech-ES 100 X | DOPPLERFETALULTRASND | ES 100 X |  |  |  | Koven Tech | Doppler, Fetal Ultrasound |  |  | DOPPLERFETALULTRASND-Koven Tech-ES 100 X |  |  |  | Covered PM Repair - Biomedical | MHHS-TMC
NO | NO |  |  |  | 069-41457 |  | Koven Technology Inc. | ES-100X |  | R08100045 | TMC - OR - HERMANN (2HP) | MHHS-TMC |  | Doppler, Fetal Ultrasound |  | 069-41457 |  | TMC |  | TMC - OR - HERMANN (2HP) | [5 empty] | DETECTORS, BLOOD FLOW/FETAL HEART, ULTRASONIC |  | DOPPLERFETALULTRASND-Koven Tech-ES 100 X | DOPPLERFETALULTRASND | ES 100 X |  |  |  | Koven Tech | Doppler, Fetal Ultrasound |  |  | DOPPLERFETALULTRASND-Koven Tech-ES 100 X |  |  |  | Covered PM Repair - Biomedical | MHHS-TMC
NO | NO |  |  |  | 069-43847 |  | Koven Technology Inc. | ES-100X |  | B16080023 | TMC - OR - HERMANN (2HP) | MHHS-TMC |  | Doppler, Fetal Ultrasound |  | 069-43847 |  | TMC |  | TMC - OR - HERMANN (2HP) | [5 empty] | DETECTORS, BLOOD FLOW/FETAL HEART, ULTRASONIC |  | DOPPLERFETALULTRASND-Koven Tech-ES 100 X | DOPPLERFETALULTRASND | ES 100 X |  |  |  | Koven Tech | Doppler, Fetal Ultrasound |  |  | DOPPLERFETALULTRASND-Koven Tech-ES 100 X |  |  |  | Not Covered Vendor Only - Biomedical | MHHS-TMC
NO | NO |  |  |  | 069-45373 |  | Koven Technology Inc. | ES-100X |  | B16020913 | TMC - OR - HERMANN (2HP) | MHHS-TMC |  | Doppler, Fetal Ultrasound |  | 069-45373 |  | TMC |  | TMC - OR - HERMANN (2HP) | [5 empty] | DETECTORS, BLOOD FLOW/FETAL HEART, ULTRASONIC |  | DOPPLERFETALULTRASND-Koven Tech-ES 100 X | DOPPLERFETALULTRASND | ES 100 X |  |  |  | Koven Tech | Doppler, Fetal Ultrasound |  |  | DOPPLERFETALULTRASND-Koven Tech-ES 100 X |  |  |  | Covered PM Repair - Biomedical | MHHS-TMC
NO | NO |  |  |  | 069-45766 |  | Koven Technology Inc. | ES-100X |  | R10040023 | TMC - OR - HERMANN (2HP) | MHHS-TMC |  | Doppler, Fetal Ultrasound |  | 069-45766 |  | TMC |  | TMC - OR - HERMANN (2HP) | [5 empty] | DETECTORS, BLOOD FLOW/FETAL HEART, ULTRASONIC |  | DOPPLERFETALULTRASND-Koven Tech-ES 100 X | DOPPLERFETALULTRASND | ES 100 X |  |  |  | Koven Tech | Doppler, Fetal Ultrasound |  |  | DOPPLERFETALULTRASND-Koven Tech-ES 100 X |  |  |  | Not Covered Vendor Only - Biomedical | MHHS-TMC
NO | NO |  |  |  | 069-41115 |  | Koven Technology Inc. | ES-100X |  | R17050067 | TMC - OR - ROBERTSON (2R) | MHHS-TMC |  | Doppler, Fetal Ultrasound |  | 069-41115 |  | TMC |  | TMC - OR - ROBERTSON (2R) | [5 empty] | DETECTORS, BLOOD FLOW/FETAL HEART, ULTRASONIC |  | DOPPLERFETALULTRASND-Koven Tech-ES 100 X | DOPPLERFETALULTRASND | ES 100 X |  |  |  | Koven Tech | Doppler, Fetal Ultrasound |  |  | DOPPLERFETALULTRASND-Koven Tech-ES 100 X |  |  |  | Covered PM Repair - Biomedical | MHHS-TMC
NO | NO |  |  |  | 069-41116 |  | Koven Technology Inc. | ES-100X |  | R17050088 | TMC - OR - ROBERTSON (2R) | MHHS-TMC |  | Doppler, Fetal Ultrasound |  | 069-41116 |  | TMC |  | TMC - OR - ROBERTSON (2R) | [5 empty] | DETECTORS, BLOOD FLOW/FETAL HEART, ULTRASONIC |  | DOPPLERFETALULTRASND-Koven Tech-ES 100 X | DOPPLERFETALULTRASND | ES 100 X |  |  |  | Koven Tech | Doppler, Fetal Ultrasound |  |  | DOPPLERFETALULTRASND-Koven Tech-ES 100 X |  |  |  | Covered PM Repair - Biomedical | MHHS-TMC
NO | NO |  |  |  | 069-41117 |  | Koven Technology Inc. | ES-100X |  | R17050092 | TMC - OR - ROBERTSON (2R) | MHHS-TMC |  | Doppler, Fetal Ultrasound |  | 069-41117 |  | TMC |  | TMC - OR - ROBERTSON (2R) | [5 empty] | DETECTORS, BLOOD FLOW/FETAL HEART, ULTRASONIC |  | DOPPLERFETALULTRASND-Koven Tech-ES 100 X | DOPPLERFETALULTRASND | ES 100 X |  |  |  | Koven Tech | Doppler, Fetal Ultrasound |  |  | DOPPLERFETALULTRASND-Koven Tech-ES 100 X |  |  |  | Not Covered Vendor Only - Biomedical | MHHS-TMC
NO | NO |  |  |  | 069-41118 |  | Koven Technology Inc. | ES-100X |  | R17050062 | TMC - OR - ROBERTSON (2R) | MHHS-TMC |  | Doppler, Fetal Ultrasound |  | 069-41118 |  | TMC |  | TMC - OR - ROBERTSON (2R) | [5 empty] | DETECTORS, BLOOD FLOW/FETAL HEART, ULTRASONIC |  | DOPPLERFETALULTRASND-Koven Tech-ES 100 X | DOPPLERFETALULTRASND | ES 100 X |  |  |  | Koven Tech | Doppler, Fetal Ultrasound |  |  | DOPPLERFETALULTRASND-Koven Tech-ES 100 X |  |  |  | Covered PM Repair - Biomedical | MHHS-TMC
NO | NO |  |  |  | 069-41119 |  | Koven Technology Inc. | ES-100X |  | R17050045 | TMC - OR - ROBERTSON (2R) | MHHS-TMC |  | Doppler, Fetal Ultrasound |  | 069-41119 |  | TMC |  | TMC - OR - ROBERTSON (2R) | [5 empty] | DETECTORS, BLOOD FLOW/FETAL HEART, ULTRASONIC |  | DOPPLERFETALULTRASND-Koven Tech-ES 100 X | DOPPLERFETALULTRASND | ES 100 X |  |  |  | Koven Tech | Doppler, Fetal Ultrasound |  |  | DOPPLERFETALULTRASND-Koven Tech-ES 100 X |  |  |  | Covered PM Repair - Biomedical | MHHS-TMC
NO | NO |  |  |  | 069-41120 |  | Koven Technology Inc. | ES-100X |  | R17050063 | TMC - OR - ROBERTSON (2R) | MHHS-TMC |  | Doppler, Fetal Ultrasound |  | 069-41120 |  | TMC |  | TMC - OR - ROBERTSON (2R) | [5 empty] | DETECTORS, BLOOD FLOW/FETAL HEART, ULTRASONIC |  | DOPPLERFETALULTRASND-Koven Tech-ES 100 X | DOPPLERFETALULTRASND | ES 100 X |  |  |  | Koven Tech | Doppler, Fetal Ultrasound |  |  | DOPPLERFETALULTRASND-Koven Tech-ES 100 X |  |  |  | Covered PM Repair - Biomedical | MHHS-TMC
NO | NO |  |  |  | 074-05489 |  | Koven Technology Inc. | ES-100X |  | R15050074 | TMC - PACU - HVI (7HVI) | MHHS-TMC |  | Doppler, Fetal Ultrasound |  | 074-05489 |  | TMC |  | TMC - PACU - HVI (7HVI) | [5 empty] | DETECTORS, BLOOD FLOW/FETAL HEART, ULTRASONIC |  | DOPPLERFETALULTRASND-Koven Tech-ES 100 X | DOPPLERFETALULTRASND | ES 100 X |  |  |  | Koven Tech | Doppler, Fetal Ultrasound |  |  | DOPPLERFETALULTRASND-Koven Tech-ES 100 X |  |  |  | Covered PM Repair - Biomedical | MHHS-TMC
NO | NO |  |  |  | 029-11109 |  | Koven Technology Inc. | ES-100X |  | R16100080 | WOODLANDS - OR | MHHS-Woodlands |  | Doppler, Fetal Ultrasound |  | 029-11109 |  | Woodlands |  | WOODLANDS - OR | [5 empty] | DETECTORS, BLOOD FLOW/FETAL HEART, ULTRASONIC |  | DOPPLERFETALULTRASND-Koven Tech-ES 100 X | DOPPLERFETALULTRASND | ES 100 X |  |  |  | Koven Tech | Doppler, Fetal Ultrasound |  |  | DOPPLERFETALULTRASND-Koven Tech-ES 100 X |  |  |  | Covered PM Repair - Biomedical | MHHS-Woodlands
NO | NO | [5 empty] | Koven Technology Inc. | SMARTDROP 30EX |  |  | MH MG - (MC) - COMPREHENSIVE HEART CARE | MHHS-MG | [5 empty] | West & Memorial City |  | MH MG - (MC) - COMPREHENSIVE HEART CARE | [5 empty] | DETECTORS, BLOOD FLOW/FETAL HEART, ULTRASONIC |  | .needs class | [5 empty] | Koven Tech | [7 empty] | Not Covered Vendor Only - Lab Ana/Anes | MHHS-MG
NO | NO |  |  |  | 069-43546 |  | Lab Corp | 642E |  | 160713BK844 | MH DL - (TMC) - VANGUARD [MHMP-STE2300] | MHHS-Diagnostic Labs |  | Centrifuge, General Purpose |  | 069-43546 |  | TMC |  | MH DL - (TMC) - VANGUARD [MHMP-STE2300] | [5 empty] | CENTRIFUGES |  | CENTRIFUGEGENPURP-HorizonMedServ-642E | CENTRIFUGEGENPURP | 642E |  |  |  | HorizonMedServ | Centrifuge, General Purpose |  |  | CENTRIFUGEGENPURP-HorizonMedServ-642E |  |  |  | Not Covered Vendor Only - Biomedical | MHHS-Diagnostic Labs
NO | NO |  |  |  | 583-01379 |  | Lab Corp | 642E |  | 520112-1033 | MH DL - (SW) - DASHWOOD | MHHS-Diagnostic Labs |  | Centrifuge, General Purpose |  | 583-01379 |  | Southwest |  | MH DL - (SW) - DASHWOOD | [5 empty] | CENTRIFUGES |  | CENTRIFUGEGENPURP-HorizonMedServ-642E | CENTRIFUGEGENPURP | 642E |  |  |  | HorizonMedServ | Centrifuge, General Purpose |  |  | CENTRIFUGEGENPURP-HorizonMedServ-642E |  |  |  | Not Covered Vendor Only - Biomedical | MHHS-Diagnostic Labs
NO | NO |  |  |  | 583-01380 |  | Lab Corp | 642E |  | 520112-1028 | MH DL - (SW) - DASHWOOD | MHHS-Diagnostic Labs |  | Centrifuge, General Purpose |  | 583-01380 |  | Southwest |  | MH DL - (SW) - DASHWOOD | [5 empty] | CENTRIFUGES |  | CENTRIFUGEGENPURP-HorizonMedServ-642E | CENTRIFUGEGENPURP | 642E |  |  |  | HorizonMedServ | Centrifuge, General Purpose |  |  | CENTRIFUGEGENPURP-HorizonMedServ-642E |  |  |  | Not Covered Vendor Only - Biomedical | MHHS-Diagnostic Labs
YES | YES |  |  |  | 013-19334 | 013-19334 | Lab Line Instruments |  |  |  | SW - LABORATORY - CHEMISTRY |  |  |  |  | 013-19334 | 013-19334 | Southwest | Memorial Hermann Diagnostic Laboratory - Southwest Medical Plaza 1 (#756) | SW - LABORATORY - CHEMISTRY | Lab
YES | YES |  |  |  | 013-07591 | 013-07591 | Lab-Line |  |  |  | SW-Microbiology |  |  |  |  | 013-07591 | 013-07591 | Southwest | Memorial Hermann Southwest Hospital | SW-Microbiology | Microbiology
YES | YES | Serial Number Cnf |  |  | 099-01268 | 099-01268 | Lab-Line | L-C |  | CNF | [5 empty] | 099-01268 | 099-01268 | Katy | Memorial Hermann Northeast Hospital |  | Lab | 2/1/20 | 2/1/20
NO | NO |  |  |  | 069-15472 |  | Lab-Line Instruments Inc | 1150 MISTRAL MAGNESTIR |  | 1000-0113 | TMC - LABORATORY - CHEMISTRY (1R) | MHHS-TMC |  |  |  | 069-15472 |  | TMC |  | TMC - LABORATORY - CHEMISTRY (1R) | [5 empty] | MIXERS, CLINICAL LABORATORY |  | .needs class |  |  |  |  | .needs class | LABLINE | [7 empty] | Covered PM Repair - Biomedical | MHHS-TMC
NO | NO |  |  |  | 069-15473 |  | Lab-Line Instruments Inc | 1150 MISTRAL MAGNESTIR |  | 0601-0255 | TMC - LABORATORY - CHEMISTRY (1R) | MHHS-TMC |  |  |  | 069-15473 |  | TMC |  | TMC - LABORATORY - CHEMISTRY (1R) | [5 empty] | MIXERS, CLINICAL LABORATORY |  | .needs class |  |  |  |  | .needs class | LABLINE | [7 empty] | Covered PM Repair - Biomedical | MHHS-TMC
NO | NO |  |  |  | 013-37500 |  | Lab-Line Instruments Inc |  |  | 0801-0428 | SW - LABORATORY - MICROBIOLOGY | MHHS-Southwest |  | Sterilizer, Washer |  | 013-37500 |  | Southwest |  | SW - LABORATORY - MICROBIOLOGY | [5 empty] | INCUBATORS, LABORATORY, THERMOCYCLING |  | STERILIZERWASHER-Steris-120 | STERILIZERWASHER |  |  |  |  | STERIS Corp | Sterilizer, Washer |  |  | STERILIZERWASHER-Steris-120 |  |  |  | Covered PM Repair - Biomedical | MHHS-Southwest
NO | NO |  |  |  | 069-00522 |  | Lab-Line Instruments Inc |  |  |  | TMC - LABORATORY - MICROBIOLOGY (1R) | MHHS-TMC |  | Rotator, Laboratory |  | 069-00522 |  | TMC |  | TMC - LABORATORY - MICROBIOLOGY (1R) | [5 empty] | MIXERS, CLINICAL LABORATORY |  | ROTATORLAB-Barnstead Inter-1314 | ROTATORLAB |  |  |  |  | Barnstead Intl | Rotator, Laboratory |  |  | ROTATORLAB-Barnstead Inter-1314 |  |  |  | Covered PM Repair - Biomedical | MHHS-TMC
NO | YES |  |  |  | 005-04250 | 005-04250 | Lab-Line Instruments Inc | 137-455 |  | 0184-0077 | SE-Laboratory | MHHS-Southeast |  | Incubator, Biological |  | 005-04250 | 005-04250 | Southeast | MHHS-Southeast | SE-Laboratory | Lab |  |  |  | Unit is being used when inventory taken | HEATING BLOCKS |  | INCBIOLOGICAL-Lab-Line-137-455 | INCBIOLOGICAL | 137-455 |  |  |  | Lab-Line | Incubator, Biological |  |  | INCBIOLOGICAL-Lab-Line-137-455 |  |  |  | Covered PM Repair - Biomedical | MHHS-Southeast
NO | YES |  |  |  | 069-15070 | 069-15070 | Lab-Line Instruments Inc |  |  | 0501-0511 | TMC-Laboratory-Microbiology (1R) | MHHS-TMC |  | Thermometer, Electronic |  | 069-15070 | 069-15070 | TMC | MHHS-TMC | TMC-Laboratory-Microbiology (1R) | Microbiology |  |  | 3/1/20 |  | INCUBATORS, LABORATORY, THERMOCYCLING |  | THERMOMETERELECT-Deange-305 | THERMOMETERELECT |  |  |  |  | Deange | Thermometer, Electronic |  |  | THERMOMETERELECT-Deange-305 | 4/1/14 |  |  | Covered PM Repair - Biomedical | MHHS-TMC
NO | YES |  |  |  | 005-09765 | 005-09765 | Lab-Line Instruments Inc |  |  | 0399-0185 | SE-Laboratory | MHHS-Southeast |  | Lensometer |  | 005-09765 | 005-09765 | Southeast | MHHS-Southeast | SE-Laboratory | Lab | 1/1/19 |  |  |  | INCUBATORS, LABORATORY, THERMOCYCLING |  | LENSOMETER-Humphrey Inst-306 | LENSOMETER |  |  |  |  | Humphrey Inst | Lensometer |  |  | LENSOMETER-Humphrey Inst-306 |  |  |  | Covered PM Repair - Biomedical | MHHS-Southeast
NO | YES |  |  |  | 029-01294 | 029-01294 | Lab-Line Instruments Inc |  |  | 1000-0007 | Woodlands-Laboratory-Blood Bank | MHHS-Woodlands |  | Lensometer |  | 029-01294 | 029-01294 | Woodlands | MHHS-Woodlands | Woodlands-Laboratory-Blood Bank | Lab | 1/1/20 | 3/1/20 | 1/1/21 |  | INCUBATORS, LABORATORY, THERMOCYCLING | Lensometer | LENSOMETER-Humphrey Inst-306 | LENSOMETER |  |  |  |  | Humphrey Inst | Lensometer |  |  | LENSOMETER-Humphrey Inst-306 | 4/1/14 |  | LEN-A | Covered PM Repair - Biomedical | MHHS-Woodlands | [8 empty] | LENSOMETER | Lensometer | Humphrey Inst
NO | YES | [5 empty] | Lab-Line Instruments Inc |  |  | 398-002 | Woodlands-Laboratory | MHHS-Woodlands | [5 empty] | Woodlands | MHHS-Woodlands | Woodlands-Laboratory | Lab | 1/1/20 |  | 1/1/21 |  | REFRIGERATORS, LABORATORY |  | .needs class |  |  |  |  | .needs class | LABLINE |  |  |  |  | 9/1/15 |  |  | Covered PM Repair - Biomedical | MHHS-Woodlands
NO | NO |  |  |  | 029-10170 |  | Lab-Line Instruments Inc |  |  | 0900-009 | WOODLANDS - LABORATORY | MHHS-Woodlands |  |  |  | 029-10170 |  | Woodlands |  | WOODLANDS - LABORATORY | [5 empty] | FREEZERS, LABORATORY |  | .needs class |  |  |  |  | .needs class | LABLINE | [7 empty] | Covered PM Repair - Biomedical | MHHS-Woodlands
NO | YES |  |  |  |  | 041-01484 | Lab-Line Instruments Inc | IMPERIAL III |  |  | MEMORIAL CITY - LABORATORY - MICROBIOLOGY | MHHS-Mem City |  | Incubator, Small/Large |  |  | 041-01484 | West |  | MEMORIAL CITY - LABORATORY - MICROBIOLOGY | Lab |  |  |  |  | INCUBATORS, LABORATORY, THERMOCYCLING |  | INCUBATORSMALLLARGE-ThermoFisherSci-IMPERIAL III | INCUBATORSMALLLARGE | IMPERIAL III |  |  |  | ThermoFisherSci | Incubator, Small/Large |  |  | INCUBATORSMALLLARGE-ThermoFisherSci-IMPERIAL III |  |  |  | Not Covered Vendor Only - Biomedical | MHHS-Mem City
NO | YES |  |  |  | 069-39358 | 069-39358 | Lab-Line Instruments Inc | IMPERIAL III |  | 0990-1707 | TMC-Laboratory-Microbiology (1R) | MHHS-TMC |  | Incubator, Small/Large |  | 069-39358 | 069-39358 | TMC | MHHS-TMC | TMC-Laboratory-Microbiology (1R) | Microbiology |  |  |  |  | INCUBATORS, LABORATORY, THERMOCYCLING |  | INCUBATORSMALLLARGE-ThermoFisherSci-IMPERIAL III | INCUBATORSMALLLARGE | IMPERIAL III |  |  |  | ThermoFisherSci | Incubator, Small/Large |  |  | INCUBATORSMALLLARGE-ThermoFisherSci-IMPERIAL III | 11/19/20 |  |  | Not Covered Vendor Only - Biomedical | MHHS-TMC
YES | YES |  |  |  | 029-11361 | 029-11361 | Labconco |  |  | 161932721B | LAB |  |  |  |  | 029-11361 | 029-11361 | Woodlands | 24 Hour Emergency Room - Convenient Care Center in Spring | LAB | LAB | 2/1/20 |  | 2/1/21
YES | YES | Serial Number Cnf |  |  | 041-09933 | 041-09933 | Labconco | Delta series |  | Cnf | MEMORIAL CITY - LABORATORY |  |  |  |  | 041-09933 | 041-09933 | West |  | MEMORIAL CITY - LABORATORY | Lab
YES | YES |  |  |  | 013-35804 | 013-35804 | Labconco | Logic |  | 101234733 B | SW - Lab |  |  |  |  | 013-35804 | 013-35804 | Southwest | Memorial Hermann Southwest Hospital | SW - Lab | Histology | 1/1/20 |  | 1/1/21 | New Add - Vendor PM |  | Hood, Microbiology Safety | HOODMICROBIOLOGYSFTY-Labconco-Logic | [12 empty] | HMS-A | [9 empty] | Hood, Microbiology Safety | HOODMICROBIOLOGYSFTY | Hood, Microbiology Safety | Labconco
NO | YES | Asset Tag 145-01136 |  |  | 145-01136 | 145-01136 | Labconco Corp | 3 PROTECTOR XVS VENTILATION STATION 4863010 |  | 151015960D | Pearland-OR | MHHS-Pearland Hospital |  |  |  | 145-01136 | 145-01136 | Pearland | MHHS-Pearland Hospital | Pearland-OR |  | 1/28/19 |  |  |  | HOODS, CHEMICAL FUME |  | .needs class |  |  |  |  | .needs class | Labcon | [5 empty] | Finished from Script 3/27/2020 12:11:52pm (Central) |  | Covered PM Repair - Biomedical | MHHS-Pearland Hospital
NO | YES |  |  |  | 005-05584 | 005-05584 | Labconco Corp |  |  |  | SE-Laboratory | MHHS-Southeast |  | Hood, Microbiology Safety |  | 005-05584 | 005-05584 | Southeast | MHHS-Southeast | SE-Laboratory | Lab | 11/1/17 |  |  |  | CABINETS, BIOLOGICAL SAFETY, CLASS II |  | HOODMICROBIOLOGYSFTY-LABCONCO-3620804 | HOODMICROBIOLOGYSFTY |  |  |  |  | LABCONCO | Hood, Microbiology Safety |  |  | HOODMICROBIOLOGYSFTY-LABCONCO-3620804 | 3/15/18 |  |  | Covered PM Repair - Biomedical | MHHS-Southeast
NO | YES |  |  |  | 029-08505 | 029-08505 | Labconco Corp |  |  |  | Woodlands-Laboratory-Blood Bank | MHHS-Woodlands |  | Hood, Microbiology Safety |  | 029-08505 | 029-08505 | Woodlands | MHHS-Woodlands | Woodlands-Laboratory-Blood Bank | Lab | 2/1/20 | 3/1/20 | 2/1/21 |  | CABINETS, BIOLOGICAL SAFETY, CLASS II | Hood, Microbiology Safety | HOODMICROBIOLOGYSFTY-LABCONCO-3620804 | HOODMICROBIOLOGYSFTY |  |  |  |  | LABCONCO | Hood, Microbiology Safety |  |  | HOODMICROBIOLOGYSFTY-LABCONCO-3620804 | 3/15/18 |  | HMS-A | Covered PM Repair - Biomedical | MHHS-Woodlands | [8 empty] | HOODMICROBIOLOGYSFTY | Hood, Microbiology Safety | LABCONCO
NO | YES | [5 empty] | Labconco Corp | 36209-00U |  |  | SW-Laboratory-Microbiology | MHHS-Southwest | [5 empty] | Southwest | MHHS-Southwest | SW-Laboratory-Microbiology | Microbiolgy-Bubble |  |  |  |  | HOODS, CHEMICAL FUME |  | .needs class |  |  |  |  | .needs class | Labcon |  |  |  |  | 3/15/18 |  |  | Covered PM Repair - Biomedical | MHHS-Southwest
NO | NO | [5 empty] | Labconco Corp | 36209-00U |  |  | SW - LABORATORY - HEMATOLOGY | MHHS-Southwest | [5 empty] | Southwest |  | SW - LABORATORY - HEMATOLOGY | [5 empty] | HOODS, CHEMICAL FUME |  | .needs class |  |  |  |  | .needs class | Labcon | [7 empty] | Covered PM Repair - Biomedical | MHHS-Southwest
NO | YES |  |  |  | 925-00897 | 925-00897 | Labconco Corp | 3621404E |  | 150205715B | MHOSH-Laboratory | MHHS Orthopedic & Spine |  |  |  | 925-00897 | 925-00897 | Central & Greater Heights | MHHS-Orthopedic & Spine | MHOSH-Laboratory |  | 8/16/18 |  |  |  | CABINETS, BIOLOGICAL SAFETY, CLASS II |  | .needs class |  |  |  |  | .needs class | Labcon |  |  |  |  | 3/15/18 | MHOSH Inventory Dec 2019 into 2020 - Copy.xls - Newly Verified |  | Covered PM Repair - Biomedical | MHHS Orthopedic & Spine
NO | YES |  |  |  | 099-05547 | 099-05547 | Labconco Corp |  |  | 010695219E | TMC-Laboratory-Chemistry (1R) | MHHS-TMC |  | Analyzer, Chemistry |  | 099-05547 | 099-05547 | (null) | MHHS-TMC | TMC-Laboratory-Chemistry (1R) | (null) |  |  |  | (null) | ANALYZERS, LABORATORY, BODY FLUIDS, CHLORIDE |  | ANALYZERCHEMISTRY-Labconco-4425000 | ANALYZERCHEMISTRY |  |  |  |  | Labconco | Analyzer, Chemistry | (null) |  | ANALYZERCHEMISTRY-Labconco-4425000 | 5/7/20 | (null) |  | Not Covered Vendor Only - Biomedical | MHHS-TMC
NO | NO |  |  |  | 069-06348 |  | Labconco Corp |  |  | 010749616C | TMC - LABORATORY - ANATOMIC PATHOLOGY (2R) | MHHS-TMC |  |  |  | 069-06348 |  | TMC |  | TMC - LABORATORY - ANATOMIC PATHOLOGY (2R) | [5 empty] | HOODS, CHEMICAL FUME |  | .needs class |  |  |  |  | .needs class | Labcon | [7 empty] | Covered PM Repair - Biomedical | MHHS-TMC
NO | YES |  |  |  | 013-36413 | 013-36413 | Labconco Corp | FUME HOOD |  | 140186727B | SW-Laboratory-Microbiology | MHHS-Southwest |  |  |  | 013-36413 | 013-36413 | Southwest | MHHS-Southwest | SW-Laboratory-Microbiology | Micro-AFB Fungus | 1/1/20 |  | 1/1/21 |  | HOODS, CHEMICAL FUME |  | .needs class | [5 empty] | Labcon |  |  |  |  | 7/25/19 |  |  | Covered PM Repair - Biomedical | MHHS-Southwest
NO | YES |  |  |  | 013-36834 | 013-36834 | Labconco Corp | FUME HOOD |  | 150610362B | SW-Laboratory-Microbiology | MHHS-Southwest |  |  |  | 013-36834 | 013-36834 | Southwest | MHHS-Southwest | SW-Laboratory-Microbiology | Micro-AFB Fungus | 1/1/20 |  | 1/1/21 |  | HOODS, CHEMICAL FUME |  | .needs class | [5 empty] | Labcon |  |  |  |  | 7/25/19 |  |  | Covered PM Repair - Biomedical | MHHS-Southwest
NO | YES |  |  |  | 129-06096 | 129-06096 | Labconco Corp | FUME HOOD |  | 150610044B | SP CCC - (SL) - LABORATORY | MHHS-Sienna Plantation CCC |  |  |  | 129-06096 | 129-06096 | Sugar Land |  | SP CCC - (SL) - LABORATORY |  | 9/1/17 | 9/1/18 |  |  | HOODS, CHEMICAL FUME |  | .needs class | [5 empty] | Labcon |  |  |  |  | 7/25/19 |  |  | Covered PM Repair - Biomedical | MHHS-Sienna Plantation CCC
NO | YES |  |  |  |  | 041-03486 | Labconco Corp | PROTECTOR |  | 041-03486 | MEMORIAL CITY - LABORATORY | MHHS-Mem City |  | Hood, Fume |  |  | 041-03486 | West |  | MEMORIAL CITY - LABORATORY | Lab |  |  |  |  | HOODS, CHEMICAL FUME |  | HOODFUME-Labconco-Protector | HOODFUME | Protector |  |  |  | Labconco | Hood, Fume |  |  | HOODFUME-Labconco-Protector |  |  |  | Covered PM Repair - Biomedical | MHHS-Mem City
NO | YES |  |  |  | 029-10369 | 029-10369 | Labconco Corp | PROTECTOR |  | 021125370F | Woodlands-Laboratory | MHHS-Woodlands |  | Hood, Fume |  | 029-10369 | 029-10369 | Woodlands | MHHS-Woodlands | Woodlands-Laboratory | Lab | 2/1/20 |  | 2/1/21 |  | HOODS, CHEMICAL FUME | Hood, Fume | HOODFUME-Labconco-Protector | HOODFUME | Protector |  |  |  | Labconco | Hood, Fume |  |  | HOODFUME-Labconco-Protector | 4/11/17 |  | HF-A | Covered PM Repair - Biomedical | MHHS-Woodlands | [8 empty] | HOODFUME | Hood, Fume | Labconco
NO | YES |  |  |  | 069-34376 | 069-34376 | Labconco Corp | PROTECTOR PREMIER 4880200 |  | 070469526E | TMC-Laboratory-Chemistry (1R) | MHHS-TMC |  |  |  | 069-34376 | 069-34376 | TMC | MHHS-TMC | TMC-Laboratory-Chemistry (1R) | Lab | 1/1/20 |  | 1/1/21 |  | HOODS, CHEMICAL FUME |  | .needs class | [5 empty] | Labcon | [7 empty] | Covered PM Repair - Biomedical | MHHS-TMC
NO | YES |  |  |  | 069-43533 | 069-43533 | Labconco Corp | PROTECTOR PREMIER 4880200 |  | 040216613H | TMC-Laboratory-HLA Lab (1R) | MHHS-TMC |  |  |  | 069-43533 | 069-43533 | TMC | MHHS-TMC | TMC-Laboratory-HLA Lab (1R) | Lab | 3/1/17 |  |  |  | HOODS, CHEMICAL FUME |  | .needs class | [5 empty] | Labcon | [7 empty] | Covered PM Repair - Biomedical | MHHS-TMC
NO | NO | [5 empty] | Labconco Corp | PURIFIER II |  | 070507450ac | MEMORIAL CITY - LABORATORY | MHHS-Mem City | [5 empty] | West & Memorial City |  | MEMORIAL CITY - LABORATORY | [5 empty] | FILTERS, AIR |  | .needs class | [5 empty] | Labcon | [7 empty] | Covered PM Repair - Biomedical | MHHS-Mem City
NO | YES |  |  |  | 069-43611 | 069-43611 | Labnet International Inc | ACCUBLOCK D1200 |  | S81A15047 | TMC-Laboratory-HLA Lab (1R) | MHHS-TMC |  |  |  | 069-43611 | 069-43611 | TMC | MHHS-TMC | TMC-Laboratory-HLA Lab (1R) | TMC LABORATORY HLA LAB | 3/1/17 |  |  |  | HEATING BLOCKS |  | .needs class |  |  |  |  | .needs class | Labnet | [7 empty] | Covered PM Repair - Biomedical | MHHS-TMC
NO | NO |  |  |  | 013-38126 |  | Labnet International Inc | C1301P |  | 1106 1167 | SW - LABORATORY | MHHS-Southwest |  |  |  | 013-38126 |  | Southwest |  | SW - LABORATORY | [5 empty] | CENTRIFUGES |  | .needs class | [5 empty] | Labnet | [7 empty] | Not Covered Vendor Only - Biomedical | MHHS-Southwest
YES | YES |  |  |  | 074-06227 | 074-06227 | Labnet International, Inc. | GyroMini S0500 |  |  | SW-Laboratory-Hematology |  |  |  |  | 074-06227 | 074-06227 | Southwest | Memorial Hermann Southwest Hospital | SW-Laboratory-Hematology | Lab
YES | YES |  |  |  | 009-34098 | 009-34098 | Laborie Med | GOBY HUB |  | GHUB-3-14042156 | MH MG - (GH) - GH UROLOGY [MP1-STE500] |  |  |  |  | 009-34098 | 009-34098 | Central | Memorial Hermann Greater Heights Hospital | MH MG - (GH) - GH UROLOGY [MP1-STE500] | Eurology clinic 500 | [5 empty] | Urodynamic Measurement System | URODYNAMICMEASURESYS-Laborie Med-GOBY HUB | [12 empty] | UDMS-A | [9 empty] | Urodynamic Measurement System | URODYNAMICMEASURESYS | Urodynamic Measurement System | Laborie Med
YES | YES |  |  |  | 129-06780 | 129-06780 | Laborie Med | Uro Cap III |  | UCY14063899 | MH MG - (SL) - SUGAR LAND MULTI-SPECIALTY (MP1) |  |  |  |  | 129-06780 | 129-06780 | Sugar Land | Memorial Hermann Medical Group Sugar Land Multi-Specialty (#350) | MH MG - (SL) - SUGAR LAND MULTI-SPECIALTY (MP1) | High level disinfectant | [5 empty] | Scale, Patient | SCALEPATIENT-Laborie Med-Uro Cap III | [12 empty] | SP-A | [9 empty] | Scale, Patient | SCALEPATIENT | Scale, Patient | Laborie Med
NO | NO |  |  |  | 069-43536 |  | Laborie Medical Technologies Corp. | AQUARIUS CT |  | NACT-6-16031212 | MH MG - (TMC) - VANGUARD UROLOGY (STE 2300) | MHHS-MG |  | Urodynamic Measurement System |  | 069-43536 |  | TMC |  | MH MG - (TMC) - VANGUARD UROLOGY (STE 2300) | [5 empty] | URODYNAMIC MEASUREMENT SYSTEMS |  | URODYNAMICMEASURESYS-Laborie Med-Aquarius CT | URODYNAMICMEASURESYS | Aquarius CT |  |  |  | Laborie Med | Urodynamic Measurement System |  | URODYNAMICMEASURESYS-Laborie Med-Aquarius CT |  |  |  |  | Covered PM Repair - Biomedical | MHHS-MG
NO | NO |  |  |  | 000-04193 |  | Laborie Medical Technologies Corp. | AQUARIUS LT |  | NALT-1-14081034 | MH MG - (SE) - UROLOGY ASSOCIATES - WEBSTER | MHHS-MG |  |  |  | 000-04193 |  | Southeast & Bay Area |  | MH MG - (SE) - UROLOGY ASSOCIATES - WEBSTER | [5 empty] | URODYNAMIC MEASUREMENT SYSTEMS |  | URODYNAMICMEASURESYS-Laborie Med-Aquarius |  |  |  |  | URODYNAMICMEASURESYS-Laborie Med-Aquarius | Laborie Med | [7 empty] | Covered PM Repair - Biomedical | MHHS-MG
NO | YES |  |  |  | 041-20423 | 041-20423 | Laborie Medical Technologies Corp. | AQUARIUS TT |  | TRKE-24-16061294 | MEMORIAL CITY - PELVIC CENTER | MHHS-Mem City |  | Urodynamic Measurement System |  | 041-20423 | 041-20423 | West | Memorial Hermann medical center | MEMORIAL CITY - PELVIC CENTER | Memorial city pelvic center |  |  |  |  | URODYNAMIC MEASUREMENT SYSTEMS |  | URODYNAMICMEASURESYS-Laborie Med-Aquarius TT | URODYNAMICMEASURESYS | Aquarius TT |  |  |  | Laborie Med | Urodynamic Measurement System |  | URODYNAMICMEASURESYS-Laborie Med-Aquarius TT |  |  |  |  | Covered PM Repair - Respiratory/Steriliz | MHHS-Mem City
NO | YES |  |  |  | 041-20424 | 041-20424 | Laborie Medical Technologies Corp. | AQUARIUS TT |  | TRKE-24-16061293 | MEMORIAL CITY - PELVIC CENTER | MHHS-Mem City |  | Urodynamic Measurement System |  | 041-20424 | 041-20424 | West |  | MEMORIAL CITY - PELVIC CENTER | [5 empty] | URODYNAMIC MEASUREMENT SYSTEMS |  | URODYNAMICMEASURESYS-Laborie Med-Aquarius TT | URODYNAMICMEASURESYS | Aquarius TT |  |  |  | Laborie Med | Urodynamic Measurement System |  | URODYNAMICMEASURESYS-Laborie Med-Aquarius TT |  |  |  |  | Covered PM Repair - Biomedical | MHHS-Mem City
NO | YES | Serial Number Cnf |  |  |  |  | Laborie Medical Technologies Corp. | AQUARIUS TT |  | Cnf | [7 empty] | Pelvic center | Memorial hermann
NO | NO |  |  |  | 241-02974 |  | Laborie Medical Technologies Corp. | DORADO KT |  | RKT-1-15031737 | TIRR - UROLOGY/SPEC PROC (17) | MHHS-TIRR |  | Urodynamic Measurement System |  | 241-02974 |  | TMC |  | TIRR - UROLOGY/SPEC PROC (17) | [5 empty] | URODYNAMIC MEASUREMENT SYSTEMS |  | URODYNAMICMEASURESYS-Laborie Med-Dorado KT | URODYNAMICMEASURESYS | Dorado KT |  |  |  | Laborie Med | Urodynamic Measurement System |  | URODYNAMICMEASURESYS-Laborie Med-Dorado KT |  |  |  |  | Covered PM Repair - Biomedical | MHHS-TIRR
NO | YES |  |  |  | 041-17472 | 041-17472 | Laborie Medical Technologies Corp. | MD6000 |  | G0538 | MEMORIAL CITY - PELVIC CENTER | MHHS-Mem City |  | Scanner, Bladder |  | 041-17472 | 041-17472 | West | Pelvic floor help center | MEMORIAL CITY - PELVIC CENTER | Room 1 |  |  |  |  | BLADDER SCANNER |  | SCANNERBLADDER-Direct Supply-MD6000 | SCANNERBLADDER | MD6000 |  |  |  | Direct Supply | Scanner, Bladder |  |  | SCANNERBLADDER-Direct Supply-MD6000 |  |  |  | Covered PM Repair - Biomedical | MHHS-Mem City
NO | NO |  |  |  | 005-33426 |  | Laborie Medical Technologies Corp. | MD6000 |  | MD6000¦1156 | MH MG - (SE) - UROLOGY ASSOCIATES - SOUTHEAST | MHHS-MG |  | Scanner, Bladder |  | 005-33426 |  | Southeast & Bay Area |  | MH MG - (SE) - UROLOGY ASSOCIATES - SOUTHEAST | [5 empty] | BLADDER SCANNER |  | SCANNERBLADDER-Direct Supply-MD6000 | SCANNERBLADDER | MD6000 |  |  |  | Direct Supply | Scanner, Bladder |  |  | SCANNERBLADDER-Direct Supply-MD6000 |  |  |  | Covered PM Repair - Biomedical | MHHS-MG
NO | YES |  |  |  | 000-03820 | 000-03820 | Laborie Medical Technologies Corp. | PORTASCAN 3D |  | MD6000.I1013 | MH MG-(PL)-Pearland Multi-Specialty (Mp 2) | MHHS-MG |  | Scanner, Bladder |  | 000-03820 | 000-03820 | Pearland | MHHS-MG | MH MG-(PL)-Pearland Multi-Specialty (Mp 2) | Multispecialty |  |  |  |  | ULTRASONIC UNITS, DIAGNOSTIC | Scanner, Bladder | SCANNERBLADDER-Laborie Med-Portascan 3D | SCANNERBLADDER | Portascan 3D |  |  |  | Laborie Med | Scanner, Bladder |  | SCANNERBLADDER-Laborie Med-Portascan 3D |  |  |  | SCB-A | Covered PM Repair - Biomedical | MHHS-MG | [8 empty] | SCANNERBLADDER | Scanner, Bladder | Laborie Med
NO | YES |  |  |  | 133-10277 | 133-10277 | Laborie Medical Technologies Corp. | PORTASCAN 3D |  | MD6000.I0935 | Katy-ER | MHHS-Katy |  | Scanner, Bladder |  | 133-10277 | 133-10277 | Katy | MHHS-Katy | Katy-ER | Nursing | 11/1/18 |  |  |  | ULTRASONIC UNITS, DIAGNOSTIC | Scanner, Bladder | SCANNERBLADDER-Laborie Med-Portascan 3D | SCANNERBLADDER | Portascan 3D |  |  |  | Laborie Med | Scanner, Bladder |  | SCANNERBLADDER-Laborie Med-Portascan 3D |  |  |  | SCB-A | Covered PM Repair - Biomedical | MHHS-Katy | [8 empty] | SCANNERBLADDER | Scanner, Bladder | Laborie Med
NO | NO |  |  |  | 000-02659 |  | Laborie Medical Technologies Corp. | PORTASCAN 3D |  | MD6000.J0256 | MH MG - (SE) - UROLOGY ASSOCIATES - SOUTHEAST | MHHS-MG |  | Scanner, Bladder |  | 000-02659 |  | Southeast & Bay Area |  | MH MG - (SE) - UROLOGY ASSOCIATES - SOUTHEAST | [5 empty] | ULTRASONIC UNITS, DIAGNOSTIC |  | SCANNERBLADDER-Laborie Med-Portascan 3D | SCANNERBLADDER | Portascan 3D |  |  |  | Laborie Med | Scanner, Bladder |  | SCANNERBLADDER-Laborie Med-Portascan 3D |  |  |  |  | Not Covered Vendor Only - Biomedical | MHHS-MG
NO | NO |  |  |  | 000-04191 |  | Laborie Medical Technologies Corp. | PORTASCAN 3D |  | MD6000.I1062 | MH MG - (SE) - UROLOGY ASSOCIATES - WEBSTER | MHHS-MG |  | Scanner, Bladder |  | 000-04191 |  | Southeast & Bay Area |  | MH MG - (SE) - UROLOGY ASSOCIATES - WEBSTER | [5 empty] | ULTRASONIC UNITS, DIAGNOSTIC |  | SCANNERBLADDER-Laborie Med-Portascan 3D | SCANNERBLADDER | Portascan 3D |  |  |  | Laborie Med | Scanner, Bladder |  | SCANNERBLADDER-Laborie Med-Portascan 3D |  |  |  |  | Covered PM Repair - Biomedical | MHHS-MG
NO | NO |  |  |  | 041-20418 |  | Laborie Medical Technologies Corp. | UROCAP IV |  | UCIV-6-16053631 | MEMORIAL CITY - PELVIC CENTER | MHHS-Mem City |  | Urodynamic Measurement System |  | 041-20418 |  | West & Memorial City |  | MEMORIAL CITY - PELVIC CENTER | [5 empty] | URODYNAMIC MEASUREMENT SYSTEMS |  | URODYNAMICMEASURESYS-Laborie Med-UROCAP IV | URODYNAMICMEASURESYS | UROCAP IV |  |  |  | Laborie Med | Urodynamic Measurement System |  | URODYNAMICMEASURESYS-Laborie Med-UROCAP IV |  |  |  |  | Covered PM Repair - Biomedical | MHHS-Mem City
YES | YES |  |  |  | 099-10783 | 099-10783 | Labtron | Sphygmomanometer |  |  | SW - SENIOR MEDICINE |  |  |  |  | 099-10783 | 099-10783 | Southwest | Memorial Hermann Southwest Hospital | SW - SENIOR MEDICINE | Room 629 |  |  |  | New Add
YES | YES |  |  |  | 041-05596 | 041-05596 | Laerdal Med | 88-00-20 |  | PL158309 | MEMORIAL CITY - CENTRAL SUPPLY |  |  |  |  | 041-05596 | 041-05596 | West | Memorial Hermann Memorial City Medical Center | MEMORIAL CITY - CENTRAL SUPPLY | W1 Central supply
YES | YES |  |  |  | 069-44778 | 069-44778 | Laerdal Med | Compresor Unit |  | Nsn | Memorial Hermann- Texas Medical - Robertson Pavilion - RT |  |  |  |  | 069-44778 | 069-44778 |  | TMC | Memorial Hermann- Texas Medical - Robertson Pavilion - RT | Simulation lab | 4/1/20 |  |  | No PM Sticker
YES | YES |  |  |  | 069-44779 | 069-44779 | Laerdal Med | Link Box |  | Sns | Memorial Hermann- Texas Medical - Robertson Pavilion - RT |  |  |  |  | 069-44779 | 069-44779 |  | TMC | Memorial Hermann- Texas Medical - Robertson Pavilion - RT | Simulation lab | 4/1/20 |  |  | No PM Sticker
NO | NO | [5 empty] | Laerdal Medical Corp | LCSU 880020 |  | pl158312 | MEMORIAL CITY - MHT - ONCOLOGY | MHHS-Mem City |  | Aspirator (Suction Pump) |  |  |  | West & Memorial City |  | MEMORIAL CITY - MHT - ONCOLOGY | [5 empty] | ASPIRATORS |  | ASPIRATORSUCTPUMP-Laerdal Med-LCSU 880020 | ASPIRATORSUCTPUMP | LCSU 880020 |  |  |  | Laerdal Med | Aspirator (Suction Pump) |  | ASPIRATORSUCTPUMP-Laerdal Med-LCSU 880020 |  |  |  |  | Covered PM Repair - Biomedical | MHHS-Mem City
NO | NO | [5 empty] | Laerdal Medical Corp | LCSU 880020 |  | pl158308 | MEMORIAL CITY - MOR | MHHS-Mem City |  | Aspirator (Suction Pump) |  |  |  | West & Memorial City |  | MEMORIAL CITY - MOR | [5 empty] | ASPIRATORS |  | ASPIRATORSUCTPUMP-Laerdal Med-LCSU 880020 | ASPIRATORSUCTPUMP | LCSU 880020 |  |  |  | Laerdal Med | Aspirator (Suction Pump) |  | ASPIRATORSUCTPUMP-Laerdal Med-LCSU 880020 |  |  |  |  | Covered PM Repair - Biomedical | MHHS-Mem City
NO | NO | [5 empty] | Laerdal Medical Corp | LCSU 880020 |  | PL158307 | MEMORIAL CITY - RADIOLOGY - INPATIENT | MHHS-Mem City |  | Aspirator (Suction Pump) |  |  |  | West & Memorial City |  | MEMORIAL CITY - RADIOLOGY - INPATIENT | [5 empty] | ASPIRATORS |  | ASPIRATORSUCTPUMP-Laerdal Med-LCSU 880020 | ASPIRATORSUCTPUMP | LCSU 880020 |  |  |  | Laerdal Med | Aspirator (Suction Pump) |  | ASPIRATORSUCTPUMP-Laerdal Med-LCSU 880020 |  |  |  |  | Covered PM Repair - Biomedical | MHHS-Mem City
NO | NO | [5 empty] | Laminar Flow Inc. | ISO 5 |  |  | TIRR - PHARMACY | MHHS-TIRR | [5 empty] | TMC |  | TIRR - PHARMACY | [5 empty] | HOODS, CHEMICAL FUME |  | .needs class | [13 empty] | Covered PM Repair - Biomedical | MHHS-TIRR
YES | YES |  |  |  | 099-06918 | 099-06918 | Lamp | Portable luminare |  | 169-01255 | Otca |  |  |  |  | 099-06918 | 099-06918 | TMC | Memorial hermann | Otca | S722 |  |  |  | No pm, not working properly
NO | YES |  |  |  | 000-03728 | 000-03728 | Landice Inc | ELLIPTIMILL |  | E-0105122 | SMR - (MC) - WILLOWBROOK | MHHS-SMR |  | Exerciser/Ergometer, Stair |  | 000-03728 | 000-03728 | West | Willowbrook | SMR - (MC) - WILLOWBROOK |  | 4/1/19 | 4/1/20 |  |  | EXERCISERS | Exerciser/Ergometer, Stair | EXERCISERERGSTAIR-Landice Inc-ElliptiMill | EXERCISERERGSTAIR | ElliptiMill |  |  |  | Landice Inc | Exerciser/Ergometer, Stair |  | EXERCISERERGSTAIR-Landice Inc-ElliptiMill |  | 1/30/20 |  | EES-A | Not Covered Vendor Only - Biomedical | MHHS-SMR | [7 empty] | Exerciser/Ergometer, Stair | EXERCISERERGSTAIR | Exerciser/Ergometer, Stair | Landice Inc
NO | YES |  |  |  | 000-04126 | 000-04126 | Landice Inc | ELLIPTIMILL |  | E-0105333 | MH MG-(NE)-Kingwood CCC-Timeshare | MHHS-SMR |  | Exerciser/Ergometer, Stair |  | 000-04126 | 000-04126 | Katy | MHHS-MG | MH MG-(NE)-Kingwood CCC-Timeshare | Rehab | 10/1/19 | 10/1/20 |  |  | EXERCISERS | Exerciser/Ergometer, Stair | EXERCISERERGSTAIR-Landice Inc-ElliptiMill | EXERCISERERGSTAIR | ElliptiMill |  |  |  | Landice Inc | Exerciser/Ergometer, Stair |  | EXERCISERERGSTAIR-Landice Inc-ElliptiMill |  | 1/30/20 |  | EES-A | Not Covered Vendor Only - Biomedical | MHHS-SMR | [7 empty] | Exerciser/Ergometer, Stair | EXERCISERERGSTAIR | Exerciser/Ergometer, Stair | Landice Inc
NO | NO |  |  |  | 005-33593 |  | Landice Inc | ELLIPTIMILL |  | E-005256 | SMR - (SE) - EAST HOUSTON | MHHS-SMR |  | Exerciser/Ergometer, Stair |  | 005-33593 |  | Southeast & Bay Area |  | SMR - (SE) - EAST HOUSTON | [5 empty] | EXERCISERS |  | EXERCISERERGSTAIR-Landice Inc-ElliptiMill | EXERCISERERGSTAIR | ElliptiMill |  |  |  | Landice Inc | Exerciser/Ergometer, Stair |  | EXERCISERERGSTAIR-Landice Inc-ElliptiMill |  |  |  |  | Not Covered Vendor Only - Biomedical | MHHS-SMR
NO | YES |  |  |  | 041-16661 | 041-16661 | Landice Inc | L7 |  | NSN | Rehab gym | MHHS-Mem City |  | Treadmill |  | 041-16661 | 041-16661 | West | Memorial city-Successful returns | Rehab gym | Suite 1579 | 3/1/19 |  | 3/1/20 |  | TREADMILLS |  | TREADMILL-Landice Inc-L7 | TREADMILL | L7 |  |  |  | Landice Inc | Treadmill |  | TREADMILL-Landice Inc-L7 |  | 12/31/15 |  |  | Covered PM Repair - Biomedical | MHHS-Mem City
NO | YES |  |  |  | 041-16662 | 041-16662 | Landice Inc | L7 |  | L725393 | Rehab gym | MHHS-Mem City |  | Treadmill |  | 041-16662 | 041-16662 | West | Memorial city-Successful returns | Rehab gym | Suite 1579 | 3/1/19 |  | 3/1/20 |  | TREADMILLS |  | TREADMILL-Landice Inc-L7 | TREADMILL | L7 |  |  |  | Landice Inc | Treadmill |  | TREADMILL-Landice Inc-L7 |  | 1/30/16 |  |  | Covered PM Repair - Biomedical | MHHS-Mem City
NO | YES |  |  |  | 029-12237 | 029-12237 | Landice Inc | L7 |  | l7-91089 | SMR - (MC) - TOWN | MHHS-SMR |  | Treadmill |  | 029-12237 | 029-12237 | West | Memorial Hermann Sports Medicine | SMR - (MC) - TOWN | Gym Floor | 6/1/19 |  | 6/1/20 |  | TREADMILLS | Treadmill | TREADMILL-Landice Inc-L7 | TREADMILL | L7 |  |  |  | Landice Inc | Treadmill |  | TREADMILL-Landice Inc-L7 |  | 12/31/15 |  | TREAD-A | Covered PM Repair - Biomedical | MHHS-SMR | [7 empty] | Treadmill | TREADMILL | Treadmill | Landice Inc
NO | YES |  |  |  | 142-01938 | 142-01938 | Landice Inc | L7 |  | L7-904222 | SMR-(NE)-Ne Hospital | MHHS-SMR |  | Treadmill |  | 142-01938 | 142-01938 | Katy | MHHS-Others | SMR-(NE)-Ne Hospital | Sports medicine | 9/1/19 | 9/1/20 |  |  | TREADMILLS | Treadmill | TREADMILL-Landice Inc-L7 | TREADMILL | L7 |  |  |  | Landice Inc | Treadmill |  | TREADMILL-Landice Inc-L7 |  | 12/31/15 |  | TREAD-A | Covered PM Repair - Biomedical | MHHS-SMR | [7 empty] | Treadmill | TREADMILL | Treadmill | Landice Inc
NO | YES |  |  |  | 005-06586 | 005-06586 | Landice Inc | L7 |  | L7-29109 | SMR-(PL)-Pearland East | MHHS-SMR |  | Treadmill |  | 005-06586 | 005-06586 | Pearland | MHHS-Others | SMR-(PL)-Pearland East | Rehab | 9/1/19 | 9/1/20 |  |  | TREADMILLS | Treadmill | TREADMILL-Landice Inc-L7 | TREADMILL | L7 |  |  |  | Landice Inc | Treadmill |  | TREADMILL-Landice Inc-L7 |  | 12/31/15 |  | TREAD-A | Covered PM Repair - Biomedical | MHHS-SMR | [7 empty] | Treadmill | TREADMILL | Treadmill | Landice Inc
NO | YES |  |  |  | 241-02439 | 241-02439 | Landice Inc | L7 |  | L7-25860 | SMR - (STX) - RBJ - RICHMOND | MHHS-SMR |  | Treadmill |  | 241-02439 | 241-02439 | South | Sports med | SMR - (STX) - RBJ - RICHMOND | Sports med | 10/1/19 | 10/1/20 |  |  | TREADMILLS | Treadmill | TREADMILL-Landice Inc-L7 | TREADMILL | L7 |  |  |  | Landice Inc | Treadmill |  | TREADMILL-Landice Inc-L7 |  | 12/31/15 |  | TREAD-A | Covered PM Repair - Biomedical | MHHS-SMR | [7 empty] | Treadmill | TREADMILL | Treadmill | Landice Inc
NO | YES |  |  |  | 029-08827 | 029-08827 | Landice Inc | L7 |  | L747911 | SMR - (WDLS) - STERLING RIDGE | MHHS-SMR |  | Treadmill |  | 029-08827 | 029-08827 | Woodlands | Sports Medicine | SMR - (WDLS) - STERLING RIDGE | [5 empty] | TREADMILLS |  | TREADMILL-Landice Inc-L7 | TREADMILL | L7 |  |  |  | Landice Inc | Treadmill |  | TREADMILL-Landice Inc-L7 |  |  |  |  | Covered PM Repair - Biomedical | MHHS-SMR
NO | YES |  |  |  | 241-01262 | 241-01262 | Landice Inc | L7 |  | L7-55465 | TIRR-Kirby Glenn | MHHS-TIRR |  | Treadmill |  | 241-01262 | 241-01262 | TMC | MHHS-Others | TIRR-Kirby Glenn | TIRR- KIRBY GLENN | 10/1/19 |  |  |  | TREADMILLS | Treadmill | TREADMILL-Landice Inc-L7 | TREADMILL | L7 |  |  |  | Landice Inc | Treadmill |  | TREADMILL-Landice Inc-L7 |  | 2/1/16 |  | TREAD-A | Covered PM Repair - Biomedical | MHHS-TIRR | [7 empty] | Treadmill | TREADMILL | Treadmill | Landice Inc
NO | YES |  |  |  | 241-02684 | 241-02684 | Landice Inc | L7 |  | L7-103425 | TIRR-Therapy Gym | MHHS-TIRR |  | Treadmill |  | 241-02684 | 241-02684 | TMC | MHHS-Others | TIRR-Therapy Gym | Rehab | 7/1/19 |  |  |  | TREADMILLS | Treadmill | TREADMILL-Landice Inc-L7 | TREADMILL | L7 |  |  |  | Landice Inc | Treadmill |  | TREADMILL-Landice Inc-L7 |  | 3/1/16 |  | TREAD-A | Covered PM Repair - Biomedical | MHHS-TIRR | [7 empty] | Treadmill | TREADMILL | Treadmill | Landice Inc
NO | YES |  |  |  |  | 029-03852 | Landice Inc | L7 |  | L7-52421 | Woodlands-Cardiopulmonary | MHHS-Woodlands |  | Treadmill |  |  | 029-03852 | Woodlands | MHHS-Woodlands | Woodlands-Cardiopulmonary | Cardiac Rehab | 12/1/19 |  | 12/1/20 |  | TREADMILLS | Treadmill | TREADMILL-Landice Inc-L7 | TREADMILL | L7 |  |  |  | Landice Inc | Treadmill |  | TREADMILL-Landice Inc-L7 |  | 3/1/16 |  | TREAD-A | Covered PM Repair - Biomedical | MHHS-Woodlands | [7 empty] | Treadmill | TREADMILL | Treadmill | Landice Inc
NO | NO |  |  |  | 013-00492 |  | Landice Inc | L7 |  | L7-11125 | SMR - (TMC) - GREENWAY PLAZA | MHHS-SMR |  | Treadmill |  | 013-00492 |  | TMC |  | SMR - (TMC) - GREENWAY PLAZA | [5 empty] | TREADMILLS |  | TREADMILL-Landice Inc-L7 | TREADMILL | L7 |  |  |  | Landice Inc | Treadmill |  | TREADMILL-Landice Inc-L7 |  |  |  |  | Covered PM Repair - Biomedical | MHHS-SMR
NO | NO |  |  |  | 029-03853 |  | Landice Inc | L7 |  | L7-52422 | WOODLANDS - CARDIC REHAB | MHHS-Woodlands |  | Treadmill |  | 029-03853 |  | Woodlands |  | WOODLANDS - CARDIC REHAB | [5 empty] | TREADMILLS |  | TREADMILL-Landice Inc-L7 | TREADMILL | L7 |  |  |  | Landice Inc | Treadmill |  | TREADMILL-Landice Inc-L7 |  |  |  |  | Covered PM Repair - Biomedical | MHHS-Woodlands
NO | NO |  |  |  | 029-04132 |  | Landice Inc | L7 |  | l7-52423 | WOODLANDS - CARDIC REHAB | MHHS-Woodlands |  | Treadmill |  | 029-04132 |  | Woodlands |  | WOODLANDS - CARDIC REHAB | [5 empty] | TREADMILLS |  | TREADMILL-Landice Inc-L7 | TREADMILL | L7 |  |  |  | Landice Inc | Treadmill |  | TREADMILL-Landice Inc-L7 |  |  |  |  | Covered PM Repair - Biomedical | MHHS-Woodlands
NO | YES |  |  |  | 241-00733 |  | Landice Inc | L8 |  | L8-18709 | TIRR-Kirby Glenn | MHHS-TIRR |  | Treadmill |  | 241-00733 |  | TMC | MHHS-Others | TIRR-Kirby Glenn | Rehab | 8/1/19 |  |  |  | TREADMILLS | Treadmill | TREADMILL-Landice Inc-L8 | TREADMILL | L8 |  |  |  | Landice Inc | Treadmill |  | TREADMILL-Landice Inc-L8 |  | 12/31/15 |  | TREAD-A | Covered PM Repair - Biomedical | MHHS-TIRR | [7 empty] | Treadmill | TREADMILL | Treadmill | Landice Inc
NO | YES |  |  |  | 041-18430 | 041-18430 | Landice Inc | L8 |  | L8430 | TIRR-Memorial City | MHHS-TIRR |  | Treadmill |  | 041-18430 | 041-18430 | West | MHHS-Others | TIRR-Memorial City | Main Rehab Suite 108 | 2/1/19 |  |  |  | TREADMILLS |  | TREADMILL-Landice Inc-L8 | TREADMILL | L8 |  |  |  | Landice Inc | Treadmill |  | TREADMILL-Landice Inc-L8 |  | 12/31/15 |  |  | Covered PM Repair - Biomedical | MHHS-TIRR
NO | YES |  |  |  | 129-05881 | 129-05881 | Landice Inc | L8 |  | L8-24912 | TIRR-Sugar Land | MHHS-TIRR |  | Treadmill |  | 129-05881 | 129-05881 | Sugar Land | MHHS-Others | TIRR-Sugar Land |  | 3/1/19 |  |  |  | TREADMILLS | Treadmill | TREADMILL-Landice Inc-L8 | TREADMILL | L8 |  |  |  | Landice Inc | Treadmill |  | TREADMILL-Landice Inc-L8 |  | 3/1/16 |  | TREAD-A | Covered PM Repair - Biomedical | MHHS-TIRR | [7 empty] | Treadmill | TREADMILL | Treadmill | Landice Inc
NO | YES |  |  |  |  | 029-04133 | Landice Inc | L8 |  | L8-13647 | Woodlands-Cardiopulmonary | MHHS-Woodlands |  | Treadmill |  |  | 029-04133 | Woodlands | MHHS-Woodlands | Woodlands-Cardiopulmonary | Cardiac Rehab | 12/1/19 |  | 12/1/20 |  | TREADMILLS | Treadmill | TREADMILL-Landice Inc-L8 | TREADMILL | L8 |  |  |  | Landice Inc | Treadmill |  | TREADMILL-Landice Inc-L8 |  | 11/26/19 |  | TREAD-A | Covered PM Repair - Biomedical | MHHS-Woodlands | [7 empty] | Treadmill | TREADMILL | Treadmill | Landice Inc
NO | NO |  |  |  | 241-03258 |  | Landice Inc | L8 |  | L8-26461 | TIRR - OP - WEST UNIVERSITY CLINIC | MHHS-TIRR |  | Treadmill |  | 241-03258 |  | TMC |  | TIRR - OP - WEST UNIVERSITY CLINIC | [5 empty] | TREADMILLS |  | TREADMILL-Landice Inc-L8 | TREADMILL | L8 |  |  |  | Landice Inc | Treadmill |  | TREADMILL-Landice Inc-L8 |  |  |  |  | Covered PM Repair - Biomedical | MHHS-TIRR
NO | YES |  |  |  | 029-08162 | 029-08162 | Landice Inc | L9 |  | L9-08059 | SMR - (SE) - PASADENA | MHHS-SMR |  | Treadmill |  | 029-08162 | 029-08162 | Southeast | Memorial Hermann Sports Medicine | SMR - (SE) - PASADENA | 4804 East | 4/1/19 |  | 4/1/20 |  | TREADMILLS | Treadmill | TREADMILL-Landice Inc-L9 | TREADMILL | L9 |  |  |  | Landice Inc | Treadmill |  | TREADMILL-Landice Inc-L9 |  | 12/2/14 |  | TREAD-A | Covered PM Repair - Biomedical | MHHS-SMR | [7 empty] | Treadmill | TREADMILL | Treadmill | Landice Inc
NO | NO | [5 empty] | Landice Inc | L9 |  | L9-01668 | MEMORIAL CITY - WELLNESS CARDIAC REHAB | MHHS-Mem City |  | Treadmill |  |  |  | West & Memorial City |  | MEMORIAL CITY - WELLNESS CARDIAC REHAB | [5 empty] | TREADMILLS |  | TREADMILL-Landice Inc-L9 | TREADMILL | L9 |  |  |  | Landice Inc | Treadmill |  | TREADMILL-Landice Inc-L9 |  |  |  |  | Covered PM Repair - Biomedical | MHHS-Mem City
NO | NO | [5 empty] | Landice Inc | L9 |  | L9-01515 | MEMORIAL CITY - WELLNESS CARDIAC REHAB | MHHS-Mem City |  | Treadmill |  |  |  | West & Memorial City |  | MEMORIAL CITY - WELLNESS CARDIAC REHAB | [5 empty] | TREADMILLS |  | TREADMILL-Landice Inc-L9 | TREADMILL | L9 |  |  |  | Landice Inc | Treadmill |  | TREADMILL-Landice Inc-L9 |  |  |  |  | Covered PM Repair - Biomedical | MHHS-Mem City
NO | NO | [5 empty] | Landice Inc | L9 |  | L9-01507 | MEMORIAL CITY - WELLNESS CARDIAC REHAB | MHHS-Mem City |  | Treadmill |  |  |  | West & Memorial City |  | MEMORIAL CITY - WELLNESS CARDIAC REHAB | [5 empty] | TREADMILLS |  | TREADMILL-Landice Inc-L9 | TREADMILL | L9 |  |  |  | Landice Inc | Treadmill |  | TREADMILL-Landice Inc-L9 |  |  |  |  | Covered PM Repair - Biomedical | MHHS-Mem City
NO | NO | [5 empty] | Landice Inc | L9 |  | L9-01508 | MEMORIAL CITY - WELLNESS CARDIAC REHAB | MHHS-Mem City |  | Treadmill |  |  |  | West & Memorial City |  | MEMORIAL CITY - WELLNESS CARDIAC REHAB | [5 empty] | TREADMILLS |  | TREADMILL-Landice Inc-L9 | TREADMILL | L9 |  |  |  | Landice Inc | Treadmill |  | TREADMILL-Landice Inc-L9 |  |  |  |  | Covered PM Repair - Biomedical | MHHS-Mem City
NO | NO | [5 empty] | Landice Inc | L9 |  | L9-02518 | MEMORIAL CITY - WELLNESS CARDIAC REHAB | MHHS-Mem City |  | Treadmill |  |  |  | West & Memorial City |  | MEMORIAL CITY - WELLNESS CARDIAC REHAB | [5 empty] | TREADMILLS |  | TREADMILL-Landice Inc-L9 | TREADMILL | L9 |  |  |  | Landice Inc | Treadmill |  | TREADMILL-Landice Inc-L9 |  |  |  |  | Covered PM Repair - Biomedical | MHHS-Mem City
NO | NO | [5 empty] | Landice Inc | L9 |  | L9-02674 | MEMORIAL CITY - WELLNESS CARDIAC REHAB | MHHS-Mem City |  | Treadmill |  |  |  | West & Memorial City |  | MEMORIAL CITY - WELLNESS CARDIAC REHAB | [5 empty] | TREADMILLS |  | TREADMILL-Landice Inc-L9 | TREADMILL | L9 |  |  |  | Landice Inc | Treadmill |  | TREADMILL-Landice Inc-L9 |  |  |  |  | No Coverage Specified | MHHS-Mem City
NO | NO | [5 empty] | Landice Inc | L9 |  | L9-01514 | MEMORIAL CITY - WELLNESS CARDIAC REHAB | MHHS-Mem City |  | Treadmill |  |  |  | West & Memorial City |  | MEMORIAL CITY - WELLNESS CARDIAC REHAB | [5 empty] | TREADMILLS |  | TREADMILL-Landice Inc-L9 | TREADMILL | L9 |  |  |  | Landice Inc | Treadmill |  | TREADMILL-Landice Inc-L9 |  |  |  |  | Covered PM Repair - Biomedical | MHHS-Mem City
NO | YES |  |  |  | 142-05606 | 142-05606 | Landice Inc | L9 CLUB |  | L9-08343 | SMR-(NE)-Summer Creek CCC | MHHS-SMR |  |  |  | 142-05606 | 142-05606 | Katy | MHHS-Others | SMR-(NE)-Summer Creek CCC | Gum floor | 7/1/19 | 7/1/20 |  |  | TREADMILLS |  | .needs class | [5 empty] | Landice Inc | [7 empty] | Covered PM Repair - Biomedical | MHHS-SMR
NO | YES |  |  |  | 029-08163 | 029-08163 | Landice Inc | Treadmill |  | NSN | SMR-(TMC)-Shepherd Square |  |  |  |  | 029-08163 | 029-08163 | Katy | MHHS-Others | SMR-(TMC)-Shepherd Square | Shephard Square |  |  |  | No pm
YES | YES |  |  |  | 145-01153 | 145-01153 | Lantheus Medical Imaging | Vialmix |  |  | PEARLAND - ICU/IMCU |  |  |  |  | 145-01153 | 145-01153 | Pearland | Memorial Hermann Pearland Hospital | PEARLAND - ICU/IMCU | Authorized personnel only room n4: 161 | [5 empty] | Mixer | MIXER-LantheusMedImaging-Vialmix | [23 empty] | MIXER | Mixer | LantheusMedImaging
NO | YES |  |  |  | 099-01168 | 099-01168 | Lantheus Medical Imaging | Vialmix |  |  | NE-Respiratory |  |  |  |  | 099-01168 | 099-01168 | Katy | MHHS-Northeast | NE-Respiratory | Resp Office | [5 empty] | Mixer | MIXER-LantheusMedImaging-Vialmix | [23 empty] | MIXER | Mixer | LantheusMedImaging
YES | YES |  |  |  | 099-02344 | 099-02344 | Lantheus Medical Imaging | Vialmix |  |  | WOODLANDS - CARDIC REHAB |  |  |  |  | 099-02344 | 099-02344 | Woodlands |  | WOODLANDS - CARDIC REHAB | 1st floor clean utility | [5 empty] | Mixer | MIXER-LantheusMedImaging-Vialmix | [23 empty] | MIXER | Mixer | LantheusMedImaging
YES | YES |  |  |  | 099-02345 | 099-02345 | Lantheus Medical Imaging | Vialmix |  |  | WOODLANDS - CARDIC REHAB |  |  |  |  | 099-02345 | 099-02345 | Woodlands |  | WOODLANDS - CARDIC REHAB | 1st floor clean utility | [5 empty] | Mixer | MIXER-LantheusMedImaging-Vialmix | [23 empty] | MIXER | Mixer | LantheusMedImaging
NO | NO |  |  |  | 041-20281 |  | LAP LASER | APOLLO |  | 731965-013 | MEMORIAL CITY - TEXAS ONCOLOGY | MHHS-Mem City |  | Limb or Body Positioner |  | 041-20281 |  | West & Memorial City |  | MEMORIAL CITY - TEXAS ONCOLOGY | [5 empty] | LASERS |  | POSITION-LAP of America-APOLLO | POSITION | APOLLO |  |  |  | LAP of America | Limb or Body Positioner |  |  | POSITION-LAP of America-APOLLO |  |  |  | Covered PM Repair - Respiratory/Steriliz | MHHS-Mem City
NO | NO |  |  |  | 041-20282 |  | LAP LASER | APOLLO RED |  | 731985-001 | MEMORIAL CITY - TEXAS ONCOLOGY | MHHS-Mem City |  |  |  | 041-20282 |  | West & Memorial City |  | MEMORIAL CITY - TEXAS ONCOLOGY | [5 empty] | LASERS |  | .needs class |  |  |  |  | .needs class | [8 empty] | Covered PM Repair - Respiratory/Steriliz | MHHS-Mem City
NO | NO |  |  |  | 041-20875 |  | LAP LASER | CARINANAV |  | MEDT10C-2245 | MEMORIAL CITY - TEXAS ONCOLOGY | MHHS-Mem City |  | Laser, Diode |  | 041-20875 |  | West & Memorial City |  | MEMORIAL CITY - TEXAS ONCOLOGY | [5 empty] | CONTROLLERS |  | LASERDIODE-LAP of America-CARINAnav | LASERDIODE | CARINAnav |  |  |  | LAP of America | Laser, Diode |  |  | LASERDIODE-LAP of America-CARINAnav |  |  |  | Covered PM Repair - Biomedical | MHHS-Mem City
NO | YES |  |  |  | 069-29785 | 069-29785 | LAP LASER | DORADO |  | 999491-004 | OPID - (TMC) - MH IMAGING CENTER - 417 | MHHS-OPID |  | Limb or Body Positioner |  | 069-29785 | 069-29785 | TMC | Hermann- Memorial Hermann Medical center | OPID - (TMC) - MH IMAGING CENTER - 417 | Ct/PET |  |  |  |  | LASERS |  | POSITION-LAP of America-DORADO | POSITION | DORADO |  |  |  | LAP of America | Limb or Body Positioner |  |  | POSITION-LAP of America-DORADO |  |  |  | Not Covered Vendor Only - Biomedical | MHHS-OPID
NO | NO | [5 empty] | LAP LASER | DORADO |  | 306594-007 | GH - CANCER CENTER | MHHS-Greater Heights |  | Limb or Body Positioner |  |  |  | Central & Greater Heights |  | GH - CANCER CENTER | [5 empty] | LASERS |  | POSITION-LAP of America-DORADO | POSITION | DORADO |  |  |  | LAP of America | Limb or Body Positioner |  |  | POSITION-LAP of America-DORADO |  |  |  | Covered PM Repair - Biomedical | MHHS-Greater Heights
NO | NO | [5 empty] | LAP LASER | DORADO |  | 306591-009 | GH - CANCER CENTER | MHHS-Greater Heights |  | Limb or Body Positioner |  |  |  | Central & Greater Heights |  | GH - CANCER CENTER | [5 empty] | LASERS |  | POSITION-LAP of America-DORADO | POSITION | DORADO |  |  |  | LAP of America | Limb or Body Positioner |  |  | POSITION-LAP of America-DORADO |  |  |  | Covered PM Repair - Biomedical | MHHS-Greater Heights
NO | NO |  |  |  | 041-20268 |  | LAP LASER | DORADO |  | 35469-010 | MEMORIAL CITY - TEXAS ONCOLOGY | MHHS-Mem City |  | Limb or Body Positioner |  | 041-20268 |  | West & Memorial City |  | MEMORIAL CITY - TEXAS ONCOLOGY | [5 empty] | LASERS |  | POSITION-LAP of America-DORADO | POSITION | DORADO |  |  |  | LAP of America | Limb or Body Positioner |  |  | POSITION-LAP of America-DORADO |  |  |  | Covered PM Repair - Biomedical | MHHS-Mem City
NO | NO |  |  |  | 041-20269 |  | LAP LASER | DORADO |  | 35496-012 | MEMORIAL CITY - TEXAS ONCOLOGY | MHHS-Mem City |  | Limb or Body Positioner |  | 041-20269 |  | West & Memorial City |  | MEMORIAL CITY - TEXAS ONCOLOGY | [5 empty] | LASERS |  | POSITION-LAP of America-DORADO | POSITION | DORADO |  |  |  | LAP of America | Limb or Body Positioner |  |  | POSITION-LAP of America-DORADO |  |  |  | Covered PM Repair - Biomedical | MHHS-Mem City
NO | NO |  |  |  | 929-00831 |  | LAP LASER | DORADO |  | 35469-002 | MEMORIAL CITY - TEXAS ONCOLOGY | MHHS-Mem City |  | Limb or Body Positioner |  | 929-00831 |  | West & Memorial City |  | MEMORIAL CITY - TEXAS ONCOLOGY | [5 empty] | LASERS |  | POSITION-LAP of America-DORADO | POSITION | DORADO |  |  |  | LAP of America | Limb or Body Positioner |  |  | POSITION-LAP of America-DORADO |  |  |  | Covered PM Repair - Biomedical | MHHS-Mem City
NO | NO |  |  |  | R-005-LAP1 |  | LAP LASER | DORADO |  | 259156-007 | SE - CANCER CENTER | MHHS-Southeast |  | Limb or Body Positioner |  | R-005-LAP1 |  | Southeast & Bay Area |  | SE - CANCER CENTER | [5 empty] | LASERS |  | POSITION-LAP of America-DORADO | POSITION | DORADO |  |  |  | LAP of America | Limb or Body Positioner |  |  | POSITION-LAP of America-DORADO |  |  |  | Covered PM Repair - Biomedical | MHHS-Southeast
NO | NO |  |  |  | R-069-LAPLASER1 |  | LAP LASER | DORADO |  | 371971-006 | TMC - PLAZA - CANCER CENTER (STE 2900) | MHHS-TMC |  | Limb or Body Positioner |  | R-069-LAPLASER1 |  | TMC |  | TMC - PLAZA - CANCER CENTER (STE 2900) | [5 empty] | LASERS |  | POSITION-LAP of America-DORADO | POSITION | DORADO |  |  |  | LAP of America | Limb or Body Positioner |  |  | POSITION-LAP of America-DORADO |  |  |  | Covered PM Repair - Biomedical | MHHS-TMC
NO | NO |  |  |  | 041-20283 |  | LAP LASER | PATPOS |  | N/A | MEMORIAL CITY - TEXAS ONCOLOGY | MHHS-Mem City |  |  |  | 041-20283 |  | West & Memorial City |  | MEMORIAL CITY - TEXAS ONCOLOGY | [5 empty] | LASERS |  | .needs class | [13 empty] | Covered PM Repair - Biomedical | MHHS-Mem City
NO | NO |  |  |  | R-005-LAP2 |  | LAP LASER | PATPOS |  | 270474-018 | SE - CANCER CENTER | MHHS-Southeast |  |  |  | R-005-LAP2 |  | Southeast & Bay Area |  | SE - CANCER CENTER | [5 empty] | LASERS |  | .needs class | [13 empty] | Covered PM Repair - Biomedical | MHHS-Southeast
NO | NO | [5 empty] | Lauer | AQUABOSS |  |  | SW - DIALYSIS | MHHS-Southwest | [5 empty] | Southwest |  | SW - DIALYSIS | [5 empty] | WATER PURIFICATION SYSTEMS |  | .needs class |  |  |  |  | .needs class | Lauer Membran | [7 empty] | Covered PM Repair - Biomedical | MHHS-Southwest
NO | NO | [5 empty] | Lauer | AQUABOSS ECORO DIA 50 |  |  | SW - DIALYSIS | MHHS-Southwest | [5 empty] | Southwest |  | SW - DIALYSIS | [5 empty] | WATER PURIFICATION SYSTEMS |  | .needs class |  |  |  |  | .needs class | Lauer Membran | [7 empty] | Covered PM Repair - Biomedical | MHHS-Southwest
YES | YES |  |  |  | 041-34452 | 041-34452 | Leica | CM1860 |  |  | Memorial City - Lab |  |  |  |  | 041-34452 | 041-34452 | West | Memorial Hermann Memorial City Medical Center | Memorial City - Lab | Memorial City - Lab
YES | YES |  |  |  | 013-38062 | 013-38062 | Leica | LEI 750 |  | AH037328-P | SW - OR |  |  |  |  | 013-38062 | 013-38062 | Southwest | Memorial Hermann Southwest Hospital | SW - OR | OR 9 | 10/1/19 |  | 10/1/20
YES | YES | Serial Number Cnf |  |  | 041-04306 |  | Leica | Leica OH3 |  | CNF | OR |  |  |  |  | 041-04306 |  | West | Memorial Hermann - Memorial City | OR | Back Hallway
YES | YES | Serial Number Cnf |  |  | 133-02639 | 133-02639 | Leica Biosystems Inc | CM1850 |  | CNF | KATY - LABORATORY |  |  |  |  | 133-02639 | 133-02639 | Katy | Memorial Hermann Katy Hospital | KATY - LABORATORY | Lab Pathology | [5 empty] | Cryostat, Microtome | CRYOSTATMICROTOME-Leica Micro-CM1850 | [12 empty] | CRM-SA | [10 empty] | CRYOSTATMICROTOME | Cryostat, Microtome | Leica Micro
NO | NO | [5 empty] | Leica Inc Microscopy and Scientific Instruments Di | 020-518.500 DM/LS |  |  | NE - LABORATORY | MHHS-Northeast | [5 empty] | Katy |  | NE - LABORATORY | [5 empty] | MICROSCOPES, LIGHT, LABORATORY |  | MICROSCOPELAB-Leica Micro-DMLS |  |  |  |  | MICROSCOPELAB-Leica Micro-DMLS | [8 empty] | Covered PM Repair - Biomedical | MHHS-Northeast
NO | YES |  |  |  |  | 069-16719 | Leica Inc Microscopy and Scientific Instruments Di |  |  | 0307004C | TMC-MHTMC-Central Supply (Old) | MHHS-TMC |  | Warmer, Patient |  |  | 069-16719 | TMC | MHHS-TMC | TMC-MHTMC-Central Supply (Old) | Biomed Shop | 5/1/17 |  | 5/1/18 |  | MICROSCOPES, LIGHT, OPERATING | Warmer, Patient | WARMERPATIENT-Arizant-200 | WARMERPATIENT |  |  |  |  | Arizant | Warmer, Patient |  |  | WARMERPATIENT-Arizant-200 |  |  | WP-A | Covered PM Repair - Biomedical | MHHS-TMC | [8 empty] | WARMERPATIENT | Warmer, Patient | Arizant
NO | YES |  |  |  |  | 009-00256 | Leica Inc Microscopy and Scientific Instruments Di |  |  | 12334-8 | GH - LABORATORY - BLOOD BANK | MHHS-Greater Heights |  | System, Exerciser, Multi-Weight |  |  | 009-00256 | Central | Memorial Hermann Greater Heights Hospital | GH - LABORATORY - BLOOD BANK | Blood Bank |  |  |  | No pm sticker | MICROSCOPES, LIGHT, LABORATORY |  | SYSTEMEXERMULTIWEIGHT-Body Masters Sports-410 | SYSTEMEXERMULTIWEIGHT |  |  |  |  | Body Masters Sports | System, Exerciser, Multi-Weight |  |  | SYSTEMEXERMULTIWEIGHT-Body Masters Sports-410 |  |  |  | Covered PM Repair - Biomedical | MHHS-Greater Heights
NO | YES | [5 empty] | Leica Inc Microscopy and Scientific Instruments Di | CM1850 |  |  | MHOSH-Laboratory | MHHS Orthopedic & Spine |  | Cryostat, Microtome |  |  |  | Central & Greater Heights | MHHS-Orthopedic & Spine | MHOSH-Laboratory |  | 8/18/17 |  |  |  | MICROTOMES | Cryostat, Microtome | CRYOSTATMICROTOME-Leica Micro-CM1850 | CRYOSTATMICROTOME | CM1850 |  |  |  | Leica Micro | Cryostat, Microtome |  |  | CRYOSTATMICROTOME-Leica Micro-CM1850 | 7/3/15 | MHOSH Inventory Dec 2019 into 2020 - Copy.xls - Newly Verified | CRM-SA | Covered PM Repair - Biomedical | MHHS Orthopedic & Spine | [8 empty] | CRYOSTATMICROTOME | Cryostat, Microtome | Leica Micro
NO | YES |  |  |  | 925-01744 | 925-01744 | Leica Inc Microscopy and Scientific Instruments Di | CM1850 |  |  | MHOSH-Laboratory | MHHS Orthopedic & Spine |  | Cryostat, Microtome |  | 925-01744 | 925-01744 | Central & Greater Heights | MHHS-Orthopedic & Spine | MHOSH-Laboratory |  | 8/2/19 |  |  |  | MICROTOMES | Cryostat, Microtome | CRYOSTATMICROTOME-Leica Micro-CM1850 | CRYOSTATMICROTOME | CM1850 |  |  |  | Leica Micro | Cryostat, Microtome |  |  | CRYOSTATMICROTOME-Leica Micro-CM1850 | 1/1/13 | MHOSH Inventory Dec 2019 into 2020 - Copy.xls - Newly Verified | CRM-SA | Covered PM Repair - Biomedical | MHHS Orthopedic & Spine | [8 empty] | CRYOSTATMICROTOME | Cryostat, Microtome | Leica Micro
NO | YES |  |  |  |  | 013-03413 | Leica Inc Microscopy and Scientific Instruments Di | CM1850 |  |  | SW-Laboratory | MHHS-Southwest |  | Cryostat, Microtome |  |  | 013-03413 | Southwest | MHHS-Southwest | SW-Laboratory | Core Lab - closet office | 8/1/13 |  |  | In back hallway, not in use | MICROTOMES | Cryostat, Microtome | CRYOSTATMICROTOME-Leica Micro-CM1850 | CRYOSTATMICROTOME | CM1850 |  |  |  | Leica Micro | Cryostat, Microtome |  |  | CRYOSTATMICROTOME-Leica Micro-CM1850 | 1/1/12 |  | CRM-SA | Covered PM Repair - Biomedical | MHHS-Southwest | [8 empty] | CRYOSTATMICROTOME | Cryostat, Microtome | Leica Micro
NO | YES |  |  |  | 013-12041 | 013-12041 | Leica Inc Microscopy and Scientific Instruments Di | CM1850 |  |  | SW-Laboratory-Histology | MHHS-Southwest |  | Cryostat, Microtome |  | 013-12041 | 013-12041 | Southwest | MHHS-Southwest | SW-Laboratory-Histology | [5 empty] | MICROTOMES | Cryostat, Microtome | CRYOSTATMICROTOME-Leica Micro-CM1850 | CRYOSTATMICROTOME | CM1850 |  |  |  | Leica Micro | Cryostat, Microtome |  |  | CRYOSTATMICROTOME-Leica Micro-CM1850 | 1/1/12 | Finished from Script 3/27/2020 12:11:52pm (Central) | CRM-SA | Covered PM Repair - Biomedical | MHHS-Southwest | [8 empty] | CRYOSTATMICROTOME | Cryostat, Microtome | Leica Micro
NO | YES |  |  |  | 129-00841 | 129-00841 | Leica Inc Microscopy and Scientific Instruments Di | CM1850 |  | NSN | Sugar Land-Laboratory | MHHS-Sugarland |  | Cryostat, Microtome |  | 129-00841 | 129-00841 | Sugar Land | MHHS-Sugarland | Sugar Land-Laboratory | Pathology | 1/1/20 |  | 1/1/21 |  | MICROTOMES | Cryostat, Microtome | CRYOSTATMICROTOME-Leica Micro-CM1850 | CRYOSTATMICROTOME | CM1850 |  |  |  | Leica Micro | Cryostat, Microtome |  |  | CRYOSTATMICROTOME-Leica Micro-CM1850 |  |  | CRM-SA | Not Covered Vendor Only - Lab Ana/Anes | MHHS-Sugarland | [8 empty] | CRYOSTATMICROTOME | Cryostat, Microtome | Leica Micro
NO | NO |  |  |  | 005-01656 |  | Leica Inc Microscopy and Scientific Instruments Di | CM1850 |  |  | SE - LABORATORY | MHHS-Southeast |  | Cryostat, Microtome |  | 005-01656 |  | Southeast & Bay Area |  | SE - LABORATORY | [5 empty] | MICROTOMES |  | CRYOSTATMICROTOME-Leica Micro-CM1850 | CRYOSTATMICROTOME | CM1850 |  |  |  | Leica Micro | Cryostat, Microtome |  |  | CRYOSTATMICROTOME-Leica Micro-CM1850 |  |  |  | Covered PM Repair - Biomedical | MHHS-Southeast
NO | YES |  |  |  |  | 142-05527 | Leica Inc Microscopy and Scientific Instruments Di | CM1850 UV |  |  | NE-Laboratory | MHHS-Northeast |  | Cryostat, Microtome |  |  | 142-05527 | Katy | MHHS-Northeast | NE-Laboratory | Pathology | 1/1/20 | 1/1/21 |  |  | MICROTOMES | Cryostat, Microtome | CRYOSTATMICROTOME-Leica Micro-CM1850 UV | CRYOSTATMICROTOME | CM1850 UV |  |  |  | Leica Micro | Cryostat, Microtome |  |  | CRYOSTATMICROTOME-Leica Micro-CM1850 UV | 1/2/13 |  | CRM-SA | Covered PM Repair - Biomedical | MHHS-Northeast | [8 empty] | CRYOSTATMICROTOME | Cryostat, Microtome | Leica Micro
NO | NO |  |  |  | 041-17646 |  | Leica Inc Microscopy and Scientific Instruments Di | CM1850 UV |  | R404A | MEMORIAL CITY - LABORATORY - PATHOLOGY | MHHS-Mem City |  | Cryostat, Microtome |  | 041-17646 |  | West & Memorial City |  | MEMORIAL CITY - LABORATORY - PATHOLOGY | [5 empty] | MICROTOMES |  | CRYOSTATMICROTOME-Leica Micro-CM1850 UV | CRYOSTATMICROTOME | CM1850 UV |  |  |  | Leica Micro | Cryostat, Microtome |  |  | CRYOSTATMICROTOME-Leica Micro-CM1850 UV |  |  |  | Covered PM Repair - Biomedical | MHHS-Mem City
NO | YES |  |  |  |  | 009-02143 | Leica Inc Microscopy and Scientific Instruments Di | CM1850 UV 3-1 |  |  | GH - LABORATORY | MHHS-Greater Heights |  |  |  |  | 009-02143 | Central | GH - LABORATORY | GH - LABORATORY | GH - LABORATORY |  |  |  |  | MICROTOMES |  | CRYOSTATMICROTOME-Leica Micro-CM1850-3-1 |  |  |  |  | CRYOSTATMICROTOME-Leica Micro-CM1850-3-1 | [8 empty] | Not Covered Vendor Only - Biomedical | MHHS-Greater Heights
NO | YES | Serial Number 1616 |  |  |  | 009-06439 | Leica Inc Microscopy and Scientific Instruments Di | CM1850 UV 3-1 |  |  | GH - LABORATORY | MHHS-Greater Heights |  |  |  |  | 009-06439 | Central | GH - LABORATORY | GH - LABORATORY | GH - LABORATORY |  |  |  |  | MICROTOMES |  | CRYOSTATMICROTOME-Leica Micro-CM1850-3-1 |  |  |  |  | CRYOSTATMICROTOME-Leica Micro-CM1850-3-1 | [8 empty] | Not Covered Vendor Only - Biomedical | MHHS-Greater Heights
NO | YES |  |  |  | 069-29030 | 069-29030 | Leica Inc Microscopy and Scientific Instruments Di | CM1850 UV 3-1 |  |  | SW-Laboratory-Histology | MHHS-TMC |  |  |  | 069-29030 | 069-29030 | Southwest | MHHS-Southwest | SW-Laboratory-Histology | Histology |  |  |  | No PM Sticker PM Not Required | MICROTOMES | Cryostat, Microtome | CRYOSTATMICROTOME-Leica Micro-CM1850-3-1 |  |  |  |  | CRYOSTATMICROTOME-Leica Micro-CM1850-3-1 | [5 empty] | 3/4/14 |  | CRM-SA | Covered PM Repair - Biomedical | MHHS-TMC | [8 empty] | CRYOSTATMICROTOME | Cryostat, Microtome | Leica Micro
NO | YES |  |  |  | 029-03027 | 029-03027 | Leica Inc Microscopy and Scientific Instruments Di | CM1850 UV 3-1 |  |  | Woodlands-Laboratory | MHHS-Woodlands |  |  |  | 029-03027 | 029-03027 | Woodlands | MHHS-Woodlands | Woodlands-Laboratory | Lab | 11/1/16 |  |  |  | MICROTOMES | Cryostat, Microtome | CRYOSTATMICROTOME-Leica Micro-CM1850-3-1 |  |  |  |  | CRYOSTATMICROTOME-Leica Micro-CM1850-3-1 | [5 empty] | 1/1/10 |  | CRM-SA | Covered PM Repair - Biomedical | MHHS-Woodlands | [8 empty] | CRYOSTATMICROTOME | Cryostat, Microtome | Leica Micro
NO | YES |  |  |  | 029-04669 | 029-04669 | Leica Inc Microscopy and Scientific Instruments Di | CM1850 UV 3-1 |  | 5361/06.2007 | Woodlands-Laboratory | MHHS-Woodlands |  |  |  | 029-04669 | 029-04669 | Woodlands | MHHS-Woodlands | Woodlands-Laboratory | Lab | 10/1/16 |  |  |  | MICROTOMES | Cryostat, Microtome | CRYOSTATMICROTOME-Leica Micro-CM1850-3-1 |  |  |  |  | CRYOSTATMICROTOME-Leica Micro-CM1850-3-1 | [5 empty] | 2/19/16 |  | CRM-SA | Covered PM Repair - Biomedical | MHHS-Woodlands | [8 empty] | CRYOSTATMICROTOME | Cryostat, Microtome | Leica Micro
NO | NO | [5 empty] | Leica Inc Microscopy and Scientific Instruments Di | CM1850 UV 3-1 |  | 4702/05.2005 | KATY - LABORATORY | MHHS-Katy | [5 empty] | Katy |  | KATY - LABORATORY | [5 empty] | MICROTOMES |  | CRYOSTATMICROTOME-Leica Micro-CM1850-3-1 |  |  |  |  | CRYOSTATMICROTOME-Leica Micro-CM1850-3-1 | [8 empty] | Not Covered Vendor Only - Biomedical | MHHS-Katy
NO | NO |  |  |  | 005-08727 |  | Leica Inc Microscopy and Scientific Instruments Di | CM1850 UV 3-1 |  |  | SE - LABORATORY - PATHOLOGY | MHHS-Southeast |  |  |  | 005-08727 |  | Southeast & Bay Area |  | SE - LABORATORY - PATHOLOGY | [5 empty] | MICROTOMES |  | CRYOSTATMICROTOME-Leica Micro-CM1850-3-1 |  |  |  |  | CRYOSTATMICROTOME-Leica Micro-CM1850-3-1 | [8 empty] | Not Covered Vendor Only - Biomedical | MHHS-Southeast
NO | YES |  |  |  | 151-02332 | 151-02332 | Leica Inc Microscopy and Scientific Instruments Di | CM1860 |  |  | CY-Laboratory | MHHS-Cypress |  | Cryostat, Microtome |  | 151-02332 | 151-02332 | Northwest | MHHS-Cypress | CY-Laboratory | Pathology | 1/1/20 | 1/1/21 |  |  | MICROTOMES | Cryostat, Microtome | CRYOSTATMICROTOME-Leica Micro-CM1860 | CRYOSTATMICROTOME | CM1860 |  |  |  | Leica Micro | Cryostat, Microtome |  |  | CRYOSTATMICROTOME-Leica Micro-CM1860 | 4/11/00 |  | CRM-SA | Covered PM Repair - Biomedical | MHHS-Cypress | [8 empty] | CRYOSTATMICROTOME | Cryostat, Microtome | Leica Micro
NO | YES |  |  |  | 133-08622 | 133-08622 | Leica Inc Microscopy and Scientific Instruments Di | CM1860 |  | 1011/03.2014 | Katy-Laboratory | MHHS-Katy |  | Cryostat, Microtome |  | 133-08622 | 133-08622 | Katy | MHHS-Katy | Katy-Laboratory | Lab Pathology |  |  |  |  | MICROTOMES | Cryostat, Microtome | CRYOSTATMICROTOME-Leica Micro-CM1860 | CRYOSTATMICROTOME | CM1860 |  |  |  | Leica Micro | Cryostat, Microtome |  |  | CRYOSTATMICROTOME-Leica Micro-CM1860 |  |  | CRM-SA | Covered PM Repair - Biomedical | MHHS-Katy | [8 empty] | CRYOSTATMICROTOME | Cryostat, Microtome | Leica Micro
NO | YES |  |  |  | 041-32554 | 041-32554 | Leica Inc Microscopy and Scientific Instruments Di | CM1860 |  |  | MEMORIAL CITY - LABORATORY | MHHS-Mem City |  | Cryostat, Microtome |  | 041-32554 | 041-32554 | West | Memorial City - Memorial Hermann Hospital | MEMORIAL CITY - LABORATORY | Pathology |  |  |  |  | MICROTOMES |  | CRYOSTATMICROTOME-Leica Micro-CM1860 | CRYOSTATMICROTOME | CM1860 |  |  |  | Leica Micro | Cryostat, Microtome |  |  | CRYOSTATMICROTOME-Leica Micro-CM1860 |  |  |  | Covered PM Repair - Biomedical | MHHS-Mem City
NO | YES |  |  |  | 142-07364 | 142-07364 | Leica Inc Microscopy and Scientific Instruments Di | CM1860 |  |  | NE-Laboratory | MHHS-Northeast |  | Cryostat, Microtome |  | 142-07364 | 142-07364 | Katy | MHHS-Northeast | NE-Laboratory | Laboratory | 1/1/20 | 1/1/21 |  |  | MICROTOMES | Cryostat, Microtome | CRYOSTATMICROTOME-Leica Micro-CM1860 | CRYOSTATMICROTOME | CM1860 |  |  |  | Leica Micro | Cryostat, Microtome |  |  | CRYOSTATMICROTOME-Leica Micro-CM1860 | 4/1/03 |  | CRM-SA | Covered PM Repair - Biomedical | MHHS-Northeast | [8 empty] | CRYOSTATMICROTOME | Cryostat, Microtome | Leica Micro
NO | YES |  |  |  | 145-00747 | 145-00747 | Leica Inc Microscopy and Scientific Instruments Di | CM1860 |  |  | Pearland-Laboratory-Main | MHHS-Pearland Hospital |  | Cryostat, Microtome |  | 145-00747 | 145-00747 | Pearland | MHHS-Pearland Hospital | Pearland-Laboratory-Main | Lab | 1/1/20 | 1/1/21 |  |  | MICROTOMES | Cryostat, Microtome | CRYOSTATMICROTOME-Leica Micro-CM1860 | CRYOSTATMICROTOME | CM1860 |  |  |  | Leica Micro | Cryostat, Microtome |  |  | CRYOSTATMICROTOME-Leica Micro-CM1860 | 4/11/00 |  | CRM-SA | Covered PM Repair - Biomedical | MHHS-Pearland Hospital | [8 empty] | CRYOSTATMICROTOME | Cryostat, Microtome | Leica Micro
NO | YES |  |  |  | 069-39651 | 069-39651 | Leica Inc Microscopy and Scientific Instruments Di | CM1860 |  | 1036/04.2014 | TMC-Laboratory-Anatomic Pathology (2R) | MHHS-TMC |  | Cryostat, Microtome |  | 069-39651 | 069-39651 | TMC | MHHS-TMC | TMC-Laboratory-Anatomic Pathology (2R) | Frozen Lab | 12/1/16 |  |  |  | MICROTOMES |  | CRYOSTATMICROTOME-Leica Micro-CM1860 | CRYOSTATMICROTOME | CM1860 |  |  |  | Leica Micro | Cryostat, Microtome |  |  | CRYOSTATMICROTOME-Leica Micro-CM1860 |  |  |  | Covered PM Repair - Biomedical | MHHS-TMC
NO | YES |  |  |  | 069-45794 | 069-45794 | Leica Inc Microscopy and Scientific Instruments Di | CM1860 |  |  | TMC-Laboratory-Anatomic Pathology (2R) | MHHS-TMC |  | Cryostat, Microtome |  | 069-45794 | 069-45794 | TMC | MHHS-TMC | TMC-Laboratory-Anatomic Pathology (2R) | Frozen Lab | 7/1/18 |  |  |  | MICROTOMES |  | CRYOSTATMICROTOME-Leica Micro-CM1860 | CRYOSTATMICROTOME | CM1860 |  |  |  | Leica Micro | Cryostat, Microtome |  |  | CRYOSTATMICROTOME-Leica Micro-CM1860 | 6/1/08 |  |  | Covered PM Repair - Biomedical | MHHS-TMC
NO | YES |  |  |  | 069-47929 | 069-47929 | Leica Inc Microscopy and Scientific Instruments Di | CM1860 UV |  |  | TMC-Laboratory-Anatomic Pathology (2R) | MHHS-TMC |  | Cryostat, Microtome |  | 069-47929 | 069-47929 | TMC | MHHS-TMC | TMC-Laboratory-Anatomic Pathology (2R) | Frozen Lab |  |  |  |  | FREEZERS, LABORATORY, CRYOGENIC |  | CRYOSTATMICROTOME-Leica Micro-CM1860 UV | CRYOSTATMICROTOME | CM1860 UV |  |  |  | Leica Micro | Cryostat, Microtome |  |  | CRYOSTATMICROTOME-Leica Micro-CM1860 UV | 4/11/00 |  |  | Covered PM Repair - Biomedical | MHHS-TMC
NO | YES |  |  |  | 017-00657 | 017-00657 | Leica Inc Microscopy and Scientific Instruments Di | CME |  |  | MH MG-(SL)-Physicians At Sugar Creek | MHHS-MG |  |  |  | 017-00657 | 017-00657 | Sugar Land | MHHS-MG | MH MG-(SL)-Physicians At Sugar Creek | Green Procedure 1 | 11/1/18 |  |  |  | MICROSCOPES, LIGHT, OPERATING |  | .needs class | [10 empty] | 12/3/15 |  |  | Covered PM Repair - Biomedical | MHHS-MG
NO | YES |  |  |  | 017-00512 | 017-00512 | Leica Inc Microscopy and Scientific Instruments Di | CME 1349521X |  |  | MH MG-(SL)-Physicians At Sugar Creek | MHHS-MG |  |  |  | 017-00512 | 017-00512 | Sugar Land | MHHS-MG | MH MG-(SL)-Physicians At Sugar Creek |  | 11/1/18 | 11/1/19 |  |  | MICROSCOPES, LIGHT, LABORATORY |  | .needs class | [13 empty] | Covered PM Repair - Biomedical | MHHS-MG
NO | YES |  |  |  | 005-10022 | 005-10022 | Leica Inc Microscopy and Scientific Instruments Di | M500 OH3 |  |  | SE-OR | MHHS-Southeast |  |  |  | 005-10022 | 005-10022 | Southeast | MHHS-Southeast | SE-OR | OR 1 | 1/1/20 |  | 1/1/21 |  | MICROSCOPES, LIGHT, OPERATING |  | .needs class | [10 empty] | 4/26/18 |  |  | Clinical Miscellaneous | MHHS-Southeast
NO | NO | [5 empty] | Leica Inc Microscopy and Scientific Instruments Di | M500 OH3 |  |  | MEMORIAL CITY - MOR | MHHS-Mem City | [5 empty] | West & Memorial City |  | MEMORIAL CITY - MOR | [5 empty] | MICROSCOPES, LIGHT, OPERATING |  | .needs class | [13 empty] | Clinical Miscellaneous | MHHS-Mem City
NO | NO |  |  |  | 013-08259 |  | Leica Inc Microscopy and Scientific Instruments Di | M500 OH3 |  | OH3-21564 | SW - OR | MHHS-Southwest |  |  |  | 013-08259 |  | Southwest |  | SW - OR | [5 empty] | MICROSCOPES, LIGHT, OPERATING |  | .needs class | [13 empty] | Clinical Miscellaneous | MHHS-Southwest
NO | YES |  |  |  |  | 041-09245 | Leica Inc Microscopy and Scientific Instruments Di | M501 |  |  | MEMORIAL CITY - Outpatient | MHHS-Mem City |  | Microscope, Laboratory |  |  | 041-09245 | West | Memorial Hermann Memorial City Medical Center | MEMORIAL CITY - Outpatient | MEMORIAL CITY - OUTPATIENT |  |  |  |  | MICROSCOPES, LIGHT, OPERATING |  | MICROSCOPELAB-Leica-M501 | MICROSCOPELAB | M501 |  |  |  | Leica Micro | Microscope, Laboratory |  |  | MICROSCOPELAB-Leica-M501 |  |  |  | Clinical Miscellaneous | MHHS-Mem City
NO | YES |  |  |  | 041-07995 | 041-07995 | Leica Inc Microscopy and Scientific Instruments Di | M520 OH3 |  |  | MEMORIAL CITY - MOR | MHHS-Mem City |  | Microscope, Operating |  | 041-07995 | 041-07995 | West | Memorial Hermann Memorial City Medical Center | MEMORIAL CITY - MOR | MEMORIAL CITY - MOR |  |  |  |  | MICROSCOPES, LIGHT, OPERATING |  | MICROSCOPEOPERATING-Leica Micro-M520 OH-3 | MICROSCOPEOPERATING | M520 OH-3 |  |  |  | Leica Micro | Microscope, Operating |  |  | MICROSCOPEOPERATING-Leica Micro-M520 OH-3 |  |  |  | Covered PM Repair - Biomedical | MHHS-Mem City
NO | YES |  |  |  | 133-07573 | 133-07573 | Leica Inc Microscopy and Scientific Instruments Di | M525 OH4 |  | OH4-50610 | Katy-OR | MHHS-Katy |  |  |  | 133-07573 | 133-07573 | Katy | MHHS-Katy | Katy-OR | OR | 9/1/19 | 9/1/20 |  |  | MICROSCOPES, LIGHT, OPERATING |  | .needs class | [13 empty] | Covered PM Repair - Biomedical | MHHS-Katy
NO | YES |  |  |  | 133-09153 | 133-09153 | Leica Inc Microscopy and Scientific Instruments Di | M525 OH4 |  | OH4-124516 | Katy-OR | MHHS-Katy |  |  |  | 133-09153 | 133-09153 | Katy | MHHS-Katy | Katy-OR | OR | 9/1/19 | 9/1/20 |  |  | MICROSCOPES, LIGHT, OPERATING |  | .needs class | [13 empty] | Clinical Miscellaneous | MHHS-Katy
NO | YES |  |  |  |  | 041-15493 | Leica Inc Microscopy and Scientific Instruments Di | M525 OH4 |  | OH4-57110 | MEMORIAL CITY - MOR | MHHS-Mem City |  |  |  |  | 041-15493 | West | Memorial City - Memorial Hermann Hospital | MEMORIAL CITY - MOR | E2 321 Surgery Rm 6 |  |  |  |  | MICROSCOPES, LIGHT, OPERATING |  | .needs class | [13 empty] | Covered PM Repair - Biomedical | MHHS-Mem City
NO | YES |  |  |  |  | 142-01291 | Leica Inc Microscopy and Scientific Instruments Di | M525 OH4 |  | OH4-20246 | NE-OR Holding | MHHS-Northeast |  |  |  |  | 142-01291 | Katy | MHHS-Northeast | NE-OR Holding | Pacu 13 | 11/1/18 | 11/1/20 |  |  | MICROSCOPES, LIGHT, OPERATING |  | .needs class | [10 empty] | 4/4/19 |  |  | Covered PM Repair - Radiology, Low End | MHHS-Northeast
NO | YES |  |  |  | 013-17189 | 013-17189 | Leica Inc Microscopy and Scientific Instruments Di | M525 OH4 |  | OH4-22528 | SW-OR | MHHS-Southwest |  |  |  | 013-17189 | 013-17189 | Southwest | MHHS-Southwest | SW-OR | Room 17 | 8/1/18 |  |  | No PM Sticker | MICROSCOPES, LIGHT, OPERATING |  | .needs class | [13 empty] | Covered PM Repair - Biomedical | MHHS-Southwest
NO | YES |  |  |  | 041-19132 | 041-19132 | Leica Inc Microscopy and Scientific Instruments Di | M525/F40 |  |  | MEMORIAL CITY - OUTPATIENT SURGERY | MHHS-Mem City |  | Microscope, Laboratory |  | 041-19132 | 041-19132 | West | Memorial Hermann Memorial City Medical Center | MEMORIAL CITY - OUTPATIENT SURGERY | memorial City- Day Surgery W1 300.84 OR 12 |  |  |  | Prescott?Aos Inc Serviced 3/20 Service due 3/21 | MICROSCOPES, LIGHT, OPERATING |  | MICROSCOPELAB-Leica Micro-M525 F40 | MICROSCOPELAB | M525 F40 |  |  |  | Leica Micro | Microscope, Laboratory |  |  | MICROSCOPELAB-Leica Micro-M525 F40 |  |  |  | Covered PM Repair - Biomedical | MHHS-Mem City
NO | YES | [5 empty] | Leica Inc Microscopy and Scientific Instruments Di | M525/F40 |  |  | MHOSH-OR | MHHS Orthopedic & Spine |  | Microscope, Laboratory |  |  |  | Central & Greater Heights | MHHS-Orthopedic & Spine | MHOSH-OR |  | 3/12/19 |  |  |  | MICROSCOPES, LIGHT, OPERATING | Microscope, Laboratory | MICROSCOPELAB-Leica Micro-M525 F40 | MICROSCOPELAB | M525 F40 |  |  |  | Leica Micro | Microscope, Laboratory |  |  | MICROSCOPELAB-Leica Micro-M525 F40 | 7/21/15 | MHOSH Inventory Dec 2019 into 2020 - Copy.xls - Newly Verified | ML-A | Covered PM Repair - Biomedical | MHHS Orthopedic & Spine | [8 empty] | MICROSCOPELAB | Microscope, Laboratory | Leica Micro
NO | YES |  |  |  | 145-01320 | 145-01320 | Leica Inc Microscopy and Scientific Instruments Di | M530 OH6 |  |  | Pearland-OR | MHHS-Pearland Hospital |  |  |  | 145-01320 | 145-01320 | Pearland | MHHS-Pearland Hospital | Pearland-OR | Minor Procedure Room | 7/1/19 | 7/1/20 |  |  | MICROSCOPES, LIGHT, OPERATING |  | .needs class | [10 empty] | 6/25/18 |  |  | Covered PM Repair - Biomedical | MHHS-Pearland Hospital
NO | YES |  |  |  | 013-39075 | 013-39075 | Leica Inc Microscopy and Scientific Instruments Di | M530 OH6 |  |  | SW-OR | MHHS-Southwest |  |  |  | 013-39075 | 013-39075 | Southwest | MHHS-Southwest | SW-OR | SW - OR | 12/1/18 |  | 2/1/21 |  | MICROSCOPES, LIGHT, OPERATING |  | .needs class | [10 empty] | 7/21/15 |  |  | Covered PM Repair - Biomedical | MHHS-Southwest
NO | YES |  |  |  | 129-07408 | 129-07408 | Leica Inc Microscopy and Scientific Instruments Di | M530 OH6 |  | OH6-018816 | Sugar Land-OR | MHHS-Sugarland |  |  |  | 129-07408 | 129-07408 | Sugar Land | MHHS-Sugarland | Sugar Land-OR | OR Storage | 8/1/19 |  |  |  | MICROSCOPES, LIGHT, OPERATING |  | .needs class | [10 empty] | 6/25/18 |  |  | Covered PM Repair - Biomedical | MHHS-Sugarland
NO | YES |  |  |  | 029-10061 | 029-10061 | Leica Inc Microscopy and Scientific Instruments Di | M530 OH6 |  | OH6-013315 | Woodlands-OR | MHHS-Woodlands |  |  |  | 029-10061 | 029-10061 | Woodlands | MHHS-Woodlands | Woodlands-OR | OR 11 | 7/1/18 |  | 3/1/20 |  | MICROSCOPES, LIGHT, OPERATING |  | .needs class | [10 empty] | 6/25/18 |  |  | Covered PM Repair - Biomedical | MHHS-Woodlands
NO | NO | [5 empty] | Leica Inc Microscopy and Scientific Instruments Di | M530 OH6 |  | OH6-030215 | MEMORIAL CITY - MOR | MHHS-Mem City | [5 empty] | West & Memorial City |  | MEMORIAL CITY - MOR | [5 empty] | MICROSCOPES, LIGHT, OPERATING |  | .needs class | [13 empty] | Covered PM Repair - Biomedical | MHHS-Mem City
NO | YES | [5 empty] | Leica Inc Microscopy and Scientific Instruments Di | M840 |  |  | MHOSH-OR | MHHS Orthopedic & Spine |  | Microscope, Laboratory |  |  |  | Central & Greater Heights | MHHS-Orthopedic & Spine | MHOSH-OR |  | 3/12/19 |  |  |  | MICROSCOPES, LIGHT, OPERATING | Microscope, Laboratory | MICROSCOPELAB-Leica Micro-M840 | MICROSCOPELAB | M840 |  |  |  | Leica Micro | Microscope, Laboratory |  |  | MICROSCOPELAB-Leica Micro-M840 | 12/11/16 | MHOSH Inventory Dec 2019 into 2020 - Copy.xls - Newly Verified | ML-A | Covered PM Repair - Biomedical | MHHS Orthopedic & Spine | [8 empty] | MICROSCOPELAB | Microscope, Laboratory | Leica Micro
NO | YES |  |  |  | 005-02304 | 005-02304 | Leica Inc Microscopy and Scientific Instruments Di | MICROSTAR IV |  | 15929-0 | SE-Laboratory-Blood Bank | MHHS-Southeast |  | Microscope, Laboratory |  | 005-02304 | 005-02304 | Southeast | MHHS-Southeast | SE-Laboratory-Blood Bank |  | 1/1/19 |  |  |  | MICROSCOPES, LIGHT, LABORATORY |  | MICROSCOPELAB-Reichert-Microstar IV | MICROSCOPELAB | Microstar IV |  |  |  | Reichert Inc | Microscope, Laboratory |  |  | MICROSCOPELAB-Reichert-Microstar IV | 12/14/16 |  |  | Covered PM Repair - Biomedical | MHHS-Southeast
NO | YES |  |  |  |  | 013-12052 | Leica Inc Microscopy and Scientific Instruments Di | RM2245 |  | NSN | SW-Laboratory-Histology | MHHS-Southwest |  |  |  |  | 013-12052 | Southwest | MHHS-Southwest | SW-Laboratory-Histology | Histology |  |  |  | No Plate | MICROTOMES |  | .needs class | [10 empty] | 4/1/17 |  |  | Covered PM Repair - Biomedical | MHHS-Southwest
NO | NO | [5 empty] | Leica Inc Microscopy and Scientific Instruments Di | WILD HEERBRUGG |  |  | MEMORIAL CITY - OUTPATIENT SURGERY | MHHS-Mem City | [5 empty] | West & Memorial City |  | MEMORIAL CITY - OUTPATIENT SURGERY | [5 empty] | MICROSCOPES, LIGHT, OPERATING |  | .needs class | [13 empty] | Covered PM Repair - Biomedical | MHHS-Mem City
NO | YES |  |  |  | 129-00156 | 129-00156 | Leica Inc Microscopy and Scientific Instruments Di | WILD OH1 |  | MOD-0295 | Sugar Land-OR | MHHS-Sugarland |  |  |  | 129-00156 | 129-00156 | Sugar Land | MHHS-Sugarland | Sugar Land-OR | OR Storage | 8/1/19 |  |  |  | MICROSCOPES, LIGHT, OPERATING |  | .needs class | [10 empty] | 4/3/17 |  |  | Covered PM Repair - Biomedical | MHHS-Sugarland
NO | NO |  |  |  | 013-04071 |  | Leica Inc Microscopy and Scientific Instruments Di | WILD OH1 |  | 0H1-37997 | SW - OR | MHHS-Southwest |  |  |  | 013-04071 |  | Southwest |  | SW - OR | [5 empty] | MICROSCOPES, LIGHT, OPERATING |  | .needs class | [13 empty] | Covered PM Repair - Biomedical | MHHS-Southwest
NO | YES |  |  |  | 069-47930 | 069-47930 | Leica Micro | CM 1860 UV |  | NSN | TMC-Laboratory-Anatomic Pathology (2R) |  |  |  |  | 069-47930 | 069-47930 | TMC | MHHS-TMC | TMC-Laboratory-Anatomic Pathology (2R) | Frozen Lab | 12/1/19
YES | YES |  |  |  | 013-39305 | 013-39305 | Leica Micro | CM1860 |  |  | SW - LABORATORY - HISTOLOGY |  |  |  |  | 013-39305 | 013-39305 | Southwest | Memorial Hermann Southwest Hospital | SW - LABORATORY - HISTOLOGY | Histology |  |  |  | No PM Sticker |  | Cryostat, Microtome | CRYOSTATMICROTOME-Leica Micro-CM1860 | [12 empty] | CRM-SA | [9 empty] | Cryostat, Microtome | CRYOSTATMICROTOME | Cryostat, Microtome | Leica Micro
YES | YES |  |  |  | 151-02687 | 151-02687 | Leica Micro | M530 OHX |  |  | CY - OR |  |  |  |  | 151-02687 | 151-02687 | Northwest | Memorial Hermann Cypress Hospital | CY - OR | OR 1 | 11/1/18 | 11/1/19 |  |  |  | Microscope, Operating | MICROSCOPEOPERATING-Leica Micro-M530 OHX | [12 empty] | MSO-A | [9 empty] | Microscope, Operating | MICROSCOPEOPERATING | Microscope, Operating | Leica Micro
YES | YES |  |  |  | 017-00542 | 017-00542 | Leisegang Medical Inc |  |  |  | MH MG - (SL) - PHYSICIANS AT SUGAR CREEK |  |  |  |  | 017-00542 | 017-00542 | Sugar Land | Physicians Center at Sugar Creek | MH MG - (SL) - PHYSICIANS AT SUGAR CREEK | Silver Pod | [5 empty] | Colposcope | COLPOSCOPE-Leisegang-1B3 | [23 empty] | COLPOSCOPE | Colposcope | Leisegang
NO | YES |  |  |  | 143-01673 | 143-01673 | Leisegang Medical Inc | 1DL-LED |  | 19-041089 | MH MG-(CY)-Cypress Multi Specialty | MHHS-MG |  | Colposcope |  | 143-01673 | 143-01673 | Northwest | MHHS-MG | MH MG-(CY)-Cypress Multi Specialty | Multispecialty | 8/1/19 | 8/1/20 |  |  | MICROSCOPES, LIGHT, LABORATORY | Colposcope | COLPOSCOPE-LEISEGANG-1DL-LED | COLPOSCOPE | 1DL-LED |  |  |  | LEISEGANG | Colposcope |  | COLPOSCOPE-LEISEGANG-1DL-LED |  |  |  |  | Covered PM Repair - Respiratory/Steriliz | MHHS-MG | [8 empty] | COLPOSCOPE | Colposcope | LEISEGANG
NO | YES |  |  |  | 142-07494 | 142-07494 | Leisegang Medical Inc | 1DL-LED |  |  | MH MG-(NE)-Kingwood Ob/Gyn | MHHS-MG |  | Colposcope |  | 142-07494 | 142-07494 | Katy | MHHS-MG | MH MG-(NE)-Kingwood Ob/Gyn |  | 2/1/19 | 2/1/20 |  |  | MICROSCOPES, LIGHT, LABORATORY | Colposcope | COLPOSCOPE-LEISEGANG-1DL-LED | COLPOSCOPE | 1DL-LED |  |  |  | LEISEGANG | Colposcope |  | COLPOSCOPE-LEISEGANG-1DL-LED |  |  |  |  | Covered PM Repair - Respiratory/Steriliz | MHHS-MG | [8 empty] | COLPOSCOPE | Colposcope | LEISEGANG
NO | YES |  |  |  | 029-32115 | 029-32115 | Leisegang Medical Inc | 1DL-LED |  | 17-041108 | MH MG-(WDLS)-Ob/Gyn (Mp3) | MHHS-MG |  | Colposcope |  | 029-32115 | 029-32115 | Woodlands | MHHS-MG | MH MG-(WDLS)-Ob/Gyn (Mp3) | OB | 8/1/19 |  | 9/1/20 |  | MICROSCOPES, LIGHT, LABORATORY | Colposcope | COLPOSCOPE-LEISEGANG-1DL-LED | COLPOSCOPE | 1DL-LED |  |  |  | LEISEGANG | Colposcope |  | COLPOSCOPE-LEISEGANG-1DL-LED |  | 8/28/15 |  |  | Covered PM Repair - Respiratory/Steriliz | MHHS-MG | [8 empty] | COLPOSCOPE | Colposcope | LEISEGANG
YES | YES |  |  |  | 074-06027 | 074-06027 | Leisegang Medical Inc | 1DL-LED |  | 16-041065 | MH MG - (WDLS) - OB/GYN (MP3) |  |  |  |  | 074-06027 | 074-06027 | Woodlands |  | MH MG - (WDLS) - OB/GYN (MP3) | OBGYN |  |  | 8/1/20
NO | NO |  |  |  | 929-01673 |  | Leisegang Medical Inc | 1DL-LED |  |  | MH MG - (CY) - CYPRESS MULTI SPECIALTY | MHHS-MG |  | Colposcope |  | 929-01673 |  | Northwest & Cypress |  | MH MG - (CY) - CYPRESS MULTI SPECIALTY | [5 empty] | MICROSCOPES, LIGHT, LABORATORY |  | COLPOSCOPE-LEISEGANG-1DL-LED | COLPOSCOPE | 1DL-LED |  |  |  | LEISEGANG | Colposcope |  | COLPOSCOPE-LEISEGANG-1DL-LED |  |  |  |  | Covered PM Repair - Respiratory/Steriliz | MHHS-MG
NO | NO |  |  |  | 16-041066 |  | Leisegang Medical Inc | 1DL-LED |  | 16-041066 | MH MG - (WDLS) - OB/GYN (MP3) | MHHS-MG |  | Colposcope |  | 16-041066 |  | Woodlands |  | MH MG - (WDLS) - OB/GYN (MP3) | [5 empty] | MICROSCOPES, LIGHT, LABORATORY |  | COLPOSCOPE-LEISEGANG-1DL-LED | COLPOSCOPE | 1DL-LED |  |  |  | LEISEGANG | Colposcope |  | COLPOSCOPE-LEISEGANG-1DL-LED |  |  |  |  | Covered PM Repair - Biomedical | MHHS-MG
NO | NO |  |  |  | 069-33251 |  | Leisegang Medical Inc | 3MTL |  | 11-61968 | TMC - HERMANN - PEDI ER (1HP) | MHHS-TMC |  |  |  | 069-33251 |  | TMC |  | TMC - HERMANN - PEDI ER (1HP) | [5 empty] | MICROSCOPES, LIGHT, OPERATING |  | .needs class |  |  |  |  | .needs class | Leisegang | [7 empty] | Covered PM Repair - Biomedical | MHHS-TMC
YES | YES |  |  |  | 142-09223 | 142-09223 | Leisegang Medical Inc | BG-LED |  |  | MH MG - (WDLS) - OB/GYN (MP3) |  |  |  |  | 142-09223 | 142-09223 | Woodlands | Memorial Hermann Medical Group Specialists for Women (#350) | MH MG - (WDLS) - OB/GYN (MP3) | Storage | 8/1/19 |  | 8/1/20
YES | YES |  |  |  | 142-06187 | 142-06187 | Leisegang Medical Inc | GUL |  |  | OBGYN |  |  |  |  | 142-06187 | 142-06187 | Katy | Memorial Hermann Summer Creek OBGYN | OBGYN | Exam 18
NO | NO |  |  |  | 069-41548 |  | Leisegang Medical Inc | LM-1502 |  | NEED | MH MG - (TMC) - OB-GYN/NEUROLOGY (STE 2440) | MHHS-MG |  |  |  | 069-41548 |  | TMC |  | MH MG - (TMC) - OB-GYN/NEUROLOGY (STE 2440) | [5 empty] | MICROSCOPES, LIGHT, OPERATING |  | .needs class | [5 empty] | Leisegang | [7 empty] | Covered PM Repair - Biomedical | MHHS-MG
NO | NO | [5 empty] | LENOVO | 45R6131 |  |  | MEMORIAL CITY - DIGESTIVE DISEASE CENTER | MHHS-Mem City | [5 empty] | West & Memorial City |  | MEMORIAL CITY - DIGESTIVE DISEASE CENTER | [5 empty] | COMPUTERS |  | .needs class |  |  |  |  | .needs class | LENOVO | [7 empty] | Covered PM Repair - Biomedical | MHHS-Mem City
NO | NO | [5 empty] | LENOVO | 45R6131 |  | 1S6075BJULKMTPLA | MEMORIAL CITY - DIGESTIVE DISEASE CENTER | MHHS-Mem City | [5 empty] | West & Memorial City |  | MEMORIAL CITY - DIGESTIVE DISEASE CENTER | [5 empty] | COMPUTERS |  | .needs class |  |  |  |  | .needs class | LENOVO | [7 empty] | Covered PM Repair - Biomedical | MHHS-Mem City
NO | NO | [5 empty] | LENOVO | 9227AE1 |  |  | MH MG - (STX) - SOUTH TEXAS - ROSENBERG | MHHS-MG | [5 empty] | South |  | MH MG - (STX) - SOUTH TEXAS - ROSENBERG | [5 empty] | MONITORS, VIDEO |  | .needs class |  |  |  |  | .needs class | LENOVO | [7 empty] | Covered PM Repair - Biomedical | MHHS-MG
NO | YES |  |  |  | 009-10424 | 009-10424 | LENOVO | B50-80 |  | MP09K98G | TIRR-Greater Heights | MHHS-TIRR |  |  |  | 009-10424 | 009-10424 | Central | MHHS-Others | TIRR-Greater Heights | TIRR | 7/1/17 |  |  |  | COMPUTERS |  | .needs class |  |  |  |  | .needs class | LENOVO |  |  |  |  | 10/1/20 |  |  | Not Covered Vendor Only - Rad, Low End | MHHS-TIRR
YES | YES |  |  |  | 041-34816 | 041-34816 | Lenovo | Think Series M Series |  | 1S29291U9MJ53HF8 | Medical Plaza 4 Heart Clinic 6th Floor Suite 630 |  |  |  |  | 041-34816 | 041-34816 | West | Memorial Hermann Memorial City Medical Center | Medical Plaza 4 Heart Clinic 6th Floor Suite 630 | Room 6 Stress Test Room
NO | YES |  |  |  | 129-03457 | 129-03457 | LENOVO | THINKCENTRE M57 6075 |  | 6756BJU-LKHXHMU | SUGAR LAND - BIOMED | MHHS-Sugarland |  |  |  | 129-03457 | 129-03457 | Sugar Land | Memorial Hermann Sugar Land Hospital | SUGAR LAND - BIOMED | Biomed Shop |  |  |  |  | COMPUTERS |  | .needs class | [5 empty] | LENOVO |  |  |  |  | 1/2/20 |  |  | Not Covered Vendor Only - Biomedical | MHHS-Sugarland
NO | NO | [5 empty] | LENOVO | THINKCENTRE M57 6075 |  | LKDLVGH | KATY - ENDOSCOPY | MHHS-Katy | [5 empty] | Katy |  | KATY - ENDOSCOPY | [5 empty] | COMPUTERS |  | .needs class | [5 empty] | LENOVO | [7 empty] | Covered PM Repair - Biomedical | MHHS-Katy
NO | NO |  |  |  | 133-07049 |  | LENOVO | THINKCENTRE M57 6075 |  | LKPZYAP | KATY - ENDOSCOPY | MHHS-Katy |  |  |  | 133-07049 |  | Katy |  | KATY - ENDOSCOPY | [5 empty] | COMPUTERS |  | .needs class | [5 empty] | LENOVO | [7 empty] | Not Covered Vendor Only - Biomedical | MHHS-Katy
NO | NO | [5 empty] | LENOVO | THINKCENTRE M57 6075 |  | LKAYMBV | WOODLANDS - ENDOSCOPY | MHHS-Woodlands | [5 empty] | Woodlands |  | WOODLANDS - ENDOSCOPY | [5 empty] | COMPUTERS |  | .needs class | [5 empty] | LENOVO | [7 empty] | Not Covered Vendor Only - Rad, High End | MHHS-Woodlands
YES | YES | Serial Number Cnf |  |  | 041-02095 | 041-02095 | Level 1 | H-1025 |  | CNF | MEMORIAL CITY - Outpatient Surgery |  |  |  |  | 041-02095 | 041-02095 | West | Memorial Hermann Memorial City Medical Center | MEMORIAL CITY - Outpatient Surgery | W1 Case Cart Staging Area
YES | YES |  |  |  | 925-00667 | 925-00667 | Level 1 | H-1200 |  | 2005 0711 | MHOSH - OR |  |  |  |  | 925-00667 | 925-00667 | Central | Memorial Hermann Greater Heights Hospital | MHOSH - OR | MHOSH - OR | 8/1/19 |  | 8/1/20
NO | YES |  |  |  | 099-09866 | 099-09866 | Level 1 | HL-390 |  |  | TMC-OR-Hermann (2Hp) |  |  |  |  | 099-09866 | 099-09866 | TMC | MHHS-TMC | TMC-OR-Hermann (2Hp) | OR 36
YES | YES | Serial Number Cnf |  |  | 099-00213 | 099-00213 | Level 1 | HLTA-40 |  | CNF | KATY - BIOMEDICAL SERVICES |  |  |  |  | 099-00213 | 099-00213 | Katy | Memorial Hermann Katy Hospital | KATY - BIOMEDICAL SERVICES | Biomed Storage | [5 empty] | Probes, Thermometer | TESTEQUIP-Level 1-HLTA-40 | [12 empty] | TEST-A | [9 empty] | Test Equipment | TESTEQUIP | Probes, Thermometer | Level 1
YES | YES |  |  |  | 099-04167 | 099-04167 | Level 1 | Hotline |  |  | PEARLAND - OR |  |  |  |  | 099-04167 | 099-04167 | Pearland | Memorial Hermann Pearland Hospital | PEARLAND - OR | OR 3 | [5 empty] | Warmer, Blood/Fluid | WARMERBLOODFLUID-Level 1-Hotline | [12 empty] | WBF-SA | [9 empty] | Warmer, Blood/Fluid | WARMERBLOODFLUID | Warmer, Blood/Fluid | Level 1
YES | YES |  |  |  | 129-01203 | 129-01203 | Level 1 | Hotline |  | 2002 1148 | Biomed |  |  |  |  | 129-01203 | 129-01203 | Sugar Land | Memorial Hermann Sugar Land Hospital | Biomed | Biomed | 9/1/16 | 10/1/17 |  |  |  | Warmer, Blood/Fluid | WARMERBLOODFLUID-Level 1-Hotline | [12 empty] | WBF-SA | [9 empty] | Warmer, Blood/Fluid | WARMERBLOODFLUID | Warmer, Blood/Fluid | Level 1
YES | YES |  |  |  | 129-01201 | 129-01201 | Level 1 | Hotline |  | 2002 1122 | Biomed |  |  |  |  | 129-01201 | 129-01201 | Sugar Land | Memorial Hermann Sugar Land Hospital | Biomed | Biomed | 10/1/16 | 10/1/17 |  |  |  | Warmer, Blood/Fluid | WARMERBLOODFLUID-Level 1-Hotline | [12 empty] | WBF-SA | [9 empty] | Warmer, Blood/Fluid | WARMERBLOODFLUID | Warmer, Blood/Fluid | Level 1
NO | YES | Asset Tag 077-08261 |  |  | 077-08261 | 077-08261 | Level 1 | Hotline |  | S101E01217 | Biomed |  |  |  |  | 077-08261 | 077-08261 | TMC | Memorial Hermann-Texas Medical Center | Biomed | Biomed | [5 empty] | Warmer, Blood/Fluid | WARMERBLOODFLUID-Level 1-Hotline | [12 empty] | WBF-SA | [9 empty] | Warmer, Blood/Fluid | WARMERBLOODFLUID | Warmer, Blood/Fluid | Level 1
YES | YES |  |  |  | 013-04169 | 013-04169 | Level 1 | Temp Check HLTA-390 |  | A10086 | KATY - BIOMEDICAL SERVICES |  |  |  |  | 013-04169 | 013-04169 | Katy | Memorial Hermann Katy Hospital | KATY - BIOMEDICAL SERVICES | Biomed Storage | [5 empty] | Thermometers, Electronic | TESTEQUIP-Level 1-Temp Check HLTA-390 | [12 empty] | TEST-A | [9 empty] | Test Equipment | TESTEQUIP | Thermometers, Electronic | Level 1
NO | YES |  |  |  | 041-20050 | 041-20050 | LEVEL 1 TECHNOLOGIES | H-1200 |  | s103b02131 | Memorial City-Labor & Delivery | MHHS-Mem City |  |  |  | 041-20050 | 041-20050 | West | MHHS-Mem City | Memorial City-Labor & Delivery | Hallwayby O.R2 | 4/1/18 |  |  |  | WARMING UNITS, BLOOD/INTRAVENOUS SOLUTION |  | WARMERBLOODFLUID-Smiths Medical-Level 1 H-1200 |  |  |  |  | WARMERBLOODFLUID-Smiths Medical-Level 1 H-1200 | [5 empty] | 3/11/16 |  |  | Covered PM Repair - Biomedical | MHHS-Mem City
NO | YES |  |  |  | 145-01095 | 145-01095 | LEVEL 1 TECHNOLOGIES | H-1200 |  | S103B02324 | Pearland-Respiratory Therapy | MHHS-Pearland Hospital |  |  |  | 145-01095 | 145-01095 | Pearland | MHHS-Pearland Hospital | Pearland-Respiratory Therapy | ICU NORTH STORAGE | 11/1/19 |  |  |  | WARMING UNITS, BLOOD/INTRAVENOUS SOLUTION | Warmer, Blood/Fluid | WARMERBLOODFLUID-Smiths Medical-Level 1 H-1200 |  |  |  |  | WARMERBLOODFLUID-Smiths Medical-Level 1 H-1200 | [5 empty] | 11/1/22 |  | WBF-SA | Not Covered Vendor Only - Biomedical | MHHS-Pearland Hospital | [8 empty] | WARMERBLOODFLUID | Warmer, Blood/Fluid | Smiths Medical
NO | YES |  |  |  | 129-06149 | 129-06149 | LEVEL 1 TECHNOLOGIES | H-1200 |  | S103B021132 | SP CCC - (SL) - EMERGENCY ROOM | MHHS-Sienna Plantation CCC |  |  |  | 129-06149 | 129-06149 | Sugar Land | MHHS-Others | SP CCC - (SL) - EMERGENCY ROOM | Exam room 7 | 5/1/19 |  | 5/1/20 |  | WARMING UNITS, BLOOD/INTRAVENOUS SOLUTION | Warmer, Blood/Fluid | WARMERBLOODFLUID-Smiths Medical-Level 1 H-1200 |  |  |  |  | WARMERBLOODFLUID-Smiths Medical-Level 1 H-1200 | [7 empty] | WBF-SA | Not Covered Vendor Only - Biomedical | MHHS-Sienna Plantation CCC | [8 empty] | WARMERBLOODFLUID | Warmer, Blood/Fluid | Smiths Medical
NO | YES |  |  |  | 029-10744 | 029-10744 | LEVEL 1 TECHNOLOGIES | H-1200 |  | S103B02338 | Woodlands-CVICU | MHHS-Woodlands |  |  |  | 029-10744 | 029-10744 | Woodlands | MHHS-Woodlands | Woodlands-CVICU |  | 11/1/19 |  | 11/1/20 |  | WARMING UNITS, BLOOD/INTRAVENOUS SOLUTION | Warmer, Blood/Fluid | WARMERBLOODFLUID-Smiths Medical-Level 1 H-1200 |  |  |  |  | WARMERBLOODFLUID-Smiths Medical-Level 1 H-1200 | [5 empty] | 7/14/17 |  | WBF-SA | Covered PM Repair - Biomedical | MHHS-Woodlands | [8 empty] | WARMERBLOODFLUID | Warmer, Blood/Fluid | Smiths Medical
NO | YES |  |  |  | 029-10342 | 029-10342 | LEVEL 1 TECHNOLOGIES | H-1200 |  | S103B02286 | Woodlands-ER | MHHS-Woodlands |  |  |  | 029-10342 | 029-10342 | Woodlands | MHHS-Woodlands | Woodlands-ER | Room 1 | 9/1/19 |  |  |  | WARMING UNITS, BLOOD/INTRAVENOUS SOLUTION | Warmer, Blood/Fluid | WARMERBLOODFLUID-Smiths Medical-Level 1 H-1200 |  |  |  |  | WARMERBLOODFLUID-Smiths Medical-Level 1 H-1200 | [5 empty] | 4/7/18 |  | WBF-SA | Covered PM Repair - Biomedical | MHHS-Woodlands | [8 empty] | WARMERBLOODFLUID | Warmer, Blood/Fluid | Smiths Medical
NO | YES |  |  |  | 029-32111 | 029-32111 | LEVEL 1 TECHNOLOGIES | H-1200 |  | S103B02566 | Woodlands-ER | MHHS-Woodlands |  |  |  | 029-32111 | 029-32111 | Woodlands | MHHS-Woodlands | Woodlands-ER | Storage room | 9/1/19 |  | 9/1/20 |  | WARMING UNITS, BLOOD/INTRAVENOUS SOLUTION | Warmer, Blood/Fluid | WARMERBLOODFLUID-Smiths Medical-Level 1 H-1200 |  |  |  |  | WARMERBLOODFLUID-Smiths Medical-Level 1 H-1200 | [5 empty] | 7/3/20 |  | WBF-SA | Not Covered Vendor Only - Biomedical | MHHS-Woodlands | [8 empty] | WARMERBLOODFLUID | Warmer, Blood/Fluid | Smiths Medical
NO | NO |  |  |  | 133-09091 |  | LEVEL 1 TECHNOLOGIES | H-1200 |  | S103B02344 | KATY - ICU | MHHS-Katy |  |  |  | 133-09091 |  | Katy |  | KATY - ICU | [5 empty] | WARMING UNITS, BLOOD/INTRAVENOUS SOLUTION |  | WARMERBLOODFLUID-Smiths Medical-Level 1 H-1200 |  |  |  |  | WARMERBLOODFLUID-Smiths Medical-Level 1 H-1200 | [8 empty] | Covered PM Repair - Biomedical | MHHS-Katy
NO | NO |  |  |  | 041-18431 |  | LEVEL 1 TECHNOLOGIES | H-1200 |  | s103b02089 | MEMORIAL CITY - SICU | MHHS-Mem City |  |  |  | 041-18431 |  | West & Memorial City |  | MEMORIAL CITY - SICU | [5 empty] | WARMING UNITS, BLOOD/INTRAVENOUS SOLUTION |  | WARMERBLOODFLUID-Smiths Medical-Level 1 H-1200 |  |  |  |  | WARMERBLOODFLUID-Smiths Medical-Level 1 H-1200 | [8 empty] | Covered PM Repair - Biomedical | MHHS-Mem City
NO | NO |  |  |  | 129-03346 |  | LEVEL 1 TECHNOLOGIES | H-1200 |  | 2002 0921 | SUGAR LAND - ER | MHHS-Sugarland |  |  |  | 129-03346 |  | Sugar Land |  | SUGAR LAND - ER | [5 empty] | WARMING UNITS, BLOOD/INTRAVENOUS SOLUTION |  | WARMERBLOODFLUID-Smiths Medical-Level 1 H-1200 |  |  |  |  | WARMERBLOODFLUID-Smiths Medical-Level 1 H-1200 | [8 empty] | Covered PM Repair - Biomedical | MHHS-Sugarland
NO | YES |  |  |  | 009-09257 | 009-09257 | LEVEL 1 TECHNOLOGIES | HL-90 |  |  | GH-ER | MHHS-Greater Heights |  | Warmer, Blood/Fluid |  | 009-09257 | 009-09257 | Central | MHHS-Greater Heights | GH-ER | Trauma rm 17 | 9/1/19 |  | 9/1/20 |  | WARMING UNITS, BLOOD/INTRAVENOUS SOLUTION | Warmer, Blood/Fluid | WARMERBLOODFLUID-Smiths Medical-HL-90 | WARMERBLOODFLUID | HL-90 |  |  |  | Smiths Medical | Warmer, Blood/Fluid |  |  | WARMERBLOODFLUID-Smiths Medical-HL-90 | 7/1/20 |  | WBF-SA | Not Covered Vendor Only - Biomedical | MHHS-Greater Heights | [8 empty] | WARMERBLOODFLUID | Warmer, Blood/Fluid | Smiths Medical
NO | YES | Asset Tag 041-32695 |  |  | 041-32695 | 041-32695 | LEVEL 1 TECHNOLOGIES | HL-90 |  |  | (null) | MHHS-Mem City |  | Warmer, Blood/Fluid |  | 041-32695 | 041-32695 | (null) | (null) | (null) | (null) | (null) | (null) | (null) | (null) | WARMING UNITS, BLOOD/INTRAVENOUS SOLUTION |  | WARMERBLOODFLUID-Smiths Medical-HL-90 | WARMERBLOODFLUID | HL-90 |  |  |  | Smiths Medical | Warmer, Blood/Fluid |  |  | WARMERBLOODFLUID-Smiths Medical-HL-90 |  |  |  | Covered PM Repair - Biomedical | MHHS-Mem City
NO | YES |  |  |  | 041-18506 | 041-18506 | LEVEL 1 TECHNOLOGIES | HL-90 |  | S101A02603 | MEMORIAL CITY - MOR | MHHS-Mem City |  | Warmer, Blood/Fluid |  | 041-18506 | 041-18506 | West | Memorial City - Memorial Hermann Hospital | MEMORIAL CITY - MOR | E2 321 Surgery Rm 6 |  |  |  | Water tank heavily dirty | WARMING UNITS, BLOOD/INTRAVENOUS SOLUTION |  | WARMERBLOODFLUID-Smiths Medical-HL-90 | WARMERBLOODFLUID | HL-90 |  |  |  | Smiths Medical | Warmer, Blood/Fluid |  |  | WARMERBLOODFLUID-Smiths Medical-HL-90 |  |  |  | Covered PM Repair - Biomedical | MHHS-Mem City
NO | YES |  |  |  | 041-20051 | 041-20051 | LEVEL 1 TECHNOLOGIES | HL-90 |  | S10001925 | MEMORIAL CITY MOR | MHHS-Mem City |  | Warmer, Blood/Fluid |  | 041-20051 | 041-20051 | West | Memorial Hermann Memorial City Medical Center | MEMORIAL CITY MOR | MEMORIAL CITY MOR |  |  |  |  | WARMING UNITS, BLOOD/INTRAVENOUS SOLUTION |  | WARMERBLOODFLUID-Smiths Medical-HL-90 | WARMERBLOODFLUID | HL-90 |  |  |  | Smiths Medical | Warmer, Blood/Fluid |  |  | WARMERBLOODFLUID-Smiths Medical-HL-90 |  |  |  | Covered PM Repair - Biomedical | MHHS-Mem City
NO | YES |  |  |  | 005-11834 | 005-11834 | LEVEL 1 TECHNOLOGIES | HL-90 |  |  | SE-Labor & Delivery | MHHS-Southeast |  | Warmer, Blood/Fluid |  | 005-11834 | 005-11834 | Southeast | MHHS-Southeast | SE-Labor & Delivery | Or 1 | 3/1/19 |  | 3/1/20 |  | WARMING UNITS, BLOOD/INTRAVENOUS SOLUTION |  | WARMERBLOODFLUID-Smiths Medical-HL-90 | WARMERBLOODFLUID | HL-90 |  |  |  | Smiths Medical | Warmer, Blood/Fluid |  |  | WARMERBLOODFLUID-Smiths Medical-HL-90 |  |  |  | Covered PM Repair - Biomedical | MHHS-Southeast
NO | YES |  |  |  | 005-11833 | 005-11833 | LEVEL 1 TECHNOLOGIES | HL-90 |  |  | SE-OR | MHHS-Southeast |  | Warmer, Blood/Fluid |  | 005-11833 | 005-11833 | Southeast | MHHS-Southeast | SE-OR | OR14 | 4/1/19 |  |  |  | WARMING UNITS, BLOOD/INTRAVENOUS SOLUTION |  | WARMERBLOODFLUID-Smiths Medical-HL-90 | WARMERBLOODFLUID | HL-90 |  |  |  | Smiths Medical | Warmer, Blood/Fluid |  |  | WARMERBLOODFLUID-Smiths Medical-HL-90 | 7/1/20 |  |  | Not Covered Vendor Only - Biomedical | MHHS-Southeast
NO | YES |  |  |  | 005-11835 | 005-11835 | LEVEL 1 TECHNOLOGIES | HL-90 |  |  | SE-OR | MHHS-Southeast |  | Warmer, Blood/Fluid |  | 005-11835 | 005-11835 | Southeast | MHHS-Southeast | SE-OR | Room 12 | 4/1/19 |  | 4/1/20 |  | WARMING UNITS, BLOOD/INTRAVENOUS SOLUTION |  | WARMERBLOODFLUID-Smiths Medical-HL-90 | WARMERBLOODFLUID | HL-90 |  |  |  | Smiths Medical | Warmer, Blood/Fluid |  |  | WARMERBLOODFLUID-Smiths Medical-HL-90 | 7/1/20 |  |  | Not Covered Vendor Only - Biomedical | MHHS-Southeast
NO | YES |  |  |  | 005-11836 | 005-11836 | LEVEL 1 TECHNOLOGIES | HL-90 |  |  | SE-OR | MHHS-Southeast |  | Warmer, Blood/Fluid |  | 005-11836 | 005-11836 | Southeast | MHHS-Southeast | SE-OR | OR 1 | 4/1/19 |  | 4/1/20 |  | WARMING UNITS, BLOOD/INTRAVENOUS SOLUTION |  | WARMERBLOODFLUID-Smiths Medical-HL-90 | WARMERBLOODFLUID | HL-90 |  |  |  | Smiths Medical | Warmer, Blood/Fluid |  |  | WARMERBLOODFLUID-Smiths Medical-HL-90 | 7/1/20 |  |  | Not Covered Vendor Only - Biomedical | MHHS-Southeast
NO | YES | [5 empty] | LEVEL 1 TECHNOLOGIES | HL-90 |  | 1998-01258 | Woodlands-Birth Center | MHHS-Woodlands |  | Warmer, Blood/Fluid |  |  |  | Woodlands | MHHS-Woodlands | Woodlands-Birth Center | L | 11/1/17 |  |  | Serial plate missing | WARMING UNITS, BLOOD/INTRAVENOUS SOLUTION | Warmer, Blood/Fluid | WARMERBLOODFLUID-Smiths Medical-HL-90 | WARMERBLOODFLUID | HL-90 |  |  |  | Smiths Medical | Warmer, Blood/Fluid |  |  | WARMERBLOODFLUID-Smiths Medical-HL-90 | 7/1/20 |  | WBF-SA | Not Covered Vendor Only - Biomedical | MHHS-Woodlands | [8 empty] | WARMERBLOODFLUID | Warmer, Blood/Fluid | Smiths Medical
NO | NO | [5 empty] | LEVEL 1 TECHNOLOGIES | HL-90 |  |  | MEMORIAL CITY - MICU | MHHS-Mem City |  | Warmer, Blood/Fluid |  |  |  | West & Memorial City |  | MEMORIAL CITY - MICU | [5 empty] | WARMING UNITS, BLOOD/INTRAVENOUS SOLUTION |  | WARMERBLOODFLUID-Smiths Medical-HL-90 | WARMERBLOODFLUID | HL-90 |  |  |  | Smiths Medical | Warmer, Blood/Fluid |  |  | WARMERBLOODFLUID-Smiths Medical-HL-90 |  |  |  | Covered PM Repair - Biomedical | MHHS-Mem City
NO | NO |  |  |  | 005-09542 |  | LEVEL 1 TECHNOLOGIES | HL-90 |  | S101A01449 | SE - CENTRAL SUPPLY | MHHS-Southeast |  | Warmer, Blood/Fluid |  | 005-09542 |  | Southeast & Bay Area |  | SE - CENTRAL SUPPLY | [5 empty] | WARMING UNITS, BLOOD/INTRAVENOUS SOLUTION |  | WARMERBLOODFLUID-Smiths Medical-HL-90 | WARMERBLOODFLUID | HL-90 |  |  |  | Smiths Medical | Warmer, Blood/Fluid |  |  | WARMERBLOODFLUID-Smiths Medical-HL-90 |  |  |  | Covered PM Repair - Biomedical | MHHS-Southeast
NO | NO |  |  |  | 029-10743 |  | LEVEL 1 TECHNOLOGIES | HL-90 |  | S101A04850 | WOODLANDS - CVICU | MHHS-Woodlands |  | Warmer, Blood/Fluid |  | 029-10743 |  | Woodlands |  | WOODLANDS - CVICU | [5 empty] | WARMING UNITS, BLOOD/INTRAVENOUS SOLUTION |  | WARMERBLOODFLUID-Smiths Medical-HL-90 | WARMERBLOODFLUID | HL-90 |  |  |  | Smiths Medical | Warmer, Blood/Fluid |  |  | WARMERBLOODFLUID-Smiths Medical-HL-90 |  |  |  | Not Covered Vendor Only - Biomedical | MHHS-Woodlands
NO | NO | [5 empty] | LEVEL 1 TECHNOLOGIES | HL-90 |  | HL90-A 04696 | WOODLANDS - OR | MHHS-Woodlands |  | Warmer, Blood/Fluid |  |  |  | Woodlands |  | WOODLANDS - OR | [5 empty] | WARMING UNITS, BLOOD/INTRAVENOUS SOLUTION |  | WARMERBLOODFLUID-Smiths Medical-HL-90 | WARMERBLOODFLUID | HL-90 |  |  |  | Smiths Medical | Warmer, Blood/Fluid |  |  | WARMERBLOODFLUID-Smiths Medical-HL-90 |  |  |  | Not Covered Vendor Only - Biomedical | MHHS-Woodlands
YES | YES |  |  |  | 099-08860 | 099-08860 | Leviton | Power Strip |  |  | SW - ER |  |  |  |  | 099-08860 | 099-08860 | Southwest | Memorial Hermann Southwest Hospital Emergency Center | SW - ER | Pod B Nurses Station |  |  |  | New Add
NO | YES |  |  |  | 005-05098 | 005-05098 | LEVITON MFG CO. INC. | U1000-AKP |  |  | SE-Esophageal Disease Center | MHHS-Southeast |  |  |  | 005-05098 | 005-05098 | Southeast | MHHS-Southeast | SE-Esophageal Disease Center | Biomed | 3/1/20 |  | 3/1/21 |  | POWER SYSTEMS, UNINTERRUPTIBLE |  | .needs class | [10 empty] | 4/1/18 |  |  | Covered PM Repair - Biomedical | MHHS-Southeast
YES | YES |  |  |  | 074-06135 | 074-06135 | Lexion Medical |  |  |  | WOODLANDS - ANESTHESIA |  |  |  |  | 074-06135 | 074-06135 | Woodlands | Memorial Hermann The Woodlands Medical Center | WOODLANDS - ANESTHESIA | OR
YES | YES |  |  |  | 133-07080 | 133-07080 | Lexion Medical | 6198-SC |  | HW13339-A | KATY - OR |  |  |  |  | 133-07080 | 133-07080 | Katy | Memorial Hermann Katy Hospital | KATY - OR | O.R.6 | [5 empty] | Insufflator, Carbon Dioxide | INSUFFLATORCARBONDIOX-Lexion Medical-6198-SC | [12 empty] | ICD-SA | [9 empty] | Insufflator, Carbon Dioxide | INSUFFLATORCARBONDIOX | Insufflator, Carbon Dioxide | Lexion Medical
YES | YES |  |  |  | 133-05354 | 133-05354 | Lexion Medical | 6198-SC |  | HW13344-A | [5 empty] | 133-05354 | 133-05354 | Katy | Memorial Hermann Katy Hospital |  | OR |  |  |  | No pm needed |  | Insufflator, Carbon Dioxide | INSUFFLATORCARBONDIOX-Lexion Medical-6198-SC | [12 empty] | ICD-SA | [9 empty] | Insufflator, Carbon Dioxide | INSUFFLATORCARBONDIOX | Insufflator, Carbon Dioxide | Lexion Medical
YES | YES |  |  |  | 133-05355 | 133-05355 | Lexion Medical | 6198-SC |  | HW13283-A | OR |  |  |  |  | 133-05355 | 133-05355 | Katy | Memorial Hermann Katy Hospital | OR | OR 3 |  |  |  | No pm |  | Insufflator, Carbon Dioxide | INSUFFLATORCARBONDIOX-Lexion Medical-6198-SC | [12 empty] | ICD-SA | [9 empty] | Insufflator, Carbon Dioxide | INSUFFLATORCARBONDIOX | Insufflator, Carbon Dioxide | Lexion Medical
YES | YES |  |  |  | 099-02247 | 099-02247 | Lexion Medical | 6198-SC |  | Hw16079-A | NE - OR |  |  |  |  | 099-02247 | 099-02247 | Katy | Memorial Hermann Northeast Hospital | NE - OR | OR1 | 2/1/20 |  |  |  |  | Insufflator, Carbon Dioxide | INSUFFLATORCARBONDIOX-Lexion Medical-6198-SC | [12 empty] | ICD-SA | [9 empty] | Insufflator, Carbon Dioxide | INSUFFLATORCARBONDIOX | Insufflator, Carbon Dioxide | Lexion Medical
NO | NO |  |  |  | 133-31115 |  | Lexion Medical | AP 50/30 |  |  | KATY - OR | MHHS-Katy |  |  |  | 133-31115 |  | Katy |  | KATY - OR | [5 empty] | INSUFFLATORS |  | .needs class |  |  |  |  | .needs class | Lexion Medical | [7 empty] | Covered PM Repair - Radiology, High End | MHHS-Katy
NO | YES |  |  |  | 129-04451 | 129-04451 | Lexion Medical | Insuflow |  | hw14437-a | Biomed |  |  |  |  | 129-04451 | 129-04451 | Sugar Land | Memorial Hermann Sugar Land Hospital | Biomed | Biomed | 2/1/18 | 2/1/19 |  |  |  | Humidifier, Heated | HUMIDIFIERHEATED-Lexion Medical-Insuflow | [12 empty] | HH-A | [9 empty] | Humidifier, Heated | HUMIDIFIERHEATED | Humidifier, Heated | Lexion Medical
NO | YES |  |  |  | 129-02825 | 129-02825 | Lexion Medical | Insuflow |  | hw10812-a | Biomed |  |  |  |  | 129-02825 | 129-02825 | Sugar Land | Memorial Hermann Sugar Land Hospital | Biomed | Biomed | 7/1/18 | 7/1/19 |  |  |  | Humidifier, Heated | HUMIDIFIERHEATED-Lexion Medical-Insuflow | [12 empty] | HH-A | [9 empty] | Humidifier, Heated | HUMIDIFIERHEATED | Humidifier, Heated | Lexion Medical
YES | YES |  |  |  | 029-05526 | 029-05526 | Lexion Medical | Insuflow |  | HW1285-A | OR |  |  |  |  | 029-05526 | 029-05526 | Woodlands | Herman memorial hospital Woodlands | OR | Equipment Storage |  |  |  | No p.m. |  | Humidifier, Heated | HUMIDIFIERHEATED-Lexion Medical-Insuflow | [12 empty] | HH-A | [9 empty] | Humidifier, Heated | HUMIDIFIERHEATED | Humidifier, Heated | Lexion Medical
NO | YES |  |  |  | 069-26205 | 069-26205 | Lexion Medical | Insuflow |  | Hw10811-a | TMC-OR-Robertson (2R) |  |  |  |  | 069-26205 | 069-26205 | TMC | MHHS-TMC | TMC-OR-Robertson (2R) | Equipmemt room 7 hvi |  |  |  | No PM Sticker |  | Humidifier, Heated | HUMIDIFIERHEATED-Lexion Medical-Insuflow | [12 empty] | HH-A | [9 empty] | Humidifier, Heated | HUMIDIFIERHEATED | Humidifier, Heated | Lexion Medical
NO | YES |  |  |  | HW11389-A | HW11389-A | Lexion Medical | Insuflow |  | HW11389-A | MEMORIAL CITY - MOR |  |  |  |  | HW11389-A | HW11389-A | West | Memorial Hermann Memorial City Medical Center | MEMORIAL CITY - MOR | OR 8
NO | YES |  |  |  | 013-15765 | 013-15765 | Lexion Medical | INSUFLOW 6198 |  | hw11733-a | SW-OR | MHHS-Southwest |  |  |  | 013-15765 | 013-15765 | Southwest | MHHS-Southwest | SW-OR | OR 3 | 11/1/19 |  | 5/1/20 |  | ENDOSCOPIC EQUIPMENT |  | .needs class | [5 empty] | Lexion Medical |  |  |  |  | 6/1/14 |  |  | Covered PM Repair - Biomedical | MHHS-Southwest
NO | NO |  |  |  | 029-04746 |  | Lexion Medical | INSUFLOW 6198 |  | HW10614-A | WOODLANDS - OR | MHHS-Woodlands |  |  |  | 029-04746 |  | Woodlands |  | WOODLANDS - OR | [5 empty] | ENDOSCOPIC EQUIPMENT |  | .needs class | [5 empty] | Lexion Medical | [7 empty] | Covered PM Repair - Biomedical | MHHS-Woodlands
NO | YES |  |  |  | 133-05356 | 133-05356 | Lexion Medical | INSUFLOW 6198-SC |  | HW13336-A | Katy-OR | MHHS-Katy |  |  |  | 133-05356 | 133-05356 | Katy | MHHS-Katy | Katy-OR | OR 7 | 9/1/16 |  |  | One time safety sticker | INSUFFLATORS | Insufflator, Carbon Dioxide | INSUFFLATORCARBONDIOX-Lexion Medical-6198-SC |  |  |  |  | INSUFFLATORCARBONDIOX-Lexion Medical-6198-SC | Lexion Medical |  |  |  |  | 1/1/19 |  | ICD-SA | Covered PM Repair - Biomedical | MHHS-Katy | [8 empty] | INSUFFLATORCARBONDIOX | Insufflator, Carbon Dioxide | Lexion Medical
NO | YES | [5 empty] | Lexion Medical | INSUFLOW 6198-SC |  | HW11396-A | MEMORIAL CITY - Surgery | MHHS-Mem City | [5 empty] | West | Memorial Hermann Memorial City Medical Center | MEMORIAL CITY - Surgery | Surgery storage room |  |  |  | No pm sticker. Missing hardware on bottom. | INSUFFLATORS |  | INSUFFLATORCARBONDIOX-Lexion Medical-6198-SC |  |  |  |  | INSUFFLATORCARBONDIOX-Lexion Medical-6198-SC | Lexion Medical | [7 empty] | Covered PM Repair - Biomedical | MHHS-Mem City
NO | YES | [5 empty] | Lexion Medical | INSUFLOW 6198-SC |  | hw12668-a | MEMORIAL CITY - Surgery | MHHS-Mem City | [5 empty] | West | Memorial Hermann Memorial City Medical Center | MEMORIAL CITY - Surgery | Surgery storage room |  |  |  | No pm sticker | INSUFFLATORS |  | INSUFFLATORCARBONDIOX-Lexion Medical-6198-SC |  |  |  |  | INSUFFLATORCARBONDIOX-Lexion Medical-6198-SC | Lexion Medical | [7 empty] | Covered PM Repair - Biomedical | MHHS-Mem City
NO | YES |  |  |  |  | 041-17563 | Lexion Medical | INSUFLOW 6198-SC |  | HW10841-A | MEMORIAL CITY - MOR | MHHS-Mem City |  |  |  |  | 041-17563 | West | Memorial City - Memorial Hermann Hospital | MEMORIAL CITY - MOR | Hallway |  |  |  |  | INSUFFLATORS |  | INSUFFLATORCARBONDIOX-Lexion Medical-6198-SC |  |  |  |  | INSUFFLATORCARBONDIOX-Lexion Medical-6198-SC | Lexion Medical | [7 empty] | Covered PM Repair - Biomedical | MHHS-Mem City
NO | YES | [5 empty] | Lexion Medical | INSUFLOW 6198-SC |  | HW11301-A | MEMORIAL CITY - Surgery | MHHS-Mem City | [5 empty] | West | Memorial Hermann Memorial City Medical Center | MEMORIAL CITY - Surgery | Surgery storage room |  |  |  | No pm required sticker | INSUFFLATORS |  | INSUFFLATORCARBONDIOX-Lexion Medical-6198-SC |  |  |  |  | INSUFFLATORCARBONDIOX-Lexion Medical-6198-SC | Lexion Medical | [7 empty] | Covered PM Repair - Biomedical | MHHS-Mem City
NO | YES |  |  |  | 013-15762 | 013-15762 | Lexion Medical | INSUFLOW 6198-SC |  | HW11728-A | SW-OR | MHHS-Southwest |  |  |  | 013-15762 | 013-15762 | Southwest | MHHS-Southwest | SW-OR | OR9 | 7/1/19 |  | 7/1/20 |  | INSUFFLATORS | Insufflator, Carbon Dioxide | INSUFFLATORCARBONDIOX-Lexion Medical-6198-SC |  |  |  |  | INSUFFLATORCARBONDIOX-Lexion Medical-6198-SC | Lexion Medical |  |  |  |  | 1/1/19 |  | ICD-SA | Covered PM Repair - Biomedical | MHHS-Southwest | [8 empty] | INSUFFLATORCARBONDIOX | Insufflator, Carbon Dioxide | Lexion Medical
NO | YES |  |  |  | 069-46761 | 069-46761 | Lexion Medical | INSUFLOW 6198-SC |  |  | TMC-OR-Hermann (2Hp) | MHHS-TMC |  |  |  | 069-46761 | 069-46761 | TMC | MHHS-TMC | TMC-OR-Hermann (2Hp) | S4211 storage | 7/1/19 |  |  |  | INSUFFLATORS |  | INSUFFLATORCARBONDIOX-Lexion Medical-6198-SC |  |  |  |  | INSUFFLATORCARBONDIOX-Lexion Medical-6198-SC | Lexion Medical |  |  |  |  | 1/1/19 |  |  | Covered PM Repair - Biomedical | MHHS-TMC
NO | YES |  |  |  | 069-46762 | 069-46762 | Lexion Medical | INSUFLOW 6198-SC |  |  | TMC-OR-Robertson (2R) | MHHS-TMC |  |  |  | 069-46762 | 069-46762 | TMC | MHHS-TMC | TMC-OR-Robertson (2R) | Surgical Speciman Station | 7/1/19 |  | 7/1/20 |  | INSUFFLATORS |  | INSUFFLATORCARBONDIOX-Lexion Medical-6198-SC |  |  |  |  | INSUFFLATORCARBONDIOX-Lexion Medical-6198-SC | Lexion Medical |  |  |  |  | 1/1/19 |  |  | Covered PM Repair - Biomedical | MHHS-TMC
NO | YES |  |  |  | 069-46763 | 069-46763 | Lexion Medical | INSUFLOW 6198-SC |  |  | TMC-OR-Robertson (2R) | MHHS-TMC |  |  |  | 069-46763 | 069-46763 | TMC | MHHS-TMC | TMC-OR-Robertson (2R) | Surgical Speciman Station | 7/1/19 |  | 7/1/20 |  | INSUFFLATORS |  | INSUFFLATORCARBONDIOX-Lexion Medical-6198-SC |  |  |  |  | INSUFFLATORCARBONDIOX-Lexion Medical-6198-SC | Lexion Medical |  |  |  |  | 1/1/19 |  |  | Covered PM Repair - Biomedical | MHHS-TMC
NO | YES |  |  |  | 069-26898 | 069-26898 | Lexion Medical | INSUFLOW 6198-SC |  | HW12260-A | TMC-OR-Pedi OR (2R) | MHHS-TMC |  |  |  | 069-26898 | 069-26898 | TMC | MHHS-TMC | TMC-OR-Pedi OR (2R) | S2 401 | 10/1/16 |  |  | Aaa | INSUFFLATORS |  | INSUFFLATORCARBONDIOX-Lexion Medical-6198-SC |  |  |  |  | INSUFFLATORCARBONDIOX-Lexion Medical-6198-SC | Lexion Medical |  |  |  |  | 1/1/19 |  |  | Covered PM Repair - Biomedical | MHHS-TMC
NO | YES |  |  |  | 069-26212 | 069-26212 | Lexion Medical | INSUFLOW 6198-SC |  | HW12252-A | TMC-Sarofim 2-OR | MHHS-TMC |  |  |  | 069-26212 | 069-26212 | TMC | MHHS-TMC | TMC-Sarofim 2-OR | Stryker towers S2401 |  |  |  |  | INSUFFLATORS |  | INSUFFLATORCARBONDIOX-Lexion Medical-6198-SC |  |  |  |  | INSUFFLATORCARBONDIOX-Lexion Medical-6198-SC | Lexion Medical |  |  |  |  | 1/1/19 |  |  | Covered PM Repair - Biomedical | MHHS-TMC
NO | YES |  |  |  | 029-10882 | 029-10882 | Lexion Medical | INSUFLOW 6198-SC |  | HW16100-A | Woodlands-OR | MHHS-Woodlands |  |  |  | 029-10882 | 029-10882 | Woodlands | MHHS-Woodlands | Woodlands-OR | Equipment Storage | 6/1/16 |  | 6/1/17 |  | INSUFFLATORS | Insufflator, Carbon Dioxide | INSUFFLATORCARBONDIOX-Lexion Medical-6198-SC |  |  |  |  | INSUFFLATORCARBONDIOX-Lexion Medical-6198-SC | Lexion Medical |  |  |  |  | 1/1/19 |  | ICD-SA | Covered PM Repair - Biomedical | MHHS-Woodlands | [8 empty] | INSUFFLATORCARBONDIOX | Insufflator, Carbon Dioxide | Lexion Medical
NO | YES |  |  |  | 029-10883 | 029-10883 | Lexion Medical | INSUFLOW 6198-SC |  | HW16211-A | Woodlands-OR | MHHS-Woodlands |  |  |  | 029-10883 | 029-10883 | Woodlands | MHHS-Woodlands | Woodlands-OR | OR 16 | 12/1/16 |  |  |  | INSUFFLATORS | Insufflator, Carbon Dioxide | INSUFFLATORCARBONDIOX-Lexion Medical-6198-SC |  |  |  |  | INSUFFLATORCARBONDIOX-Lexion Medical-6198-SC | Lexion Medical |  |  |  |  | 1/1/19 |  | ICD-SA | Covered PM Repair - Biomedical | MHHS-Woodlands | [8 empty] | INSUFFLATORCARBONDIOX | Insufflator, Carbon Dioxide | Lexion Medical
NO | YES |  |  |  | 029-10884 | 029-10884 | Lexion Medical | INSUFLOW 6198-SC |  | HW16214-A | Woodlands-OR | MHHS-Woodlands |  |  |  | 029-10884 | 029-10884 | Woodlands | MHHS-Woodlands | Woodlands-OR | Equipment Storage | 6/1/16 |  | 6/1/17 |  | INSUFFLATORS | Insufflator, Carbon Dioxide | INSUFFLATORCARBONDIOX-Lexion Medical-6198-SC |  |  |  |  | INSUFFLATORCARBONDIOX-Lexion Medical-6198-SC | Lexion Medical |  |  |  |  | 1/1/19 |  | ICD-SA | Covered PM Repair - Biomedical | MHHS-Woodlands | [8 empty] | INSUFFLATORCARBONDIOX | Insufflator, Carbon Dioxide | Lexion Medical
NO | YES |  |  |  |  | 029-04747 | Lexion Medical | INSUFLOW 6198-SC |  | HW10618-A | Woodlands-OR | MHHS-Woodlands |  |  |  |  | 029-04747 | Woodlands | MHHS-Woodlands | Woodlands-OR | Equipment Storage | 2/1/14 |  | 2/1/15 |  | INSUFFLATORS | Insufflator, Carbon Dioxide | INSUFFLATORCARBONDIOX-Lexion Medical-6198-SC |  |  |  |  | INSUFFLATORCARBONDIOX-Lexion Medical-6198-SC | Lexion Medical | [6 empty] | ICD-SA | Covered PM Repair - Biomedical | MHHS-Woodlands | [8 empty] | INSUFFLATORCARBONDIOX | Insufflator, Carbon Dioxide | Lexion Medical
YES | YES |  |  |  | 013-15760 | 013-15760 | Lexion Medical | INSUFLOW 6198-SC |  | HW117724-A | SW-OR |  |  |  |  | 013-15760 | 013-15760 | Southwest | Memorial Hermann Southwest Hospital | SW-OR | OR9 | 5/1/19 |  | 5/1/20
NO | NO | [5 empty] | Lexion Medical | INSUFLOW 6198-SC |  | HW11329-A | MEMORIAL CITY - MOR | MHHS-Mem City | [5 empty] | West & Memorial City |  | MEMORIAL CITY - MOR | [5 empty] | INSUFFLATORS |  | INSUFFLATORCARBONDIOX-Lexion Medical-6198-SC |  |  |  |  | INSUFFLATORCARBONDIOX-Lexion Medical-6198-SC | Lexion Medical | [7 empty] | Covered PM Repair - Biomedical | MHHS-Mem City
NO | NO | [5 empty] | Lexion Medical | INSUFLOW 6198-SC |  | HW11336-A | MEMORIAL CITY - MOR | MHHS-Mem City | [5 empty] | West & Memorial City |  | MEMORIAL CITY - MOR | [5 empty] | INSUFFLATORS |  | INSUFFLATORCARBONDIOX-Lexion Medical-6198-SC |  |  |  |  | INSUFFLATORCARBONDIOX-Lexion Medical-6198-SC | Lexion Medical | [7 empty] | Covered PM Repair - Biomedical | MHHS-Mem City
NO | NO | [5 empty] | Lexion Medical | INSUFLOW 6198-SC |  | HW10854-A | MEMORIAL CITY - MOR | MHHS-Mem City | [5 empty] | West & Memorial City |  | MEMORIAL CITY - MOR | [5 empty] | INSUFFLATORS |  | INSUFFLATORCARBONDIOX-Lexion Medical-6198-SC |  |  |  |  | INSUFFLATORCARBONDIOX-Lexion Medical-6198-SC | Lexion Medical | [7 empty] | Covered PM Repair - Biomedical | MHHS-Mem City
NO | NO |  |  |  | 142-07279 |  | Lexion Medical | INSUFLOW 6198-SC |  | HW13171-A | NE - OR | MHHS-Northeast |  |  |  | 142-07279 |  | Katy |  | NE - OR | [5 empty] | INSUFFLATORS |  | INSUFFLATORCARBONDIOX-Lexion Medical-6198-SC |  |  |  |  | INSUFFLATORCARBONDIOX-Lexion Medical-6198-SC | Lexion Medical | [7 empty] | Covered PM Repair - Biomedical | MHHS-Northeast
NO | NO |  |  |  | 129-02828 |  | Lexion Medical | INSUFLOW 6198-SC |  | HW10821-A | SUGAR LAND - OR | MHHS-Sugarland |  |  |  | 129-02828 |  | Sugar Land |  | SUGAR LAND - OR | [5 empty] | INSUFFLATORS |  | INSUFFLATORCARBONDIOX-Lexion Medical-6198-SC |  |  |  |  | INSUFFLATORCARBONDIOX-Lexion Medical-6198-SC | Lexion Medical | [7 empty] | Covered PM Repair - Biomedical | MHHS-Sugarland
NO | NO |  |  |  | 129-04450 |  | Lexion Medical | INSUFLOW 6198-SC |  | hw12894-a | SUGAR LAND - OR | MHHS-Sugarland |  |  |  | 129-04450 |  | Sugar Land |  | SUGAR LAND - OR | [5 empty] | INSUFFLATORS |  | INSUFFLATORCARBONDIOX-Lexion Medical-6198-SC |  |  |  |  | INSUFFLATORCARBONDIOX-Lexion Medical-6198-SC | Lexion Medical | [7 empty] | Covered PM Repair - Biomedical | MHHS-Sugarland
NO | NO |  |  |  | 129-04452 |  | Lexion Medical | INSUFLOW 6198-SC |  | hw12946-a | SUGAR LAND - OR | MHHS-Sugarland |  |  |  | 129-04452 |  | Sugar Land |  | SUGAR LAND - OR | [5 empty] | INSUFFLATORS |  | INSUFFLATORCARBONDIOX-Lexion Medical-6198-SC |  |  |  |  | INSUFFLATORCARBONDIOX-Lexion Medical-6198-SC | Lexion Medical | [7 empty] | Covered PM Repair - Biomedical | MHHS-Sugarland
NO | NO |  |  |  | 069-26206 |  | Lexion Medical | INSUFLOW 6198-SC |  | HW10816-A | TMC - OR - MOBILE EQUIP | MHHS-TMC |  |  |  | 069-26206 |  | TMC |  | TMC - OR - MOBILE EQUIP | [5 empty] | INSUFFLATORS |  | INSUFFLATORCARBONDIOX-Lexion Medical-6198-SC |  |  |  |  | INSUFFLATORCARBONDIOX-Lexion Medical-6198-SC | Lexion Medical | [7 empty] | Covered PM Repair - Biomedical | MHHS-TMC
NO | NO |  |  |  | 069-26207 |  | Lexion Medical | INSUFLOW 6198-SC |  | HW10820-A | TMC - OR - MOBILE EQUIP | MHHS-TMC |  |  |  | 069-26207 |  | TMC |  | TMC - OR - MOBILE EQUIP | [5 empty] | INSUFFLATORS |  | INSUFFLATORCARBONDIOX-Lexion Medical-6198-SC |  |  |  |  | INSUFFLATORCARBONDIOX-Lexion Medical-6198-SC | Lexion Medical | [7 empty] | Covered PM Repair - Biomedical | MHHS-TMC
NO | NO | [5 empty] | Lexion Medical | INSUFLOW 6198-SC |  | HW11978-A | TMC - OR - PEDI OR (2R) | MHHS-TMC | [5 empty] | TMC |  | TMC - OR - PEDI OR (2R) | [5 empty] | INSUFFLATORS |  | INSUFFLATORCARBONDIOX-Lexion Medical-6198-SC |  |  |  |  | INSUFFLATORCARBONDIOX-Lexion Medical-6198-SC | Lexion Medical | [7 empty] | Covered PM Repair - Biomedical | MHHS-TMC
NO | NO |  |  |  | 069-26260 |  | Lexion Medical | INSUFLOW 6198-SC |  | 12162-A | TMC - OR - ROBERTSON (2R) | MHHS-TMC |  |  |  | 069-26260 |  | TMC |  | TMC - OR - ROBERTSON (2R) | [5 empty] | INSUFFLATORS |  | INSUFFLATORCARBONDIOX-Lexion Medical-6198-SC |  |  |  |  | INSUFFLATORCARBONDIOX-Lexion Medical-6198-SC | Lexion Medical | [7 empty] | Covered PM Repair - Biomedical | MHHS-TMC
NO | NO |  |  |  | 069-42658 |  | Lexion Medical | INSUFLOW 6198-SC |  | HW12022-A | TMC - OR - ROBERTSON (2R) | MHHS-TMC |  |  |  | 069-42658 |  | TMC |  | TMC - OR - ROBERTSON (2R) | [5 empty] | INSUFFLATORS |  | INSUFFLATORCARBONDIOX-Lexion Medical-6198-SC |  |  |  |  | INSUFFLATORCARBONDIOX-Lexion Medical-6198-SC | Lexion Medical | [7 empty] | Covered PM Repair - Biomedical | MHHS-TMC
NO | NO |  |  |  | 069-42697 |  | Lexion Medical | INSUFLOW 6198-SC |  | HW12027-A | TMC - OR - ROBERTSON (2R) | MHHS-TMC |  |  |  | 069-42697 |  | TMC |  | TMC - OR - ROBERTSON (2R) | [5 empty] | INSUFFLATORS |  | INSUFFLATORCARBONDIOX-Lexion Medical-6198-SC |  |  |  |  | INSUFFLATORCARBONDIOX-Lexion Medical-6198-SC | Lexion Medical | [7 empty] | Covered PM Repair - Biomedical | MHHS-TMC
NO | NO |  |  |  | 029-04743 |  | Lexion Medical | INSUFLOW 6198-SC |  | HW10596-QA | WOODLANDS - OR | MHHS-Woodlands |  |  |  | 029-04743 |  | Woodlands |  | WOODLANDS - OR | [5 empty] | INSUFFLATORS |  | INSUFFLATORCARBONDIOX-Lexion Medical-6198-SC |  |  |  |  | INSUFFLATORCARBONDIOX-Lexion Medical-6198-SC | Lexion Medical | [7 empty] | Covered PM Repair - Biomedical | MHHS-Woodlands
NO | NO |  |  |  | 029-08757 |  | Lexion Medical | INSUFLOW 6198-SC |  | HW12969-A | WOODLANDS - OR | MHHS-Woodlands |  |  |  | 029-08757 |  | Woodlands |  | WOODLANDS - OR | [5 empty] | INSUFFLATORS |  | INSUFFLATORCARBONDIOX-Lexion Medical-6198-SC |  |  |  |  | INSUFFLATORCARBONDIOX-Lexion Medical-6198-SC | Lexion Medical | [7 empty] | Covered PM Repair - Biomedical | MHHS-Woodlands
NO | NO |  |  |  | 029-08758 |  | Lexion Medical | INSUFLOW 6198-SC |  | HW13931-A | WOODLANDS - OR | MHHS-Woodlands |  |  |  | 029-08758 |  | Woodlands |  | WOODLANDS - OR | [5 empty] | INSUFFLATORS |  | INSUFFLATORCARBONDIOX-Lexion Medical-6198-SC |  |  |  |  | INSUFFLATORCARBONDIOX-Lexion Medical-6198-SC | Lexion Medical | [7 empty] | Covered PM Repair - Biomedical | MHHS-Woodlands
NO | NO |  |  |  | 029-08759 |  | Lexion Medical | INSUFLOW 6198-SC |  | HW12762-A | WOODLANDS - OR | MHHS-Woodlands |  |  |  | 029-08759 |  | Woodlands |  | WOODLANDS - OR | [5 empty] | INSUFFLATORS |  | INSUFFLATORCARBONDIOX-Lexion Medical-6198-SC |  |  |  |  | INSUFFLATORCARBONDIOX-Lexion Medical-6198-SC | Lexion Medical | [7 empty] | Covered PM Repair - Biomedical | MHHS-Woodlands
NO | NO |  |  |  | 029-10885 |  | Lexion Medical | INSUFLOW 6198-SC |  | HW16213-A | WOODLANDS - OR | MHHS-Woodlands |  |  |  | 029-10885 |  | Woodlands |  | WOODLANDS - OR | [5 empty] | INSUFFLATORS |  | INSUFFLATORCARBONDIOX-Lexion Medical-6198-SC |  |  |  |  | INSUFFLATORCARBONDIOX-Lexion Medical-6198-SC | Lexion Medical | [7 empty] | Covered PM Repair - Biomedical | MHHS-Woodlands
NO | NO |  |  |  | 029-10886 |  | Lexion Medical | INSUFLOW 6198-SC |  | HW16212-A | WOODLANDS - OR | MHHS-Woodlands |  |  |  | 029-10886 |  | Woodlands |  | WOODLANDS - OR | [5 empty] | INSUFFLATORS |  | INSUFFLATORCARBONDIOX-Lexion Medical-6198-SC |  |  |  |  | INSUFFLATORCARBONDIOX-Lexion Medical-6198-SC | Lexion Medical | [7 empty] | Covered PM Repair - Biomedical | MHHS-Woodlands
NO | NO | [5 empty] | Lexion Medical | INSUFLOW 6198-SC |  | hw12085-a | WOODLANDS - OR | MHHS-Woodlands | [5 empty] | Woodlands |  | WOODLANDS - OR | [5 empty] | INSUFFLATORS |  | INSUFFLATORCARBONDIOX-Lexion Medical-6198-SC |  |  |  |  | INSUFFLATORCARBONDIOX-Lexion Medical-6198-SC | Lexion Medical | [7 empty] | Covered PM Repair - Biomedical | MHHS-Woodlands
NO | NO | [5 empty] | Lexion Medical | INSUFLOW 6198-SC |  | HW12088-A | WOODLANDS - OR | MHHS-Woodlands | [5 empty] | Woodlands |  | WOODLANDS - OR | [5 empty] | INSUFFLATORS |  | INSUFFLATORCARBONDIOX-Lexion Medical-6198-SC |  |  |  |  | INSUFFLATORCARBONDIOX-Lexion Medical-6198-SC | Lexion Medical | [7 empty] | Covered PM Repair - Biomedical | MHHS-Woodlands
NO | NO | [5 empty] | Lexion Medical | INSUFLOW 6198-SC |  | HW10617-A | WOODLANDS - OR | MHHS-Woodlands | [5 empty] | Woodlands |  | WOODLANDS - OR | [5 empty] | INSUFFLATORS |  | INSUFFLATORCARBONDIOX-Lexion Medical-6198-SC |  |  |  |  | INSUFFLATORCARBONDIOX-Lexion Medical-6198-SC | Lexion Medical | [7 empty] | Covered PM Repair - Biomedical | MHHS-Woodlands
NO | NO | [5 empty] | Lexion Medical | INSUFLOW 6198-SC |  | HW10612-A | WOODLANDS - OR | MHHS-Woodlands | [5 empty] | Woodlands |  | WOODLANDS - OR | [5 empty] | INSUFFLATORS |  | INSUFFLATORCARBONDIOX-Lexion Medical-6198-SC |  |  |  |  | INSUFFLATORCARBONDIOX-Lexion Medical-6198-SC | Lexion Medical | [7 empty] | Covered PM Repair - Biomedical | MHHS-Woodlands
YES | YES | Serial Number Cnf |  |  | 099-04793 | 099-04793 | Lexmark |  |  | Cnf | PEARLAND - LABORATORY - MAIN |  |  |  |  | 099-04793 | 099-04793 | Pearland | Memorial Hermann Pearland Hospital | PEARLAND - LABORATORY - MAIN | Speciman Processing | [5 empty] | Printer, Laser | PRINTERLASER-LEXMARK-4511E240 | [23 empty] | PRINTERLASER | Printer, Laser | LEXMARK
YES | YES | Serial Number Cnf |  |  | 074-05012 | 074-05012 | Lexmark | 4514-220 |  | Cnf | TMC - OR - CVOR (7HVI) |  |  |  |  | 074-05012 | 074-05012 | TMC | Memorial Hermann Heart | TMC - OR - CVOR (7HVI) | Sterile Core
YES | YES | Serial Number Cnf |  |  | 133-07964 | 133-07964 | Lexmark | Cnf |  | Cnf | KATY - LABORATORY - BLOOD BANK |  |  |  |  | 133-07964 | 133-07964 | Katy | Memorial Hermann Katy Hospital | KATY - LABORATORY - BLOOD BANK | Blood bank | [6 empty] | .needs class
YES | YES |  |  |  | 069-44768 | 069-44768 | Lexmark | E322 |  | 8909K96 | Memorial Hermann- Texas Medical Center- Johnson Pavilion GMI |  |  |  |  | 069-44768 | 069-44768 |  | TMC | Memorial Hermann- Texas Medical Center- Johnson Pavilion GMI | JB432 | 4/1/20 |  |  | No PM Sticker
NO | NO |  |  |  | 129-31362 |  | Lexmark International Inc | E321 |  | 36S2801-05 | SUGAR LAND - OBSERVATION UNIT | MHHS-Sugarland |  |  |  | 129-31362 |  | Sugar Land |  | SUGAR LAND - OBSERVATION UNIT | [5 empty] | PRINTERS |  | .needs class | [13 empty] | Covered PM Repair - Biomedical | MHHS-Sugarland
NO | NO | [5 empty] | Lexmark International Inc | E350D |  |  | TMC - RADIOLOGY - NUC MED | MHHS-TMC | [5 empty] | TMC |  | TMC - RADIOLOGY - NUC MED | [5 empty] | PRINTERS |  | .needs class | [13 empty] | Covered PM Repair - Biomedical | MHHS-TMC
NO | NO | [5 empty] | Lexmark International Inc | T644 |  | 7902fyx | SW - LABOR & DELIVERY | MHHS-Southwest | [5 empty] | Southwest |  | SW - LABOR & DELIVERY | [5 empty] | PRINTERS |  | .needs class | [13 empty] | Covered PM Repair - Biomedical | MHHS-Southwest
YES | YES |  |  |  | 041-14375 | 041-14375 | LG | Cnf |  | 812RMUY010102 | MEMORIAL CITY - LABOR |  |  |  |  | 041-14375 | 041-14375 | West |  | MEMORIAL CITY - LABOR | [7 empty] | .needs class
YES | YES | Serial Number Check pic |  |  | 041-14376 | 041-14376 | LG | Cnf |  | Check pic | MEMORIAL CITY - LABOR |  |  |  |  | 041-14376 | 041-14376 | West |  | MEMORIAL CITY - LABOR | [7 empty] | .needs class
YES | YES | Serial Number Cnf |  |  | 041-14801 | 041-14801 | LG | CNF |  | CNF | Memorial City - Pediatrics |  |  |  |  | 041-14801 | 041-14801 | West | Memorial City - Memorial Hermann Hospital | Memorial City - Pediatrics | Nurse station |  |  |  | One time inspection
YES | YES | Serial Number Cnf |  |  | 041-14802 | 041-14802 | LG | CNF |  | CNF | Memorial City - Pediatrics |  |  |  |  | 041-14802 | 041-14802 | West | Memorial City - Memorial Hermann Hospital | Memorial City - Pediatrics | Nurse station |  |  |  | TV
YES | YES | Serial Number Cnf |  |  | 041-14800 | 041-14800 | LG | CNF |  | CNF | Memorial City - Pediatrics |  |  |  |  | 041-14800 | 041-14800 | West | Memorial City - Memorial Hermann Hospital | Memorial City - Pediatrics | Nurse station |  |  |  |  | TV
YES | YES |  |  |  | 029-09437 | 029-09437 | LG Electronics |  |  |  | West Tower 4 |  |  |  |  | 029-09437 | 029-09437 | Woodlands | Memorial Hermann Hospital Woodlands | West Tower 4 | Nurse Station |  |  |  | Monitor for CIC pro
NO | YES |  |  |  | 029-11923 | 029-11923 | LG Electronics | 19MB35PMF |  | 707NTLE9P856 | Woodlands-Telemetry | MHHS-Woodlands |  |  |  | 029-11923 | 029-11923 | Woodlands | MHHS-Woodlands | Woodlands-Telemetry | PCU 3 | 10/1/19 |  | 10/1/20 |  | MONITORS, VIDEO |  | .needs class |  |  |  |  | .needs class | LG Electronics |  |  |  |  | 3/25/17 |  |  | Covered PM Repair - Biomedical | MHHS-Woodlands
NO | YES |  |  |  | 029-32033 | 029-32033 | LG Electronics | 19MB35PMF |  | 707NTWG9P865 | Woodlands-Telemetry | MHHS-Woodlands |  |  |  | 029-32033 | 029-32033 | Woodlands | MHHS-Woodlands | Woodlands-Telemetry | TELEMETRY |  |  |  |  | MONITORS, VIDEO |  | .needs class |  |  |  |  | .needs class | LG Electronics | [7 empty] | Covered PM Repair - Respiratory/Steriliz | MHHS-Woodlands
YES | YES |  |  |  | 041-14509 | 041-14509 | LG Electronics | 20LH1DC1 |  | 806GMAA01416 | Post Pardam |  |  |  |  | 041-14509 | 041-14509 | West | Women?s Memorial Hermann Memorial City Hospital | Post Pardam | MH2 109
YES | YES |  |  |  | 041-13923 | 041-13923 | LG Electronics | 20LH1DC1-UB |  | 806GMLX01432 | MEMORIAL CITY - POSTPARTUM |  |  |  |  | 041-13923 | 041-13923 | West | Women?s Memorial Hermann Memorial City Hospital | MEMORIAL CITY - POSTPARTUM | Room 13 |  |  |  | No pm
YES | YES |  |  |  | 041-13747 | 041-13747 | LG Electronics | 20LN1DC1-UB |  | 710GMPZ01184 | [5 empty] | 041-13747 | 041-13747 |  | Memorial hermann |  | 1st floor
YES | YES |  |  |  | 129-04370 | 129-04370 | LG Electronics | 26LH200C-UA |  | 006RMGCFJ103 | SUGAR LAND - BIOMED |  |  |  |  | 129-04370 | 129-04370 | Sugar Land | Memorial Hermann Sugar Land Hospital | SUGAR LAND - BIOMED | Biomed Shop
YES | YES |  |  |  | 099-13103 | 099-13103 | LG Electronics | 26LQ630H |  | 211RMMD4W451 | SW - ER |  |  |  |  | 099-13103 | 099-13103 | Southwest | Memorial Hermann Southwest Hospital Emergency Center | SW - ER | Trauma Monitoring | [5 empty] | Monitor, Video | MONITORVIDEO-LG Electronics-19LG31 | [22 empty] | Monitor, Video | MONITORVIDEO | Monitor, Video | LG Electronics
NO | YES |  |  |  | 069-47831 | 069-47831 | LG Electronics | 27HJ713S |  | 905KCMRN6299 | TMC-Sarofim 3-OR | MHHS-TMC |  |  |  | 069-47831 | 069-47831 | TMC | MHHS-TMC | TMC-Sarofim 3-OR | TMC -SAROFIM 3 - OR |  |  |  |  | MONITORS, VIDEO |  | .needs class |  |  |  |  | .needs class | LG Electronics |  |  |  |  | 12/31/13 |  |  | Covered PM Repair - Biomedical | MHHS-TMC
NO | YES |  |  |  | 069-47832 | 069-47832 | LG Electronics | 27HJ713S |  | 905KCWCN6305 | TMC-Sarofim 3-OR | MHHS-TMC |  |  |  | 069-47832 | 069-47832 | TMC | MHHS-TMC | TMC-Sarofim 3-OR | TMC -SAROFIM 3 - OR |  |  |  |  | MONITORS, VIDEO |  | .needs class |  |  |  |  | .needs class | LG Electronics | [7 empty] | Covered PM Repair - Biomedical | MHHS-TMC
NO | YES |  |  |  | 069-47833 | 069-47833 | LG Electronics | 27HJ713S |  | 908KCQXKA620 | TMC-Sarofim 2-OR | MHHS-TMC |  |  |  | 069-47833 | 069-47833 | TMC | MHHS-TMC | TMC-Sarofim 2-OR | Or 10 |  |  |  | No pm | MONITORS, VIDEO |  | .needs class |  |  |  |  | .needs class | LG Electronics | [7 empty] | Covered PM Repair - Biomedical | MHHS-TMC
NO | YES |  |  |  | 069-47834 | 069-47834 | LG Electronics | 27HJ713S |  | 908KCEAKA604 | TMC-Sarofim 2-OR | MHHS-TMC |  |  |  | 069-47834 | 069-47834 | TMC | MHHS-TMC | TMC-Sarofim 2-OR | OR10 |  |  |  | No PM Sticker PM Not Required | MONITORS, VIDEO |  | .needs class |  |  |  |  | .needs class | LG Electronics | [7 empty] | Covered PM Repair - Biomedical | MHHS-TMC
NO | YES |  |  |  | 069-49259 | 069-49259 | LG Electronics | 27HJ713S |  | 904KCYQQ5850 | (null) | MHHS-TMC |  |  |  | 069-49259 | 069-49259 | (null) | MHHS-TMC | (null) | (null) |  |  |  | (null) | MONITORS, VIDEO |  | .needs class |  |  |  |  | .needs class | LG Electronics | [7 empty] | Covered PM Repair - Biomedical | MHHS-TMC
NO | YES |  |  |  | 069-47932 | 069-47932 | LG Electronics | 27HJ713S |  | 906KCDGKA826 | TMC-OR-CVOR (7Hvi) | MHHS-TMC |  |  |  | 069-47932 | 069-47932 | TMC | MHHS-TMC | TMC-OR-CVOR (7Hvi) | Or 11 |  |  |  | No pm | MONITORS, VIDEO |  | .needs class |  |  |  |  | .needs class | LG Electronics |  |  |  |  | 10/1/13 |  |  | Covered PM Repair - Biomedical | MHHS-TMC
NO | YES |  |  |  | 074-03059 |  | LG Electronics | 42LB5DC |  | 801RMRH131510 | TMC-OR-CVOR (7Hvi) | MHHS-TMC |  |  |  | 074-03059 |  | TMC | MHHS-TMC | TMC-OR-CVOR (7Hvi) | CVOR (7HVI | 10/1/18 |  |  |  | MONITORS, VIDEO |  | .needs class |  |  |  |  | .needs class | LG Electronics | [7 empty] | Covered PM Repair - Radiology, Low End | MHHS-TMC
NO | NO |  |  |  | 074-04216 |  | LG Electronics | 42LB5DC |  | 801RMYA131490 | TMC - OR - CVOR (7HVI) | MHHS-TMC |  |  |  | 074-04216 |  | TMC |  | TMC - OR - CVOR (7HVI) | [5 empty] | MONITORS, VIDEO |  | .needs class |  |  |  |  | .needs class | LG Electronics | [7 empty] | Covered PM Repair - Radiology, Low End | MHHS-TMC
NO | NO |  |  |  | 074-04945 |  | LG Electronics | 42LD452B |  | 206RMFP4M283 | TMC - OR - CVOR (7HVI) | MHHS-TMC |  |  |  | 074-04945 |  | TMC |  | TMC - OR - CVOR (7HVI) | [5 empty] | MONITORS, VIDEO |  | .needs class |  |  |  |  | .needs class | LG Electronics | [7 empty] | Covered PM Repair - Biomedical | MHHS-TMC
NO | NO |  |  |  | 074-04949 |  | LG Electronics | 42LD452B |  | 207RMKUIP061 | TMC - OR - CVOR (7HVI) | MHHS-TMC |  |  |  | 074-04949 |  | TMC |  | TMC - OR - CVOR (7HVI) | [5 empty] | MONITORS, VIDEO |  | .needs class |  |  |  |  | .needs class | LG Electronics | [7 empty] | Covered PM Repair - Biomedical | MHHS-TMC
YES | YES |  |  |  | 041-14804 | 041-14804 | LG Electronics | 42LK451C |  | 812RMDZ10506 | Post Pardam |  |  |  |  | 041-14804 | 041-14804 | West | Women?s Memorial Hermann Memorial City Hospital | Post Pardam | Clean Storage
NO | YES |  |  |  | 074-04952 | 074-04952 | LG Electronics | 47LK450 |  | NSN | TMC-OR-CVOR (7Hvi) | MHHS-TMC |  |  |  | 074-04952 | 074-04952 | TMC | MHHS-TMC | TMC-OR-CVOR (7Hvi) |  | 10/10/18 |  |  |  | MONITORS, VIDEO |  | .needs class |  |  |  |  | .needs class | LG Electronics | [5 empty] | Finished from Script 3/27/2020 12:11:52pm (Central) |  | Covered PM Repair - Biomedical | MHHS-TMC
YES | YES |  |  |  | 041-14382 | 041-14382 | LG Electronics | 4LC50C |  | 811RMJF211532 | MEMORIAL CITY - LABOR |  |  |  |  | 041-14382 | 041-14382 | West | Women?s Memorial Hermann Memorial City Hospital | MEMORIAL CITY - LABOR | OB ER Office
NO | YES |  |  |  | 041-17491 | 041-17491 | LG Electronics | 50PA6500 |  | 207RMUY3A374 | TIRR-Memorial City | MHHS-TIRR |  |  |  | 041-17491 | 041-17491 | West | MHHS-Others | TIRR-Memorial City |  | 10/1/18 |  |  |  | DISPLAY, REMOTE |  | .needs class |  |  |  |  | .needs class | LG Electronics |  |  |  |  | 7/1/20 |  |  | Not Covered Vendor Only - Biomedical | MHHS-TIRR
NO | YES |  |  |  |  | 099-14958 | LG Electronics | 55LV555H |  | 203RMVB4G2471153851 | TIRR-Kirby Glenn | MHHS-TIRR |  |  |  |  | 099-14958 | TMC | MHHS-Others | TIRR-Kirby Glenn | TIRR - KIRBY GLENN | 7/1/19 |  | 7/1/20 |  | DISPLAY, REMOTE |  | .needs class |  |  |  |  | .needs class | LG Electronics | [7 empty] | Covered PM Repair - Biomedical | MHHS-TIRR
YES | YES | Serial Number Cnf |  |  | 074-04954 | 074-04954 | LG Electronics | Cnf |  | Cnf | TMC - OR - CVOR (7HVI) |  |  |  |  | 074-04954 | 074-04954 | TMC | Memorial Hermann Heart | TMC - OR - CVOR (7HVI) | OR 4 | [6 empty] | .needs class
NO | YES |  |  |  | 077-08062 | 077-08062 | LG Electronics | FLATRON E1910P |  | 211NDDMEC162 | TMC-Children's-NICU (7Hp) | MHHS-TMC |  |  |  | 077-08062 | 077-08062 | TMC | MHHS-TMC | TMC-Children's-NICU (7Hp) |  | 1/5/18 |  |  |  | DISPLAY, REMOTE |  | .needs class | [5 empty] | LG Electronics | [5 empty] | Verified 3/30/2020 4:07pm (Central) |  | Covered PM Repair - Radiology, Low End | MHHS-TMC
NO | NO |  |  |  | 029-05354 |  | LG Electronics | FLATRON L1942T |  | 806NDPH1P856 | WOODLANDS - TELEMETRY | MHHS-Woodlands |  |  |  | 029-05354 |  | Woodlands |  | WOODLANDS - TELEMETRY | [5 empty] | MONITORS, VIDEO |  | .needs class | [5 empty] | LG Electronics | [7 empty] | Covered PM Repair - Biomedical | MHHS-Woodlands
NO | NO |  |  |  | 029-05357 |  | LG Electronics | FLATRON L1942T |  | 806NDWE1P849 | WOODLANDS - TELEMETRY | MHHS-Woodlands |  |  |  | 029-05357 |  | Woodlands |  | WOODLANDS - TELEMETRY | [5 empty] | MONITORS, VIDEO |  | .needs class | [5 empty] | LG Electronics | [7 empty] | Covered PM Repair - Biomedical | MHHS-Woodlands
NO | NO | [5 empty] | LG Electronics | FLATRON L1953S |  | BZ000339186226 | TMC - CHILDRENS - RCW (8HP) | MHHS-TMC | [5 empty] | TMC |  | TMC - CHILDRENS - RCW (8HP) | [5 empty] | MONITORS, VIDEO |  | .needs class | [5 empty] | LG Electronics | [7 empty] | Covered PM Repair - Biomedical | MHHS-TMC
YES | YES |  |  |  | 077-08063 | 077-08063 | LG Electronics | Flatron L200ME-BF |  |  | NICU |  |  |  |  | 077-08063 | 077-08063 |  | TMC | NICU | Memorial Hermann- Texas Medical Center |  |  |  | No PM Sticker |  | Monitor, Video | MONITORVIDEO-LG Electronics-Flatron L200ME-BF | [22 empty] | Monitor, Video | MONITORVIDEO | Monitor, Video | LG Electronics
NO | NO |  |  |  | 069-37748 |  | LG Electronics | RM-20LZ50 |  | 604MXMT0J035 | MH MG - (TMC) - VANGUARD UROLOGY (STE 2300) | MHHS-MG |  |  |  | 069-37748 |  | TMC |  | MH MG - (TMC) - VANGUARD UROLOGY (STE 2300) | [5 empty] | MONITORS, VIDEO |  | .needs class | [5 empty] | LG Electronics | [7 empty] | Covered PM Repair - Biomedical | MHHS-MG
NO | YES | [5 empty] | Lhasa OMS, Inc. | E-STIM II |  |  | SMR - (MC) - BASEBALL USA | MHHS-SMR |  | Stimulator, Neuromuscular |  |  |  | West & Memorial City |  | SMR - (MC) - BASEBALL USA | [5 empty] | STIMULATORS, ELECTRICAL, PERIPHERAL NERVE, ANALGES |  | STIMNEUROMUSC-Mayfair Med-E-Stim II | STIMNEUROMUSC | E-Stim II |  |  |  | Mayfair Med | Stimulator, Neuromuscular |  |  | STIMNEUROMUSC-Mayfair Med-E-Stim II |  |  |  | Covered PM Repair - Respiratory/Steriliz | MHHS-SMR
YES | YES |  |  |  | 029-13726 | 029-13726 | Liberty |  |  | LC020661 | East Tower 5th Floor |  |  |  |  | 029-13726 | 029-13726 | Woodlands | Memorial Hermann Hospital Woodlands | East Tower 5th Floor | Room E533
YES | YES |  |  |  | 013-39091 | 013-39091 | Lidco | Lidco hemodynamic monitor |  |  | CVICU |  |  |  |  | 013-39091 | 013-39091 | Southwest | Memorial Hermann Southwest Hospital | CVICU | Hallway
NO | YES |  |  |  | 000-03889 | 000-03889 | Liebel-Flarsheim Co | BANTAM BOVIE |  | 13BP3818020 | MH MG-(PL)-Pearland Multi-Specialty (Mp 2) | MHHS-MG |  |  |  | 000-03889 | 000-03889 | Pearland | MHHS-MG | MH MG-(PL)-Pearland Multi-Specialty (Mp 2) | Procedure (Sut390) | 1/1/20 | 1/1/21 |  |  | ELECTROSURGICAL UNITS | Electrosurgical Unit | ELECTROSURGICALUNIT-Aaron Medical-BANTAM PRO A952 |  |  |  |  | ELECTROSURGICALUNIT-Aaron Medical-BANTAM PRO A952 | Liebel-Flarsheim |  |  |  |  | 12/19/20 |  | ESU-SA | No Coverage Specified | MHHS-MG | [8 empty] | ELECTROSURGICALUNIT | Electrosurgical Unit | Aaron Medical
NO | YES |  |  |  | 000-03890 | 000-03890 | Liebel-Flarsheim Co | BANTAM BOVIE |  | BBP3818020 | MH MG-(PL)-Pearland Multi-Specialty (Mp 2) | MHHS-MG |  |  |  | 000-03890 | 000-03890 | Pearland | MHHS-MG | MH MG-(PL)-Pearland Multi-Specialty (Mp 2) | Procedure (Sut390) | 9/1/19 |  |  |  | ELECTROSURGICAL UNITS | Electrosurgical Unit | ELECTROSURGICALUNIT-Aaron Medical-BANTAM PRO A952 |  |  |  |  | ELECTROSURGICALUNIT-Aaron Medical-BANTAM PRO A952 | Liebel-Flarsheim |  |  |  |  | 12/19/20 |  | ESU-SA | No Coverage Specified | MHHS-MG | [8 empty] | ELECTROSURGICALUNIT | Electrosurgical Unit | Aaron Medical
NO | NO |  |  |  | 000-03818 |  | Liebel-Flarsheim Co | BANTAM BOVIE |  | BBP40180008 | MH MG - (SE) - UROLOGY ASSOCIATES - WEBSTER | MHHS-MG |  |  |  | 000-03818 |  | Southeast & Bay Area |  | MH MG - (SE) - UROLOGY ASSOCIATES - WEBSTER | [5 empty] | ELECTROSURGICAL UNITS |  | ELECTROSURGICALUNIT-Aaron Medical-BANTAM PRO A952 |  |  |  |  | ELECTROSURGICALUNIT-Aaron Medical-BANTAM PRO A952 | Liebel-Flarsheim | [7 empty] | No Coverage Specified | MHHS-MG
YES | YES |  |  |  | 013-17457 | 013-17457 | Liebert Corp | Cnf |  | 08357R2323AF053 | SW - NICU |  |  |  |  | 013-17457 | 013-17457 | Southwest | Memorial Hermann Southwest Hospital | SW - NICU | Nicu level 3 |  |  | 3/1/20 |  |  |  | .needs class
YES | YES | [5 empty] | Liebert Corp | GXT2-1500RT120 |  | 08357R2315AF053 | SW - NICU | [6 empty] | Southwest | Memorial Hermann Southwest Hospital | SW - NICU | Clean Equient Storage
NO | NO |  |  |  | 041-14197 |  | Life Fitness | 95T |  | TWT131250 | PARC - GESSNER INPATIENT REHAB | MHHS-PARC |  |  |  | 041-14197 |  | Central & Greater Heights |  | PARC - GESSNER INPATIENT REHAB | [5 empty] | TREADMILLS |  | TREADMILL-Life Fitness-95Ti |  |  |  |  | TREADMILL-Life Fitness-95Ti | Life Fitness | [7 empty] | Covered PM Repair - Biomedical | MHHS-PARC
NO | NO |  |  |  | 041-14198 |  | Life Fitness | 95T |  | TWT131240 | PARC - GESSNER INPATIENT REHAB | MHHS-PARC |  |  |  | 041-14198 |  | Central & Greater Heights |  | PARC - GESSNER INPATIENT REHAB | [5 empty] | TREADMILLS |  | TREADMILL-Life Fitness-95Ti |  |  |  |  | TREADMILL-Life Fitness-95Ti | Life Fitness | [7 empty] | Covered PM Repair - Biomedical | MHHS-PARC
NO | NO |  |  |  | 069-41545 |  | Life Fitness | 95T INSPIRE |  | OPT101408 | TMC - PLAZA - CARDIAC REHAB (UT POB) | MHHS-TMC |  |  |  | 069-41545 |  | TMC |  | TMC - PLAZA - CARDIAC REHAB (UT POB) | [5 empty] | EXERCISERS |  | TREADMILL-Life Fitness-95Ti |  |  |  |  | TREADMILL-Life Fitness-95Ti | Life Fitness | [7 empty] | Covered PM Repair - Biomedical | MHHS-TMC
NO | NO |  |  |  | 069-41790 |  | Life Fitness | ACTIVE CROSS TRAINER |  | XHO100484 | TMC - REHAB - OT/PT CLINIC (4J) | MHHS-TMC |  |  |  | 069-41790 |  | TMC |  | TMC - REHAB - OT/PT CLINIC (4J) | [5 empty] | EXERCISERS |  | .needs class |  |  |  |  | .needs class | Life Fitness | [7 empty] | Covered PM Repair - Biomedical | MHHS-TMC
YES | YES |  |  |  | 142-08977 | 142-08977 | Life Fitness | Cmdap |  | Cmdap0616B038 | SMR - (SL) - SL IRONMAN [MP2-STE100] |  |  |  |  | 142-08977 | 142-08977 | Sugar Land | IRONMAN Sports Medicine Institute at Sugar Land (#100) | SMR - (SL) - SL IRONMAN [MP2-STE100] | Gym |  |  |  | One time safety
NO | YES | Asset Tag 925-01965 |  |  | 925-01965 | 925-01965 | Life Fitness | LTLAT9638 |  |  | SMR-(TMC)-Shepherd Square | MHHS-SMR |  |  |  | 925-01965 | 925-01965 | TMC | MHHS-Others | SMR-(TMC)-Shepherd Square |  | 2/1/18 |  |  |  | EXERCISERS |  | .needs class | [5 empty] | Life Fitness |  |  |  |  | 3/1/18 |  |  | Covered PM Repair - Biomedical | MHHS-SMR
NO | YES |  |  |  | 069-42107 | 069-42107 | Life Fitness | OST-DOMLX-01 |  | OPT101409 | TMC-Jones-Hyperbaric/Wound Care (Jg) | MHHS-TMC |  |  |  | 069-42107 | 069-42107 | TMC | MHHS-TMC | TMC-Jones-Hyperbaric/Wound Care (Jg) | By exam 16 | 4/1/19 |  | 4/1/20 |  | EXERCISERS |  | .needs class | [5 empty] | Life Fitness |  |  |  |  | 2/12/17 |  |  | Covered PM Repair - Biomedical | MHHS-TMC
NO | NO |  |  |  | 069-41940 |  | Life Fitness | OST-DOMLX-01 |  | OPT101401 | TMC - REHAB - HVI (5HVI) | MHHS-TMC |  |  |  | 069-41940 |  | TMC |  | TMC - REHAB - HVI (5HVI) | [5 empty] | EXERCISERS |  | .needs class | [5 empty] | Life Fitness | [7 empty] | Covered PM Repair - Biomedical | MHHS-TMC
NO | NO |  |  |  | 069-40234 |  | Life Fitness | OSX-OXX-ALLXX-01 |  | UNI252018 | TMC - PLAZA - CARDIAC REHAB (UT POB) | MHHS-TMC |  |  |  | 069-40234 |  | TMC |  | TMC - PLAZA - CARDIAC REHAB (UT POB) | [5 empty] | EXERCISERS |  | .needs class | [5 empty] | Life Fitness | [7 empty] | Covered PM Repair - Biomedical | MHHS-TMC
NO | NO |  |  |  | 069-40235 |  | Life Fitness | OSX-OXX-ALLXX-01 |  | UNI251877 | TMC - PLAZA - CARDIAC REHAB (UT POB) | MHHS-TMC |  |  |  | 069-40235 |  | TMC |  | TMC - PLAZA - CARDIAC REHAB (UT POB) | [5 empty] | EXERCISERS |  | .needs class | [5 empty] | Life Fitness | [7 empty] | Covered PM Repair - Biomedical | MHHS-TMC
NO | YES | Asset Tag 925-01965 |  |  | 925-01965 | 925-01965 | Life Fitness | SM10 |  |  | SMR-(TMC)-Shepherd Square |  |  |  |  | 925-01965 | 925-01965 | Katy | MHHS-Others | SMR-(TMC)-Shepherd Square | Shephard Square |  |  |  | No pm
YES | YES |  |  |  | 142-08917 | 142-08917 | Life Tech | Tracer III |  | OM1650010 | Sugar Land Biomed |  |  |  |  | 142-08917 | 142-08917 | Sugar Land | Memorial Hermann Sugar Land Hospital | Sugar Land Biomed | Biomed Shop
YES | YES |  |  |  | 041-34009 | 041-34009 | Life-Tech | MiniStim |  | 0N3020234 | MEMORIAL CITY - CATH LAB |  |  |  |  | 041-34009 | 041-34009 | West | Heart | MEMORIAL CITY - CATH LAB | EP 215.1 Cath Lab 1 |  |  |  | No PM sticker
YES | YES |  |  |  | 133-04400 | 133-04400 | Life-Tech Inc | MiniStim |  | 0H1930005 | KATY - PACU |  |  |  |  | 133-04400 | 133-04400 | Katy | Memorial Hermann Katy Hospital | KATY - PACU | Nurses Station | [5 empty] | Stimulator, Nerve | STIMULATORNERVE-Life-Tech Inc-MiniStim | [22 empty] | Stimulator, Nerve | STIMULATORNERVE | Stimulator, Nerve | Life-Tech Inc
YES | YES |  |  |  | 099-03863 | 099-03863 | Life-Tech Inc | MiniStim |  | P64385 | OR |  |  |  |  | 099-03863 | 099-03863 | Katy | Memorial Hermann Northeast Hospital | OR | Anesthesia work room | [5 empty] | Stimulator, Nerve | STIMULATORNERVE-Life-Tech Inc-MiniStim | [22 empty] | Stimulator, Nerve | STIMULATORNERVE | Stimulator, Nerve | Life-Tech Inc
YES | YES |  |  |  | 099-03864 | 099-03864 | Life-Tech Inc | MiniStim |  | 0N2890049 | OR |  |  |  |  | 099-03864 | 099-03864 | Katy | Memorial Hermann Northeast Hospital | OR | Anesthesia work room | [5 empty] | Stimulator, Nerve | STIMULATORNERVE-Life-Tech Inc-MiniStim | [22 empty] | Stimulator, Nerve | STIMULATORNERVE | Stimulator, Nerve | Life-Tech Inc
YES | YES |  |  |  | 099-03865 | 099-03865 | Life-Tech Inc | MiniStim |  | 0N2260049 | OR |  |  |  |  | 099-03865 | 099-03865 | Katy | Memorial Hermann Northeast Hospital | OR | Anesthesia work room | [5 empty] | Stimulator, Nerve | STIMULATORNERVE-Life-Tech Inc-MiniStim | [22 empty] | Stimulator, Nerve | STIMULATORNERVE | Stimulator, Nerve | Life-Tech Inc
YES | YES |  |  |  | 099-01973 | 099-01973 | Life-Tech Inc | MiniStim |  | P68297 | OR |  |  |  |  | 099-01973 | 099-01973 | Katy | Memorial Hermann Northeast Hospital | OR | Anesthesia Work Room | [5 empty] | Stimulator, Nerve | STIMULATORNERVE-Life-Tech Inc-MiniStim | [22 empty] | Stimulator, Nerve | STIMULATORNERVE | Stimulator, Nerve | Life-Tech Inc
YES | YES |  |  |  | 099-03866 | 099-03866 | Life-Tech Inc | MiniStim |  | 0N2260034 | OR |  |  |  |  | 099-03866 | 099-03866 | Katy | Memorial Hermann Northeast Hospital | OR | Anesthesia work room | [5 empty] | Stimulator, Nerve | STIMULATORNERVE-Life-Tech Inc-MiniStim | [22 empty] | Stimulator, Nerve | STIMULATORNERVE | Stimulator, Nerve | Life-Tech Inc
YES | YES |  |  |  | 099-03867 | 099-03867 | Life-Tech Inc | MiniStim |  | 0N2800147 | OR |  |  |  |  | 099-03867 | 099-03867 | Katy | Memorial Hermann Northeast Hospital | OR | Anesthesia work room | [5 empty] | Stimulator, Nerve | STIMULATORNERVE-Life-Tech Inc-MiniStim | [22 empty] | Stimulator, Nerve | STIMULATORNERVE | Stimulator, Nerve | Life-Tech Inc
YES | YES |  |  |  | P60732 | P60732 | Life-Tech Inc | MiniStim |  | P60732 | Labor |  |  |  |  | P60732 | P60732 | Katy | Memorial Hermann Northeast Hospital | Labor | OR 2 | [5 empty] | Stimulator, Nerve | STIMULATORNERVE-Life-Tech Inc-MiniStim | [22 empty] | Stimulator, Nerve | STIMULATORNERVE | Stimulator, Nerve | Life-Tech Inc
YES | YES |  |  |  | 151-04215 | 151-04215 | Life-Tech Inc | MiniStim |  | P71414 | MEMORIAL CITY - Outpatient Surgery |  |  |  |  | 151-04215 | 151-04215 | West | Memorial Hermann Memorial City Medical Center | MEMORIAL CITY - Outpatient Surgery | W1 Anesthesia workroom
YES | YES |  |  |  | 099-06834 | 099-06834 | Life-Tech Inc | MiniStim |  | 0N3080302 | MEMORIAL CITY - CATH LAB |  |  |  |  | 099-06834 | 099-06834 | West | Memorial herman heart and vascular - memorial city | MEMORIAL CITY - CATH LAB | Ct room 1 |  |  |  | No pm date found
YES | YES |  |  |  | 0N1540002 | 0N1540002 | Life-Tech Inc | MS-IV |  | 0N1540002 | MEMORIAL CITY - Anesthesia |  |  |  |  | 0N1540002 | 0N1540002 | West | Memorial Hermann Memorial City Medical Center | MEMORIAL CITY - Anesthesia | Surgery Anesthesia Work Room |  |  |  | No pm sticker. Door taped on.
YES | YES |  |  |  | 0N3080317 | 0N3080317 | Life-Tech Inc | MS-IV |  | 0N3080317 | MEMORIAL CITY - Anesthesia |  |  |  |  | 0N3080317 | 0N3080317 | West | Memorial Hermann Memorial City Medical Center | MEMORIAL CITY - Anesthesia | Surgery Anesthesia Work Room |  |  |  | No pm sticker. No door
YES | YES |  |  |  | 0D2730005 | 0D2730005 | Life-Tech Inc | MS-IV |  | 0D2730005 | MEMORIAL CITY - Anesthesia |  |  |  |  | 0D2730005 | 0D2730005 | West | Memorial Hermann Memorial City Medical Center | MEMORIAL CITY - Anesthesia | Surgery Anesthesia Work Room |  |  |  | No pm sticker.
YES | YES |  |  |  | KC15100566 | KC15100566 | Life-Tech Inc | MS-IV |  | KC15100566 | MEMORIAL CITY - Anesthesia |  |  |  |  | KC15100566 | KC15100566 | West | Memorial Hermann Memorial City Medical Center | MEMORIAL CITY - Anesthesia | Surgery Anesthesia Work Room |  |  |  | No pm sticker. Cracked upper right corner.
YES | YES |  |  |  | 0N3040169 | 0N3040169 | Life-Tech Inc | MS-IV |  | 0N3040169 | MEMORIAL CITY - Anesthesia |  |  |  |  | 0N3040169 | 0N3040169 | West | Memorial Hermann Memorial City Medical Center | MEMORIAL CITY - Anesthesia | Surgery Anesthesia Work Room |  |  |  | No pm sticker
YES | YES |  |  |  | KC1510046 | KC1510046 | Life-Tech Inc | MS-IV |  | KC1510046 | Surgery - Anesthesiology |  |  |  |  | KC1510046 | KC1510046 | West | Memorial Hermann Memorial City Medical Center | Surgery - Anesthesiology | Anesthesiology work room |  |  |  | No pm sticker.
YES | YES |  |  |  | 0N1540013 | 0N1540013 | Life-Tech Inc | MS-IV |  | 0N1540013 | Surgery - Anesthesiology |  |  |  |  | 0N1540013 | 0N1540013 | West | Memorial Hermann Memorial City Medical Center | Surgery - Anesthesiology | Anesthesiology work room |  |  |  | No pm sticker. Missing door
YES | YES |  |  |  | 0N3040112 | 0N3040112 | Life-Tech Inc | MS-IV |  | 0N3040112 | MEMORIAL CITY - Orthopedic Surgery |  |  |  |  | 0N3040112 | 0N3040112 | West | Memorial Hermann Memorial City Medical Center | MEMORIAL CITY - Orthopedic Surgery | Memorial City - Orthopedic Surgery MH11 500 OR 1 |  |  |  | No pm sticker
YES | YES | [5 empty] | Life-Tech Inc | NL-3 |  |  | OR | [6 empty] | West | Memorial Hermann - Memorial City | OR | E2 Room 300 Storage/Equipment Room
YES | YES |  |  |  | OM1650009 | OM1650009 | Life-Tech Inc | NL-3 |  | OM1650009 | MEMORIAL CITY - MHT - JHC Recovery |  |  |  |  | OM1650009 | OM1650009 | West | Memorial Hermann Memorial City Medical Center | MEMORIAL CITY - MHT - JHC Recovery | MH11 Recovery RM 1
YES | YES |  |  |  | 041-18308 | 041-18308 | Life-Tech Inc | NL3 |  | 0J0910004 | MEMORIAL CITY - Outpatient Surgery |  |  |  |  | 041-18308 | 041-18308 | West | Memorial Hermann Memorial City Medical Center | MEMORIAL CITY - Outpatient Surgery | W1 Anesthesia workroom
NO | NO |  |  |  | 241-01824 |  | Life-Tech, Inc. | CPC-2500 |  | 0M0890001 | TIRR - UROLOGY/SPEC PROC (17) | MHHS-TIRR |  |  |  | 241-01824 |  | TMC |  | TIRR - UROLOGY/SPEC PROC (17) | [5 empty] | COMPUTERS |  | .needs class | [5 empty] | Life-Tech Inc | [7 empty] | Not Covered Vendor Only - Biomedical | MHHS-TIRR
NO | NO |  |  |  | 029-02618 |  | Life-Tech, Inc. | ES400 |  | ON2590066 | WOODLANDS - ANESTHESIA | MHHS-Woodlands |  | Stimulator, Nerve |  | 029-02618 |  | Woodlands |  | WOODLANDS - ANESTHESIA | [5 empty] | STIMULATORS, ELECTRICAL, NEUROMUSCULAR |  | STIMULATORNERVE-Life-Tech Inc-ES400 | STIMULATORNERVE | ES400 |  |  |  | Life-Tech Inc | Stimulator, Nerve |  | STIMULATORNERVE-Life-Tech Inc-ES400 |  |  |  |  | Covered PM Repair - Biomedical | MHHS-Woodlands
NO | NO |  |  |  | 142-10898 |  | Life-Tech, Inc. | MINISTIM MS-1B |  | OL0470027 | NE - ICU | MHHS-Northeast |  |  |  | 142-10898 |  | Katy |  | NE - ICU | [5 empty] | STIMULATORS, ELECTRICAL, NEUROMUSCULAR |  | .needs class | [5 empty] | Life-Tech Inc | [7 empty] | Clinical Miscellaneous | MHHS-Northeast
NO | NO |  |  |  | 041-32424 |  | Life-Tech, Inc. | MS-IVA |  |  | MEMORIAL CITY - EAST TOWER - NEUROLOGY | MHHS-Mem City |  | Stimulator, Nerve |  | 041-32424 |  | West & Memorial City |  | MEMORIAL CITY - EAST TOWER - NEUROLOGY | [5 empty] | STIMULATORS, ELECTRICAL, NEUROMUSCULAR |  | STIMULATORNERVE-Life-Tech Inc-MS-IVA | STIMULATORNERVE | MS-IVA |  |  |  | Life-Tech Inc | Stimulator, Nerve |  | STIMULATORNERVE-Life-Tech Inc-MS-IVA |  |  |  |  | No Coverage Specified | MHHS-Mem City
NO | NO |  |  |  | ON3040112 |  | Life-Tech, Inc. | MS-IVA |  | ON3040112 | MEMORIAL CITY - MHT - JHC OR | MHHS-Mem City |  | Stimulator, Nerve |  | ON3040112 |  | West & Memorial City |  | MEMORIAL CITY - MHT - JHC OR | [5 empty] | STIMULATORS, ELECTRICAL, NEUROMUSCULAR |  | STIMULATORNERVE-Life-Tech Inc-MS-IVA | STIMULATORNERVE | MS-IVA |  |  |  | Life-Tech Inc | Stimulator, Nerve |  | STIMULATORNERVE-Life-Tech Inc-MS-IVA |  |  |  |  | No Coverage Specified | MHHS-Mem City
NO | NO |  |  |  | 142-06440 |  | Life-Tech, Inc. | MS-IVA |  | ON3040379 | NE - PACU | MHHS-Northeast |  | Stimulator, Nerve |  | 142-06440 |  | Katy |  | NE - PACU | [5 empty] | STIMULATORS, ELECTRICAL, NEUROMUSCULAR |  | STIMULATORNERVE-Life-Tech Inc-MS-IVA | STIMULATORNERVE | MS-IVA |  |  |  | Life-Tech Inc | Stimulator, Nerve |  | STIMULATORNERVE-Life-Tech Inc-MS-IVA |  |  |  |  | No Coverage Specified | MHHS-Northeast
NO | NO |  |  |  | 142-06441 |  | Life-Tech, Inc. | MS-IVA |  | ON3040375 | NE - PACU | MHHS-Northeast |  | Stimulator, Nerve |  | 142-06441 |  | Katy |  | NE - PACU | [5 empty] | STIMULATORS, ELECTRICAL, NEUROMUSCULAR |  | STIMULATORNERVE-Life-Tech Inc-MS-IVA | STIMULATORNERVE | MS-IVA |  |  |  | Life-Tech Inc | Stimulator, Nerve |  | STIMULATORNERVE-Life-Tech Inc-MS-IVA |  |  |  |  | No Coverage Specified | MHHS-Northeast
NO | NO | [5 empty] | Life-Tech, Inc. | NL-3 TRACER III |  | OG2410017 | GH - OR ANESTHESIA | MHHS-Greater Heights | [5 empty] | Central & Greater Heights |  | GH - OR ANESTHESIA | [5 empty] | STIMULATORS, ELECTRICAL, NEUROMUSCULAR |  | .needs class | [5 empty] | Life-Tech Inc | [7 empty] | Not Covered Vendor Only - Biomedical | MHHS-Greater Heights
NO | NO | [5 empty] | Life-Tech, Inc. | NL-3 TRACER III |  | OE1350002 | GH - OR ANESTHESIA | MHHS-Greater Heights | [5 empty] | Central & Greater Heights |  | GH - OR ANESTHESIA | [5 empty] | STIMULATORS, ELECTRICAL, NEUROMUSCULAR |  | .needs class | [5 empty] | Life-Tech Inc | [7 empty] | Not Covered Vendor Only - Biomedical | MHHS-Greater Heights
NO | NO |  |  |  | 129-06257 |  | Life-Tech, Inc. | NL-3 TRACER III |  | 129-06257 | SUGAR LAND - DAY SURGERY | MHHS-Sugarland |  |  |  | 129-06257 |  | Sugar Land |  | SUGAR LAND - DAY SURGERY | [5 empty] | STIMULATORS, ELECTRICAL, NEUROMUSCULAR |  | .needs class | [5 empty] | Life-Tech Inc | [7 empty] | Not Covered Vendor Only - Biomedical | MHHS-Sugarland
NO | NO |  |  |  | 041-09975 |  | Life-Tech, Inc. | UROFLOW M-22J |  |  | MH MG - (MC) - UROLOGY MC (MP3) | MHHS-MG |  |  |  | 041-09975 |  | West & Memorial City |  | MH MG - (MC) - UROLOGY MC (MP3) | [5 empty] | URODYNAMIC MEASUREMENT SYSTEMS |  | .needs class | [5 empty] | Life-Tech Inc | [7 empty] | Covered PM Repair - Biomedical | MHHS-MG
NO | NO |  |  |  | 241-01823 |  | Life-Tech, Inc. | UROFLOW M-22L |  | 0M0880001 | TIRR - UROLOGY/SPEC PROC (17) | MHHS-TIRR |  |  |  | 241-01823 |  | TMC |  | TIRR - UROLOGY/SPEC PROC (17) | [5 empty] | URODYNAMIC MEASUREMENT SYSTEMS |  | .needs class | [5 empty] | Life-Tech Inc | [7 empty] | Covered PM Repair - Biomedical | MHHS-TIRR
NO | NO |  |  |  | 241-01822 |  | Life-Tech, Inc. | UROPUMP 3011A |  | 0M0870060 | TIRR - UROLOGY/SPEC PROC (17) | MHHS-TIRR |  |  |  | 241-01822 |  | TMC |  | TIRR - UROLOGY/SPEC PROC (17) | [5 empty] | INFUSION PUMPS |  | .needs class | [5 empty] | Life-Tech Inc | [7 empty] | Not Covered Vendor Only - Biomedical | MHHS-TIRR
NO | YES |  |  |  | 142-07316 | 142-07316 | Lifepak | 20e |  |  | ER |  |  |  |  | 142-07316 | 142-07316 | Katy | Memorial Hermann Northeast Hospital | ER | Room 9 | 2/1/20
YES | YES |  |  |  | 069-48185 | 069-48185 | Lifepak | 20e |  |  | 8 floor Medical ICU |  |  |  |  | 069-48185 | 069-48185 | TMC | Memorial Hermann-Texas Medical Center | 8 floor Medical ICU | Hallway | 12/1/19 |  | 12/1/20
YES | YES | Serial Number 1922047 |  |  | 069-47990 | 069-47990 | Lifepak | 20e |  |  | TMC - SAROFIM 2 - ADULT PACU |  |  |  |  | 069-47990 | 069-47990 | TMC | Memorial Hermann-Texas Medical Center | TMC - SAROFIM 2 - ADULT PACU | Pre-op 56 | 12/1/19 |  | 12/1/20
YES | YES |  |  |  | 099-00234 | 099-00234 | LifeScan | SureStepFlex |  | L9359SA00086 | KATY - |  |  |  |  | 099-00234 | 099-00234 | Katy | Katy | KATY - | Bio med shop |  |  |  | No pm
YES | YES |  |  |  | H39962 | H39962 | Lifesigns | 5112-25 |  |  | HVI Cardiovascular Imaging |  |  |  |  | H39962 | H39962 | TMC | Memorial Hermann-Texas Medical Center | HVI Cardiovascular Imaging | Storage
YES | YES |  |  |  | 099-01942 | 099-01942 | LifeSource | UA-767 |  |  | SMR - (TMC) - SHEPHERD SQUARE |  |  |  |  | 099-01942 | 099-01942 | TMC | Sports Rehab | SMR - (TMC) - SHEPHERD SQUARE | Gym Floor
NO | NO |  |  |  | 009-10191 |  | Lifesource | UA-787 |  | 51009 00664 | SMR - (GH) - GREATER HEIGHTS | MHHS-SMR |  | Monitor, Vital Signs |  | 009-10191 |  | Central & Greater Heights |  | SMR - (GH) - GREATER HEIGHTS | [5 empty] | MONITORS, BEDSIDE, BLOOD PRESSURE |  | MONITORVITALSIGNS-A.D Medical-UA-787 | MONITORVITALSIGNS | UA-787 |  |  |  | A.D Medical | Monitor, Vital Signs |  |  | MONITORVITALSIGNS-A.D Medical-UA-787 |  |  |  | Covered PM Repair - Biomedical | MHHS-SMR
NO | YES |  |  |  | 929-01242 | 929-01242 | Lifesource | UA-855 |  |  | SMR-(WDLS)-Wl Ironman [Pinecroft-Ste450] | MHHS-SMR |  |  |  | 929-01242 | 929-01242 | Woodlands | MHHS-Others | SMR-(WDLS)-Wl Ironman [Pinecroft-Ste450] | Gym | 8/1/19 |  | 8/1/20 |  | MONITORS, BEDSIDE, BLOOD PRESSURE |  | .needs class | [10 empty] | 4/1/18 |  |  | Covered PM Repair - Biomedical | MHHS-SMR
NO | YES |  |  |  | TRS106 |  | LIFTSEAT | LS450 |  | LS4561115 | Rental Equipment | MHHS-Greater Heights |  |  |  | TRS106 |  | Central & Greater Heights |  | Rental Equipment | [7 empty] | .needs class |  | POWERED TOILET LIFT, 450LB | [9 empty] | Verified as Rental |  |  | MHHS-Greater Heights
NO | YES |  |  |  | TRT106 |  | LIFTSEAT | LS600 |  | LS66011017 | Rental | MHHS-Northeast |  |  |  | TRT106 |  | Katy |  | Rental | [7 empty] | .needs class |  | POWERED BARIATRIC TOILET LIFT-650LB | [9 empty] | Verified as Rental |  |  | MHHS-Northeast
NO | YES |  |  |  | TRT102 |  | LIFTSEAT | LS600 |  | LS66011009 | Rental | MHHS-Southeast |  |  |  | TRT102 |  | Southeast & Bay Area |  | Rental | [7 empty] | .needs class |  | POWERED BARIATRIC TOILET LIFT-650LB | [9 empty] | Verified as Rental |  |  | MHHS-Southeast
NO | YES |  |  |  | TRT111 |  | LIFTSEAT | LS600 |  | LS66011032 | Rental | MHHS-Southwest |  |  |  | TRT111 |  | Southwest |  | Rental | [7 empty] | .needs class |  | POWERED BARIATRIC TOILET LIFT-650LB | [9 empty] | Verified as Rental |  |  | MHHS-Southwest
NO | YES |  |  |  | TRT116 |  | LIFTSEAT | LS600 |  | LS66011037 | Rental | MHHS-TMC |  |  |  | TRT116 |  | TMC |  | Rental | [7 empty] | .needs class |  | POWERED BARIATRIC TOILET LIFT-650LB | [9 empty] | Verified as Rental |  |  | MHHS-TMC
NO | YES |  |  |  | TRT119 |  | LIFTSEAT | LS600 |  | LS66011040 | Rental | MHHS-TMC |  |  |  | TRT119 |  | TMC |  | Rental | [7 empty] | .needs class |  | POWERED BARIATRIC TOILET LIFT-650LB | [9 empty] | Verified as Rental |  |  | MHHS-TMC
NO | YES |  |  |  | TRT114 |  | LIFTSEAT | LS600 |  | LS66011035 | Rental | MHHS-Woodlands |  |  |  | TRT114 |  | Woodlands |  | Rental | [7 empty] | .needs class |  | POWERED BARIATRIC TOILET LIFT-650LB | [9 empty] | Verified as Rental |  |  | MHHS-Woodlands
YES | YES |  |  |  | 129-03247 | 129-03247 | Light | nightengale |  |  | Biomed |  |  |  |  | 129-03247 | 129-03247 | Sugar Land | Memorial Hermann Sugar Land Hospital | Biomed | Biomed Shop
NO | YES |  |  |  | 029-08971 | 029-08971 | Light Relief, LLC | LIGHT RELIEF LR150 |  | W00014665 | SMR - (WDLS) - STERLING RIDGE | MHHS-SMR |  |  |  | 029-08971 | 029-08971 | Woodlands | Sports medicine and rehab | SMR - (WDLS) - STERLING RIDGE | Sports medicine and rehabilitation0@@,?Au |  |  |  |  | LIGHTS, INFRARED |  | .needs class | [13 empty] | Covered PM Repair - Biomedical | MHHS-SMR
NO | YES | [5 empty] | LIKO | GOLVO 7007ES |  |  | NE-IMU1 | MHHS-Northeast | [5 empty] | Katy | MHHS-Northeast | NE-IMU1 | Equient Storage | 12/1/19 | 12/1/20 |  |  | LIFTS, PATIENT TRANSFER |  | .needs class | [13 empty] | Covered PM Repair - Biomedical | MHHS-Northeast
NO | NO |  |  |  | 151-02256 |  | LIKO | GOLVO 8008 |  |  | CY - ICU | MHHS-Cypress |  | Lift, Patient Electrical |  | 151-02256 |  | Northwest & Cypress |  | CY - ICU | [5 empty] | LIFTS, PATIENT TRANSFER |  | LIFTPATIENTELECTRIC-Hill-Rom-Golvo 8008 | LIFTPATIENTELECTRIC | Golvo 8008 |  |  |  | Hill-Rom | Lift, Patient Electrical |  |  | LIFTPATIENTELECTRIC-Hill-Rom-Golvo 8008 |  |  |  | Covered PM Repair - Biomedical | MHHS-Cypress
NO | NO |  |  |  | 009-10418 |  | LIKO | GOLVO 8008 |  |  | GH - ICU | MHHS-Greater Heights |  | Lift, Patient Electrical |  | 009-10418 |  | Central & Greater Heights |  | GH - ICU | [5 empty] | LIFTS, PATIENT TRANSFER |  | LIFTPATIENTELECTRIC-Hill-Rom-Golvo 8008 | LIFTPATIENTELECTRIC | Golvo 8008 |  |  |  | Hill-Rom | Lift, Patient Electrical |  |  | LIFTPATIENTELECTRIC-Hill-Rom-Golvo 8008 |  |  |  | Covered PM Repair - Biomedical | MHHS-Greater Heights
NO | YES |  |  |  | 151-02923 | 151-02923 | LIKO | Golvo 9000 |  |  | CY-ICU | MHHS-Cypress |  |  |  | 151-02923 | 151-02923 | Northwest | MHHS-Cypress | CY-ICU | Clean supply | 5/1/19 | 5/1/20 |  |  | LIFTS, PATIENT TRANSFER |  | .needs class | [10 empty] | 1/1/25 |  |  | Not Covered Vendor Only - Biomedical | MHHS-Cypress
NO | YES |  |  |  | 151-02924 | 151-02924 | LIKO | Golvo 9000 |  |  | CY-Cardiac Cath Lab | MHHS-Cypress |  |  |  | 151-02924 | 151-02924 | Northwest | MHHS-Cypress | CY-Cardiac Cath Lab | SOUTH TOWER STORAGE | 5/1/19 | 5/1/20 |  |  | LIFTS, PATIENT TRANSFER |  | .needs class | [10 empty] | 1/1/25 |  |  | Not Covered Vendor Only - Biomedical | MHHS-Cypress
NO | YES |  |  |  | 151-02925 | 151-02925 | LIKO | Golvo 9000 |  |  | CY-Medsurg | MHHS-Cypress |  |  |  | 151-02925 | 151-02925 | Northwest | MHHS-Cypress | CY-Medsurg | Storage room 223 | 5/1/19 | 5/1/20 |  |  | LIFTS, PATIENT TRANSFER |  | .needs class | [10 empty] | 1/1/25 |  |  | Not Covered Vendor Only - Biomedical | MHHS-Cypress
NO | YES |  |  |  | 133-10213 | 133-10213 | LIKO | Golvo 9000 |  |  | KT CCC-(KY)-Emergency Room | MHHS-South Katy CCC |  |  |  | 133-10213 | 133-10213 | Katy | MHHS-Others | KT CCC-(KY)-Emergency Room | Clean rquipment | 4/1/19 | 4/1/20 |  |  | LIFTS, PATIENT TRANSFER |  | .needs class | [10 empty] | 1/1/13 |  |  | Covered PM Repair - Biomedical | MHHS-South Katy CCC
NO | NO |  |  |  | 069-41819 |  | LIKO | LIKOGUARD XL |  |  | TMC - JONES - HYPERBARIC/WOUND CARE (JG) | MHHS-TMC |  |  |  | 069-41819 |  | TMC |  | TMC - JONES - HYPERBARIC/WOUND CARE (JG) | [5 empty] | LIFTS, PATIENT TRANSFER |  | .needs class | [13 empty] | Covered PM Repair - Biomedical | MHHS-TMC
NO | YES |  |  |  | 069-40400 | 069-40400 | LIKO | LIKORALL 243ES |  |  | TMC-Jones-Neuro Elective (4J) | MHHS-TMC |  | Lift, Patient Electrical |  | 069-40400 | 069-40400 | TMC | MHHS-TMC | TMC-Jones-Neuro Elective (4J) | Neu 20 | 1/1/19 |  |  | PM Not Required | LIFTS, PATIENT TRANSFER | Lift, Patient Electrical | LIFTPATIENTELECTRIC-HAMEGIbericaSL-Likorall 243ES | LIFTPATIENTELECTRIC | Likorall 243ES |  |  |  | HAMEGIbericaSL | Lift, Patient Electrical |  |  | LIFTPATIENTELECTRIC-HAMEGIbericaSL-Likorall 243ES | 10/1/19 |  | LPE-A | Covered PM Repair - Biomedical | MHHS-TMC | [8 empty] | LIFTPATIENTELECTRIC | Lift, Patient Electrical | HAMEGIbericaSL
NO | YES |  |  |  | 069-40401 | 069-40401 | LIKO | LIKORALL 243ES |  |  | TMC-Jones-Neuro Elective (4J) | MHHS-TMC |  | Lift, Patient Electrical |  | 069-40401 | 069-40401 | TMC | MHHS-TMC | TMC-Jones-Neuro Elective (4J) | NVIC | 1/1/19 |  |  |  | LIFTS, PATIENT TRANSFER | Lift, Patient Electrical | LIFTPATIENTELECTRIC-HAMEGIbericaSL-Likorall 243ES | LIFTPATIENTELECTRIC | Likorall 243ES |  |  |  | HAMEGIbericaSL | Lift, Patient Electrical |  |  | LIFTPATIENTELECTRIC-HAMEGIbericaSL-Likorall 243ES | 10/1/19 |  | LPE-A | Covered PM Repair - Biomedical | MHHS-TMC | [8 empty] | LIFTPATIENTELECTRIC | Lift, Patient Electrical | HAMEGIbericaSL
NO | NO |  |  |  | 069-40402 |  | LIKO | LIKORALL 243ES |  |  | TMC - JONES - NEURO ELECTIVE (4J) | MHHS-TMC |  | Lift, Patient Electrical |  | 069-40402 |  | TMC |  | TMC - JONES - NEURO ELECTIVE (4J) | [5 empty] | LIFTS, PATIENT TRANSFER |  | LIFTPATIENTELECTRIC-HAMEGIbericaSL-Likorall 243ES | LIFTPATIENTELECTRIC | Likorall 243ES |  |  |  | HAMEGIbericaSL | Lift, Patient Electrical |  |  | LIFTPATIENTELECTRIC-HAMEGIbericaSL-Likorall 243ES |  |  |  | Covered PM Repair - Biomedical | MHHS-TMC
NO | NO |  |  |  | 069-40403 |  | LIKO | LIKORALL 243ES |  |  | TMC - JONES - NEURO ELECTIVE (4J) | MHHS-TMC |  | Lift, Patient Electrical |  | 069-40403 |  | TMC |  | TMC - JONES - NEURO ELECTIVE (4J) | [5 empty] | LIFTS, PATIENT TRANSFER |  | LIFTPATIENTELECTRIC-HAMEGIbericaSL-Likorall 243ES | LIFTPATIENTELECTRIC | Likorall 243ES |  |  |  | HAMEGIbericaSL | Lift, Patient Electrical |  |  | LIFTPATIENTELECTRIC-HAMEGIbericaSL-Likorall 243ES |  |  |  | Covered PM Repair - Biomedical | MHHS-TMC
NO | YES |  |  |  | 142-06890 | 142-06890 | LIKO | SABINA II |  |  | NE-5 South West | MHHS-Northeast |  |  |  | 142-06890 | 142-06890 | Katy | MHHS-Northeast | NE-5 South West |  | 11/1/19 | 11/1/20 |  |  | LIFTS, PATIENT TRANSFER |  | .needs class | [13 empty] | Covered PM Repair - Biomedical | MHHS-Northeast
NO | YES |  |  |  | 069-41149 | 069-41149 | LIKO | SABINA II |  |  | TMC-Rehab-Ot/Pt Clinic (4J) | MHHS-TMC |  |  |  | 069-41149 | 069-41149 | TMC | MHHS-TMC | TMC-Rehab-Ot/Pt Clinic (4J) | Hallway | 1/1/19 |  |  |  | LIFTS, PATIENT TRANSFER |  | .needs class | [13 empty] | Covered PM Repair - Biomedical | MHHS-TMC
NO | YES |  |  |  | 142-06891 | 142-06891 | LIKO | VIKING M |  |  | NE-Wound Care | MHHS-Northeast |  | Lift, Patient Electrical |  | 142-06891 | 142-06891 | Katy | MHHS-Northeast | NE-Wound Care | Nursing |  |  |  |  | LIFTS, PATIENT TRANSFER | Lift, Patient Electrical | LIFTPATIENTELECTRIC-Liko Inc-Viking M | LIFTPATIENTELECTRIC | Viking M |  |  |  | Liko Inc | Lift, Patient Electrical |  |  | LIFTPATIENTELECTRIC-Liko Inc-Viking M | 9/19/20 |  | LPE-A | Not Covered Vendor Only - Biomedical | MHHS-Northeast | [8 empty] | LIFTPATIENTELECTRIC | Lift, Patient Electrical | Liko Inc
NO | NO | [5 empty] | LIKO | VIKING M |  |  | NE - MED/SURG | MHHS-Northeast |  | Lift, Patient Electrical |  |  |  | Katy |  | NE - MED/SURG | [5 empty] | LIFTS, PATIENT TRANSFER |  | LIFTPATIENTELECTRIC-Liko Inc-Viking M | LIFTPATIENTELECTRIC | Viking M |  |  |  | Liko Inc | Lift, Patient Electrical |  |  | LIFTPATIENTELECTRIC-Liko Inc-Viking M |  |  |  | Not Covered Vendor Only - Biomedical | MHHS-Northeast
NO | YES |  |  |  | 142-07854 | 142-07854 | LIKO | VIKING XL |  |  | NE-2 West Tower | MHHS-Northeast |  | Lift, Patient Electrical |  | 142-07854 | 142-07854 | Katy | MHHS-Northeast | NE-2 West Tower | W2 - hall | 10/1/19 | 10/1/20 |  |  | LIFTS, PATIENT TRANSFER | Lift, Patient Electrical | LIFTPATIENTELECTRIC-Liko Inc-Viking XL | LIFTPATIENTELECTRIC | Viking XL |  |  |  | Liko Inc | Lift, Patient Electrical |  |  | LIFTPATIENTELECTRIC-Liko Inc-Viking XL | 9/19/20 |  | LPE-A | Not Covered Vendor Only - Biomedical | MHHS-Northeast | [8 empty] | LIFTPATIENTELECTRIC | Lift, Patient Electrical | Liko Inc
NO | YES |  |  |  | 142-07887 | 142-07887 | LIKO | VIKING XL |  |  | NE-3 West Tower | MHHS-Northeast |  | Lift, Patient Electrical |  | 142-07887 | 142-07887 | Katy | MHHS-Northeast | NE-3 West Tower | Hall | 10/1/19 | 10/1/20 |  |  | LIFTS, PATIENT TRANSFER | Lift, Patient Electrical | LIFTPATIENTELECTRIC-Liko Inc-Viking XL | LIFTPATIENTELECTRIC | Viking XL |  |  |  | Liko Inc | Lift, Patient Electrical |  |  | LIFTPATIENTELECTRIC-Liko Inc-Viking XL | 9/19/20 |  | LPE-A | Not Covered Vendor Only - Biomedical | MHHS-Northeast | [8 empty] | LIFTPATIENTELECTRIC | Lift, Patient Electrical | Liko Inc
NO | YES |  |  |  | 142-07948 | 142-07948 | LIKO | VIKING XL |  |  | NE-4 West Tower | MHHS-Northeast |  | Lift, Patient Electrical |  | 142-07948 | 142-07948 | Katy | MHHS-Northeast | NE-4 West Tower | Outside Room W412 | 10/1/19 | 10/1/20 |  |  | LIFTS, PATIENT TRANSFER | Lift, Patient Electrical | LIFTPATIENTELECTRIC-Liko Inc-Viking XL | LIFTPATIENTELECTRIC | Viking XL |  |  |  | Liko Inc | Lift, Patient Electrical |  |  | LIFTPATIENTELECTRIC-Liko Inc-Viking XL | 9/19/20 |  | LPE-A | Not Covered Vendor Only - Biomedical | MHHS-Northeast | [8 empty] | LIFTPATIENTELECTRIC | Lift, Patient Electrical | Liko Inc
NO | YES | [5 empty] | LIKO | VIKING XL |  |  | SW-HVI-CV ICU | MHHS-Southwest |  | Lift, Patient Electrical |  |  |  | Southwest | MHHS-Southwest | SW-HVI-CV ICU | Hallway |  |  |  |  | LIFTS, PATIENT TRANSFER | Lift, Patient Electrical | LIFTPATIENTELECTRIC-Liko Inc-Viking XL | LIFTPATIENTELECTRIC | Viking XL |  |  |  | Liko Inc | Lift, Patient Electrical |  |  | LIFTPATIENTELECTRIC-Liko Inc-Viking XL | 9/19/20 |  | LPE-A | Not Covered Vendor Only - Biomedical | MHHS-Southwest | [8 empty] | LIFTPATIENTELECTRIC | Lift, Patient Electrical | Liko Inc
NO | YES |  |  |  | 029-09226 | 029-09226 | LIKO | VIKING XL |  |  | TIRR-Woodlands Inpatient | MHHS-TIRR |  | Lift, Patient Electrical |  | 029-09226 | 029-09226 | Woodlands | MHHS-Others | TIRR-Woodlands Inpatient | TIRR | 4/1/19 |  |  |  | LIFTS, PATIENT TRANSFER | Lift, Patient Electrical | LIFTPATIENTELECTRIC-Liko Inc-Viking XL | LIFTPATIENTELECTRIC | Viking XL |  |  |  | Liko Inc | Lift, Patient Electrical |  |  | LIFTPATIENTELECTRIC-Liko Inc-Viking XL | 9/19/20 |  | LPE-A | Not Covered Vendor Only - Biomedical | MHHS-TIRR | [8 empty] | LIFTPATIENTELECTRIC | Lift, Patient Electrical | Liko Inc
NO | YES |  |  |  | 069-41148 | 069-41148 | LIKO | VIKING XL |  |  | TMC-Rehab-Ot/Pt Clinic (4J) | MHHS-TMC |  | Lift, Patient Electrical |  | 069-41148 | 069-41148 | TMC | MHHS-TMC | TMC-Rehab-Ot/Pt Clinic (4J) | Hallway | 1/1/19 |  |  |  | LIFTS, PATIENT TRANSFER | Lift, Patient Electrical | LIFTPATIENTELECTRIC-Liko Inc-Viking XL | LIFTPATIENTELECTRIC | Viking XL |  |  |  | Liko Inc | Lift, Patient Electrical |  |  | LIFTPATIENTELECTRIC-Liko Inc-Viking XL | 9/19/20 |  | LPE-A | Not Covered Vendor Only - Biomedical | MHHS-TMC | [8 empty] | LIFTPATIENTELECTRIC | Lift, Patient Electrical | Liko Inc
NO | YES |  |  |  | 069-47398 | 069-47398 | LIKO | VIKING XL |  |  | TMC-Sarofim 5-Burn Unit | MHHS-TMC |  | Lift, Patient Electrical |  | 069-47398 | 069-47398 | TMC | MHHS-TMC | TMC-Sarofim 5-Burn Unit | Equipment room | 11/1/19 |  | 11/1/20 |  | LIFTS, PATIENT TRANSFER |  | LIFTPATIENTELECTRIC-Liko Inc-Viking XL | LIFTPATIENTELECTRIC | Viking XL |  |  |  | Liko Inc | Lift, Patient Electrical |  |  | LIFTPATIENTELECTRIC-Liko Inc-Viking XL | 9/19/20 |  |  | Not Covered Vendor Only - Biomedical | MHHS-TMC
NO | YES |  |  |  | 069-47666 | 069-47666 | LIKO | VIKING XL |  |  | OTC 7 | MHHS-TMC |  | Lift, Patient Electrical |  | 069-47666 | 069-47666 | TMC | Memorial Hermann-Texas Medical Center | OTC 7 | S7 216 | 11/1/19 |  | 11/1/20 |  | LIFTS, PATIENT TRANSFER |  | LIFTPATIENTELECTRIC-Liko Inc-Viking XL | LIFTPATIENTELECTRIC | Viking XL |  |  |  | Liko Inc | Lift, Patient Electrical |  |  | LIFTPATIENTELECTRIC-Liko Inc-Viking XL | 9/19/20 |  |  | Not Covered Vendor Only - Biomedical | MHHS-TMC
NO | YES |  |  |  | 069-47669 | 069-47669 | LIKO | VIKING XL |  |  | OTC 7 | MHHS-TMC |  | Lift, Patient Electrical |  | 069-47669 | 069-47669 | TMC | Memorial Hermann-Texas Medical Center | OTC 7 | S7 216 | 11/1/19 |  | 11/1/20 |  | LIFTS, PATIENT TRANSFER |  | LIFTPATIENTELECTRIC-Liko Inc-Viking XL | LIFTPATIENTELECTRIC | Viking XL |  |  |  | Liko Inc | Lift, Patient Electrical |  |  | LIFTPATIENTELECTRIC-Liko Inc-Viking XL | 9/19/20 |  |  | Not Covered Vendor Only - Biomedical | MHHS-TMC
NO | YES |  |  |  | 069-47668 | 069-47668 | LIKO | VIKING XL |  |  | TMC-Sarofim 8-TSCU | MHHS-TMC |  | Lift, Patient Electrical |  | 069-47668 | 069-47668 | TMC | MHHS-TMC | TMC-Sarofim 8-TSCU | Clean room | 11/1/19 |  | 11/1/20 |  | LIFTS, PATIENT TRANSFER |  | LIFTPATIENTELECTRIC-Liko Inc-Viking XL | LIFTPATIENTELECTRIC | Viking XL |  |  |  | Liko Inc | Lift, Patient Electrical |  |  | LIFTPATIENTELECTRIC-Liko Inc-Viking XL | 9/19/20 |  |  | Not Covered Vendor Only - Biomedical | MHHS-TMC
NO | YES |  |  |  | 029-10773 | 029-10773 | LIKO | VIKING XL |  |  | Woodlands-CVICU | MHHS-Woodlands |  | Lift, Patient Electrical |  | 029-10773 | 029-10773 | Woodlands | MHHS-Woodlands | Woodlands-CVICU |  | 11/1/19 |  | 11/1/20 |  | LIFTS, PATIENT TRANSFER | Lift, Patient Electrical | LIFTPATIENTELECTRIC-Liko Inc-Viking XL | LIFTPATIENTELECTRIC | Viking XL |  |  |  | Liko Inc | Lift, Patient Electrical |  |  | LIFTPATIENTELECTRIC-Liko Inc-Viking XL | 9/19/20 |  | LPE-A | Not Covered Vendor Only - Biomedical | MHHS-Woodlands | [8 empty] | LIFTPATIENTELECTRIC | Lift, Patient Electrical | Liko Inc
NO | NO |  |  |  | 069-47397 |  | LIKO | VIKING XL |  |  | TMC - SAROFIM 5 - BURN UNIT | MHHS-TMC |  | Lift, Patient Electrical |  | 069-47397 |  | TMC |  | TMC - SAROFIM 5 - BURN UNIT | [5 empty] | LIFTS, PATIENT TRANSFER |  | LIFTPATIENTELECTRIC-Liko Inc-Viking XL | LIFTPATIENTELECTRIC | Viking XL |  |  |  | Liko Inc | Lift, Patient Electrical |  |  | LIFTPATIENTELECTRIC-Liko Inc-Viking XL |  |  |  | Not Covered Vendor Only - Biomedical | MHHS-TMC
NO | NO |  |  |  | 069-47396 |  | LIKO | VIKING XL |  |  | TMC - SAROFIM 6 - SIMU | MHHS-TMC |  | Lift, Patient Electrical |  | 069-47396 |  | TMC |  | TMC - SAROFIM 6 - SIMU | [5 empty] | LIFTS, PATIENT TRANSFER |  | LIFTPATIENTELECTRIC-Liko Inc-Viking XL | LIFTPATIENTELECTRIC | Viking XL |  |  |  | Liko Inc | Lift, Patient Electrical |  |  | LIFTPATIENTELECTRIC-Liko Inc-Viking XL |  |  |  | Not Covered Vendor Only - Biomedical | MHHS-TMC
NO | NO |  |  |  | 069-47552 |  | LIKO | VIKING XL |  |  | TMC - SAROFIM 6 - STICU | MHHS-TMC |  | Lift, Patient Electrical |  | 069-47552 |  | TMC |  | TMC - SAROFIM 6 - STICU | [5 empty] | LIFTS, PATIENT TRANSFER |  | LIFTPATIENTELECTRIC-Liko Inc-Viking XL | LIFTPATIENTELECTRIC | Viking XL |  |  |  | Liko Inc | Lift, Patient Electrical |  |  | LIFTPATIENTELECTRIC-Liko Inc-Viking XL |  |  |  | Not Covered Vendor Only - Biomedical | MHHS-TMC
NO | NO |  |  |  | 069-47667 |  | LIKO | VIKING XL |  |  | TMC - SAROFIM 8 - HVI ICU | MHHS-TMC |  | Lift, Patient Electrical |  | 069-47667 |  | TMC |  | TMC - SAROFIM 8 - HVI ICU | [5 empty] | LIFTS, PATIENT TRANSFER |  | LIFTPATIENTELECTRIC-Liko Inc-Viking XL | LIFTPATIENTELECTRIC | Viking XL |  |  |  | Liko Inc | Lift, Patient Electrical |  |  | LIFTPATIENTELECTRIC-Liko Inc-Viking XL |  |  |  | Not Covered Vendor Only - Biomedical | MHHS-TMC
YES | YES |  |  |  | 099-11292 | 099-11292 | Liko Inc |  |  |  | TMC - JONES - NEURO ELECTIVE (4J) |  |  |  |  | 099-11292 | 099-11292 | TMC | Memorial Hermann-Texas Medical Center | TMC - JONES - NEURO ELECTIVE (4J) | TMC - JONES - NEURO ELECTIVE
NO | YES |  |  |  | 099-10893 | 099-10893 | Liko Inc | Liko 243 ES |  |  | SW-ICU-Neuro & Stroke |  |  |  |  | 099-10893 | 099-10893 | Southwest | MHHS-Southwest | SW-ICU-Neuro & Stroke | ICU B - Room 10 |  |  |  | New Add
NO | YES |  |  |  | 099-10899 | 099-10899 | Liko Inc | Liko 243 ES |  |  | ICU D |  |  |  |  | 099-10899 | 099-10899 | Southwest | Memorial Hermann Southwest Hospital | ICU D | ICU Room 30 |  |  |  | New Add
YES | YES |  |  |  | 099-10843 | 099-10843 | Liko Inc | Likorall 250 S |  |  | SW - ICU - NEURO |  |  |  |  | 099-10843 | 099-10843 | Southwest | Memorial Hermann Southwest Hospital | SW - ICU - NEURO | Room H7 - ICU 47 |  |  |  | New Add |  | Lift, Patient Electrical | LIFTPATIENTELECTRIC-Liko Inc-Likorall 250 S | [12 empty] | LPE-A | [9 empty] | Lift, Patient Electrical | LIFTPATIENTELECTRIC | Lift, Patient Electrical | Liko Inc
NO | YES | Serial Number 10190 |  |  | 099-10860 | 099-10860 | Liko Inc | Likorall 250 S |  |  | SW - ICU 7th |  |  |  |  | 099-10860 | 099-10860 | Southwest | Memorial Hermann Southwest Hospital | SW - ICU 7th | Room H7 - ICU49 |  |  |  | New Add |  | Lift, Patient Electrical | LIFTPATIENTELECTRIC-Liko Inc-Likorall 250 S | [12 empty] | LPE-A | [9 empty] | Lift, Patient Electrical | LIFTPATIENTELECTRIC | Lift, Patient Electrical | Liko Inc
YES | YES |  |  |  | 099-14195 | 099-14195 | Liko Inc | Likorall 250 S |  |  | SW - ICU - NEURO |  |  |  |  | 099-14195 | 099-14195 | Southwest | Memorial Hermann Southwest Hospital | SW - ICU - NEURO | ICU 43 |  |  |  | No pm required |  | Lift, Patient Electrical | LIFTPATIENTELECTRIC-Liko Inc-Likorall 250 S | [12 empty] | LPE-A | [9 empty] | Lift, Patient Electrical | LIFTPATIENTELECTRIC | Lift, Patient Electrical | Liko Inc
YES | YES |  |  |  | 099-03947 | 099-03947 | Liko Inc | Sabina II EE |  |  | NE - CANCER CENTER |  |  |  |  | 099-03947 | 099-03947 | Katy | Memorial Hermann Cancer Center - Northeast | NE - CANCER CENTER | Patient holding | 2/1/16 | 2/1/17 |  |  |  | Lift, Patient Electrical | LIFTPATIENTELECTRIC-Liko Inc-Sabina II EE | [12 empty] | LPE-A | [9 empty] | Lift, Patient Electrical | LIFTPATIENTELECTRIC | Lift, Patient Electrical | Liko Inc
NO | YES |  |  |  |  | 142-06269 | Liko Inc | Viking XL |  |  | NE-5 South West | [5 empty] | 142-06269 | Katy | MHHS-Northeast | NE-5 South West |  | 1/1/19 | 1/1/20 |  |  |  | Lift, Patient Electrical | LIFTPATIENTELECTRIC-Liko Inc-Viking XL | [12 empty] | LPE-A | [9 empty] | Lift, Patient Electrical | LIFTPATIENTELECTRIC | Lift, Patient Electrical | Liko Inc
NO | YES |  |  |  |  | 142-06071 | Liko Inc | Viking XL |  |  | NE-IMU2 | [5 empty] | 142-06071 | Katy | MHHS-Northeast | NE-IMU2 |  | 12/1/19 | 12/1/20 |  |  |  | Lift, Patient Electrical | LIFTPATIENTELECTRIC-Liko Inc-Viking XL | [12 empty] | LPE-A | [9 empty] | Lift, Patient Electrical | LIFTPATIENTELECTRIC | Lift, Patient Electrical | Liko Inc
NO | YES |  |  |  | 099-10467 | 099-10467 | Likorall |  |  |  | Floor 4 |  |  |  |  | 099-10467 | 099-10467 | Southwest | Memorial Hermann Southwest Hospital | Floor 4 | Floor 4
NO | YES |  |  |  | 009-34250 | 009-34250 | Likorall |  |  |  | Floor 2 |  |  |  |  | 009-34250 | 009-34250 | Southwest | Memorial Hermann Southwest Hospital | Floor 2 | Floor 2
NO | YES |  |  |  | 009-34255 | 009-34255 | Likorall |  |  |  | Floor 2 |  |  |  |  | 009-34255 | 009-34255 | Southwest | Memorial Hermann Southwest Hospital | Floor 2 | Floor 2
YES | YES |  |  |  | 099-10829 | 099-10829 | Likorall |  |  |  | Floor 7 |  |  |  |  | 099-10829 | 099-10829 | Southwest | Memorial Hermann Southwest Hospital | Floor 7 | Floor 7
NO | YES |  |  |  | 099-10832 | 099-10832 | Likorall |  |  |  | Floor 7 |  |  |  |  | 099-10832 | 099-10832 | Southwest | Memorial Hermann Southwest Hospital | Floor 7 | Floor 7
YES | YES |  |  |  | 241-01306 | 241-01306 | Linak |  |  |  | TIRR - Therapy Gym |  |  |  |  | 241-01306 | 241-01306 | TMC | TIRR Memorial Hermann | TIRR - Therapy Gym | Reb
YES | YES | Serial Number Cnf |  |  | 099-00248 | 099-00248 | Linak | FSL0W00000 |  | Cnf | Shepherd Square Institute |  |  |  |  | 099-00248 | 099-00248 | Katy | Katy | Shepherd Square Institute | Shephard Square |  |  |  | No pm
YES | YES |  |  |  | 142-09529 | 142-09529 | Linak | Invaccare |  | WW056538-0516 | TIRR - OP - WOODLANDS (MP2, STE 270 |  |  |  |  | 142-09529 | 142-09529 | Woodlands | MHHS-others | TIRR - OP - WOODLANDS (MP2, STE 270 | TIRR |  |  |  | Battery
YES | YES |  |  |  | 129-31495 | 129-31495 | Linak | Mighty 600 |  | 30052087-0003 | MEMORIAL CITY - GENERAL SURGERY |  |  |  |  | 129-31495 | 129-31495 | Sugar Land |  | MEMORIAL CITY - GENERAL SURGERY |  |  |  |  | No pm
NO | YES |  |  |  |  | 241-01883 | Linak U.S. Inc. | LF1040 |  | L110080 | TIRR-Therapy Gym | MHHS-TIRR |  | Lift, Patient Electrical |  |  | 241-01883 | TMC | MHHS-Others | TIRR-Therapy Gym | Rehab | 2/1/20 |  | 2/1/21 |  | LIFTS, PATIENT TRANSFER | Lift, Patient Electrical | LIFTPATIENTELECTRIC-GFHealthPr-LF1040 | LIFTPATIENTELECTRIC | LF1040 |  |  |  | GFHealthPr | Lift, Patient Electrical |  |  | LIFTPATIENTELECTRIC-GFHealthPr-LF1040 |  |  | LPE-A | Covered PM Repair - Biomedical | MHHS-TIRR | [8 empty] | LIFTPATIENTELECTRIC | Lift, Patient Electrical | GFHealthPr
NO | YES |  |  |  | 069-45383 | 069-45383 | Linvatec | D3000 |  | BBB26896 | TMC-OR-Robertson (2R) |  |  |  |  | 069-45383 | 069-45383 | TMC | MHHS-TMC | TMC-OR-Robertson (2R) | TMC - OR - ROBERTSON (2R) | 2/1/20 |  | 9/1/20
YES | YES |  |  |  | 142-04772 | 142-04772 | Linvatec | GS1002 |  |  | NE - OR |  |  |  |  | 142-04772 | 142-04772 | Katy | Memorial Hermann Northeast Hospital | NE - OR | OR1 | 5/1/19 | 11/1/19
NO | YES |  |  |  | 013-08351 | 013-08351 | Linvatec Corp. | ADVANTAGE D3000 |  |  | SW-OR | MHHS-Southwest |  |  |  | 013-08351 | 013-08351 | Southwest | MHHS-Southwest | SW-OR | OR7 | 1/1/20 |  | 1/1/21 |  | ARTHROSCOPIC SHAVER SYSTEMS | Shaver System Control Unit | SHAVERSYSCONTROLUNIT-CONMED-D3000 |  |  |  |  | SHAVERSYSCONTROLUNIT-CONMED-D3000 | Linvatec |  |  |  |  | 10/30/17 |  |  | Covered PM Repair - Biomedical | MHHS-Southwest | [8 empty] | SHAVERSYSCONTROLUNIT | Shaver System Control Unit | CONMED
NO | YES |  |  |  | 013-10675 | 013-10675 | Linvatec Corp. | ADVANTAGE D3000 |  | bbb16801 | SW-OR | MHHS-Southwest |  |  |  | 013-10675 | 013-10675 | Southwest | MHHS-Southwest | SW-OR | OR7 | 4/1/19 |  | 4/1/20 |  | ARTHROSCOPIC SHAVER SYSTEMS | Shaver System Control Unit | SHAVERSYSCONTROLUNIT-CONMED-D3000 |  |  |  |  | SHAVERSYSCONTROLUNIT-CONMED-D3000 | Linvatec |  |  |  |  | 10/30/17 |  |  | Covered PM Repair - Biomedical | MHHS-Southwest | [8 empty] | SHAVERSYSCONTROLUNIT | Shaver System Control Unit | CONMED
NO | YES |  |  |  |  | 129-01468 | Linvatec Corp. | ADVANTAGE D3000 |  |  | Sugar Land-OR | MHHS-Sugarland |  |  |  |  | 129-01468 | Sugar Land | MHHS-Sugarland | Sugar Land-OR | W2 300.5 | 8/1/18 |  |  |  | ARTHROSCOPIC SHAVER SYSTEMS | Shaver System Control Unit | SHAVERSYSCONTROLUNIT-CONMED-D3000 |  |  |  |  | SHAVERSYSCONTROLUNIT-CONMED-D3000 | Linvatec |  |  |  |  | 10/30/17 |  |  | Covered PM Repair - Biomedical | MHHS-Sugarland | [8 empty] | SHAVERSYSCONTROLUNIT | Shaver System Control Unit | CONMED
NO | NO | [5 empty] | Linvatec Corp. | ADVANTAGE D3000 |  |  | TMC - OR - PEDI OR (2R) | MHHS-TMC | [5 empty] | TMC |  | TMC - OR - PEDI OR (2R) | [5 empty] | ARTHROSCOPIC SHAVER SYSTEMS |  | SHAVERSYSCONTROLUNIT-CONMED-D3000 |  |  |  |  | SHAVERSYSCONTROLUNIT-CONMED-D3000 | Linvatec | [7 empty] | Covered PM Repair - Biomedical | MHHS-TMC
NO | YES |  |  |  | 041-18863 | 041-18863 | Linvatec Corp. | E9000 |  | BBC03001 | Memorial city Operating room | MHHS-Mem City |  | Saw, Autopsy |  | 041-18863 | 041-18863 | West Memorial city | Memorial city - memorial herman hospital | Memorial city Operating room | Procedure room 2 |  |  |  |  | ARTHROSCOPIC SHAVER SYSTEMS |  | SAWAUTOPSY-Comed-E9000 | SAWAUTOPSY | E9000 |  |  |  | Comed | Saw, Autopsy |  |  | SAWAUTOPSY-Comed-E9000 |  |  |  | Not Covered Vendor Only - Biomedical | MHHS-Mem City
NO | YES |  |  |  |  | 041-03114 | Linvatec Corp. | E9000 |  |  | MEMORIAL CITY - Surgery | MHHS-Mem City |  | Saw, Autopsy |  |  | 041-03114 | West | Memorial Hermann Memorial City Medical Center | MEMORIAL CITY - Surgery | Surgery storage room |  |  |  |  | ARTHROSCOPIC SHAVER SYSTEMS |  | SAWAUTOPSY-Comed-E9000 | SAWAUTOPSY | E9000 |  |  |  | Comed | Saw, Autopsy |  |  | SAWAUTOPSY-Comed-E9000 |  |  |  | Covered PM Repair - Biomedical | MHHS-Mem City
NO | YES | [5 empty] | Linvatec Corp. | E9000 |  |  | TMC-OR-Robertson (2R) | MHHS-TMC |  | Saw, Autopsy |  |  |  | TMC | MHHS-TMC | TMC-OR-Robertson (2R) | OR | 10/1/18 |  |  |  | ARTHROSCOPIC SHAVER SYSTEMS |  | SAWAUTOPSY-Comed-E9000 | SAWAUTOPSY | E9000 |  |  |  | Comed | Saw, Autopsy |  |  | SAWAUTOPSY-Comed-E9000 | 6/6/19 |  |  | Not Covered Vendor Only - Biomedical | MHHS-TMC
NO | NO | [5 empty] | Linvatec Corp. | GS1002 |  | 81190ipf | NE - OR | MHHS-Northeast | [5 empty] | Katy |  | NE - OR | [5 empty] | INSUFFLATORS |  | .needs class | [5 empty] | Linvatec | [7 empty] | Not Covered Vendor Only - Biomedical | MHHS-Northeast
NO | YES |  |  |  |  | 142-04825 | Linvatec Corp. | LIS 8430 |  |  | NE-OR | MHHS-Northeast |  | Light Source, Fiberoptic |  |  | 142-04825 | Katy | MHHS-Northeast | NE-OR | PACU 15 | 5/1/19 | 5/1/20 |  |  | LIGHT SOURCES, FIBEROPTIC | Light Source, Fiberoptic | LIGHTSOURCEFIBEROPT-Comed-LIS8430 | LIGHTSOURCEFIBEROPT | LIS8430 |  |  |  | Comed | Light Source, Fiberoptic |  |  | LIGHTSOURCEFIBEROPT-Comed-LIS8430 | 10/1/19 |  |  | Covered PM Repair - Biomedical | MHHS-Northeast | [8 empty] | LIGHTSOURCEFIBEROPT | Light Source, Fiberoptic | Comed
NO | YES |  |  |  | 013-01722 | 013-01722 | Linvatec Corp. | LIS 8430 |  |  | SW-OR | MHHS-Southwest |  | Light Source, Fiberoptic |  | 013-01722 | 013-01722 | Southwest | MHHS-Southwest | SW-OR | OR9 | 5/1/19 |  | 5/1/20 |  | LIGHT SOURCES, FIBEROPTIC | Light Source, Fiberoptic | LIGHTSOURCEFIBEROPT-Comed-LIS8430 | LIGHTSOURCEFIBEROPT | LIS8430 |  |  |  | Comed | Light Source, Fiberoptic |  |  | LIGHTSOURCEFIBEROPT-Comed-LIS8430 | 10/1/19 |  |  | Covered PM Repair - Biomedical | MHHS-Southwest | [8 empty] | LIGHTSOURCEFIBEROPT | Light Source, Fiberoptic | Comed
NO | YES |  |  |  | 013-01623 | 013-01623 | Linvatec Corp. | MICROCHOICE |  |  | SW-OR | MHHS-Southwest |  | Controller |  | 013-01623 | 013-01623 | Southwest | MHHS-Southwest | SW-OR | OR | 12/1/19 |  | 12/1/20 |  | HANDPIECES, SURGICAL | Controller | CONTROLLER-Zimmer-MicroChoice | CONTROLLER | MicroChoice |  |  |  | Zimmer | Controller |  |  | CONTROLLER-Zimmer-MicroChoice |  |  |  | Covered PM Repair - Biomedical | MHHS-Southwest | [8 empty] | CONTROLLER | Controller | Zimmer
NO | NO |  |  |  | 009-06900 |  | Linvatec Corp. | PRO3600 |  |  | GH - OR | MHHS-Greater Heights |  | Charger, Battery |  | 009-06900 |  | Central & Greater Heights |  | GH - OR | [5 empty] | BATTERIES |  | CHARGERBATTERY-Linvatec-PRO3600 | CHARGERBATTERY | PRO3600 |  |  |  | Linvatec | Charger, Battery |  | CHARGERBATTERY-Linvatec-PRO3600 |  |  |  |  | Covered PM Repair - Biomedical | MHHS-Greater Heights
NO | NO |  |  |  | 133-08725 |  | Lionville Sys |  |  | 78559-E | KATY - ICU | MHHS-Katy |  | Cart, Medication |  | 133-08725 |  | Katy |  | KATY - ICU | [5 empty] | CARTS |  | CARTMEDICATION-Lionville Syst-600 | CARTMEDICATION |  |  |  |  | Lionville Sys | Cart, Medication |  | CARTMEDICATION-Lionville Syst-600 |  |  |  |  | Covered PM Repair - Biomedical | MHHS-Katy
YES | YES |  |  |  | 151-05077 | 151-05077 | LISA Laser | Revolix 200 |  |  | Or |  |  |  |  | 151-05077 | 151-05077 | Northwest | Memorial Hermann Cypress Hospital | Or | Or 2 | 11/1/19 | 5/1/20 |  |  |  | Laser, Surgical | LASERSURGICAL-LISA Laser-Revolix 200 | [12 empty] | LAS-SA | [9 empty] | Laser, Surgical | LASERSURGICAL | Laser, Surgical | LISA Laser
NO | YES |  |  |  | 029-11381 | 029-11381 | LITE GAIT | GAITKEEPER 2000T |  | LG50E40 | TIRR-Woodlands Inpatient | MHHS-TIRR |  |  |  | 029-11381 | 029-11381 | Woodlands | MHHS-Others | TIRR-Woodlands Inpatient | TIRR |  |  |  |  | TREADMILLS |  | .needs class | [13 empty] | Covered PM Repair - Biomedical | MHHS-TIRR
NO | YES |  |  |  | 029-11382 | 029-11382 | LITE GAIT | GAITKEEPER 2000T |  | 12-5M0059A | TIRR-Woodlands Inpatient | MHHS-TIRR |  |  |  | 029-11382 | 029-11382 | Woodlands | MHHS-Others | TIRR-Woodlands Inpatient | TIRR | 9/1/18 |  |  |  | TREADMILLS |  | .needs class | [13 empty] | Covered PM Repair - Biomedical | MHHS-TIRR
NO | YES |  |  |  | 029-10043 | 029-10043 | LITE GAIT | GK2200 |  | 12-TGK90049H | TIRR-Op-Woodlands (Mp2, Ste 200) | MHHS-TIRR |  | Treadmill |  | 029-10043 | 029-10043 | Woodlands | MHHS-Others | TIRR-Op-Woodlands (Mp2, Ste 200) | MP2 suite 270 | 8/1/19 |  | 8/1/20 |  | TREADMILLS | Treadmill | TREADMILL-Mobility Res-GK2200 | TREADMILL | GK2200 |  |  |  | Mobility Res | Treadmill |  |  | TREADMILL-Mobility Res-GK2200 | 2/13/20 |  | TREAD-A | Not Covered Vendor Only - Biomedical | MHHS-TIRR | [8 empty] | TREADMILL | Treadmill | Mobility Res
YES | YES |  |  |  | 074-06267 | 074-06267 | Lite Gait | Lite Gait II |  | 02-2818 | Physical Theapy |  |  |  |  | 074-06267 | 074-06267 | Woodlands | Memorial Hermann The Woodlands Medical Center | Physical Theapy | PUC 3
YES | YES |  |  |  | 041-34372 | 041-34372 | LIVANOVA | Display |  |  | MEMORIAL CITY |  |  |  |  | 041-34372 | 041-34372 | West | Memorial Hermann Memorial City Medical Center | MEMORIAL CITY | MEMORIAL CUTY MOR
NO | YES |  |  |  | 041-34373 | 041-34373 | LIVANOVA | S5 |  |  | MEMORIAL CITY -MOR | MHHS-Mem City |  | Ultrasound, Diagnostic |  | 041-34373 | 041-34373 | West | Memorial Hermann Memorial City Medical Center | MEMORIAL CITY -MOR | MEMORIAL CITY - MOR |  |  |  |  | HEART-LUNG BYPASS UNITS |  | ULTRASOUNDDIAGNOSTIC-Volcano-S5 | ULTRASOUNDDIAGNOSTIC | S5 |  |  |  | Volcano | Ultrasound, Diagnostic |  |  | ULTRASOUNDDIAGNOSTIC-Volcano-S5 |  |  |  | Covered PM Repair - Biomedical | MHHS-Mem City
YES | YES |  |  |  | 041-34371 | 041-34371 | LIVANOVA | S5 Double Roller Pump 150 |  |  | MEMORIAL CITY MOR |  |  |  |  | 041-34371 | 041-34371 | West | Memorial Hermann Memorial City Medical Center | MEMORIAL CITY MOR | MEMORIAL CITY MOR
YES | YES |  |  |  | 041-34374 | 041-34374 | LIVANOVA | S5 Roller Pump 150 |  |  | MEMORIAL CITY -MOR |  |  |  |  | 041-34374 | 041-34374 | West | Memorial Hermann Memorial City Medical Center | MEMORIAL CITY -MOR | MEMORIAL CITY - MOR
YES | YES |  |  |  | 041-34369 | 042-34369 | LIVANOVA | S5 Roller Pump 150 |  |  | MEMORIAL CITY -MOR |  |  |  |  | 041-34369 | 042-34369 | West | Memorial Hermann Memorial City Medical Center | MEMORIAL CITY -MOR | MEMORIAL CITY - MOR
YES | YES |  |  |  | 041-34370 | 041-34370 | LIVANOVA | S5 Roller Pump 150 |  |  | MEMORIAL CITY -MOR |  |  |  |  | 041-34370 | 041-34370 | West | Memorial Hermann Memorial City Medical Center | MEMORIAL CITY -MOR | MEMORIAL CITY - MOR
YES | YES | Serial Number 0 |  |  | 099-12674 | 099-12674 | LivaNova USA Inc | CP5 |  |  | TMC - HVI - OR |  |  |  |  | 099-12674 | 099-12674 | TMC | Memorial Hermann- Texas Medical Center | TMC - HVI - OR | OR 4 |  |  |  | No PM Sticker |  |  | HEARTLUNGBYPASSUNT-Sorin Group-CP5
YES | YES | Serial Number 0 |  |  | 099-09971 | 099-09971 | LivaNova USA Inc | Cp5 |  |  | TMC - OR - CVOR (7HVI) |  |  |  |  | 099-09971 | 099-09971 | TMC | Operating room | TMC - OR - CVOR (7HVI) | Or 11 |  |  |  | No pm |  |  | HEARTLUNGBYPASSUNT-Sorin Group-CP5
YES | YES | Serial Number 0 |  |  | 099-09973 | 099-09973 | LivaNova USA Inc | Cp5 |  |  | TMC - OR - CVOR (7HVI) |  |  |  |  | 099-09973 | 099-09973 | TMC | Operating room | TMC - OR - CVOR (7HVI) | Or 11 |  |  |  | No pm |  |  | HEARTLUNGBYPASSUNT-Sorin Group-CP5
YES | YES |  |  |  |  | 069-38277 | LivaNova USA Inc | CPB Pump #1 |  |  | TMC - OR - CVOR (7HVI) | [5 empty] | 069-38277 | TMC | Memorial Hermann-Texas Medical Center | TMC - OR - CVOR (7HVI) | CVOR (7HVI) | 5/1/19 |  | 5/1/20
YES | YES | Serial Number 0 |  |  | 099-09969 | 099-09969 | LivaNova USA Inc | Panel 3 |  |  | TMC - OR - CVOR (7HVI) |  |  |  |  | 099-09969 | 099-09969 | TMC | Operating room | TMC - OR - CVOR (7HVI) | Or 11 |  |  |  | No pm
YES | YES | Serial Number 0 |  |  | 099-09972 | 099-09972 | LivaNova USA Inc | Panel 4 |  |  | TMC - OR - CVOR (7HVI) |  |  |  |  | 099-09972 | 099-09972 | TMC | Operating room | TMC - OR - CVOR (7HVI) | Or 11 |  |  |  | No pm
YES | YES | Serial Number 0 |  |  | 099-09970 | 099-09970 | LivaNova USA Inc | Pump contorl panel |  |  | TMC - OR - CVOR (7HVI) |  |  |  |  | 099-09970 | 099-09970 | TMC | Operating room | TMC - OR - CVOR (7HVI) | Or 11 |  |  |  | No pm
YES | YES | Serial Number 0 |  |  | 077-08738 | 077-08738 | LivaNova USA Inc | S5 console |  |  | TMC - OR - CVOR (7HVI) |  |  |  |  | 077-08738 | 077-08738 | TMC | Operating room | TMC - OR - CVOR (7HVI) | Or 11 | 3/1/20 |  | 3/1/21
YES | YES |  |  |  | 077-09586 | 077-09586 | LivaNova USA Inc | S5 console |  | NSN | TMC-OR-CVOR (7Hvi) |  |  |  |  | 077-09586 | 077-09586 | TMC | MHHS-TMC | TMC-OR-CVOR (7Hvi) | Or 11 | 6/1/19 |  | 6/1/20
YES | YES | Serial Number 0 |  |  | 099-07731 | 099-07731 | LivaNova USA Inc | S5 Console |  |  | TMC - OR - ANESTHESIA (2HP) |  |  |  |  | 099-07731 | 099-07731 | TMC | Memorial Hermann-Texas Medical Center | TMC - OR - ANESTHESIA (2HP) | TMC - BIOMED SHOP |  |  |  | NEW
YES | YES | Serial Number 0 |  |  | 077-09587 | 077-09587 | LivaNova USA Inc | S5 roller pump 150 |  |  | TMC - OR - CVOR (7HVI) |  |  |  |  | 077-09587 | 077-09587 | TMC | Operating room | TMC - OR - CVOR (7HVI) | Or 11 | 9/1/19 |  | 6/1/20 |  |  |  | PUMPBLOODEXTRACORPCIRC-Sorin Group-S5RollerPump150
YES | YES | Serial Number 0 |  |  | 077-08739 | 077-08739 | LivaNova USA Inc | S5 roller pump 150 |  |  | TMC - OR - CVOR (7HVI) |  |  |  |  | 077-08739 | 077-08739 | TMC | Operating room | TMC - OR - CVOR (7HVI) | Or 11 | 3/1/20 |  | 3/1/21 |  |  |  | PUMPBLOODEXTRACORPCIRC-Sorin Group-S5RollerPump150
YES | YES | Serial Number 0 |  |  | 099-07431 | 099-07431 | LivaNova USA Inc | S5 roller pump 150 |  |  | SE - OR |  |  |  |  | 099-07431 | 099-07431 | Southeast | Memorial Hermann Southeast Hospital | SE - OR | Room 12 | [6 empty] | PUMPBLOODEXTRACORPCIRC-Sorin Group-S5RollerPump150
YES | YES | Serial Number 0 |  |  | 099-07430 | 099-07430 | LivaNova USA Inc | S5 roller pump 150 |  |  | SE - OR |  |  |  |  | 099-07430 | 099-07430 | Southeast | Memorial Hermann Southeast Hospital | SE - OR | Room 12 | [6 empty] | PUMPBLOODEXTRACORPCIRC-Sorin Group-S5RollerPump150
YES | YES | Serial Number 0 |  |  | 099-07429 | 099-07429 | LivaNova USA Inc | S5 roller pump 150 |  |  | SE - OR |  |  |  |  | 099-07429 | 099-07429 | Southeast | Memorial Hermann Southeast Hospital | SE - OR | Room 12 | [6 empty] | PUMPBLOODEXTRACORPCIRC-Sorin Group-S5RollerPump150
YES | YES |  |  |  | 005-33365 | 005-33365 | LivaNova USA Inc | SCPC |  | 60S30042 | SE - OR |  |  |  |  | 005-33365 | 005-33365 | Southeast | Memorial Hermann Southeast Hospital | SE - OR | Room 12
YES | YES |  |  |  | 099-11969 | 099-11969 | LivaNova USA Inc | VNS |  | EC088 | Epilepsy PEDI HD1012 |  |  |  |  | 099-11969 | 099-11969 |  | Memorial Hermann- Texas Medica Center | Epilepsy PEDI HD1012 | Radiology | 3/1/20 |  |  | No PM Sticker
YES | YES |  |  |  | 099-11970 | 099-11970 | LivaNova USA Inc | VNS |  | BA605 | Epilepsy PEDI HD1012 |  |  |  |  | 099-11970 | 099-11970 |  | Memorial Hermann- Texas Medica Center | Epilepsy PEDI HD1012 | Radiology | 3/1/20 |  |  | No PM Sticker
YES | YES |  |  |  | 069-48923 | 069-48923 | LivaNova USA Inc | XTRA |  | BO33276G19 | TMC - OR - PEDI OR (2R) |  |  |  |  | 069-48923 | 069-48923 | TMC | Memorial Hermann Texas Medical Center | TMC - OR - PEDI OR (2R) | OR 7 | 1/1/20 |  | 1/1/21
YES | YES |  |  |  | 009-34589 | 009-34589 | LivenGood | Mob Patient Mobility |  |  | ICU |  |  |  |  | 009-34589 | 009-34589 | Central | Memorial Hermann Cancer Center - Greater Heights (#150) | ICU | ICU
YES | YES |  |  |  | 009-34583 | 009-34583 | Livengood | Mobi |  |  | CVICU |  |  |  |  | 009-34583 | 009-34583 | Central | Memorial Hermann Greater Heights Hospital | CVICU | Hallway
YES | YES |  |  |  | 009-34588 | 009-34588 | Livengood | Mobi |  |  | GH - ICU |  |  |  |  | 009-34588 | 009-34588 | Central | Memorial Hermann Greater Heights Hospital | GH - ICU | Hallway | 2/1/20 |  | 2/1/21
NO | YES |  |  |  | 009-10957 | 009-10957 | Livengood Medical | MPCE134 PACE MOBILITY |  | SN1808003 | GH-CV ICU | MHHS-Greater Heights |  |  |  | 009-10957 | 009-10957 | Central | MHHS-Greater Heights | GH-CV ICU | Hallway | 8/1/19 |  | 8/1/20 |  | EXERCISERS |  | .needs class | [10 empty] | 2/20/15 |  |  | Covered PM Repair - Biomedical | MHHS-Greater Heights
NO | NO |  |  |  | 009-10956 |  | Livengood Medical | MPCE134 PACE MOBILITY |  | SN1808002 | GH - ICU | MHHS-Greater Heights |  |  |  | 009-10956 |  | Central & Greater Heights |  | GH - ICU | [5 empty] | EXERCISERS |  | .needs class | [13 empty] | Covered PM Repair - Biomedical | MHHS-Greater Heights
NO | NO |  |  |  | 009-10958 |  | Livengood Medical | MPCE134 PACE MOBILITY |  | SN1808001 | GH - ICU | MHHS-Greater Heights |  |  |  | 009-10958 |  | Central & Greater Heights |  | GH - ICU | [5 empty] | EXERCISERS |  | .needs class | [13 empty] | Covered PM Repair - Biomedical | MHHS-Greater Heights
NO | NO |  |  |  | 009-33594 |  | Livengood Medical | MPCE134 PACE MOBILITY |  | SN1841003 | GH - ICU | MHHS-Greater Heights |  |  |  | 009-33594 |  | Central & Greater Heights |  | GH - ICU | [5 empty] | EXERCISERS |  | .needs class | [13 empty] | Covered PM Repair - Biomedical | MHHS-Greater Heights
NO | NO |  |  |  | 009-33595 |  | Livengood Medical | MPCE134 PACE MOBILITY |  | SN1839014 | GH - ICU | MHHS-Greater Heights |  |  |  | 009-33595 |  | Central & Greater Heights |  | GH - ICU | [5 empty] | EXERCISERS |  | .needs class | [13 empty] | Covered PM Repair - Biomedical | MHHS-Greater Heights
NO | NO |  |  |  | 069-45785 |  | Livengood Medical | MPCE134 PACE MOBILITY |  |  | TMC - JONES - OCC HEALTH (JB) | MHHS-TMC |  |  |  | 069-45785 |  | TMC |  | TMC - JONES - OCC HEALTH (JB) | [5 empty] | EXERCISERS |  | .needs class | [13 empty] | Covered PM Repair - Biomedical | MHHS-TMC
NO | NO |  |  |  | 069-45786 |  | Livengood Medical | MPCE134 PACE MOBILITY |  |  | TMC - JONES - OCC HEALTH (JB) | MHHS-TMC |  |  |  | 069-45786 |  | TMC |  | TMC - JONES - OCC HEALTH (JB) | [5 empty] | EXERCISERS |  | .needs class | [13 empty] | Covered PM Repair - Biomedical | MHHS-TMC
NO | NO |  |  |  | 069-45787 |  | Livengood Medical | MPCE134 PACE MOBILITY |  |  | TMC - JONES - OCC HEALTH (JB) | MHHS-TMC |  |  |  | 069-45787 |  | TMC |  | TMC - JONES - OCC HEALTH (JB) | [5 empty] | EXERCISERS |  | .needs class | [13 empty] | Covered PM Repair - Biomedical | MHHS-TMC
NO | NO |  |  |  | 009-10380 |  | Living Earth Crafts | SERENITY PRO |  | T909170 | TIRR - GREATER HEIGHTS | MHHS-TIRR |  |  |  | 009-10380 |  | Central & Greater Heights |  | TIRR - GREATER HEIGHTS | [5 empty] | TABLES, EXAMINATION/TREATMENT |  | .needs class | [13 empty] | Covered PM Repair - Biomedical | MHHS-TIRR
NO | NO |  |  |  | 241-03266 |  | Living Earth Crafts | SERENITY PRO |  | T916079 | TIRR - OP - WEST UNIVERSITY CLINIC | MHHS-TIRR |  |  |  | 241-03266 |  | TMC |  | TIRR - OP - WEST UNIVERSITY CLINIC | [5 empty] | TABLES, EXAMINATION/TREATMENT |  | .needs class | [13 empty] | Covered PM Repair - Biomedical | MHHS-TIRR
NO | NO |  |  |  | 241-03267 |  | Living Earth Crafts | SERENITY PRO |  | T916078 | TIRR - OP - WEST UNIVERSITY CLINIC | MHHS-TIRR |  |  |  | 241-03267 |  | TMC |  | TIRR - OP - WEST UNIVERSITY CLINIC | [5 empty] | TABLES, EXAMINATION/TREATMENT |  | .needs class | [13 empty] | Covered PM Repair - Biomedical | MHHS-TIRR
NO | NO |  |  |  | 069-42399 |  | Living Earth Crafts | SERENITY PRO |  | T876694 | TMC - REHAB - THERAPY GYM (JG) | MHHS-TMC |  |  |  | 069-42399 |  | TMC |  | TMC - REHAB - THERAPY GYM (JG) | [5 empty] | TABLES, EXAMINATION/TREATMENT |  | .needs class | [13 empty] | Covered PM Repair - Biomedical | MHHS-TMC
NO | YES |  |  |  | 069-40727 | 099-09366 | Lode | CORIVAL |  |  | TMC-Jones-Hyperbaric/Wound Care (Jg) | MHHS-TMC |  | Exerciser/Ergometer, Bicycle |  | 069-40727 | 099-09366 | TMC | MHHS-TMC | TMC-Jones-Hyperbaric/Wound Care (Jg) | Exam 16 |  |  |  |  | EXERCISERS |  | EXERCISERERGBICYCLE-Lode Medical Tech-Corival | EXERCISERERGBICYCLE | Corival |  |  |  | Lode Medical Tech | Exerciser/Ergometer, Bicycle |  |  | EXERCISERERGBICYCLE-Lode Medical Tech-Corival | 1/31/20 |  |  | Clinical Miscellaneous | MHHS-TMC
NO | NO |  |  |  | 069-38766 |  | Lode | CORIVAL |  |  | CAHF - (TMC) - TMC MEDICAL PLAZA [MHMP-STE2500] | MHHS - Heart Failure Clinics |  | Exerciser/Ergometer, Bicycle |  | 069-38766 |  | TMC |  | CAHF - (TMC) - TMC MEDICAL PLAZA [MHMP-STE2500] | [5 empty] | EXERCISERS |  | EXERCISERERGBICYCLE-Lode Medical Tech-Corival | EXERCISERERGBICYCLE | Corival |  |  |  | Lode Medical Tech | Exerciser/Ergometer, Bicycle |  |  | EXERCISERERGBICYCLE-Lode Medical Tech-Corival |  |  |  | Clinical Miscellaneous | MHHS - Heart Failure Clinics
YES | YES |  |  |  | 069-46354 | 069-46354 | Lode Medical Tech |  |  |  | TMC - JONES - HYPERBARIC/WOUND CARE (JG) |  |  |  |  | 069-46354 | 069-46354 | TMC | Memorial Hermann-Texas Medical Center | TMC - JONES - HYPERBARIC/WOUND CARE (JG) | Exam 16 | 2/1/20 |  | 2/1/21
NO | NO |  |  |  | 069-41121 |  | LOMBART INSTRUMENT | RETINOMAX K-PLUS 3 |  |  | TMC - OR - PEDI OR (2R) | MHHS-TMC |  | Refractometer |  | 069-41121 |  | TMC |  | TMC - OR - PEDI OR (2R) | [5 empty] | ANALYZERS, PHYSIOLOGIC, VISUAL FUNCTION |  | REFRACTOMETER-Right Mfg Co-Retinomax K-plus 3 | REFRACTOMETER | Retinomax K-plus 3 |  |  |  | Right Mfg Co | Refractometer |  |  | REFRACTOMETER-Right Mfg Co-Retinomax K-plus 3 |  |  |  | Covered PM Repair - Biomedical | MHHS-TMC
YES | YES |  |  |  | 009-03994 | 009-03994 | Lorad Inc. |  |  |  | Womens Center |  |  |  |  | 009-03994 | 009-03994 | Central | Memorial Hermann Hospital greater heights | Womens Center | Mamo Room 1 | 3/1/20
NO | NO | [5 empty] | Lorad Sub Trex Medical Corp | SELENIA |  |  | OPID - (SL) - SUGAR LAND BREAST CENTER - (MP1) | MHHS-OPID |  | Radiographic Unit, Mammographic |  |  |  | Sugar Land |  | OPID - (SL) - SUGAR LAND BREAST CENTER - (MP1) | [5 empty] | RADIOGRAPHIC UNITS, MAMMOGRAPHIC |  | RADIOGRAPHICUNITMAMMO-Hologic-Selenia | RADIOGRAPHICUNITMAMMO | Selenia |  |  |  | Hologic | Radiographic Unit, Mammographic |  |  | RADIOGRAPHICUNITMAMMO-Hologic-Selenia |  |  |  | Covered PM Repair - Biomedical | MHHS-OPID
NO | NO |  |  |  | R-013-13523 |  | Lorad Sub Trex Medical Corp | SELENIA |  |  | OPID - (SW) - SOUTHWEST BC - 450 (MP1) | MHHS-OPID |  | Radiographic Unit, Mammographic |  | R-013-13523 |  | Southwest |  | OPID - (SW) - SOUTHWEST BC - 450 (MP1) | [5 empty] | RADIOGRAPHIC UNITS, MAMMOGRAPHIC |  | RADIOGRAPHICUNITMAMMO-Hologic-Selenia | RADIOGRAPHICUNITMAMMO | Selenia |  |  |  | Hologic | Radiographic Unit, Mammographic |  |  | RADIOGRAPHICUNITMAMMO-Hologic-Selenia |  |  |  | Covered PM Repair - Biomedical | MHHS-OPID
YES | YES | Serial Number Cnf |  |  | 005-33236 | 005-33236 | Lorell Office Furniture | LLR99770 |  | Cnf | SUGAR LAND - OR |  |  |  |  | 005-33236 | 005-33236 | Sugar Land |  | SUGAR LAND - OR |  |  |  |  | No pm
YES | YES |  |  |  | 099-12202 | 099-12202 | Louroe Elect | AP-1TB |  |  | TMC - EPILEPSY - SLEEP LAB (5R) |  |  |  |  | 099-12202 | 099-12202 | TMC | Memorial Hermann-Texas Medical Center | TMC - EPILEPSY - SLEEP LAB (5R) | Control room | [5 empty] | System, Intercom | SYSTEMINTERCOM-Louroe Elect-AP-1TB | [22 empty] | System, Intercom | SYSTEMINTERCOM | System, Intercom | Louroe Elect
YES | YES |  |  |  | 099-12203 | 099-12203 | Louroe Elect | AP-1TB |  |  | TMC - EPILEPSY - SLEEP LAB (5R) |  |  |  |  | 099-12203 | 099-12203 | TMC | Memorial Hermann-Texas Medical Center | TMC - EPILEPSY - SLEEP LAB (5R) | Control room | [5 empty] | System, Intercom | SYSTEMINTERCOM-Louroe Elect-AP-1TB | [22 empty] | System, Intercom | SYSTEMINTERCOM | System, Intercom | Louroe Elect
YES | YES |  |  |  | 099-12208 | 099-12208 | Louroe Elect | AP-1TB |  |  | TMC - EPILEPSY - SLEEP LAB (5R) |  |  |  |  | 099-12208 | 099-12208 | TMC | Memorial Hermann-Texas Medical Center | TMC - EPILEPSY - SLEEP LAB (5R) | Control room | [5 empty] | System, Intercom | SYSTEMINTERCOM-Louroe Elect-AP-1TB | [22 empty] | System, Intercom | SYSTEMINTERCOM | System, Intercom | Louroe Elect
YES | YES |  |  |  | 099-12209 | 099-12209 | Louroe Elect | AP-1TB |  |  | TMC - EPILEPSY - SLEEP LAB (5R) |  |  |  |  | 099-12209 | 099-12209 | TMC | Memorial Hermann-Texas Medical Center | TMC - EPILEPSY - SLEEP LAB (5R) | Control room | [5 empty] | System, Intercom | SYSTEMINTERCOM-Louroe Elect-AP-1TB | [22 empty] | System, Intercom | SYSTEMINTERCOM | System, Intercom | Louroe Elect
YES | YES |  |  |  | 099-12210 | 099-12210 | Louroe Elect | AP-1TB |  |  | TMC - EPILEPSY - SLEEP LAB (5R) |  |  |  |  | 099-12210 | 099-12210 | TMC | Memorial Hermann-Texas Medical Center | TMC - EPILEPSY - SLEEP LAB (5R) | Control room | [5 empty] | System, Intercom | SYSTEMINTERCOM-Louroe Elect-AP-1TB | [22 empty] | System, Intercom | SYSTEMINTERCOM | System, Intercom | Louroe Elect
YES | YES |  |  |  | 099-12211 | 099-12211 | Louroe Elect | AP-1TB |  |  | TMC - EPILEPSY - SLEEP LAB (5R) |  |  |  |  | 099-12211 | 099-12211 | TMC | Memorial Hermann-Texas Medical Center | TMC - EPILEPSY - SLEEP LAB (5R) | Control room | [5 empty] | System, Intercom | SYSTEMINTERCOM-Louroe Elect-AP-1TB | [22 empty] | System, Intercom | SYSTEMINTERCOM | System, Intercom | Louroe Elect
YES | YES | Serial Number 785583001469 |  |  | 099-11966 | 099-11966 | Louroe Elect | AP-1TB |  |  | Epilepsy PEDI HD1012 |  |  |  |  | 099-11966 | 099-11966 |  | Memorial Hermann- Texas Medica Center | Epilepsy PEDI HD1012 | Radiology | 3/1/20 |  |  | No PM Sticker |  | System, Intercom | SYSTEMINTERCOM-Louroe Elect-AP-1TB | [22 empty] | System, Intercom | SYSTEMINTERCOM | System, Intercom | Louroe Elect
YES | YES | Serial Number 785583001469 |  |  | 099-13464 | 099-13464 | Louroe Elect | APR-1 |  |  | TMC - CULLEN - MIMU (2C) |  |  |  |  | 099-13464 | 099-13464 | TMC | Memorial Hermann-Texas Medical Center | TMC - CULLEN - MIMU (2C) | Biomed
YES | YES |  |  |  | 099-13466 | 099-13466 | Louroe Elect | APR-1 |  |  | TMC - CULLEN - MIMU (2C) |  |  |  |  | 099-13466 | 099-13466 | TMC | Memorial Hermann-Texas Medical Center | TMC - CULLEN - MIMU (2C) | Biomed
YES | YES |  |  |  | 069-21054 | 069-21054 | Louroe Elect | Apr-1 |  |  | TMC - 7J |  |  |  |  | 069-21054 | 069-21054 | TMC | Memorial Hermann-Texas Medical Center | TMC - 7J
YES | YES |  |  |  | 099-06267 | 099-06267 | Louroe Elect | Apr-1 |  | Le-146 | SE - NONINVASIVE CARDIOLOGY |  |  |  |  | 099-06267 | 099-06267 | Southeast | Memorial Hermann Southeast Hospital | SE - NONINVASIVE CARDIOLOGY | Exam room 409 |  |  |  | No pm
YES | YES |  |  |  | 099-06441 | 099-06441 | Ludlum | 2200 Scaler Ratemeter |  |  | Memorial City - Nuclear Medicine |  |  |  |  | 099-06441 | 099-06441 | West | Memorial City - Nuke Med | Memorial City - Nuclear Medicine | E8 114 |  |  |  | Past CAL due date.
YES | YES |  |  |  | 099-06442 | 099-06442 | Ludlum |  |  | PR036141 | Memorial City - Nuclear Medicine |  |  |  |  | 099-06442 | 099-06442 | West | Memorial City - Nuke Med | Memorial City - Nuclear Medicine | E8 114 |  |  |  | Parent ID 099-06441
YES | YES |  |  |  | 013-38306 | 013-38306 | Ludlum Measurements Inc | 1000 Scaler |  |  | Cardiovascular |  |  |  |  | 013-38306 | 013-38306 | Southwest | Memorial Harmann Hospital - Medical Plaza 2 | Cardiovascular | Cardiovascular
YES | YES |  |  |  | 099-04846 | 099-04846 | Ludlum Measurements Inc | 14C |  |  | PEARLAND - RADIOLOGY - NUC MED |  |  |  |  | 099-04846 | 099-04846 | Pearland | Memorial Hermann Pearland Hospital | PEARLAND - RADIOLOGY - NUC MED | Hot lab | 12/1/19 | 12/1/20 |  |  |  | Radiation Beam Analyzer | RADANABE-Ludlum Measure-14C | [12 empty] | TEST-A | [10 empty] | RADANABE | Radiation Beam Analyzer | Ludlum Measure
YES | YES |  |  |  | 099-03555 | 099-03555 | Ludlum Measurements Inc | 14C |  |  | Sugar Land Imaging |  |  |  |  | 099-03555 | 099-03555 | Sugar Land | Memorial Hermann Sugar Land | Sugar Land Imaging | Sugar Land West Tower Nuclear Medicine Hot Lab | 9/1/19 | 9/1/20 |  |  | Survey Meter | Radiation Beam Analyzer | RADANABE-Ludlum Measure-14C | [12 empty] | TEST-A | [7 empty] | 2/1/20 |  |  | RADANABE | Radiation Beam Analyzer | Ludlum Measure
YES | YES |  |  |  | 013-38305 | 013-38305 | Ludlum Measurements Inc | 14C |  |  | Cardiovascular |  |  |  |  | 013-38305 | 013-38305 | Southwest | Memorial Harmann Hospital - Medical Plaza 2 | Cardiovascular | Cardiovascular
NO | YES | Serial Number 33304 |  |  | 009-03796 | 009-03796 | Ludlum Measurements Inc | 14C |  |  | Memorial Hermann - Radiology |  |  |  |  | 009-03796 | 009-03796 | Central | Memorial Hermann Greater Heights Hospital | Memorial Hermann - Radiology | GH- NucMed room |  |  |  | No pm sticker
YES | YES |  |  |  | 009-33260 | 009-33260 | Ludlum Measurements Inc | 14C |  |  | NE - NUCLEAR MEDICINE |  |  |  |  | 009-33260 | 009-33260 | Katy | North East Hermann Memorial | NE - NUCLEAR MEDICINE | MRI
YES | YES | Serial Number 7460 |  |  | 009-33261 | 009-33261 | Ludlum Measurements Inc | 14C |  |  | NE - NUCLEAR MEDICINE |  |  |  |  | 009-33261 | 009-33261 | Katy | North East Hermann Memorial | NE - NUCLEAR MEDICINE | MRI
YES | YES |  |  |  | 099-07556 | 099-07556 | Ludlum Measurements Inc |  |  |  | SE - RADIOLOGY |  |  |  |  | 099-07556 | 099-07556 | Southeast | Memorial Hermann Southeast Hospital | SE - RADIOLOGY
YES | YES |  |  |  | 041-34835 | 041-34835 | Ludlum Measurements Inc |  |  |  | NE - Nuc Med |  |  |  |  | 041-34835 | 041-34835 | Katy | Memorial Hermann - Northeast | NE - Nuc Med | Nuc Med hot lab |  |  |  | No pm sticker
YES | YES |  |  |  | 099-07545 | 099-07545 | Ludlum Measurements Inc | 2401-EC2 |  |  | SE - RADIOLOGY |  |  |  |  | 099-07545 | 099-07545 | Southeast | Memorial Hermann Southeast Hospital | SE - RADIOLOGY |  |  |  | 4/1/20
YES | YES |  |  |  | 142-09448 | 142-09448 | Ludlum Measurements Inc |  |  | PR131544 | Nuclear Medicine |  |  |  |  | 142-09448 | 142-09448 | Woodlands | Memorial Hermann The Woodlands Medical Center | Nuclear Medicine | Hot Lab | 6/1/19 |  | 6/1/20 |  |  | Radiation Beam Analyzer | RADANABE-Ludlum Measure-3 | [12 empty] | TEST-A | [10 empty] | RADANABE | Radiation Beam Analyzer | Ludlum Measure
YES | YES |  |  |  | 099-07544 | 099-07544 | Ludlum Measurements Inc |  |  |  | SE - RADIOLOGY |  |  |  |  | 099-07544 | 099-07544 | Southeast | Memorial Hermann Southeast Hospital | SE - RADIOLOGY | [7 empty] | RADANABE-Ludlum Measure-3
YES | YES |  |  |  | 099-07543 | 099-07543 | Ludlum Measurements Inc |  |  |  | SE - RADIOLOGY |  |  |  |  | 099-07543 | 099-07543 | Southeast | Memorial Hermann Southeast Hospital | SE - RADIOLOGY |  | 4/1/20 | [5 empty] | RADANABE-Ludlum Measure-3
YES | YES |  |  |  |  | 099-06397 | Ludlum Measurements Inc | 3a |  | Pr143562 | MEMORIAL CITY - NUCLEAR MEDICINE | [5 empty] | 099-06397 | West | Memorial city - nuke med | MEMORIAL CITY - NUCLEAR MEDICINE | Hot lab |  |  |  | No pm sticker found
YES | YES |  |  |  | 099-06396 | 099-06396 | Ludlum Measurements Inc | 3a |  | Pr - 225237 | MEMORIAL CITY - NUCLEAR MEDICINE |  |  |  |  | 099-06396 | 099-06396 | West | Memorial city - nuke med | MEMORIAL CITY - NUCLEAR MEDICINE | Hot lab |  |  |  | No pm found
YES | YES |  |  |  | 099-03556 | 099-03556 | Ludlum Measurements Inc | Model 2 |  |  | Sugar Land Imaging |  |  |  |  | 099-03556 | 099-03556 | Sugar Land | Sugar Land Memorial Hermann | Sugar Land Imaging | Sugar Land West Tower Nuclear Medicine Hot Lab | 8/1/19 | 8/1/20 |  |  | Survey Meter
NO | NO |  |  |  | 151-02063 |  | Ludlum Measurements, Inc | 14C |  |  | CY - IMAGING | MHHS-Cypress |  | Radiation Beam Analyzer |  | 151-02063 |  | Northwest & Cypress |  | CY - IMAGING | [5 empty] | RADIATION COUNTERS |  | RADANABE-Ludlum Measure-14C | RADANABE | 14C |  |  |  | Ludlum Measure | Radiation Beam Analyzer |  | RADANABE-Ludlum Measure-14C |  |  |  |  | Covered PM Repair - Biomedical | MHHS-Cypress
NO | NO |  |  |  | 151-02064 |  | Ludlum Measurements, Inc | 14C |  |  | CY - IMAGING | MHHS-Cypress |  | Radiation Beam Analyzer |  | 151-02064 |  | Northwest & Cypress |  | CY - IMAGING | [5 empty] | RADIATION COUNTERS |  | RADANABE-Ludlum Measure-14C | RADANABE | 14C |  |  |  | Ludlum Measure | Radiation Beam Analyzer |  | RADANABE-Ludlum Measure-14C |  |  |  |  | Covered PM Repair - Biomedical | MHHS-Cypress
NO | YES | Serial Number No S # |  |  | 069-15355 | 069-15355 | Ludlum Measurements, Inc |  |  | No S # | TMC-Radiology-Nuc Med | MHHS-TMC |  | Gieger Counter |  | 069-15355 | 069-15355 | TMC | MHHS-TMC | TMC-Radiology-Nuc Med | Nuc pharm | 3/1/20 |  | 3/1/21 |  | RADIATION COUNTERS |  | GIEGERCOUNTER-Ludlum Measure-177 | GIEGERCOUNTER |  |  |  |  | Ludlum Measure | Gieger Counter |  | GIEGERCOUNTER-Ludlum Measure-177 |  | 5/1/16 |  |  | Covered PM Repair - Biomedical | MHHS-TMC
NO | YES |  |  |  | 013-35737 |  | Ludlum Measurements, Inc |  |  |  | SW - RADIOLOGY | MHHS-Southwest |  | Washers, Microplate |  | 013-35737 |  | Southwest |  | SW - RADIOLOGY |  | 4/23/19 |  |  |  | THYROID UPTAKE SYSTEM |  | MISCELLANEOUS-AwarenessTechnology-2600 | MISCELLANEOUS |  |  |  |  | AwarenessTechnology | Washers, Microplate |  |  | MISCELLANEOUS-AwarenessTechnology-2600 |  |  |  | Covered PM Repair - Biomedical | MHHS-Southwest
NO | YES | Serial Number 33304 |  |  |  |  | Ludlum Measurements, Inc | 3/44-9 |  |  | GH - RADIOLOGY | MHHS-Greater Heights | [5 empty] | Central & Greater Heights |  | GH - RADIOLOGY |  | 7/30/18 |  |  |  | RADIATION COUNTERS |  | RADANABE-Ludlum Measure-44-9 |  |  |  |  | RADANABE-Ludlum Measure-44-9 | Ludlum Measure | [7 empty] | Covered PM Repair - Biomedical | MHHS-Greater Heights
NO | YES | [5 empty] | Ludlum Measurements, Inc | 3/44-9 |  |  | GH - RADIOLOGY | MHHS-Greater Heights | [5 empty] | Central & Greater Heights |  | GH - RADIOLOGY |  | 7/30/18 |  |  |  | RADIATION COUNTERS |  | RADANABE-Ludlum Measure-44-9 |  |  |  |  | RADANABE-Ludlum Measure-44-9 | Ludlum Measure | [7 empty] | Covered PM Repair - Biomedical | MHHS-Greater Heights
NO | NO | [5 empty] | Ludlum Measurements, Inc | MODEL 1000 |  |  | MEMORIAL CITY - NUCLEAR MEDICINE | MHHS-Mem City | [5 empty] | West & Memorial City |  | MEMORIAL CITY - NUCLEAR MEDICINE | [5 empty] | RADIATION COUNTERS |  | .needs class | [5 empty] | Ludlum Measure | [7 empty] | Covered PM Repair - Biomedical | MHHS-Mem City
NO | NO | [5 empty] | Ludlum Measurements, Inc | MODEL 1000 |  |  | MH MG - (STX) - SOUTH TEXAS - WHARTON | MHHS-MG | [5 empty] | South |  | MH MG - (STX) - SOUTH TEXAS - WHARTON | [5 empty] | RADIATION COUNTERS |  | .needs class | [5 empty] | Ludlum Measure | [7 empty] | Covered PM Repair - Biomedical | MHHS-MG
NO | NO | [5 empty] | Ludlum Measurements, Inc | MODEL 2000 |  |  | MH MG - (MC) - MC CARDIOLOGY (MP4) STE400 | MHHS-MG | [5 empty] | West & Memorial City |  | MH MG - (MC) - MC CARDIOLOGY (MP4) STE400 | [5 empty] | RADIATION COUNTERS |  | .needs class | [5 empty] | Ludlum Measure | [7 empty] | Covered PM Repair - Biomedical | MHHS-MG
NO | YES |  |  |  |  | 142-09450 | Ludlum Measurements, Inc | MODEL 2200 |  |  | Woodlands-Nuc Med | MHHS-Woodlands |  |  |  |  | 142-09450 | Woodlands | MHHS-Woodlands | Woodlands-Nuc Med | Hot Lab | 8/1/18 |  | 8/1/19 |  | RADIATION COUNTERS |  | .needs class | [5 empty] | Ludlum Measure |  |  |  |  | 8/1/17 |  |  | Covered PM Repair - Biomedical | MHHS-Woodlands
NO | NO |  |  |  | 151-02062 |  | Ludlum Measurements, Inc | MODEL 2200 |  |  | CY - IMAGING | MHHS-Cypress |  |  |  | 151-02062 |  | Northwest & Cypress |  | CY - IMAGING | [5 empty] | RADIATION COUNTERS |  | .needs class | [5 empty] | Ludlum Measure | [7 empty] | Covered PM Repair - Biomedical | MHHS-Cypress
NO | NO | [5 empty] | Ludlum Measurements, Inc | MODEL 2200 |  |  | MH MG - (MC) - COMPREHENSIVE HEART CARE | MHHS-MG | [5 empty] | West & Memorial City |  | MH MG - (MC) - COMPREHENSIVE HEART CARE | [5 empty] | RADIATION COUNTERS |  | .needs class | [5 empty] | Ludlum Measure | [7 empty] | Covered PM Repair - Biomedical | MHHS-MG
NO | NO | [5 empty] | Ludlum Measurements, Inc | MODEL 3 |  |  | MH MG - (MC) - MC CARDIOLOGY (MP4) STE400 | MHHS-MG | [5 empty] | West & Memorial City |  | MH MG - (MC) - MC CARDIOLOGY (MP4) STE400 | [5 empty] | RADIATION COUNTERS |  | .needs class | [5 empty] | Ludlum Measure | [7 empty] | Covered PM Repair - Biomedical | MHHS-MG
NO | NO |  |  |  | 069-41376 |  | Lumenis | ACCE01000 |  |  | TMC - OR - PEDI OR (2R) | MHHS-TMC |  | Compressor, Air |  | 069-41376 |  | TMC |  | TMC - OR - PEDI OR (2R) | [5 empty] | PUMPS, NON-PATIENT CARE |  | COMPRESSORAIR-LUMENIS-ACCE01000 | COMPRESSORAIR | ACCE01000 |  |  |  | LUMENIS | Compressor, Air |  | COMPRESSORAIR-LUMENIS-ACCE01000 |  |  |  |  | Covered PM Repair - Biomedical | MHHS-TMC
NO | YES |  |  |  | 069-06412 | 069-06412 | Lumenis | ENCORE |  | K1226730 | TMC-OR-Robertson (2R) | MHHS-TMC |  | Lift, Patient Electrical |  | 069-06412 | 069-06412 | TMC | MHHS-TMC | TMC-OR-Robertson (2R) | Surgical Speciman Station | 8/1/19 |  | 3/1/20 |  | LASERS |  | LIFTPATIENTELECTRIC-Arjo Inc-Encore | LIFTPATIENTELECTRIC | Encore |  |  |  | Arjo Inc | Lift, Patient Electrical |  |  | LIFTPATIENTELECTRIC-Arjo Inc-Encore | 7/15/17 |  |  | Covered PM Repair - Biomedical | MHHS-TMC
NO | NO |  |  |  | 041-06240 |  | Lumenis | ENCORE |  | 002-13264 | MEMORIAL CITY - OUTPATIENT SURGERY | MHHS-Mem City |  | Lift, Patient Electrical |  | 041-06240 |  | West & Memorial City |  | MEMORIAL CITY - OUTPATIENT SURGERY | [5 empty] | LASERS |  | LIFTPATIENTELECTRIC-Arjo Inc-Encore | LIFTPATIENTELECTRIC | Encore |  |  |  | Arjo Inc | Lift, Patient Electrical |  |  | LIFTPATIENTELECTRIC-Arjo Inc-Encore |  |  |  | Covered PM Repair - Biomedical | MHHS-Mem City
NO | YES |  |  |  | 041-34052 | 041-34052 | Lumenis | POWER SUITE 100W |  |  | East Tower OR | MHHS-Mem City |  |  |  | 041-34052 | 041-34052 | West | Memorial Hermann - Memorial City | East Tower OR | E2 Room 300 Equipment Storage |  |  |  |  | LASERS |  | .needs class | [5 empty] | LUMENIS | [7 empty] | Covered PM Repair - Biomedical | MHHS-Mem City
NO | YES |  |  |  | 041-18872 | 041-18872 | Lumenis | POWER SUITE 100W |  |  | MEMORIAL CITY - OUTPATIENT SURGERY | MHHS-Mem City |  |  |  | 041-18872 | 041-18872 | West | Memorial Hermann - Memorial City | MEMORIAL CITY - OUTPATIENT SURGERY | Cytso OR Room 11 |  |  |  |  | LASERS |  | .needs class | [5 empty] | LUMENIS | [7 empty] | Covered PM Repair - Biomedical | MHHS-Mem City
NO | NO |  |  |  | 069-41375 |  | Lumenis | ULTRAPULSE ENCORE |  |  | TMC - OR - PEDI OR (2R) | MHHS-TMC |  | Laser, Surgical |  | 069-41375 |  | TMC |  | TMC - OR - PEDI OR (2R) | [5 empty] | LASERS |  | LASERSURGICAL-Lumenis-UltraPulse Encore | LASERSURGICAL | UltraPulse Encore |  |  |  | Lumenis | Laser, Surgical |  | LASERSURGICAL-Lumenis-UltraPulse Encore |  |  |  |  | Covered PM Repair - Biomedical | MHHS-TMC
NO | YES |  |  |  | 069-40510 | 069-40510 | Lumenis | VERSAPULSE P20 |  |  | TMC-Gi/Endo-Adult (1J) | MHHS-TMC |  | Laser, Yag and Holmium |  | 069-40510 | 069-40510 | TMC | MHHS-TMC | TMC-Gi/Endo-Adult (1J) |  | 10/1/19 |  |  |  | LASERS | Laser, Yag and Holmium | LASERYAGANDHOLMIUM-Lumenis-VersaPulse P20 | LASERYAGANDHOLMIUM | VersaPulse P20 |  |  |  | Lumenis | Laser, Yag and Holmium |  | LASERYAGANDHOLMIUM-Lumenis-VersaPulse P20 |  | 8/7/18 |  | LYH-SA | Covered PM Repair - Biomedical | MHHS-TMC | [7 empty] | Laser, Yag and Holmium | LASERYAGANDHOLMIUM | Laser, Yag and Holmium | Lumenis
YES | YES |  |  |  | YZL0145 | 151-05076 | Lumenis | VersaPulse PowerSuite |  |  | Or |  |  |  |  | YZL0145 | 151-05076 | Northwest | Memorial Hermann Cypress Hospital | Or | Or 2 | 10/1/19 | 4/1/20 |  |  |  | Laser, Yag and Holmium | LASERYAGANDHOLMIUM-Lumenis-VersaPulse PowerSuite | [12 empty] | LYH-SA | [9 empty] | Laser, Yag and Holmium | LASERYAGANDHOLMIUM | Laser, Yag and Holmium | Lumenis
YES | YES |  |  |  | 099-03988 | 099-03988 | Lumenis | VersaPulse PowerSuite |  |  | KATY - OR |  |  |  |  | 099-03988 | 099-03988 | Katy | Memorial Hermann Katy Hospital | KATY - OR | Cycto OR Hall | [5 empty] | Laser, Yag and Holmium | LASERYAGANDHOLMIUM-Lumenis-VersaPulse PowerSuite | [12 empty] | LYH-SA | [9 empty] | Laser, Yag and Holmium | LASERYAGANDHOLMIUM | Laser, Yag and Holmium | Lumenis
NO | YES |  |  |  | 069-38524 | 069-38524 | Lumenis | VersaPulse Powersuite 100w |  |  | TMC-OR-Hermann (2Hp) |  |  |  |  | 069-38524 | 069-38524 | TMC | MHHS-TMC | TMC-OR-Hermann (2Hp) | S4211 storage | [5 empty] | Laser, Yag and Holmium | LASERYAGANDHOLMIUM-Lumenis-VersaPulsePwrsuite100w | [12 empty] | LYH-SA | [9 empty] | Laser, Yag and Holmium | LASERYAGANDHOLMIUM | Laser, Yag and Holmium | Lumenis
YES | YES |  |  |  | 074-06423 | 074-06423 | Lumeon |  |  |  | MH MG - (SW) - SOUTHWEST CARDIOLOGY (MP2) |  |  |  |  | 074-06423 | 074-06423 | Southwest | Memorial Hermann Southwest Hospital | MH MG - (SW) - SOUTHWEST CARDIOLOGY (MP2) | Exam room 9
YES | YES |  |  |  | 074-06421 | 074-06421 | Lumeon |  |  |  | MH MG - (SW) - SOUTHWEST CARDIOLOGY (MP2) |  |  |  |  | 074-06421 | 074-06421 | Southwest | Memorial Hermann Southwest Hospital | MH MG - (SW) - SOUTHWEST CARDIOLOGY (MP2) | Exam room 10
YES | YES | Serial Number Cnf |  |  | 142-09331 | 142-09331 | Lumeon | Aneroid |  | Cnf | MH MG - (SL) - PHYSICIANS AT SUGAR CREEK |  |  |  |  | 142-09331 | 142-09331 | Sugar Land | Memorial Hermann Surgery Center Sugar Land (#200) | MH MG - (SL) - PHYSICIANS AT SUGAR CREEK | Exam 2 | [6 empty] | SPHYGMOMANOMETERANER-TYCOS-Aneroid
YES | YES | Serial Number Cnf |  |  | 142-09332 | 142-09332 | Lumeon | Aneroid |  | Cnf | MH MG - (SL) - PHYSICIANS AT SUGAR CREEK |  |  |  |  | 142-09332 | 142-09332 | Sugar Land | Memorial Hermann Surgery Center Sugar Land (#200) | MH MG - (SL) - PHYSICIANS AT SUGAR CREEK | Exam 6 | [6 empty] | SPHYGMOMANOMETERANER-TYCOS-Aneroid
YES | YES |  |  |  | 142-09263 | 142-09263 | Lumeon | Aneroid |  |  | Physicians at Sugar Creek |  |  |  |  | 142-09263 | 142-09263 | Sugar Land | Physicians at Sugar Creek | Physicians at Sugar Creek | SW.3 | [6 empty] | SPHYGMOMANOMETERANER-TYCOS-Aneroid
YES | YES | Serial Number Cnf |  |  | 142-09333 | 142-09333 | Lumeon | Aneroid |  | Cnf | MH MG - (SL) - PHYSICIANS AT SUGAR CREEK |  |  |  |  | 142-09333 | 142-09333 | Sugar Land | Memorial Hermann Surgery Center Sugar Land (#200) | MH MG - (SL) - PHYSICIANS AT SUGAR CREEK | Exam 6 | [6 empty] | SPHYGMOMANOMETERANER-TYCOS-Aneroid
YES | YES |  |  |  | 142-09264 | 142-09264 | Lumeon | Aneroid |  |  | Physicians at Sugar Creek |  |  |  |  | 142-09264 | 142-09264 | Sugar Land | Physicians at Sugar Creek | Physicians at Sugar Creek | SW.10 | [6 empty] | SPHYGMOMANOMETERANER-TYCOS-Aneroid
YES | YES |  |  |  | 142-09266 | 142-09266 | Lumeon | Aneroid |  |  | Physicians at Sugar Creek |  |  |  |  | 142-09266 | 142-09266 | Sugar Land | Physicians at Sugar Creek | Physicians at Sugar Creek | NW.2 | [6 empty] | SPHYGMOMANOMETERANER-TYCOS-Aneroid
YES | YES | Serial Number Cnf |  |  | 142-09334 | 142-09334 | Lumeon | Aneroid |  | Cnf | MH MG - (SL) - PHYSICIANS AT SUGAR CREEK |  |  |  |  | 142-09334 | 142-09334 | Sugar Land | Memorial Hermann Surgery Center Sugar Land (#200) | MH MG - (SL) - PHYSICIANS AT SUGAR CREEK | Procedure room 3 | [6 empty] | SPHYGMOMANOMETERANER-TYCOS-Aneroid
YES | YES |  |  |  | 142-09268 | 142-09268 | Lumeon | Aneroid |  |  | Physicians at Sugar Creek |  |  |  |  | 142-09268 | 142-09268 | Sugar Land | Physicians at Sugar Creek | Physicians at Sugar Creek | NW.5 | [6 empty] | SPHYGMOMANOMETERANER-TYCOS-Aneroid
YES | YES |  |  |  | 142-09269 | 142-09269 | Lumeon | Aneroid |  |  | Physicians at Sugar Creek |  |  |  |  | 142-09269 | 142-09269 | Sugar Land | Physicians at Sugar Creek | Physicians at Sugar Creek | NW.8 | [6 empty] | SPHYGMOMANOMETERANER-TYCOS-Aneroid
YES | YES |  |  |  | 142-08877 | 142-08877 | Lumeon | Aneroid |  |  | Physicians at Sugar Creek |  |  |  |  | 142-08877 | 142-08877 | Sugar Land | Physicians at Sugar Creek | Physicians at Sugar Creek | Gold Pod | [6 empty] | SPHYGMOMANOMETERANER-TYCOS-Aneroid
YES | YES | Serial Number Cnf |  |  | 142-09340 | 142-09340 | Lumeon | Aneroid |  | Cnf | MH MG - (SL) - PHYSICIANS AT SUGAR CREEK |  |  |  |  | 142-09340 | 142-09340 | Sugar Land | Memorial Hermann Surgery Center Sugar Land (#200) | MH MG - (SL) - PHYSICIANS AT SUGAR CREEK | Exam 5 | [6 empty] | SPHYGMOMANOMETERANER-TYCOS-Aneroid
YES | YES |  |  |  | 142-08879 | 142-08879 | Lumeon | Aneroid |  |  | Physicians at Sugar Creek |  |  |  |  | 142-08879 | 142-08879 | Sugar Land | Physicians at Sugar Creek | Physicians at Sugar Creek | Grey Pod | [6 empty] | SPHYGMOMANOMETERANER-TYCOS-Aneroid
YES | YES | Serial Number Cnf |  |  | 142-09364 | 142-09364 | Lumeon | Aneroid |  | Cnf | MH MG - (SL) - PHYSICIANS AT SUGAR CREEK |  |  |  |  | 142-09364 | 142-09364 | Sugar Land | Memorial Hermann Medical Group Sugar Land Multi-Specialty (#350) | MH MG - (SL) - PHYSICIANS AT SUGAR CREEK | Exam 3 | [6 empty] | SPHYGMOMANOMETERANER-TYCOS-Aneroid
YES | YES | Serial Number Cnf |  |  | 142-09365 | 142-09365 | Lumeon | Aneroid |  | Cnf | MH MG - (SL) - PHYSICIANS AT SUGAR CREEK |  |  |  |  | 142-09365 | 142-09365 | Sugar Land | Memorial Hermann Medical Group Sugar Land Multi-Specialty (#350) | MH MG - (SL) - PHYSICIANS AT SUGAR CREEK | Triage | [6 empty] | SPHYGMOMANOMETERANER-TYCOS-Aneroid
YES | YES | Serial Number Cnf |  |  | 142-09393 | 142-09393 | Lumeon | Cnf |  | Cnf | MH MG - (SL) - PHYSICIANS AT SUGAR CREEK |  |  |  |  | 142-09393 | 142-09393 | Sugar Land | Memorial Hermann Diagnostic Laboratory - Sugar Land Medical Plaza 1 (#390) | MH MG - (SL) - PHYSICIANS AT SUGAR CREEK |  |  |  |  | No pm |  |  | .needs class
YES | YES | Serial Number Cnf |  |  | 099-00715 | 099-00715 | Lumeon | CNF |  | CNF | MH MG - (SL) - PHYSICIANS AT SUGAR CREEK |  |  |  |  | 099-00715 | 099-00715 | Sugar Land | Physicians at Sugar Creek | MH MG - (SL) - PHYSICIANS AT SUGAR CREEK | Exam 4 | [6 empty] | .needs class
YES | YES | Serial Number Cnf |  |  | 142-09347 | 142-09347 | Lumeon | CNF |  | CNF | MH MG - (SL) - PHYSICIANS AT SUGAR CREEK |  |  |  |  | 142-09347 | 142-09347 | Sugar Land | Physicians at Sugar Creek | MH MG - (SL) - PHYSICIANS AT SUGAR CREEK | Exam 4 | [6 empty] | .needs class
YES | YES | Serial Number Cnf |  |  | 142-09398 | 142-09398 | Lumeon | Cnf |  | Cnf | MH MG - (SL) - PHYSICIANS AT SUGAR CREEK |  |  |  |  | 142-09398 | 142-09398 | Sugar Land | Sugar Land | MH MG - (SL) - PHYSICIANS AT SUGAR CREEK |  |  |  |  | No pm |  |  | .needs class
YES | YES | Serial Number Cnf |  |  | 099-00717 | 099-00717 | Lumeon | CNF |  | CNF | MH MG - (SL) - PHYSICIANS AT SUGAR CREEK |  |  |  |  | 099-00717 | 099-00717 | Sugar Land | Physicians at Sugar Creek | MH MG - (SL) - PHYSICIANS AT SUGAR CREEK | Exam NW.3 | [6 empty] | .needs class
YES | YES | Serial Number Cnf |  |  | 099-00719 | 099-00719 | Lumeon | CNF |  | CNF | MH MG - (SL) - PHYSICIANS AT SUGAR CREEK |  |  |  |  | 099-00719 | 099-00719 | Sugar Land | Physicians at Sugar Creek | MH MG - (SL) - PHYSICIANS AT SUGAR CREEK | Room N 2 | [6 empty] | .needs class
YES | YES | Serial Number Cnf |  |  | 099-00720 | 099-00720 | Lumeon | CNF |  | CNF | MH MG - (SL) - PHYSICIANS AT SUGAR CREEK |  |  |  |  | 099-00720 | 099-00720 | Sugar Land | Physicians at Sugar Creek | MH MG - (SL) - PHYSICIANS AT SUGAR CREEK | Room NE.8 | [6 empty] | .needs class
YES | YES | Serial Number Cnf |  |  | 099-00721 | 099-00721 | Lumeon | CNF |  | CNF | MH MG - (SL) - PHYSICIANS AT SUGAR CREEK |  |  |  |  | 099-00721 | 099-00721 | Sugar Land | Physicians at Sugar Creek | MH MG - (SL) - PHYSICIANS AT SUGAR CREEK | Room NE.6 | [6 empty] | .needs class
YES | YES | Serial Number Cnf |  |  | 142-09419 | 142-09419 | Lumeon | Cnf |  | Cnf | [5 empty] | 142-09419 | 142-09419 | Sugar Land | Sugar Land | [5 empty] | No pm |  |  | .needs class
YES | YES | Serial Number Cnf |  |  | 142-09422 | 142-09422 | Lumeon | Cnf |  | Cnf | [5 empty] | 142-09422 | 142-09422 | Sugar Land | Sugar Land | [5 empty] | No pm |  |  | .needs class
YES | YES | Serial Number Cnf |  |  | 142-09418 | 142-09418 | Lumeon | Cnf |  | Cnf | [5 empty] | 142-09418 | 142-09418 | Sugar Land | Sugar Land | [5 empty] | No pm |  |  | .needs class
YES | YES | Serial Number Cnf |  |  | 142-09417 | 142-09417 | Lumeon | Cnf |  | Cnf | [5 empty] | 142-09417 | 142-09417 | Sugar Land | Sugar Land | [5 empty] | No pm |  |  | .needs class
YES | YES | Serial Number Cnf |  |  | 142-09416 | 142-09416 | Lumeon | Cnf |  | Cnf | [5 empty] | 142-09416 | 142-09416 | Sugar Land | Sugar Land |  |  | 2/1/20 |  |  | No pm |  |  | .needs class
YES | YES | Serial Number Cnf |  |  | 142-09362 | 142-09362 | Lumeon | CNF |  | CNF | MH MG - (SL) - PHYSICIANS AT SUGAR CREEK |  |  |  |  | 142-09362 | 142-09362 | Sugar Land | Physicians at Sugar Creek | MH MG - (SL) - PHYSICIANS AT SUGAR CREEK | Occupational Health | [6 empty] | .needs class
YES | YES |  |  |  | 142-09405 | 142-09405 | Lumeon | Cnf |  | Cnd | MH MG - (SL) - PHYSICIANS AT SUGAR CREEK |  |  |  |  | 142-09405 | 142-09405 | Sugar Land | Sugar Land | MH MG - (SL) - PHYSICIANS AT SUGAR CREEK |  |  |  |  | No pm |  |  | .needs class
YES | YES |  |  |  | 142-08861 | 142-08861 | Lumeon | Early Fetal Doppler |  | LV002428 | MH MG - (SL) - PHYSICIANS AT SUGAR CREEK |  |  |  |  | 142-08861 | 142-08861 | Sugar Land |  | MH MG - (SL) - PHYSICIANS AT SUGAR CREEK | Nurses Station | 2/1/20
YES | YES |  |  |  | 099-08540 | 099-08540 | Lumeon | Sphygmomanometer |  |  | MH MG - (SW) - SOUTHWEST CARDIOLOGY (MP2) |  |  |  |  | 099-08540 | 099-08540 | Southwest | Memorial Hermann Medical Group Southwest Cardiology (#700) | MH MG - (SW) - SOUTHWEST CARDIOLOGY (MP2) | Exam Room 8 |  |  |  | New Add
YES | YES |  |  |  | 099-14801 | 099-14801 | Lumex Inc | Lf1050 |  |  | TIRR - Therapy Gym |  |  |  |  | 099-14801 | 099-14801 | TMC | TIRR Memorial Hermann | TIRR - Therapy Gym | Rehab
NO | YES |  |  |  | 069-43598 | 069-43598 | LUMINEX CORPORATION | LABSCAN 100 |  | LX10008122406 | TMC-Laboratory-HLA Lab (1R) | MHHS-TMC |  |  |  | 069-43598 | 069-43598 | TMC | MHHS-TMC | TMC-Laboratory-HLA Lab (1R) | Lab | 3/1/17 |  |  |  | ANALYZERS, LABORATORY, IMMUNOASSAY |  | .needs class | [13 empty] | Covered PM Repair - Biomedical | MHHS-TMC
YES | YES | Serial Number Cnf |  |  | 142-08853 | 142-08853 | Lumon | Aneroid |  | Cnf | MH MG - (SL) - PHYSICIANS AT SUGAR CREEK |  |  |  |  | 142-08853 | 142-08853 | Sugar Land |  | MH MG - (SL) - PHYSICIANS AT SUGAR CREEK | Exam 5 | [6 empty] | SPHYGMOMANOMETERANER-TYCOS-Aneroid
YES | YES | Serial Number Cnf |  |  | 142-08855 | 142-08855 | Lumon | Aneroid |  | Cnf | MH MG - (SL) - PHYSICIANS AT SUGAR CREEK |  |  |  |  | 142-08855 | 142-08855 | Sugar Land |  | MH MG - (SL) - PHYSICIANS AT SUGAR CREEK | Exam 7 | [6 empty] | SPHYGMOMANOMETERANER-TYCOS-Aneroid
YES | YES |  |  |  | 142-08859 | 142-08859 | Lumon | Aneroid |  | Cjf | MH MG - (SL) - PHYSICIANS AT SUGAR CREEK |  |  |  |  | 142-08859 | 142-08859 | Sugar Land |  | MH MG - (SL) - PHYSICIANS AT SUGAR CREEK | Orange Exam 11 | [6 empty] | SPHYGMOMANOMETERANER-TYCOS-Aneroid
YES | YES | Serial Number Cnf |  |  | 142-08860 | 142-08860 | Lumon | Aneroid |  | Cnf | MH MG - (SL) - PHYSICIANS AT SUGAR CREEK |  |  |  |  | 142-08860 | 142-08860 | Sugar Land |  | MH MG - (SL) - PHYSICIANS AT SUGAR CREEK | Orange Exam 10 | [6 empty] | SPHYGMOMANOMETERANER-TYCOS-Aneroid
YES | YES | Serial Number Cnf |  |  | 142-08864 | 142-08864 | Lumon | Aneroid |  | Cnf | MH MG - (SL) - PHYSICIANS AT SUGAR CREEK |  |  |  |  | 142-08864 | 142-08864 | Sugar Land |  | MH MG - (SL) - PHYSICIANS AT SUGAR CREEK | Gold Exam 4 | [6 empty] | SPHYGMOMANOMETERANER-TYCOS-Aneroid
YES | YES | Serial Number Cnf |  |  | 142-08867 | 142-08867 | Lumon | Aneroid |  | Cnf | MH MG - (SL) - PHYSICIANS AT SUGAR CREEK |  |  |  |  | 142-08867 | 142-08867 | Sugar Land |  | MH MG - (SL) - PHYSICIANS AT SUGAR CREEK | Purple Exam 5 | [6 empty] | SPHYGMOMANOMETERANER-TYCOS-Aneroid
YES | YES |  |  |  | 099-09016 | 099-09016 | Lumon | Manometer |  |  | Cardio Vascular |  |  |  |  | 099-09016 | 099-09016 | Southwest | Memorial Hermann Heart | Cardio Vascular | Exam 2 | 3/1/20
NO | NO |  |  |  | 013-35252 |  | Lunar Corp | PRODIGY |  |  | MH MG - (STX) - SOUTH TEXAS - ROSENBERG | MHHS-MG |  | Densitometer, Bone |  | 013-35252 |  | South |  | MH MG - (STX) - SOUTH TEXAS - ROSENBERG | [5 empty] | DENSITOMETERS, BONE |  | DENSITOMETERBONE-GE-Prodigy | DENSITOMETERBONE | Prodigy |  |  |  | GE | Densitometer, Bone |  |  | DENSITOMETERBONE-GE-Prodigy |  |  |  | Not Covered Vendor Only - Biomedical | MHHS-MG
NO | YES |  |  |  | 041-34738 | 041-34738 | Luxo Corp | ERGOLITE |  | 18059-002 | (null) | MHHS-Mem City |  | Lamp, Exam |  | 041-34738 | 041-34738 | (null) | (null) | (null) | (null) | (null) | (null) | (null) | (null) | LIGHTS, EXAMINATION |  | LAMPEXAM-AADCO Med-ErgoLite | LAMPEXAM | ErgoLite |  |  |  | AADCO Med | Lamp, Exam |  |  | LAMPEXAM-AADCO Med-ErgoLite |  |  |  | Covered PM Repair - Biomedical | MHHS-Mem City
YES | YES |  |  |  | 099-11022 | 099-11022 | Luxo Lamp Company | KFM |  | 05R/6513160 | SW - Lab |  |  |  |  | 099-11022 | 099-11022 | Southwest | Memorial Hermann Southwest Hospital | SW - Lab | Microbiology |  |  |  | New Add
YES | YES |  |  |  | 099-11023 | 099-11023 | Luxo Lamp Company | KFM |  |  | SW - Lab |  |  |  |  | 099-11023 | 099-11023 | Southwest | Memorial Hermann Southwest Hospital | SW - Lab | Microbiology |  |  |  | New Add
YES | YES |  |  |  | 099-13637 | 099-13637 | Luxo Lamp Company | KFM |  | Nsn | SW - LABORATORY - MICROBIOLOGY |  |  |  |  | 099-13637 | 099-13637 | Southwest | Memorial Hermann Southwest Hospital | SW - LABORATORY - MICROBIOLOGY | Microbiology |  |  |  | No PM Sticker
YES | YES |  |  |  | 099-13629 | 099-13629 | Luxo Lamp Company | KFM |  |  | SW - Lab |  |  |  |  | 099-13629 | 099-13629 | Southwest | Memorial Hermann Southwest Hospital | SW - Lab | Microbiology |  |  |  | New Add
YES | YES |  |  |  | 099-13638 | 099-13638 | Luxo Lamp Company | KFM |  | Nsn | SW - LABORATORY - MICROBIOLOGY |  |  |  |  | 099-13638 | 099-13638 | Southwest | Memorial Hermann Southwest Hospital | SW - LABORATORY - MICROBIOLOGY | Microbiology |  |  |  | No PM Sticker
YES | YES |  |  |  | 099-13630 | 099-13630 | Luxo Lamp Company | KFM |  |  | SW - Microbiology |  |  |  |  | 099-13630 | 099-13630 | Southwest | Memorial Hermann Diagnostic Laboratory - Southwest | SW - Microbiology | Lab
YES | YES |  |  |  | 099-11024 | 099-11024 | Luxo Lamp Company | KFM |  |  | SW - Lab |  |  |  |  | 099-11024 | 099-11024 | Southwest | Memorial Hermann Southwest Hospital | SW - Lab | Microbiology |  |  |  | New Add
YES | YES |  |  |  | 099-13639 | 099-13639 | Luxo Lamp Company | KFM |  | Nsn | SW - LABORATORY - MICROBIOLOGY |  |  |  |  | 099-13639 | 099-13639 | Southwest | Memorial Hermann Southwest Hospital | SW - LABORATORY - MICROBIOLOGY | Microbiology |  |  |  | No PM Sticker
YES | YES |  |  |  | 099-13640 | 099-13640 | Luxo Lamp Company | KFM |  | Nsn | SW - LABORATORY - MICROBIOLOGY |  |  |  |  | 099-13640 | 099-13640 | Southwest | Memorial Hermann Southwest Hospital | SW - LABORATORY - MICROBIOLOGY | Microbiology | 3/1/20 |  |  | No PM Sticker
NO | YES | Asset Tag 013-19233 |  |  | 013-19233 | 013-19233 | Luxtec | 00mlx |  | P0315511 | SW-HVI-OR |  |  |  |  | 013-19233 | 013-19233 | Southwest | MHHS-Southwest | SW-HVI-OR | Hallway | 5/1/19 |  | 5/1/20
YES | YES |  |  |  | 069-23225 | 069-23225 | Luxtec |  |  |  | TMC - OR - ROBERTSON (2R) |  |  |  |  | 069-23225 | 069-23225 | TMC | Memorial Hermann-Texas Medical Center | TMC - OR - ROBERTSON (2R) | TMC - OR - ROBERTSON (2R) | 3/1/20 |  | 3/1/21
YES | YES |  |  |  | 069-01124 | 069-01124 | Luxtec |  |  |  | Tmc-or-cvor |  |  |  |  | 069-01124 | 069-01124 | TMC | Memorial Hermann-Texas Medical Center | Tmc-or-cvor | Or 5 | 3/1/20 |  | 3/1/21 |  |  | Light Source, Fiberoptic | LIGHTSOURCEFIBEROPT-Luxtec-9300 | [22 empty] | Light Source, Fiberoptic | LIGHTSOURCEFIBEROPT | Light Source, Fiberoptic | Luxtec
YES | YES |  |  |  | 142-01072 | 142-01072 | Luxtec | 9300XSP |  |  | NE-OR |  |  |  |  | 142-01072 | 142-01072 | Katy | MHHS-Northeast | NE-OR | OR storage | 5/1/19 | 5/1/20 |  |  |  | Light Source, Fiberoptic | LIGHTSOURCEFIBEROPT-Luxtec-9300XSP | [22 empty] | Light Source, Fiberoptic | LIGHTSOURCEFIBEROPT | Light Source, Fiberoptic | Luxtec
NO | YES |  |  |  |  | 041-07659 | Luxtec | Lx300 |  |  | Biomed | [5 empty] | 041-07659 | Mem city | Memorial city - Memorial herman hospital | Biomed | Biomed shop
NO | YES | Serial Number 13L00MLX2324 |  |  | 925-00585 | 925-00585 | Luxtec | MLX |  | 13L00MLX2324 | MHOSH-4th Floor |  |  |  |  | 925-00585 | 925-00585 | Central | MHHS-Orthopedic & Spine | MHOSH-4th Floor | [6 empty] | Light Source, Fiberoptic | LIGHTSOURCEFIBEROPT-Luxtec-MLX | [22 empty] | Light Source, Fiberoptic | LIGHTSOURCEFIBEROPT | Light Source, Fiberoptic | Luxtec
NO | YES |  |  |  | 069-01173 | 069-01173 | Luxtec | Xenon series 9000 |  |  | TMC-OR-Robertson (2R) |  |  |  |  | 069-01173 | 069-01173 | TMC | MHHS-TMC | TMC-OR-Robertson (2R) | Peds OR | 3/1/20
NO | NO | [5 empty] | Luxtec Corp | 3500K |  |  | GH - CENTRAL SUPPLY | MHHS-Greater Heights | [5 empty] | Central & Greater Heights |  | GH - CENTRAL SUPPLY | [5 empty] | LIGHT SOURCES, FIBEROPTIC |  | .needs class |  |  |  |  | .needs class | Luxtec | [7 empty] | Covered PM Repair - Biomedical | MHHS-Greater Heights
NO | YES |  |  |  |  | 041-02155 | Luxtec Corp |  |  |  | MEMORIAL CITY - MOR | MHHS-Mem City |  | Light Source, Fiberoptic |  |  | 041-02155 | West | Memorial City - Memorial Hermann Hospital | MEMORIAL CITY - MOR | Sterile Core |  |  |  | PM past due | LIGHT SOURCES, FIBEROPTIC |  | LIGHTSOURCEFIBEROPT-Luxtec-7000 | LIGHTSOURCEFIBEROPT |  |  |  |  | Luxtec | Light Source, Fiberoptic |  | LIGHTSOURCEFIBEROPT-Luxtec-7000 |  |  |  |  | Covered PM Repair - Biomedical | MHHS-Mem City
NO | YES |  |  |  |  | 069-42214 | Luxtec Corp |  |  |  | TWC | MHHS-TMC |  | Light Source, Fiberoptic |  |  | 069-42214 | TMC | Memorial Hermann Heart | TWC | CVOR 6 | 3/1/20 |  | 3/1/21 |  | LIGHT SOURCES, FIBEROPTIC | Light Source, Fiberoptic | LIGHTSOURCEFIBEROPT-Luxtec-9175 | LIGHTSOURCEFIBEROPT |  |  |  |  | Luxtec | Light Source, Fiberoptic |  | LIGHTSOURCEFIBEROPT-Luxtec-9175 |  |  |  |  | Covered PM Repair - Biomedical | MHHS-TMC | [8 empty] | LIGHTSOURCEFIBEROPT | Light Source, Fiberoptic | Luxtec
NO | NO | [5 empty] | Luxtec Corp |  |  |  | TMC - HERMANN - STICU (3HP) | MHHS-TMC |  | Light Source, Fiberoptic |  |  |  | TMC |  | TMC - HERMANN - STICU (3HP) | [5 empty] | LIGHT SOURCES, FIBEROPTIC |  | LIGHTSOURCEFIBEROPT-Luxtec-9175 | LIGHTSOURCEFIBEROPT |  |  |  |  | Luxtec | Light Source, Fiberoptic |  | LIGHTSOURCEFIBEROPT-Luxtec-9175 |  |  |  |  | Covered PM Repair - Biomedical | MHHS-TMC
NO | NO | [5 empty] | Luxtec Corp |  |  |  | TMC - OR - PEDI OR (2R) | MHHS-TMC |  | Light Source, Fiberoptic |  |  |  | TMC |  | TMC - OR - PEDI OR (2R) | [5 empty] | LIGHT SOURCES, FIBEROPTIC |  | LIGHTSOURCEFIBEROPT-Luxtec-9175 | LIGHTSOURCEFIBEROPT |  |  |  |  | Luxtec | Light Source, Fiberoptic |  | LIGHTSOURCEFIBEROPT-Luxtec-9175 |  |  |  |  | Covered PM Repair - Biomedical | MHHS-TMC
NO | NO |  |  |  | 069-01094 |  | Luxtec Corp |  |  |  | TMC - OR - TRAINING LAB | MHHS-TMC |  | Light Source, Fiberoptic |  | 069-01094 |  | TMC |  | TMC - OR - TRAINING LAB | [5 empty] | LIGHT SOURCES, FIBEROPTIC |  | LIGHTSOURCEFIBEROPT-Luxtec-9175 | LIGHTSOURCEFIBEROPT |  |  |  |  | Luxtec | Light Source, Fiberoptic |  | LIGHTSOURCEFIBEROPT-Luxtec-9175 |  |  |  |  | Covered PM Repair - Biomedical | MHHS-TMC
NO | YES |  |  |  |  | 009-00400 | Luxtec Corp |  |  | 094A4097 | GH-OR | MHHS-Greater Heights |  | Light Source, Fiberoptic |  |  | 009-00400 | Central | MHHS-Greater Heights | GH-OR | OR | 6/1/19 |  | 6/1/20 |  | LIGHT SOURCES, FIBEROPTIC | Light Source, Fiberoptic | LIGHTSOURCEFIBEROPT-Luxtec-9300 | LIGHTSOURCEFIBEROPT |  |  |  |  | Luxtec | Light Source, Fiberoptic |  | LIGHTSOURCEFIBEROPT-Luxtec-9300 |  | 11/8/20 |  |  | Not Covered Vendor Only - Biomedical | MHHS-Greater Heights | [8 empty] | LIGHTSOURCEFIBEROPT | Light Source, Fiberoptic | Luxtec
NO | YES |  |  |  |  | 041-07778 | Luxtec Corp |  |  |  | MEMORIAL CITY - OUTPATIENT SURGERY | MHHS-Mem City |  | Light Source, Fiberoptic |  |  | 041-07778 | West | Memorial City- Memorial Hermann Hospital | MEMORIAL CITY - OUTPATIENT SURGERY | Case Cart Staging Area W1 300.26 |  |  |  | No PM sticker found | LIGHT SOURCES, FIBEROPTIC |  | LIGHTSOURCEFIBEROPT-Luxtec-9300 | LIGHTSOURCEFIBEROPT |  |  |  |  | Luxtec | Light Source, Fiberoptic |  | LIGHTSOURCEFIBEROPT-Luxtec-9300 |  |  |  |  | Not Covered Vendor Only - Biomedical | MHHS-Mem City
NO | YES |  |  |  | 005-04446 | 005-04446 | Luxtec Corp |  |  |  | SE-OR | MHHS-Southeast |  | Light Source, Fiberoptic |  | 005-04446 | 005-04446 | Southeast | MHHS-Southeast | SE-OR | OR14 | 4/1/19 |  |  |  | LIGHT SOURCES, FIBEROPTIC |  | LIGHTSOURCEFIBEROPT-Luxtec-9300 | LIGHTSOURCEFIBEROPT |  |  |  |  | Luxtec | Light Source, Fiberoptic |  | LIGHTSOURCEFIBEROPT-Luxtec-9300 |  | 11/8/20 |  |  | Not Covered Vendor Only - Biomedical | MHHS-Southeast
NO | YES |  |  |  |  | 069-23222 | Luxtec Corp |  |  |  | TMC-OR-CVOR (7Hvi) | MHHS-TMC |  | Light Source, Fiberoptic |  |  | 069-23222 | TMC | MHHS-TMC | TMC-OR-CVOR (7Hvi) | Cv OR 1 | 3/1/20 |  | 3/1/21 |  | LIGHT SOURCES, FIBEROPTIC | Light Source, Fiberoptic | LIGHTSOURCEFIBEROPT-Luxtec-9300 | LIGHTSOURCEFIBEROPT |  |  |  |  | Luxtec | Light Source, Fiberoptic |  | LIGHTSOURCEFIBEROPT-Luxtec-9300 |  |  |  |  | Covered PM Repair - Biomedical | MHHS-TMC | [8 empty] | LIGHTSOURCEFIBEROPT | Light Source, Fiberoptic | Luxtec
NO | YES | [5 empty] | Luxtec Corp |  |  |  | TMC-OR-Hermann (2Hp) | MHHS-TMC |  | Light Source, Fiberoptic |  |  |  | TMC | MHHS-TMC | TMC-OR-Hermann (2Hp) | OR | 3/1/17 |  |  |  | LIGHT SOURCES, FIBEROPTIC |  | LIGHTSOURCEFIBEROPT-Luxtec-9300 | LIGHTSOURCEFIBEROPT |  |  |  |  | Luxtec | Light Source, Fiberoptic |  | LIGHTSOURCEFIBEROPT-Luxtec-9300 |  |  |  |  | Covered PM Repair - Biomedical | MHHS-TMC
NO | YES | Asset Tag 1098149 |  |  |  | 069-01472 | Luxtec Corp |  |  |  | TMC-OR-Pedi OR (2R) | MHHS-TMC |  | Light Source, Fiberoptic |  |  | 069-01472 | TMC | MHHS-TMC | TMC-OR-Pedi OR (2R) | PEDI OR (2R) | 3/1/20 |  | 3/1/21 |  | LIGHT SOURCES, FIBEROPTIC |  | LIGHTSOURCEFIBEROPT-Luxtec-9300 | LIGHTSOURCEFIBEROPT |  |  |  |  | Luxtec | Light Source, Fiberoptic |  | LIGHTSOURCEFIBEROPT-Luxtec-9300 |  | 7/9/20 |  |  | Not Covered Vendor Only - Biomedical | MHHS-TMC
NO | YES |  |  |  |  | 069-09840 | Luxtec Corp |  |  |  | PICU | MHHS-TMC |  | Light Source, Fiberoptic |  |  | 069-09840 | TMC |  | PICU | Storage | 5/1/18 |  |  |  | LIGHT SOURCES, FIBEROPTIC |  | LIGHTSOURCEFIBEROPT-Luxtec-9300 | LIGHTSOURCEFIBEROPT |  |  |  |  | Luxtec | Light Source, Fiberoptic |  | LIGHTSOURCEFIBEROPT-Luxtec-9300 |  | 11/6/20 |  |  | Not Covered Vendor Only - Biomedical | MHHS-TMC
NO | YES | Asset Tag 069-35159 |  |  | 069-35159 | 069-35159 | Luxtec Corp |  |  |  | (null) | MHHS-TMC |  | Light Source, Fiberoptic |  | 069-35159 | 069-35159 | (null) | MHHS-TMC | (null) | (null) |  |  |  | (null) | LIGHT SOURCES, FIBEROPTIC |  | LIGHTSOURCEFIBEROPT-Luxtec-9300 | LIGHTSOURCEFIBEROPT |  |  |  |  | Luxtec | Light Source, Fiberoptic | (null) | LIGHTSOURCEFIBEROPT-Luxtec-9300 |  | 11/6/20 | (null) |  | Not Covered Vendor Only - Biomedical | MHHS-TMC
NO | YES |  |  |  | 029-03264 | 029-03264 | Luxtec Corp |  |  |  | Woodlands-OR | MHHS-Woodlands |  | Light Source, Fiberoptic |  | 029-03264 | 029-03264 | Woodlands | MHHS-Woodlands | Woodlands-OR | OR Storage | 10/1/19 |  | 10/1/20 |  | LIGHT SOURCES, FIBEROPTIC | Light Source, Fiberoptic | LIGHTSOURCEFIBEROPT-Luxtec-9300 | LIGHTSOURCEFIBEROPT |  |  |  |  | Luxtec | Light Source, Fiberoptic |  | LIGHTSOURCEFIBEROPT-Luxtec-9300 |  | 8/15/17 |  |  | Covered PM Repair - Biomedical | MHHS-Woodlands | [8 empty] | LIGHTSOURCEFIBEROPT | Light Source, Fiberoptic | Luxtec
NO | YES |  |  |  | 029-03769 | 029-03769 | Luxtec Corp |  |  |  | Woodlands-OR | MHHS-Woodlands |  | Light Source, Fiberoptic |  | 029-03769 | 029-03769 | Woodlands | MHHS-Woodlands | Woodlands-OR | OR 10 | 10/1/19 |  | 10/1/20 |  | LIGHT SOURCES, FIBEROPTIC | Light Source, Fiberoptic | LIGHTSOURCEFIBEROPT-Luxtec-9300 | LIGHTSOURCEFIBEROPT |  |  |  |  | Luxtec | Light Source, Fiberoptic |  | LIGHTSOURCEFIBEROPT-Luxtec-9300 |  | 8/15/17 |  |  | Covered PM Repair - Biomedical | MHHS-Woodlands | [8 empty] | LIGHTSOURCEFIBEROPT | Light Source, Fiberoptic | Luxtec
NO | NO |  |  |  | 069-23220 |  | Luxtec Corp |  |  |  | TMC - OR - CVOR (7HVI) | MHHS-TMC |  | Light Source, Fiberoptic |  | 069-23220 |  | TMC |  | TMC - OR - CVOR (7HVI) | [5 empty] | LIGHT SOURCES, FIBEROPTIC |  | LIGHTSOURCEFIBEROPT-Luxtec-9300 | LIGHTSOURCEFIBEROPT |  |  |  |  | Luxtec | Light Source, Fiberoptic |  | LIGHTSOURCEFIBEROPT-Luxtec-9300 |  |  |  |  | Covered PM Repair - Biomedical | MHHS-TMC
NO | NO |  |  |  | 069-01398 |  | Luxtec Corp |  |  |  | TMC - OR - HERMANN (2HP) | MHHS-TMC |  | Light Source, Fiberoptic |  | 069-01398 |  | TMC |  | TMC - OR - HERMANN (2HP) | [5 empty] | LIGHT SOURCES, FIBEROPTIC |  | LIGHTSOURCEFIBEROPT-Luxtec-9300 | LIGHTSOURCEFIBEROPT |  |  |  |  | Luxtec | Light Source, Fiberoptic |  | LIGHTSOURCEFIBEROPT-Luxtec-9300 |  |  |  |  | Covered PM Repair - Biomedical | MHHS-TMC
NO | NO |  |  |  | 069-40096 |  | Luxtec Corp |  |  |  | TMC - OR - HERMANN (2HP) | MHHS-TMC |  | Light Source, Fiberoptic |  | 069-40096 |  | TMC |  | TMC - OR - HERMANN (2HP) | [5 empty] | LIGHT SOURCES, FIBEROPTIC |  | LIGHTSOURCEFIBEROPT-Luxtec-9300 | LIGHTSOURCEFIBEROPT |  |  |  |  | Luxtec | Light Source, Fiberoptic |  | LIGHTSOURCEFIBEROPT-Luxtec-9300 |  |  |  |  | Covered PM Repair - Biomedical | MHHS-TMC
NO | NO |  |  |  | 069-01590 |  | Luxtec Corp |  |  |  | TMC - OR - PEDI OR (2R) | MHHS-TMC |  | Light Source, Fiberoptic |  | 069-01590 |  | TMC |  | TMC - OR - PEDI OR (2R) | [5 empty] | LIGHT SOURCES, FIBEROPTIC |  | LIGHTSOURCEFIBEROPT-Luxtec-9300 | LIGHTSOURCEFIBEROPT |  |  |  |  | Luxtec | Light Source, Fiberoptic |  | LIGHTSOURCEFIBEROPT-Luxtec-9300 |  |  |  |  | Covered PM Repair - Biomedical | MHHS-TMC
NO | NO | [5 empty] | Luxtec Corp |  |  | 03A1298 | TMC - OR - PEDI OR (2R) | MHHS-TMC |  | Light Source, Fiberoptic |  |  |  | TMC |  | TMC - OR - PEDI OR (2R) | [5 empty] | LIGHT SOURCES, FIBEROPTIC |  | LIGHTSOURCEFIBEROPT-Luxtec-9300 | LIGHTSOURCEFIBEROPT |  |  |  |  | Luxtec | Light Source, Fiberoptic |  | LIGHTSOURCEFIBEROPT-Luxtec-9300 |  |  |  |  | Covered PM Repair - Biomedical | MHHS-TMC
NO | NO | [5 empty] | Luxtec Corp |  |  |  | TMC - OR - ROBERTSON (2R) | MHHS-TMC |  | Light Source, Fiberoptic |  |  |  | TMC |  | TMC - OR - ROBERTSON (2R) | [5 empty] | LIGHT SOURCES, FIBEROPTIC |  | LIGHTSOURCEFIBEROPT-Luxtec-9300 | LIGHTSOURCEFIBEROPT |  |  |  |  | Luxtec | Light Source, Fiberoptic |  | LIGHTSOURCEFIBEROPT-Luxtec-9300 |  |  |  |  | Not Covered Vendor Only - Biomedical | MHHS-TMC
NO | YES |  |  |  | 009-09717 | 009-09717 | Luxtec Corp | 9300XSP |  |  | GH-OR | MHHS-Greater Heights |  | Light Source, Fiberoptic |  | 009-09717 | 009-09717 | Central | MHHS-Greater Heights | GH-OR | RM 5 | 6/1/19 |  | 6/1/20 |  | LIGHT SOURCES, FIBEROPTIC | Light Source, Fiberoptic | LIGHTSOURCEFIBEROPT-Luxtec-9300XSP | LIGHTSOURCEFIBEROPT | 9300XSP |  |  |  | Luxtec | Light Source, Fiberoptic |  | LIGHTSOURCEFIBEROPT-Luxtec-9300XSP |  | 11/15/19 |  |  | Covered PM Repair - Biomedical | MHHS-Greater Heights | [8 empty] | LIGHTSOURCEFIBEROPT | Light Source, Fiberoptic | Luxtec
NO | YES |  |  |  | 009-09718 | 009-09718 | Luxtec Corp | 9300XSP |  |  | GH-OR Endoscopy | MHHS-Greater Heights |  | Light Source, Fiberoptic |  | 009-09718 | 009-09718 | Central | MHHS-Greater Heights | GH-OR Endoscopy | OR | 6/1/19 |  |  |  | LIGHT SOURCES, FIBEROPTIC | Light Source, Fiberoptic | LIGHTSOURCEFIBEROPT-Luxtec-9300XSP | LIGHTSOURCEFIBEROPT | 9300XSP |  |  |  | Luxtec | Light Source, Fiberoptic |  | LIGHTSOURCEFIBEROPT-Luxtec-9300XSP |  | 7/17/19 |  |  | Covered PM Repair - Biomedical | MHHS-Greater Heights | [8 empty] | LIGHTSOURCEFIBEROPT | Light Source, Fiberoptic | Luxtec
NO | YES | [5 empty] | Luxtec Corp | 9300XSP |  |  | GH-OR | MHHS-Greater Heights |  | Light Source, Fiberoptic |  |  |  | Central & Greater Heights | MHHS-Greater Heights | GH-OR | Room 9 | 6/1/19 |  | 6/1/20 |  | LIGHT SOURCES, FIBEROPTIC | Light Source, Fiberoptic | LIGHTSOURCEFIBEROPT-Luxtec-9300XSP | LIGHTSOURCEFIBEROPT | 9300XSP |  |  |  | Luxtec | Light Source, Fiberoptic |  | LIGHTSOURCEFIBEROPT-Luxtec-9300XSP |  | 7/17/19 |  |  | Covered PM Repair - Biomedical | MHHS-Greater Heights | [8 empty] | LIGHTSOURCEFIBEROPT | Light Source, Fiberoptic | Luxtec
NO | YES |  |  |  |  | 009-04617 | Luxtec Corp | 9300XSP |  |  | GH-OR Anesthesia | MHHS-Greater Heights |  | Light Source, Fiberoptic |  |  | 009-04617 | Central | MHHS-Greater Heights | GH-OR Anesthesia | OR | 6/1/19 |  | 6/1/20 |  | LIGHT SOURCES, FIBEROPTIC | Light Source, Fiberoptic | LIGHTSOURCEFIBEROPT-Luxtec-9300XSP | LIGHTSOURCEFIBEROPT | 9300XSP |  |  |  | Luxtec | Light Source, Fiberoptic |  | LIGHTSOURCEFIBEROPT-Luxtec-9300XSP |  | 11/18/16 |  |  | Covered PM Repair - Biomedical | MHHS-Greater Heights | [8 empty] | LIGHTSOURCEFIBEROPT | Light Source, Fiberoptic | Luxtec
NO | YES | [5 empty] | Luxtec Corp | 9300XSP |  |  | GH-OR | MHHS-Greater Heights |  | Light Source, Fiberoptic |  |  |  | Central Greater Heights | MHHS-Greater Heights | GH-OR | Hallway | 6/1/19 |  | 6/1/20 |  | LIGHT SOURCES, FIBEROPTIC | Light Source, Fiberoptic | LIGHTSOURCEFIBEROPT-Luxtec-9300XSP | LIGHTSOURCEFIBEROPT | 9300XSP |  |  |  | Luxtec | Light Source, Fiberoptic |  | LIGHTSOURCEFIBEROPT-Luxtec-9300XSP |  |  |  |  | Covered PM Repair - Biomedical | MHHS-Greater Heights | [8 empty] | LIGHTSOURCEFIBEROPT | Light Source, Fiberoptic | Luxtec
NO | YES |  |  |  | 133-04391 | 133-04391 | Luxtec Corp | 9300XSP |  |  | Katy-OR | MHHS-Katy |  | Light Source, Fiberoptic |  | 133-04391 | 133-04391 | Katy | MHHS-Katy | Katy-OR | OR - Equipment |  |  |  |  | LIGHT SOURCES, FIBEROPTIC | Light Source, Fiberoptic | LIGHTSOURCEFIBEROPT-Luxtec-9300XSP | LIGHTSOURCEFIBEROPT | 9300XSP |  |  |  | Luxtec | Light Source, Fiberoptic |  | LIGHTSOURCEFIBEROPT-Luxtec-9300XSP |  |  |  |  | Covered PM Repair - Biomedical | MHHS-Katy | [8 empty] | LIGHTSOURCEFIBEROPT | Light Source, Fiberoptic | Luxtec
NO | YES |  |  |  | 133-04393 | 133-04393 | Luxtec Corp | 9300XSP |  |  | Katy-OR | MHHS-Katy |  | Light Source, Fiberoptic |  | 133-04393 | 133-04393 | Katy | MHHS-Katy | Katy-OR | OR - Equipment |  |  |  | Edge broken C pic | LIGHT SOURCES, FIBEROPTIC | Light Source, Fiberoptic | LIGHTSOURCEFIBEROPT-Luxtec-9300XSP | LIGHTSOURCEFIBEROPT | 9300XSP |  |  |  | Luxtec | Light Source, Fiberoptic |  | LIGHTSOURCEFIBEROPT-Luxtec-9300XSP |  |  |  |  | Covered PM Repair - Biomedical | MHHS-Katy | [8 empty] | LIGHTSOURCEFIBEROPT | Light Source, Fiberoptic | Luxtec
NO | YES |  |  |  | 133-07227 | 133-07227 | Luxtec Corp | 9300XSP |  |  | Katy-OR | MHHS-Katy |  | Light Source, Fiberoptic |  | 133-07227 | 133-07227 | Katy | MHHS-Katy | Katy-OR | OR - Equipment |  |  |  |  | LIGHT SOURCES, FIBEROPTIC | Light Source, Fiberoptic | LIGHTSOURCEFIBEROPT-Luxtec-9300XSP | LIGHTSOURCEFIBEROPT | 9300XSP |  |  |  | Luxtec | Light Source, Fiberoptic |  | LIGHTSOURCEFIBEROPT-Luxtec-9300XSP |  |  |  |  | Covered PM Repair - Biomedical | MHHS-Katy | [8 empty] | LIGHTSOURCEFIBEROPT | Light Source, Fiberoptic | Luxtec
NO | YES |  |  |  |  | 041-08408 | Luxtec Corp | 9300XSP |  |  | MEMORIAL CITY - CENTRAL SUPPLY | MHHS-Mem City |  | Light Source, Fiberoptic |  |  | 041-08408 | West | Memorial city hear and vascular - memorial city | MEMORIAL CITY - CENTRAL SUPPLY | Cath lab control |  |  |  |  | LIGHT SOURCES, FIBEROPTIC |  | LIGHTSOURCEFIBEROPT-Luxtec-9300XSP | LIGHTSOURCEFIBEROPT | 9300XSP |  |  |  | Luxtec | Light Source, Fiberoptic |  | LIGHTSOURCEFIBEROPT-Luxtec-9300XSP |  |  |  |  | Not Covered Vendor Only - Biomedical | MHHS-Mem City
NO | YES |  |  |  | 041-13945 | 041-13945 | Luxtec Corp | 9300XSP |  |  | MEMORIAL CITY - OUTPATIENT SURGERY | MHHS-Mem City |  | Light Source, Fiberoptic |  | 041-13945 | 041-13945 | West | Memorial City- Memorial Hermann Hospital | MEMORIAL CITY - OUTPATIENT SURGERY | Case Cart Staging Area W1 300.26 |  |  |  | ?AuNo PM required?Au sticker was found on unit | LIGHT SOURCES, FIBEROPTIC |  | LIGHTSOURCEFIBEROPT-Luxtec-9300XSP | LIGHTSOURCEFIBEROPT | 9300XSP |  |  |  | Luxtec | Light Source, Fiberoptic |  | LIGHTSOURCEFIBEROPT-Luxtec-9300XSP |  |  |  |  | Covered PM Repair - Biomedical | MHHS-Mem City
NO | YES |  |  |  |  | 041-09091 | Luxtec Corp | 9300XSP |  |  | MEMORIAL CITY - MEMORIAL CITY 10TH FLOOR STORAGE | MHHS-Mem City |  | Light Source, Fiberoptic |  |  | 041-09091 | West | MEMORIAL CITY - MEMORIAL HERMANN HOSPITAL | MEMORIAL CITY - MEMORIAL CITY 10TH FLOOR STORAGE | 10th floor storage |  |  |  |  | LIGHT SOURCES, FIBEROPTIC |  | LIGHTSOURCEFIBEROPT-Luxtec-9300XSP | LIGHTSOURCEFIBEROPT | 9300XSP |  |  |  | Luxtec | Light Source, Fiberoptic |  | LIGHTSOURCEFIBEROPT-Luxtec-9300XSP |  |  |  |  | Covered PM Repair - Biomedical | MHHS-Mem City
NO | YES |  |  |  |  | 041-13946 | Luxtec Corp | 9300XSP |  |  | MEMORIAL CITY - OUTPATIENT SURGERY | MHHS-Mem City |  | Light Source, Fiberoptic |  |  | 041-13946 | West | Memorial City- Memorial Hermann Hospital | MEMORIAL CITY - OUTPATIENT SURGERY | Case Cart Staging Area W1 300.26 |  |  |  | ?AuNo PM required?Au sticker was found on unit | LIGHT SOURCES, FIBEROPTIC |  | LIGHTSOURCEFIBEROPT-Luxtec-9300XSP | LIGHTSOURCEFIBEROPT | 9300XSP |  |  |  | Luxtec | Light Source, Fiberoptic |  | LIGHTSOURCEFIBEROPT-Luxtec-9300XSP |  |  |  |  | Covered PM Repair - Biomedical | MHHS-Mem City
NO | YES |  |  |  |  | 142-01071 | Luxtec Corp | 9300XSP |  |  | NE-OR | MHHS-Northeast |  | Light Source, Fiberoptic |  |  | 142-01071 | Katy | MHHS-Northeast | NE-OR |  | 5/1/19 | 5/1/20 |  |  | LIGHT SOURCES, FIBEROPTIC | Light Source, Fiberoptic | LIGHTSOURCEFIBEROPT-Luxtec-9300XSP | LIGHTSOURCEFIBEROPT | 9300XSP |  |  |  | Luxtec | Light Source, Fiberoptic |  | LIGHTSOURCEFIBEROPT-Luxtec-9300XSP |  | 11/11/14 |  |  | Covered PM Repair - Biomedical | MHHS-Northeast | [8 empty] | LIGHTSOURCEFIBEROPT | Light Source, Fiberoptic | Luxtec
NO | YES |  |  |  | 005-04447 | 005-04447 | Luxtec Corp | 9300XSP |  |  | SE-OR | MHHS-Southeast |  | Light Source, Fiberoptic |  | 005-04447 | 005-04447 | Southeast | MHHS-Southeast | SE-OR | SE -OR | 4/1/19 |  | 4/1/20 |  | LIGHT SOURCES, FIBEROPTIC |  | LIGHTSOURCEFIBEROPT-Luxtec-9300XSP | LIGHTSOURCEFIBEROPT | 9300XSP |  |  |  | Luxtec | Light Source, Fiberoptic |  | LIGHTSOURCEFIBEROPT-Luxtec-9300XSP |  |  |  |  | Covered PM Repair - Biomedical | MHHS-Southeast
NO | YES |  |  |  | 069-23224 | 069-23224 | Luxtec Corp | 9300XSP |  |  | TMC-OR-CVOR (7Hvi) | MHHS-TMC |  | Light Source, Fiberoptic |  | 069-23224 | 069-23224 | TMC | MHHS-TMC | TMC-OR-CVOR (7Hvi) |  | 3/8/19 |  |  |  | LIGHT SOURCES, FIBEROPTIC | Light Source, Fiberoptic | LIGHTSOURCEFIBEROPT-Luxtec-9300XSP | LIGHTSOURCEFIBEROPT | 9300XSP |  |  |  | Luxtec | Light Source, Fiberoptic |  | LIGHTSOURCEFIBEROPT-Luxtec-9300XSP |  | 10/3/20 | Finished from Script 3/27/2020 12:11:52pm (Central) |  | Not Covered Vendor Only - Biomedical | MHHS-TMC | [8 empty] | LIGHTSOURCEFIBEROPT | Light Source, Fiberoptic | Luxtec
NO | YES |  |  |  |  | 029-04558 | Luxtec Corp | 9300XSP |  |  | Woodlands-OR | MHHS-Woodlands |  | Light Source, Fiberoptic |  |  | 029-04558 | Woodlands | MHHS-Woodlands | Woodlands-OR | Equipment Storage | 10/1/19 |  | 10/1/20 |  | LIGHT SOURCES, FIBEROPTIC | Light Source, Fiberoptic | LIGHTSOURCEFIBEROPT-Luxtec-9300XSP | LIGHTSOURCEFIBEROPT | 9300XSP |  |  |  | Luxtec | Light Source, Fiberoptic |  | LIGHTSOURCEFIBEROPT-Luxtec-9300XSP |  |  |  |  | Covered PM Repair - Biomedical | MHHS-Woodlands | [8 empty] | LIGHTSOURCEFIBEROPT | Light Source, Fiberoptic | Luxtec
NO | YES | [5 empty] | Luxtec Corp | 9300XSP |  |  | Woodlands-OR | MHHS-Woodlands |  | Light Source, Fiberoptic |  |  |  | Woodlands | MHHS-Woodlands | Woodlands-OR | Surgery storage | 10/1/19 |  | 10/1/20 |  | LIGHT SOURCES, FIBEROPTIC | Light Source, Fiberoptic | LIGHTSOURCEFIBEROPT-Luxtec-9300XSP | LIGHTSOURCEFIBEROPT | 9300XSP |  |  |  | Luxtec | Light Source, Fiberoptic |  | LIGHTSOURCEFIBEROPT-Luxtec-9300XSP |  | 8/9/14 |  |  | Covered PM Repair - Biomedical | MHHS-Woodlands | [8 empty] | LIGHTSOURCEFIBEROPT | Light Source, Fiberoptic | Luxtec
NO | YES |  |  |  | 041-13943 | 041-13943 | Luxtec Corp | 9300XSP |  |  | MEMORIAL CITY - OUTPATIENT SURGERY |  |  |  |  | 041-13943 | 041-13943 | West | Memorial City- Memorial Hermann Hospital | MEMORIAL CITY - OUTPATIENT SURGERY | Case Cart Staging Area W1 300.26 |  |  |  | Past pm | LIGHT SOURCES, FIBEROPTIC
YES | YES |  |  |  | 041-13948 | 041-13948 | Luxtec Corp | 9300XSP |  |  | MEMORIAL CITY - OUTPATIENT SURGERY |  |  |  |  | 041-13948 | 041-13948 | West | Memorial City- Memorial Hermann Hospital | MEMORIAL CITY - OUTPATIENT SURGERY | Case Cart Staging Area W1 300.26 |  |  |  | PM past due | LIGHT SOURCES, FIBEROPTIC
YES | YES |  |  |  |  | 041-13947 | Luxtec Corp | 9300XSP |  |  | MEMORIAL CITY - OUTPATIENT SURGERY | [5 empty] | 041-13947 | West | Memorial City- Memorial Hermann Hospital | MEMORIAL CITY - OUTPATIENT SURGERY | Case Cart Staging Area W1 300.26 |  |  |  | Past PM | LIGHT SOURCES, FIBEROPTIC
NO | NO | [5 empty] | Luxtec Corp | 9300XSP |  |  | GH - OR | MHHS-Greater Heights |  | Light Source, Fiberoptic |  |  |  | Central & Greater Heights |  | GH - OR | [5 empty] | LIGHT SOURCES, FIBEROPTIC |  | LIGHTSOURCEFIBEROPT-Luxtec-9300XSP | LIGHTSOURCEFIBEROPT | 9300XSP |  |  |  | Luxtec | Light Source, Fiberoptic |  | LIGHTSOURCEFIBEROPT-Luxtec-9300XSP |  |  |  |  | Covered PM Repair - Biomedical | MHHS-Greater Heights
NO | NO | [5 empty] | Luxtec Corp | 9300XSP |  |  | MEMORIAL CITY - CATH LAB | MHHS-Mem City |  | Light Source, Fiberoptic |  |  |  | West & Memorial City |  | MEMORIAL CITY - CATH LAB | [5 empty] | LIGHT SOURCES, FIBEROPTIC |  | LIGHTSOURCEFIBEROPT-Luxtec-9300XSP | LIGHTSOURCEFIBEROPT | 9300XSP |  |  |  | Luxtec | Light Source, Fiberoptic |  | LIGHTSOURCEFIBEROPT-Luxtec-9300XSP |  |  |  |  | Covered PM Repair - Biomedical | MHHS-Mem City
NO | NO | [5 empty] | Luxtec Corp | 9300XSP |  |  | MEMORIAL CITY - OUTPATIENT SURGERY | MHHS-Mem City |  | Light Source, Fiberoptic |  |  |  | West & Memorial City |  | MEMORIAL CITY - OUTPATIENT SURGERY | [5 empty] | LIGHT SOURCES, FIBEROPTIC |  | LIGHTSOURCEFIBEROPT-Luxtec-9300XSP | LIGHTSOURCEFIBEROPT | 9300XSP |  |  |  | Luxtec | Light Source, Fiberoptic |  | LIGHTSOURCEFIBEROPT-Luxtec-9300XSP |  |  |  |  | Covered PM Repair - Biomedical | MHHS-Mem City
NO | NO | [5 empty] | Luxtec Corp | 9300XSP |  |  | NE - OR | MHHS-Northeast |  | Light Source, Fiberoptic |  |  |  | Katy |  | NE - OR | [5 empty] | LIGHT SOURCES, FIBEROPTIC |  | LIGHTSOURCEFIBEROPT-Luxtec-9300XSP | LIGHTSOURCEFIBEROPT | 9300XSP |  |  |  | Luxtec | Light Source, Fiberoptic |  | LIGHTSOURCEFIBEROPT-Luxtec-9300XSP |  |  |  |  | Covered PM Repair - Biomedical | MHHS-Northeast
NO | NO |  |  |  | 005-05881 |  | Luxtec Corp | 9300XSP |  |  | SE - OR | MHHS-Southeast |  | Light Source, Fiberoptic |  | 005-05881 |  | Southeast & Bay Area |  | SE - OR | [5 empty] | LIGHT SOURCES, FIBEROPTIC |  | LIGHTSOURCEFIBEROPT-Luxtec-9300XSP | LIGHTSOURCEFIBEROPT | 9300XSP |  |  |  | Luxtec | Light Source, Fiberoptic |  | LIGHTSOURCEFIBEROPT-Luxtec-9300XSP |  |  |  |  | Covered PM Repair - Biomedical | MHHS-Southeast
NO | NO |  |  |  | 069-06909 |  | Luxtec Corp | 9300XSP |  |  | TMC - OR - HERMANN (2HP) | MHHS-TMC |  | Light Source, Fiberoptic |  | 069-06909 |  | TMC |  | TMC - OR - HERMANN (2HP) | [5 empty] | LIGHT SOURCES, FIBEROPTIC |  | LIGHTSOURCEFIBEROPT-Luxtec-9300XSP | LIGHTSOURCEFIBEROPT | 9300XSP |  |  |  | Luxtec | Light Source, Fiberoptic |  | LIGHTSOURCEFIBEROPT-Luxtec-9300XSP |  |  |  |  | Not Covered Vendor Only - Biomedical | MHHS-TMC
NO | NO |  |  |  | 069-21838 |  | Luxtec Corp | 9300XSP |  |  | TMC - OR - HERMANN (2HP) | MHHS-TMC |  | Light Source, Fiberoptic |  | 069-21838 |  | TMC |  | TMC - OR - HERMANN (2HP) | [5 empty] | LIGHT SOURCES, FIBEROPTIC |  | LIGHTSOURCEFIBEROPT-Luxtec-9300XSP | LIGHTSOURCEFIBEROPT | 9300XSP |  |  |  | Luxtec | Light Source, Fiberoptic |  | LIGHTSOURCEFIBEROPT-Luxtec-9300XSP |  |  |  |  | Not Covered Vendor Only - Biomedical | MHHS-TMC
NO | YES |  |  |  |  | 029-06384 | Luxtec Corp | 9300XSPT |  |  | Woodlands-OR | MHHS-Woodlands |  | Light Source, Fiberoptic |  |  | 029-06384 | Woodlands | MHHS-Woodlands | Woodlands-OR | Equipment Storage | 10/1/19 |  | 10/1/20 | Damaged corner | LIGHT SOURCES, FIBEROPTIC | Light Source, Fiberoptic | LIGHTSOURCEFIBEROPT-Luxtec-9300XSPT | LIGHTSOURCEFIBEROPT | 9300XSPT |  |  |  | Luxtec | Light Source, Fiberoptic |  | LIGHTSOURCEFIBEROPT-Luxtec-9300XSPT |  | 8/15/15 |  |  | Covered PM Repair - Biomedical | MHHS-Woodlands | [8 empty] | LIGHTSOURCEFIBEROPT | Light Source, Fiberoptic | Luxtec
NO | YES |  |  |  | 133-04534 | 133-04534 | Luxtec Corp | LX300 |  |  | Katy-Cath Lab | MHHS-Katy |  | Light Source, Fiberoptic |  | 133-04534 | 133-04534 | Katy | MHHS-Katy | Katy-Cath Lab | Cath lab 1 | 6/1/19 | 6/1/20 |  |  | LIGHT SOURCES, FIBEROPTIC | Light Source, Fiberoptic | LIGHTSOURCEFIBEROPT-Luxtec-LX300 | LIGHTSOURCEFIBEROPT | LX300 |  |  |  | Luxtec | Light Source, Fiberoptic |  | LIGHTSOURCEFIBEROPT-Luxtec-LX300 |  | 3/15/17 |  |  | Covered PM Repair - Biomedical | MHHS-Katy | [8 empty] | LIGHTSOURCEFIBEROPT | Light Source, Fiberoptic | Luxtec
NO | YES |  |  |  | 041-07660 | 041-07660 | Luxtec Corp | LX300 |  |  | MEMORIAL CITY - OUTPATIENT SURGERY | MHHS-Mem City |  | Light Source, Fiberoptic |  | 041-07660 | 041-07660 | West | Memorial City- Memorial Hermann Hospital | MEMORIAL CITY - OUTPATIENT SURGERY | Case Cart Staging Area W1 300.26 |  |  |  |  | LIGHT SOURCES, FIBEROPTIC |  | LIGHTSOURCEFIBEROPT-Luxtec-LX300 | LIGHTSOURCEFIBEROPT | LX300 |  |  |  | Luxtec | Light Source, Fiberoptic |  | LIGHTSOURCEFIBEROPT-Luxtec-LX300 |  |  |  |  | Covered PM Repair - Biomedical | MHHS-Mem City
NO | YES |  |  |  |  | 041-05585 | Luxtec Corp | LX300 |  |  | MEMORIAL CITY - OUTPATIENT SURGERY | MHHS-Mem City |  | Light Source, Fiberoptic |  |  | 041-05585 | West | Memorial City- Memorial Hermann Hospital | MEMORIAL CITY - OUTPATIENT SURGERY | Case Cart Staging Area W1 300.26 |  |  |  | ?AuNo PM required?Au sticker was found on unit | LIGHT SOURCES, FIBEROPTIC |  | LIGHTSOURCEFIBEROPT-Luxtec-LX300 | LIGHTSOURCEFIBEROPT | LX300 |  |  |  | Luxtec | Light Source, Fiberoptic |  | LIGHTSOURCEFIBEROPT-Luxtec-LX300 |  |  |  |  | Covered PM Repair - Biomedical | MHHS-Mem City
NO | YES |  |  |  | 041-05583 | 041-05583 | Luxtec Corp | LX300 |  |  | MEMORIAL CITY - OUTPATIENT SURGERY |  |  |  |  | 041-05583 | 041-05583 | West | Memorial City- Memorial Hermann Hospital | MEMORIAL CITY - OUTPATIENT SURGERY | Case Cart Staging Area W1 300.26 |  |  |  | No PM sticker found | LIGHT SOURCES, FIBEROPTIC
NO | YES |  |  |  | 029-04559 | 029-04559 | Luxtec Corp | MICROLUX DLX |  |  | Woodlands-OR | MHHS-Woodlands |  | Lamp, Head |  | 029-04559 | 029-04559 | Woodlands | MHHS-Woodlands | Woodlands-OR | OR Storage |  |  |  |  | CAMERAS | Lamp, Head | LAMPHEAD-LUXTEC-MicroLux DLX | LAMPHEAD | MicroLux DLX |  |  |  | LUXTEC | Lamp, Head |  | LAMPHEAD-LUXTEC-MicroLux DLX |  | 6/18/13 |  |  | Covered PM Repair - Biomedical | MHHS-Woodlands | [8 empty] | LAMPHEAD | Lamp, Head | LUXTEC
NO | NO |  |  |  | 029-03771 |  | Luxtec Corp | MICROLUX DLX |  |  | WOODLANDS - OR | MHHS-Woodlands |  | Lamp, Head |  | 029-03771 |  | Woodlands |  | WOODLANDS - OR | [5 empty] | CAMERAS |  | LAMPHEAD-LUXTEC-MicroLux DLX | LAMPHEAD | MicroLux DLX |  |  |  | LUXTEC | Lamp, Head |  | LAMPHEAD-LUXTEC-MicroLux DLX |  |  |  |  | Covered PM Repair - Biomedical | MHHS-Woodlands
NO | YES |  |  |  | 041-17823 | 041-17823 | Luxtec Corp | MLX 300W |  | 13E00MLX1189 | MEMORIAL CITY - MHT - JHC OR | MHHS-Mem City |  |  |  | 041-17823 | 041-17823 | West |  | MEMORIAL CITY - MHT - JHC OR |  |  |  |  | ?AuNO PM REQUIRED?Au sticker on unit | LIGHT SOURCES, FIBEROPTIC |  | LIGHTSOURCEFIBEROPT-Luxtec-MLX |  |  |  |  | LIGHTSOURCEFIBEROPT-Luxtec-MLX | Luxtec | [7 empty] | Not Covered Vendor Only - Biomedical | MHHS-Mem City
NO | YES |  |  |  | 041-17270 | 041-17270 | Luxtec Corp | MLX 300W |  | 15E00MLX4993 | MEMORIAL CITY MOR | MHHS-Mem City |  |  |  | 041-17270 | 041-17270 | West | Memorial Hermann Memorial City Medical Center | MEMORIAL CITY MOR | MEMORIAL CITY MOR |  |  |  |  | LIGHT SOURCES, FIBEROPTIC |  | LIGHTSOURCEFIBEROPT-Luxtec-MLX |  |  |  |  | LIGHTSOURCEFIBEROPT-Luxtec-MLX | Luxtec | [7 empty] | Not Covered Vendor Only - Biomedical | MHHS-Mem City
NO | YES |  |  |  | 041-17821 | 041-17821 | Luxtec Corp | MLX 300W |  | 13COOMLX10779 | MEMORIAL CITY MOR | MHHS-Mem City |  |  |  | 041-17821 | 041-17821 | West | Memorial Hermann Memorial City Medical Center | MEMORIAL CITY MOR | MEMORIAL CITY MOR |  |  |  |  | LIGHT SOURCES, FIBEROPTIC |  | LIGHTSOURCEFIBEROPT-Luxtec-MLX |  |  |  |  | LIGHTSOURCEFIBEROPT-Luxtec-MLX | Luxtec | [7 empty] | Not Covered Vendor Only - Biomedical | MHHS-Mem City
NO | YES |  |  |  | 041-17824 | 041-17824 | Luxtec Corp | MLX 300W |  | 13E00MLX1187 | Memorial city Operating room | MHHS-Mem City |  |  |  | 041-17824 | 041-17824 | West Memorial city | Memorial city - memorial herman hospital | Memorial city Operating room | Procedure room 2 |  |  |  | No pm required | LIGHT SOURCES, FIBEROPTIC |  | LIGHTSOURCEFIBEROPT-Luxtec-MLX |  |  |  |  | LIGHTSOURCEFIBEROPT-Luxtec-MLX | Luxtec | [7 empty] | Not Covered Vendor Only - Biomedical | MHHS-Mem City
NO | YES |  |  |  | 041-17825 | 041-17825 | Luxtec Corp | MLX 300W |  | 13C00MLX10784 | Surgery | MHHS-Mem City |  |  |  | 041-17825 | 041-17825 | West | Memorial Hermann Memorial City Medical Center | Surgery | Surgery E2 300 Equipment Storage |  |  |  | No pm sticker | LIGHT SOURCES, FIBEROPTIC |  | LIGHTSOURCEFIBEROPT-Luxtec-MLX |  |  |  |  | LIGHTSOURCEFIBEROPT-Luxtec-MLX | Luxtec | [7 empty] | Not Covered Vendor Only - Biomedical | MHHS-Mem City
NO | YES |  |  |  | 041-17826 | 041-17826 | Luxtec Corp | MLX 300W |  | 13C00MLX10777 | MEMORIAL CITY - Surgery | MHHS-Mem City |  |  |  | 041-17826 | 041-17826 | West | Memorial Hermann Memorial City Medical Center | MEMORIAL CITY - Surgery | Surgery storage room |  |  |  | No pm required sticker. | LIGHT SOURCES, FIBEROPTIC |  | LIGHTSOURCEFIBEROPT-Luxtec-MLX |  |  |  |  | LIGHTSOURCEFIBEROPT-Luxtec-MLX | Luxtec | [7 empty] | Not Covered Vendor Only - Biomedical | MHHS-Mem City
NO | YES |  |  |  | 041-18000 | 041-18000 | Luxtec Corp | MLX 300W |  | 13E00MLX1188 | MEMORIAL CITY - MOR | MHHS-Mem City |  |  |  | 041-18000 | 041-18000 | West | West | MEMORIAL CITY - MOR | MH11:507.1 Equipment Storage |  |  |  |  | LIGHT SOURCES, FIBEROPTIC |  | LIGHTSOURCEFIBEROPT-Luxtec-MLX |  |  |  |  | LIGHTSOURCEFIBEROPT-Luxtec-MLX | Luxtec | [7 empty] | Not Covered Vendor Only - Biomedical | MHHS-Mem City
NO | YES |  |  |  | 041-20402 | 041-20402 | Luxtec Corp | MLX 300W |  | 15F00MLX5053 | MEMORIAL CITY - MOR | MHHS-Mem City |  |  |  | 041-20402 | 041-20402 | West | Memorial Hermann Memorial City Medical Center | MEMORIAL CITY - MOR | MEMORIAL CITY - MOR |  |  |  |  | LIGHT SOURCES, FIBEROPTIC |  | LIGHTSOURCEFIBEROPT-Luxtec-MLX |  |  |  |  | LIGHTSOURCEFIBEROPT-Luxtec-MLX | Luxtec | [7 empty] | Not Covered Vendor Only - Biomedical | MHHS-Mem City
NO | YES |  |  |  |  | 041-17036 | Luxtec Corp | MLX 300W |  | P1204011 | MEMORIAL CITY - MOR | MHHS-Mem City |  |  |  |  | 041-17036 | West | Memorial City - Memorial Hermann Hospital | MEMORIAL CITY - MOR | Sterile Core |  |  |  |  | LIGHT SOURCES, FIBEROPTIC |  | LIGHTSOURCEFIBEROPT-Luxtec-MLX |  |  |  |  | LIGHTSOURCEFIBEROPT-Luxtec-MLX | Luxtec | [7 empty] | Covered PM Repair - Biomedical | MHHS-Mem City
NO | YES |  |  |  | 145-00448 | 145-00448 | Luxtec Corp | MLX 300W |  | 15M00MLX6041 | Pearland-OR | MHHS-Pearland Hospital |  |  |  | 145-00448 | 145-00448 | Pearland | MHHS-Pearland Hospital | Pearland-OR | Sterile Core | 10/1/18 |  |  |  | LIGHT SOURCES, FIBEROPTIC | Light Source, Fiberoptic | LIGHTSOURCEFIBEROPT-Luxtec-MLX |  |  |  |  | LIGHTSOURCEFIBEROPT-Luxtec-MLX | Luxtec | [7 empty] | Covered PM Repair - Biomedical | MHHS-Pearland Hospital | [8 empty] | LIGHTSOURCEFIBEROPT | Light Source, Fiberoptic | Luxtec
NO | YES |  |  |  | 145-00477 | 145-00477 | Luxtec Corp | MLX 300W |  | 15M00MLX6046 | Pearland-OR | MHHS-Pearland Hospital |  |  |  | 145-00477 | 145-00477 | Pearland | MHHS-Pearland Hospital | Pearland-OR | Sterile Core | 10/1/18 |  |  |  | LIGHT SOURCES, FIBEROPTIC | Light Source, Fiberoptic | LIGHTSOURCEFIBEROPT-Luxtec-MLX |  |  |  |  | LIGHTSOURCEFIBEROPT-Luxtec-MLX | Luxtec | [7 empty] | Covered PM Repair - Biomedical | MHHS-Pearland Hospital | [8 empty] | LIGHTSOURCEFIBEROPT | Light Source, Fiberoptic | Luxtec
NO | YES |  |  |  | 145-00497 | 145-00497 | Luxtec Corp | MLX 300W |  | 15M00MLX6042 | Pearland-OR | MHHS-Pearland Hospital |  |  |  | 145-00497 | 145-00497 | Pearland | MHHS-Pearland Hospital | Pearland-OR | Sterile Core | 9/1/18 |  |  |  | LIGHT SOURCES, FIBEROPTIC | Light Source, Fiberoptic | LIGHTSOURCEFIBEROPT-Luxtec-MLX |  |  |  |  | LIGHTSOURCEFIBEROPT-Luxtec-MLX | Luxtec | [7 empty] | Covered PM Repair - Biomedical | MHHS-Pearland Hospital | [8 empty] | LIGHTSOURCEFIBEROPT | Light Source, Fiberoptic | Luxtec
NO | YES |  |  |  | 145-00500 | 145-00500 | Luxtec Corp | MLX 300W |  | 15M00MLX6039 | Pearland-OR | MHHS-Pearland Hospital |  |  |  | 145-00500 | 145-00500 | Pearland | MHHS-Pearland Hospital | Pearland-OR | OR 3 | 10/1/18 |  |  |  | LIGHT SOURCES, FIBEROPTIC | Light Source, Fiberoptic | LIGHTSOURCEFIBEROPT-Luxtec-MLX |  |  |  |  | LIGHTSOURCEFIBEROPT-Luxtec-MLX | Luxtec | [7 empty] | Covered PM Repair - Biomedical | MHHS-Pearland Hospital | [8 empty] | LIGHTSOURCEFIBEROPT | Light Source, Fiberoptic | Luxtec
NO | YES | Asset Tag 013-19233 |  |  | 013-19233 | 013-19233 | Luxtec Corp | MLX 300W |  | P0315511 | SW-OR | MHHS-Southwest |  |  |  | 013-19233 | 013-19233 | Southwest | MHHS-Southwest | SW-OR | HVI OR Suite | 5/1/19 |  | 5/1/20 |  | LIGHT SOURCES, FIBEROPTIC | Light Source, Fiberoptic | LIGHTSOURCEFIBEROPT-Luxtec-MLX |  |  |  |  | LIGHTSOURCEFIBEROPT-Luxtec-MLX | Luxtec |  |  |  |  | 1/1/00 |  |  | Covered PM Repair - Biomedical | MHHS-Southwest | [8 empty] | LIGHTSOURCEFIBEROPT | Light Source, Fiberoptic | Luxtec
NO | YES |  |  |  | 013-19234 | 013-19234 | Luxtec Corp | MLX 300W |  | P0314411 | SW-HVI-OR | MHHS-Southwest |  |  |  | 013-19234 | 013-19234 | Southwest | MHHS-Southwest | SW-HVI-OR | Hvi or 2 | 5/1/19 |  | 5/1/20 |  | LIGHT SOURCES, FIBEROPTIC | Light Source, Fiberoptic | LIGHTSOURCEFIBEROPT-Luxtec-MLX |  |  |  |  | LIGHTSOURCEFIBEROPT-Luxtec-MLX | Luxtec |  |  |  |  | 5/2/22 |  |  | Not Covered Vendor Only - Biomedical | MHHS-Southwest | [8 empty] | LIGHTSOURCEFIBEROPT | Light Source, Fiberoptic | Luxtec
NO | YES |  |  |  | 013-19235 | 013-19235 | Luxtec Corp | MLX 300W |  | P0317111 | SW-HVI-OR | MHHS-Southwest |  |  |  | 013-19235 | 013-19235 | Southwest | MHHS-Southwest | SW-HVI-OR | Hallway | 5/1/19 |  | 5/1/20 |  | LIGHT SOURCES, FIBEROPTIC | Light Source, Fiberoptic | LIGHTSOURCEFIBEROPT-Luxtec-MLX |  |  |  |  | LIGHTSOURCEFIBEROPT-Luxtec-MLX | Luxtec |  |  |  |  | 4/19/24 |  |  | Not Covered Vendor Only - Biomedical | MHHS-Southwest | [8 empty] | LIGHTSOURCEFIBEROPT | Light Source, Fiberoptic | Luxtec
NO | YES |  |  |  | 013-19314 | 013-19314 | Luxtec Corp | MLX 300W |  |  | SW-HVI-OR | MHHS-Southwest |  |  |  | 013-19314 | 013-19314 | Southwest | MHHS-Southwest | SW-HVI-OR | CVOR3 | 5/1/19 |  | 5/1/20 |  | LIGHT SOURCES, FIBEROPTIC | Light Source, Fiberoptic | LIGHTSOURCEFIBEROPT-Luxtec-MLX |  |  |  |  | LIGHTSOURCEFIBEROPT-Luxtec-MLX | Luxtec |  |  |  |  | 4/1/17 |  |  | Covered PM Repair - Biomedical | MHHS-Southwest | [8 empty] | LIGHTSOURCEFIBEROPT | Light Source, Fiberoptic | Luxtec
NO | YES |  |  |  |  | 029-08070 | Luxtec Corp | MLX 300W |  | PO909611 | Woodlands-OR | MHHS-Woodlands |  |  |  |  | 029-08070 | Woodlands | MHHS-Woodlands | Woodlands-OR | Equipment Storage | 10/1/19 |  | 10/1/20 |  | LIGHT SOURCES, FIBEROPTIC | Light Source, Fiberoptic | LIGHTSOURCEFIBEROPT-Luxtec-MLX |  |  |  |  | LIGHTSOURCEFIBEROPT-Luxtec-MLX | Luxtec |  |  |  |  | 4/1/17 |  |  | Covered PM Repair - Biomedical | MHHS-Woodlands | [8 empty] | LIGHTSOURCEFIBEROPT | Light Source, Fiberoptic | Luxtec
NO | YES |  |  |  | 029-12476 | 029-12476 | Luxtec Corp | MLX 300W |  | 17M00MLX9378 | Woodlands-OR | MHHS-Woodlands |  |  |  | 029-12476 | 029-12476 | Woodlands | MHHS-Woodlands | Woodlands-OR | Equipment Storage | 10/1/19 |  | 10/1/20 |  | LIGHT SOURCES, FIBEROPTIC | Light Source, Fiberoptic | LIGHTSOURCEFIBEROPT-Luxtec-MLX |  |  |  |  | LIGHTSOURCEFIBEROPT-Luxtec-MLX | Luxtec |  |  |  |  | 2/1/15 |  |  | Covered PM Repair - Biomedical | MHHS-Woodlands | [8 empty] | LIGHTSOURCEFIBEROPT | Light Source, Fiberoptic | Luxtec
NO | YES |  |  |  | 029-12908 | 029-12908 | Luxtec Corp | MLX 300W |  | 19F00MLX11292 | Woodlands-OR | MHHS-Woodlands |  |  |  | 029-12908 | 029-12908 | Woodlands | MHHS-Woodlands | Woodlands-OR | [5 empty] | LIGHT SOURCES, FIBEROPTIC | Light Source, Fiberoptic | LIGHTSOURCEFIBEROPT-Luxtec-MLX |  |  |  |  | LIGHTSOURCEFIBEROPT-Luxtec-MLX | Luxtec |  |  |  |  | 2/3/15 | Finished from Script 3/27/2020 12:11:52pm (Central) |  | Covered PM Repair - Biomedical | MHHS-Woodlands | [8 empty] | LIGHTSOURCEFIBEROPT | Light Source, Fiberoptic | Luxtec
NO | YES |  |  |  | 029-12909 | 029-12909 | Luxtec Corp | MLX 300W |  | 19H00MLX11729 | Woodlands-OR | MHHS-Woodlands |  |  |  | 029-12909 | 029-12909 | Woodlands | MHHS-Woodlands | Woodlands-OR | OR 10 |  |  | 10/1/20 |  | LIGHT SOURCES, FIBEROPTIC | Light Source, Fiberoptic | LIGHTSOURCEFIBEROPT-Luxtec-MLX |  |  |  |  | LIGHTSOURCEFIBEROPT-Luxtec-MLX | Luxtec |  |  |  |  | 2/3/15 |  |  | Covered PM Repair - Biomedical | MHHS-Woodlands | [8 empty] | LIGHTSOURCEFIBEROPT | Light Source, Fiberoptic | Luxtec
NO | YES |  |  |  | 029-12910 | 029-12910 | Luxtec Corp | MLX 300W |  | 19G00MLX11545 | Woodlands-OR | MHHS-Woodlands |  |  |  | 029-12910 | 029-12910 | Woodlands | MHHS-Woodlands | Woodlands-OR | Equipment Storage |  |  |  | No PM sticker visible - see note on case | LIGHT SOURCES, FIBEROPTIC | Light Source, Fiberoptic | LIGHTSOURCEFIBEROPT-Luxtec-MLX |  |  |  |  | LIGHTSOURCEFIBEROPT-Luxtec-MLX | Luxtec |  |  |  |  | 2/3/15 |  |  | Covered PM Repair - Biomedical | MHHS-Woodlands | [8 empty] | LIGHTSOURCEFIBEROPT | Light Source, Fiberoptic | Luxtec
NO | YES |  |  |  |  | 029-08069 | Luxtec Corp | MLX 300W |  | PO902311UM | Woodlands-OR | MHHS-Woodlands |  |  |  |  | 029-08069 | Woodlands | MHHS-Woodlands | Woodlands-OR | Equipment Storage | 2/1/20 |  | 2/1/21 |  | LIGHT SOURCES, FIBEROPTIC | Light Source, Fiberoptic | LIGHTSOURCEFIBEROPT-Luxtec-MLX |  |  |  |  | LIGHTSOURCEFIBEROPT-Luxtec-MLX | Luxtec |  |  |  |  | 2/3/15 |  |  | Covered PM Repair - Biomedical | MHHS-Woodlands | [8 empty] | LIGHTSOURCEFIBEROPT | Light Source, Fiberoptic | Luxtec
NO | YES |  |  |  |  | 029-08072 | Luxtec Corp | MLX 300W |  | PO907211UQ | Woodlands-OR | MHHS-Woodlands |  |  |  |  | 029-08072 | Woodlands | MHHS-Woodlands | Woodlands-OR | OR | 10/1/19 |  | 10/1/20 |  | LIGHT SOURCES, FIBEROPTIC | Light Source, Fiberoptic | LIGHTSOURCEFIBEROPT-Luxtec-MLX |  |  |  |  | LIGHTSOURCEFIBEROPT-Luxtec-MLX | Luxtec | [7 empty] | Covered PM Repair - Biomedical | MHHS-Woodlands | [8 empty] | LIGHTSOURCEFIBEROPT | Light Source, Fiberoptic | Luxtec
NO | NO |  |  |  | 009-09923 |  | Luxtec Corp | MLX 300W |  | 15F00MLX5114 | GH - CENTRAL SUPPLY | MHHS-Greater Heights |  |  |  | 009-09923 |  | Central & Greater Heights |  | GH - CENTRAL SUPPLY | [5 empty] | LIGHT SOURCES, FIBEROPTIC |  | LIGHTSOURCEFIBEROPT-Luxtec-MLX |  |  |  |  | LIGHTSOURCEFIBEROPT-Luxtec-MLX | Luxtec | [7 empty] | No Coverage Specified | MHHS-Greater Heights
NO | NO |  |  |  | 041-17822 |  | Luxtec Corp | MLX 300W |  | 13C00MLX10782 | MEMORIAL CITY - MOR | MHHS-Mem City |  |  |  | 041-17822 |  | West & Memorial City |  | MEMORIAL CITY - MOR | [5 empty] | LIGHT SOURCES, FIBEROPTIC |  | LIGHTSOURCEFIBEROPT-Luxtec-MLX |  |  |  |  | LIGHTSOURCEFIBEROPT-Luxtec-MLX | Luxtec | [7 empty] | Not Covered Vendor Only - Biomedical | MHHS-Mem City
NO | NO |  |  |  | 029-12907 |  | Luxtec Corp | MLX 300W |  | 19G00MLX11543 | WOODLANDS - OR | MHHS-Woodlands |  |  |  | 029-12907 |  | Woodlands |  | WOODLANDS - OR | [5 empty] | LIGHT SOURCES, FIBEROPTIC |  | LIGHTSOURCEFIBEROPT-Luxtec-MLX |  |  |  |  | LIGHTSOURCEFIBEROPT-Luxtec-MLX | Luxtec | [7 empty] | Covered PM Repair - Biomedical | MHHS-Woodlands
NO | YES |  |  |  | 151-02067 | 151-02067 | Luxtec Corp | MLX SERIES |  | 16H00MLX7485 | CY-OR | MHHS-Cypress |  |  |  | 151-02067 | 151-02067 | Northwest | MHHS-Cypress | CY-OR | Storage 211 | 12/1/18 |  |  | Cnf pm | LIGHT SOURCES, FIBEROPTIC | Light Source, Fiberoptic | LIGHTSOURCEFIBEROPT-Luxtec-MLX |  |  |  |  | LIGHTSOURCEFIBEROPT-Luxtec-MLX | Luxtec |  |  |  |  | 11/1/16 |  |  | Covered PM Repair - Biomedical | MHHS-Cypress | [8 empty] | LIGHTSOURCEFIBEROPT | Light Source, Fiberoptic | Luxtec
NO | YES |  |  |  | 151-02068 | 151-02068 | Luxtec Corp | MLX SERIES |  | 16H00MLX7488 | CY-OR | MHHS-Cypress |  |  |  | 151-02068 | 151-02068 | Northwest | MHHS-Cypress | CY-OR | Storage 211 | 12/1/18 |  |  | Cnf pm | LIGHT SOURCES, FIBEROPTIC | Light Source, Fiberoptic | LIGHTSOURCEFIBEROPT-Luxtec-MLX |  |  |  |  | LIGHTSOURCEFIBEROPT-Luxtec-MLX | Luxtec |  |  |  |  | 11/1/16 |  |  | Covered PM Repair Labor Only - Biomedica | MHHS-Cypress | [8 empty] | LIGHTSOURCEFIBEROPT | Light Source, Fiberoptic | Luxtec
NO | YES |  |  |  | 151-02069 | 151-02069 | Luxtec Corp | MLX SERIES |  | 16H00MLX7478 | CY-OR | MHHS-Cypress |  |  |  | 151-02069 | 151-02069 | Northwest | MHHS-Cypress | CY-OR | Storage 211 | 12/1/18 |  |  | Cnf pm | LIGHT SOURCES, FIBEROPTIC | Light Source, Fiberoptic | LIGHTSOURCEFIBEROPT-Luxtec-MLX |  |  |  |  | LIGHTSOURCEFIBEROPT-Luxtec-MLX | Luxtec |  |  |  |  | 8/1/17 |  |  | Covered PM Repair - Biomedical | MHHS-Cypress | [8 empty] | LIGHTSOURCEFIBEROPT | Light Source, Fiberoptic | Luxtec
NO | YES |  |  |  | 151-02070 | 151-02070 | Luxtec Corp | MLX SERIES |  | 16H00MLX7483 | CY-OR | MHHS-Cypress |  |  |  | 151-02070 | 151-02070 | Northwest | MHHS-Cypress | CY-OR | Storage 211 | 12/1/18 |  |  | Cnf pm | LIGHT SOURCES, FIBEROPTIC | Light Source, Fiberoptic | LIGHTSOURCEFIBEROPT-Luxtec-MLX |  |  |  |  | LIGHTSOURCEFIBEROPT-Luxtec-MLX | Luxtec |  |  |  |  | 3/1/20 |  |  | Covered PM Repair - Biomedical | MHHS-Cypress | [8 empty] | LIGHTSOURCEFIBEROPT | Light Source, Fiberoptic | Luxtec
NO | YES |  |  |  | 133-07915 | 133-07915 | Luxtec Corp | MLX SERIES |  |  | Katy-OR | MHHS-Katy |  |  |  | 133-07915 | 133-07915 | Katy | MHHS-Katy | Katy-OR | OR - equipment |  |  |  |  | LIGHT SOURCES, FIBEROPTIC | Light Source, Fiberoptic | LIGHTSOURCEFIBEROPT-Luxtec-MLX |  |  |  |  | LIGHTSOURCEFIBEROPT-Luxtec-MLX | Luxtec | [7 empty] | Covered PM Repair - Biomedical | MHHS-Katy | [8 empty] | LIGHTSOURCEFIBEROPT | Light Source, Fiberoptic | Luxtec
NO | YES |  |  |  | 133-07916 | 133-07916 | Luxtec Corp | MLX SERIES |  |  | Katy-OR | MHHS-Katy |  |  |  | 133-07916 | 133-07916 | Katy | MHHS-Katy | Katy-OR | OR - equipment |  |  |  |  | LIGHT SOURCES, FIBEROPTIC | Light Source, Fiberoptic | LIGHTSOURCEFIBEROPT-Luxtec-MLX |  |  |  |  | LIGHTSOURCEFIBEROPT-Luxtec-MLX | Luxtec |  |  |  |  | 8/1/15 |  |  | Covered PM Repair - Biomedical | MHHS-Katy | [8 empty] | LIGHTSOURCEFIBEROPT | Light Source, Fiberoptic | Luxtec
NO | YES |  |  |  | 133-07917 | 133-07917 | Luxtec Corp | MLX SERIES |  |  | Katy-OR | MHHS-Katy |  |  |  | 133-07917 | 133-07917 | Katy | MHHS-Katy | Katy-OR | OR - Equipment |  |  |  |  | LIGHT SOURCES, FIBEROPTIC | Light Source, Fiberoptic | LIGHTSOURCEFIBEROPT-Luxtec-MLX |  |  |  |  | LIGHTSOURCEFIBEROPT-Luxtec-MLX | Luxtec |  |  |  |  | 11/1/16 |  |  | Covered PM Repair - Biomedical | MHHS-Katy | [8 empty] | LIGHTSOURCEFIBEROPT | Light Source, Fiberoptic | Luxtec
NO | YES |  |  |  |  | 041-15070 | Luxtec Corp | MLX SERIES |  |  | MEMORIAL CITY - MHT - JHC OR | MHHS-Mem City |  |  |  |  | 041-15070 | West | West | MEMORIAL CITY - MHT - JHC OR | MH11:507.1 Equipment Storage |  |  |  |  | LIGHT SOURCES, FIBEROPTIC |  | LIGHTSOURCEFIBEROPT-Luxtec-MLX |  |  |  |  | LIGHTSOURCEFIBEROPT-Luxtec-MLX | Luxtec | [7 empty] | Covered PM Repair - Biomedical | MHHS-Mem City
NO | YES |  |  |  |  | 041-15073 | Luxtec Corp | MLX SERIES |  |  | MEMORIAL CITY - MOR | MHHS-Mem City |  |  |  |  | 041-15073 | West | Memorial City - Memorial Hermann Hospital | MEMORIAL CITY - MOR | E2 321 Surgery Rm 6 |  |  |  | ?AuNO PM REQUIRED?Au sticker found on unit | LIGHT SOURCES, FIBEROPTIC |  | LIGHTSOURCEFIBEROPT-Luxtec-MLX |  |  |  |  | LIGHTSOURCEFIBEROPT-Luxtec-MLX | Luxtec | [7 empty] | Covered PM Repair - Radiology, Low End | MHHS-Mem City
NO | YES |  |  |  |  | 041-17033 | Luxtec Corp | MLX SERIES |  | P1207911 | MEMORIAL CITY - Surgery | MHHS-Mem City |  |  |  |  | 041-17033 | West | Memorial Hermann Memorial City Medical Center | MEMORIAL CITY - Surgery | Surgery storage room |  |  |  | No pm required | LIGHT SOURCES, FIBEROPTIC |  | LIGHTSOURCEFIBEROPT-Luxtec-MLX |  |  |  |  | LIGHTSOURCEFIBEROPT-Luxtec-MLX | Luxtec | [7 empty] | Covered PM Repair - Radiology, Low End | MHHS-Mem City
NO | YES |  |  |  | 069-44490 | 069-44490 | Luxtec Corp | MLX SERIES |  | 17H00MLX8858 | TMC-OR-Hermann (2Hp) | MHHS-TMC |  |  |  | 069-44490 | 069-44490 | TMC | MHHS-TMC | TMC-OR-Hermann (2Hp) | Storage |  |  |  |  | LIGHT SOURCES, FIBEROPTIC |  | LIGHTSOURCEFIBEROPT-Luxtec-MLX |  |  |  |  | LIGHTSOURCEFIBEROPT-Luxtec-MLX | Luxtec | [7 empty] | Covered PM Repair - Biomedical | MHHS-TMC
NO | NO | [5 empty] | Luxtec Corp | MLX SERIES |  |  | MEMORIAL CITY - MOR | MHHS-Mem City | [5 empty] | West & Memorial City |  | MEMORIAL CITY - MOR | [5 empty] | LIGHT SOURCES, FIBEROPTIC |  | LIGHTSOURCEFIBEROPT-Luxtec-MLX |  |  |  |  | LIGHTSOURCEFIBEROPT-Luxtec-MLX | Luxtec | [7 empty] | Covered PM Repair - Radiology, Low End | MHHS-Mem City
NO | NO | [5 empty] | Luxtec Corp | MLX SERIES |  | P1205911 | MEMORIAL CITY - MOR | MHHS-Mem City | [5 empty] | West & Memorial City |  | MEMORIAL CITY - MOR | [5 empty] | LIGHT SOURCES, FIBEROPTIC |  | LIGHTSOURCEFIBEROPT-Luxtec-MLX |  |  |  |  | LIGHTSOURCEFIBEROPT-Luxtec-MLX | Luxtec | [7 empty] | Covered PM Repair - Biomedical | MHHS-Mem City
YES | YES |  |  |  | 151-02361 | 151-02361 | LW Scientific | Anti- mold | [7 empty] | 151-02361 | 151-02361 | Woodlands | Memorial Hermann The Woodlands Medical Center |  | OG/GYN MP 3 | 10/1/17 |  | 10/1/18
YES | YES |  |  |  | 929-01328 | 929-01328 | LW Scientific | Microscope | [7 empty] | 929-01328 | 929-01328 | Woodlands | Memorial Hermann Medical Group The Woodlands (#100 and #101) |  | Storage | 7/1/18
YES | YES |  |  |  | 041-18121 | 041-18121 | LW Scientific | Revelation III |  |  | MH MG - (KY) - KATY CCC |  |  |  |  | 041-18121 | 041-18121 | Katy | Memorial Hermann Imaging Center - Convenient Care Center in Katy | MH MG - (KY) - KATY CCC | Lab | 4/1/18 | 4/1/19 |  |  |  | Microscope, Laboratory | MICROSCOPELAB-LW Scientific-Revelation III | [12 empty] | ML-A | [9 empty] | Microscope, Laboratory | MICROSCOPELAB | Microscope, Laboratory | LW Scientific
YES | YES |  |  |  | 142-09002 | 142-09002 | LW Scientific | Revelation III |  |  | MH MG - (SL) - SUGAR LAND MULTI-SPECIALTY (MP1) |  |  |  |  | 142-09002 | 142-09002 | Sugar Land | Memorial Hermann Medical Group Sugar Land Multi-Specialty (#350) | MH MG - (SL) - SUGAR LAND MULTI-SPECIALTY (MP1) | Storage | [5 empty] | Microscope, Laboratory | MICROSCOPELAB-LW Scientific-Revelation III | [12 empty] | ML-A | [9 empty] | Microscope, Laboratory | MICROSCOPELAB | Microscope, Laboratory | LW Scientific
NO | NO |  |  |  | 069-45747 |  | LW Scientific Inc | E8 |  |  | TMC - LABORATORY - BLOOD BANK (1R) | MHHS-TMC |  | Centrifuge, General Purpose |  | 069-45747 |  | TMC |  | TMC - LABORATORY - BLOOD BANK (1R) | [5 empty] | CENTRIFUGES |  | CENTRIFUGEGENPURP-LW Scientific-E8 | CENTRIFUGEGENPURP | E8 |  |  |  | LW Scientific | Centrifuge, General Purpose |  | CENTRIFUGEGENPURP-LW Scientific-E8 |  |  |  |  | Covered PM Repair - Biomedical | MHHS-TMC
NO | NO |  |  |  | 069-45676 |  | LW Scientific Inc | E8 |  |  | TMC - OR - ROBERTSON (2R) | MHHS-TMC |  | Centrifuge, General Purpose |  | 069-45676 |  | TMC |  | TMC - OR - ROBERTSON (2R) | [5 empty] | CENTRIFUGES |  | CENTRIFUGEGENPURP-LW Scientific-E8 | CENTRIFUGEGENPURP | E8 |  |  |  | LW Scientific | Centrifuge, General Purpose |  | CENTRIFUGEGENPURP-LW Scientific-E8 |  |  |  |  | Covered PM Repair - Biomedical | MHHS-TMC
NO | NO |  |  |  | 041-16747 |  | LW Scientific Inc | I4 INFINITY |  |  | MH MG - (MC) - MEMORIAL CITY (MP3) | MHHS-MG |  |  |  | 041-16747 |  | West & Memorial City |  | MH MG - (MC) - MEMORIAL CITY (MP3) | [5 empty] | MICROSCOPES, LIGHT, LABORATORY |  | .needs class | [5 empty] | LW Scientific | [7 empty] | Covered PM Repair - Biomedical | MHHS-MG
NO | YES |  |  |  | 041-32847 | 041-32847 | LW Scientific Inc | LW100 |  | SM1-18070090 | MEMORIAL CITY - LABORATORY | MHHS-Mem City |  |  |  | 041-32847 | 041-32847 | West | Memorial City - Memorial Hermann Hospital | MEMORIAL CITY - LABORATORY | Lab |  |  |  |  | MIXERS, CLINICAL LABORATORY |  | .needs class | [5 empty] | LW Scientific | [7 empty] | Covered PM Repair - Biomedical | MHHS-Mem City
NO | NO |  |  |  | 041-32848 |  | LW Scientific Inc | LW100 |  | SM1-18070087 | MEMORIAL CITY - LABORATORY | MHHS-Mem City |  |  |  | 041-32848 |  | West & Memorial City |  | MEMORIAL CITY - LABORATORY | [5 empty] | MIXERS, CLINICAL LABORATORY |  | .needs class | [5 empty] | LW Scientific | [7 empty] | Covered PM Repair - Biomedical | MHHS-Mem City
NO | YES |  |  |  | 029-08288 | 029-08288 | LW Scientific Inc | LW200 |  | NSN | MH MG-(WDLS)-Twl Pinecroft (100/101) | MHHS-MG |  |  |  | 029-08288 | 029-08288 | Woodlands | MHHS-MG | MH MG-(WDLS)-Twl Pinecroft (100/101) | Family practice suite 100 | 8/1/19 |  |  |  | MICROSCOPES, LIGHT, LABORATORY |  | .needs class | [5 empty] | LW Scientific |  |  |  |  | 3/15/17 |  |  | Covered PM Repair - Biomedical | MHHS-MG
NO | YES |  |  |  | 069-40381 | 069-40381 | LW Scientific Inc | LWS-M24 |  |  | TMC-Laboratory-Blood Bank (1R) | MHHS-TMC |  | Centrifuge, General Purpose |  | 069-40381 | 069-40381 | TMC | MHHS-TMC | TMC-Laboratory-Blood Bank (1R) | TMC LANORATORY BLOOD BANK | 3/1/19 |  | 6/1/19 |  | CENTRIFUGES |  | CENTRIFUGEGENPURP-LW Scientific-LWS-M24 | CENTRIFUGEGENPURP | LWS-M24 |  |  |  | LW Scientific | Centrifuge, General Purpose |  | CENTRIFUGEGENPURP-LW Scientific-LWS-M24 |  | 3/15/17 |  |  | Covered PM Repair - Biomedical | MHHS-TMC
NO | NO |  |  |  | 929-01148 |  | LW Scientific Inc | REVELATION III |  |  | MH MG - (MC) - UROLOGY MC (MP3) | MHHS-MG |  | Microscope, Laboratory |  | 929-01148 |  | West & Memorial City |  | MH MG - (MC) - UROLOGY MC (MP3) | [5 empty] | MICROSCOPES, LIGHT, LABORATORY |  | MICROSCOPELAB-LW Scientific-Revelation III | MICROSCOPELAB | Revelation III |  |  |  | LW Scientific | Microscope, Laboratory |  | MICROSCOPELAB-LW Scientific-Revelation III |  |  |  |  | Covered PM Repair - Biomedical | MHHS-MG
NO | NO |  |  |  | 029-09173 |  | LW Scientific Inc | REVELATION III |  |  | MH MG - (SE) - UROLOGY ASSOCIATES - SOUTHEAST | MHHS-MG |  | Microscope, Laboratory |  | 029-09173 |  | Southeast & Bay Area |  | MH MG - (SE) - UROLOGY ASSOCIATES - SOUTHEAST | [5 empty] | MICROSCOPES, LIGHT, LABORATORY |  | MICROSCOPELAB-LW Scientific-Revelation III | MICROSCOPELAB | Revelation III |  |  |  | LW Scientific | Microscope, Laboratory |  | MICROSCOPELAB-LW Scientific-Revelation III |  |  |  |  | Covered PM Repair - Biomedical | MHHS-MG
NO | NO |  |  |  | 069-43482 |  | LW Scientific Inc | REVELATION III |  |  | MH MG - (TMC) - OB-GYN/NEUROLOGY (STE 2440) | MHHS-MG |  | Microscope, Laboratory |  | 069-43482 |  | TMC |  | MH MG - (TMC) - OB-GYN/NEUROLOGY (STE 2440) | [5 empty] | MICROSCOPES, LIGHT, LABORATORY |  | MICROSCOPELAB-LW Scientific-Revelation III | MICROSCOPELAB | Revelation III |  |  |  | LW Scientific | Microscope, Laboratory |  | MICROSCOPELAB-LW Scientific-Revelation III |  |  |  |  | Covered PM Repair - Biomedical | MHHS-MG
YES | YES | Serial Number Cbf |  |  | 133-07559 | 133-07559 | M Escort | InvivoMDE |  | Cbf | OPID - (KY) - KATY - 445 (MP1) |  |  |  |  | 133-07559 | 133-07559 | Katy | Katy | OPID - (KY) - KATY - 445 (MP1) |  | 2/1/20 | 2/1/20
YES | YES |  |  |  | 142-08993 | 142-08993 | Mabis | ANEROID |  | 142-08993 | MH MG - (SL) - SUGAR LAND MULTI-SPECIALTY (MP1) |  |  |  |  | 142-08993 | 142-08993 | Sugar Land | Memorial Hermann Medical Group Sugar Land Multi-Specialty (#350) | MH MG - (SL) - SUGAR LAND MULTI-SPECIALTY (MP1) | Storage | [5 empty] | Sphygmomanometer, Aneroid | SPHYGMOMANOMETERANER-Mabis-ANEROID | [22 empty] | Sphygmomanometer, Aneroid | SPHYGMOMANOMETERANER | Sphygmomanometer, Aneroid | Mabis
YES | YES |  |  |  | 074-06422 | 074-06422 | Mabis | Legacy |  |  | MH MG - (SW) - SOUTHWEST CARDIOLOGY (MP2) |  |  |  |  | 074-06422 | 074-06422 | Southwest | Memorial Hermann Southwest Hospital | MH MG - (SW) - SOUTHWEST CARDIOLOGY (MP2) | Exam room 7 | [5 empty] | Sphygmomanometer, Aneroid | SPHYGMOMANOMETERANER-Mabis-Legacy | [22 empty] | Sphygmomanometer, Aneroid | SPHYGMOMANOMETERANER | Sphygmomanometer, Aneroid | Mabis
NO | YES |  |  |  | 009-09259 | 009-09259 | Mabis Healthcare Inc | 04-596-008 |  |  | GH-Sleep Lab | MHHS-Greater Heights |  |  |  | 009-09259 | 009-09259 | Central | MHHS-Greater Heights | GH-Sleep Lab | Front desk | 11/1/19 | 11/1/20 |  |  | MONITORS, BEDSIDE, BLOOD PRESSURE | Monitor, Vital Signs | MONITORVITALSIGNS-Amer Diag Corp-ADView |  |  |  |  | MONITORVITALSIGNS-Amer Diag Corp-ADView | Mabis Healthcare |  |  |  |  | 2/25/20 |  | MVS-A | No Coverage Specified | MHHS-Greater Heights | [8 empty] | MONITORVITALSIGNS | Monitor, Vital Signs | Amer Diag Corp
NO | NO |  |  |  | 009-33621 |  | Mabis Healthcare Inc | HEALTHSMART |  |  | GH - THERAPY SERVICES | MHHS-Greater Heights |  |  |  | 009-33621 |  | Central & Greater Heights |  | GH - THERAPY SERVICES | [5 empty] | MONITORS, BEDSIDE, BLOOD PRESSURE |  | .needs class | [5 empty] | Mabis Healthcare | [7 empty] | Covered PM Repair - Biomedical | MHHS-Greater Heights
YES | YES |  |  |  | 099-09018 | 099-09018 | Mabis Healthcare Inc | Legacy manometer |  |  | Cardio Vascular |  |  |  |  | 099-09018 | 099-09018 | Southwest | Memorial Hermann Heart | Cardio Vascular | Exam storage
NO | YES | Asset Tag 1103032 |  |  |  | 142-01771 | MAC Medical | DWC 24 ss |  | 082205-03 | NE-OR | [5 empty] | 142-01771 | Katy | MHHS-Northeast | NE-OR | Sterile Core | 8/1/19 | 8/1/20
NO | YES | Serial Number 122905-704 |  |  | 925-00747 | 925-00747 | MAC Medical | DWC-24G |  | 122905-704 | [5 empty] | 925-00747 | 925-00747 |  |  |  |  | 10/1/19 |  | 10/1/20 |  |  | Warmer, Blanket | WARMERBLANKET-MAC Medical-DWC-24G | [22 empty] | Warmer, Blanket | WARMERBLANKET | Warmer, Blanket | MAC Medical
NO | YES |  |  |  | 041-09879 | 041-09879 | MAC Medical | DWC-24G |  | 082205-16 | ER |  |  |  |  | 041-09879 | 041-09879 | West | Memorial Hermann Memorial City Medical Center Emergency Center | ER | Nurses Station
NO | YES | Serial Number 113005-02 |  |  | 041-09878 | 041-09878 | MAC Medical | SW24-TL |  | 113005-02 | Emergency Center |  |  |  |  | 041-09878 | 041-09878 | West | Memorial Hermann Memorial City Medical Center Emergency Center | Emergency Center | ER Room 2
YES | YES |  |  |  | 929-00681 | 929-00681 | MAC Medical | SWC36-G |  | 122905-710 | Radiology |  |  |  |  | 929-00681 | 929-00681 | Central | Memorial Hermann Greater Heights Hospital | Radiology | MHOS- Radiology | 5/1/19 |  | 5/1/20 |  |  | Warmer, Blanket | WARMERBLANKET-MAC Medical-SWC36-G | [22 empty] | Warmer, Blanket | WARMERBLANKET | Warmer, Blanket | MAC Medical
NO | YES | Serial Number 122905-701 |  |  | 925-00609 | 925-00609 | MAC Medical | SWC36-G |  | 122905-701 | MHOSH-OR |  |  |  |  | 925-00609 | 925-00609 | Central | MHHS-Orthopedic & Spine | MHOSH-OR | MHOSH - OR | 3/1/20 |  | 3/1/21 |  |  | Warmer, Blanket | WARMERBLANKET-MAC Medical-SWC36-G | [22 empty] | Warmer, Blanket | WARMERBLANKET | Warmer, Blanket | MAC Medical
YES | YES |  |  |  | 925-00853 | 925-00853 | MAC Medical | Warming cabinet |  |  | MHOSH - PRE/POST OP |  |  |  |  | 925-00853 | 925-00853 | Central | Joint Center - Orthopedic and Spine Hospital | MHOSH - PRE/POST OP | Nurse station | 10/1/19 |  | 10/1/20
YES | YES |  |  |  | 925-00607 | 925-00607 | MAC Medical | Warming cabinet |  |  | OR |  |  |  |  | 925-00607 | 925-00607 | Central | Joint Center - Orthopedic and Spine Hospital | OR | Hallway | 3/1/20 |  | 3/1/21
NO | YES | Serial Number 113005-02 |  |  |  | 041-09878 | MAC Medical Inc | DWC 24 |  | 113005-02 | MEMORIAL CITY - ER | MHHS-Mem City |  |  |  |  | 041-09878 | West | West | MEMORIAL CITY - ER | ER By RM3 |  |  |  |  | WARMING UNITS, MULTIPURPOSE |  | .needs class | [5 empty] | MAC Medical | [7 empty] | Covered PM Repair - Biomedical | MHHS-Mem City
NO | YES |  |  |  |  | 142-04985 | MAC Medical Inc | DWC 24 |  |  | NE-Labor & Delivery | MHHS-Northeast |  |  |  |  | 142-04985 | Katy | MHHS-Northeast | NE-Labor & Delivery | Nurses Station | 6/1/19 | 6/1/20 |  |  | WARMING UNITS, MULTIPURPOSE |  | .needs class | [5 empty] | MAC Medical | [7 empty] | Covered PM Repair - Biomedical | MHHS-Northeast
NO | YES |  |  |  |  | 142-01616 | MAC Medical Inc | DWC 24 |  | 082205-17 | NE-Labor & Delivery-Recovery | MHHS-Northeast |  |  |  |  | 142-01616 | Katy | MHHS-Northeast | NE-Labor & Delivery-Recovery | Recovery Room | 8/1/19 | 8/1/20 |  |  | WARMING UNITS, MULTIPURPOSE |  | .needs class | [5 empty] | MAC Medical | [7 empty] | Covered PM Repair - Biomedical | MHHS-Northeast
NO | YES | Asset Tag 1103032 |  |  |  | 142-01771 | MAC Medical Inc | DWC 24 |  | 82205-03 | NE-OR | MHHS-Northeast |  |  |  |  | 142-01771 | Katy | MHHS-Northeast | NE-OR | OR | 8/1/19 | 8/1/20 |  |  | WARMING UNITS, MULTIPURPOSE |  | .needs class | [5 empty] | MAC Medical | [7 empty] | Covered PM Repair - Biomedical | MHHS-Northeast
NO | NO | [5 empty] | MAC Medical Inc | DWC 24 |  | 82205-04 | MEMORIAL CITY - MICU | MHHS-Mem City | [5 empty] | West & Memorial City |  | MEMORIAL CITY - MICU | [5 empty] | WARMING UNITS, MULTIPURPOSE |  | .needs class | [5 empty] | MAC Medical | [7 empty] | Covered PM Repair - Biomedical | MHHS-Mem City
NO | YES | Serial Number 122905-704 |  |  |  |  | MAC Medical Inc | DWC 24-G |  | 122905-704 | MHOSH-3rd Floor | MHHS Orthopedic & Spine |  | Warmer, Blanket |  |  |  | Central & Greater Heights | MHHS-Orthopedic & Spine | MHOSH-3rd Floor |  | 10/15/19 |  |  |  | WARMING UNITS, MULTIPURPOSE | Warmer, Blanket | WARMERBLANKET-MAC Medical-DWC-24G | WARMERBLANKET | DWC-24G |  |  |  | MAC Medical | Warmer, Blanket |  |  | WARMERBLANKET-MAC Medical-DWC-24G | 12/6/12 | MHOSH Inventory Dec 2019 into 2020 - Copy.xls - Newly Verified |  | Covered PM Repair - Biomedical | MHHS Orthopedic & Spine | [8 empty] | WARMERBLANKET | Warmer, Blanket | MAC Medical
NO | YES | [5 empty] | MAC Medical Inc | DWC 24-G |  | 122905-703 | MHOSH-OR | MHHS Orthopedic & Spine |  | Warmer, Blanket |  |  |  | Central & Greater Heights | MHHS-Orthopedic & Spine | MHOSH-OR |  | 3/12/19 |  |  |  | WARMING UNITS, MULTIPURPOSE | Warmer, Blanket | WARMERBLANKET-MAC Medical-DWC-24G | WARMERBLANKET | DWC-24G |  |  |  | MAC Medical | Warmer, Blanket |  |  | WARMERBLANKET-MAC Medical-DWC-24G |  | MHOSH Inventory Dec 2019 into 2020 - Copy.xls - Newly Verified |  | Covered PM Repair - Biomedical | MHHS Orthopedic & Spine | [8 empty] | WARMERBLANKET | Warmer, Blanket | MAC Medical
NO | YES | Serial Number 122905-701 |  |  |  |  | MAC Medical Inc | DWC 24-G |  | 122905-701 | MHOSH-OR | MHHS Orthopedic & Spine |  | Warmer, Blanket |  |  |  | Central & Greater Heights | MHHS-Orthopedic & Spine | MHOSH-OR |  | 3/15/19 |  |  |  | WARMING UNITS, MULTIPURPOSE | Warmer, Blanket | WARMERBLANKET-MAC Medical-DWC-24G | WARMERBLANKET | DWC-24G |  |  |  | MAC Medical | Warmer, Blanket |  |  | WARMERBLANKET-MAC Medical-DWC-24G |  | MHOSH Inventory Dec 2019 into 2020 - Copy.xls - Newly Verified |  | Covered PM Repair - Biomedical | MHHS Orthopedic & Spine | [8 empty] | WARMERBLANKET | Warmer, Blanket | MAC Medical
NO | YES |  |  |  | 013-38956 | 013-38956 | MAC Medical Inc | DWC 2460-G-TL |  |  | SW-Labor | MHHS-Southwest |  |  |  | 013-38956 | 013-38956 | Southwest | MHHS-Southwest | SW-Labor | OR 1 |  |  |  |  | WARMING UNITS, MULTIPURPOSE |  | .needs class | [5 empty] | MAC Medical | [7 empty] | Covered PM Repair - Biomedical | MHHS-Southwest
NO | YES | Serial Number 176268001 |  |  | 013-38961 | 013-38961 | MAC Medical Inc | DWC 2460-G-TL |  |  | SW-Labor | MHHS-Southwest |  |  |  | 013-38961 | 013-38961 | Southwest | MHHS-Southwest | SW-Labor | OR1 |  |  |  |  | WARMING UNITS, MULTIPURPOSE |  | .needs class | [5 empty] | MAC Medical | [7 empty] | Covered PM Repair - Biomedical | MHHS-Southwest
NO | YES | [5 empty] | MAC Medical Inc | DWC 36-G-TL |  | 122805-709 | MHOSH-3rd Floor | MHHS Orthopedic & Spine | [5 empty] | Central & Greater Heights | MHHS-Orthopedic & Spine | MHOSH-3rd Floor |  | 10/15/19 |  |  |  | WARMING UNITS, MULTIPURPOSE |  | .needs class | [5 empty] | MAC Medical | [5 empty] | MHOSH Inventory Dec 2019 into 2020 - Copy.xls - Newly Verified |  | Covered PM Repair - Biomedical | MHHS Orthopedic & Spine
NO | YES | [5 empty] | MAC Medical Inc | DWC 36-G-TL |  | 11206-704 | MHOSH-3rd Floor | MHHS Orthopedic & Spine | [5 empty] | Central & Greater Heights | MHHS-Orthopedic & Spine | MHOSH-3rd Floor |  | 10/15/19 |  |  |  | WARMING UNITS, MULTIPURPOSE |  | .needs class | [5 empty] | MAC Medical | [5 empty] | MHOSH Inventory Dec 2019 into 2020 - Copy.xls - Newly Verified |  | Covered PM Repair - Biomedical | MHHS Orthopedic & Spine
NO | YES | [5 empty] | MAC Medical Inc | DWC 36-G-TL |  | 122805-710 | MHOSH-Radiology | MHHS Orthopedic & Spine | [5 empty] | Central & Greater Heights | MHHS-Orthopedic & Spine | MHOSH-Radiology |  | 5/3/19 |  |  |  | WARMING UNITS, MULTIPURPOSE |  | .needs class | [5 empty] | MAC Medical | [5 empty] | MHOSH Inventory Dec 2019 into 2020 - Copy.xls - Newly Verified |  | Covered PM Repair - Biomedical | MHHS Orthopedic & Spine
NO | NO |  |  |  | 069-27435 |  | MAC Medical Inc | SWC 36-TL |  | 032311-702 | TMC - OR - HERMANN (2HP) | MHHS-TMC |  |  |  | 069-27435 |  | TMC |  | TMC - OR - HERMANN (2HP) | [5 empty] | WARMING UNITS, MULTIPURPOSE |  | .needs class | [5 empty] | MAC Medical | [7 empty] | Covered PM Repair - Biomedical | MHHS-TMC
NO | YES |  |  |  | 005-08946 | 005-08946 | MAC Medical Inc | SWC 72 |  | 020812-702 | SE - EMERGENCY CENTER | MHHS-Southeast |  |  |  | 005-08946 | 005-08946 | Southeast |  | SE - EMERGENCY CENTER |  | 10/1/19 |  |  |  | WARMING UNITS, MULTIPURPOSE |  | .needs class | [5 empty] | MAC Medical |  |  |  |  | 1/1/01 |  |  | Covered PM Repair - Biomedical | MHHS-Southeast
NO | YES |  |  |  | 133-10346 | 133-10346 | MAC Medical Inc | SWC182464 |  | 052918-D01 | Katy-ER | MHHS-Katy |  |  |  | 133-10346 | 133-10346 | Katy | MHHS-Katy | Katy-ER | Pedi ER Unit | 6/1/19 | 6/1/20 |  |  | WARMING UNITS, MULTIPURPOSE |  | .needs class | [5 empty] | MAC Medical | [7 empty] | Covered PM Repair - Biomedical | MHHS-Katy
YES | YES |  |  |  | 041-34738 | 041-34738 | Mac-Lab |  |  |  | Memorial City-H |  |  |  |  | 041-34738 | 041-34738 | West | Memorial Hermann Heart | Memorial City-H | IR3
NO | YES | Asset Tag 041-18623 |  |  | 041-18623 | 041-18623 | Mac-Lab | HP Z600 |  | SH914134472TA | Memorial City-H | MHHS-Mem City |  |  |  | 041-18623 | 041-18623 | West | Memorial Hermann Heart | Memorial City-H | IR2 | 9/1/14 |  |  |  | COMPUTERS |  | .needs class | [5 empty] | HP |  |  |  |  | 10/28/20 |  |  | Not Covered Vendor Only - Biomedical | MHHS-Mem City
NO | YES |  |  |  | 041-18009 | 041-18009 | Mac-Lab | LCD2090UXI-BK-1 |  | 33703145TA | Memorial City-H | MHHS-Mem City |  |  |  | 041-18009 | 041-18009 | West | Memorial Hermann Heart | Memorial City-H | IR1 | 11/1/18 |  | 4/1/20 |  | MONITORS, VIDEO |  | MONITORVIDEO-NEC-MultiSync LCD-2090UXI |  |  |  |  | MONITORVIDEO-NEC-MultiSync LCD-2090UXI | [5 empty] | 10/1/14 |  |  | Covered PM Repair - Biomedical | MHHS-Mem City
YES | YES |  |  |  | 151-05179 | 151-05179 | Mach GmbH | Mach LED 130F |  | 16/24883 | [5 empty] | 151-05179 | 151-05179 | Northwest | Memorial Hermann Cypress Hospital |  | CATH LAB 1 |  | 2/1/20
YES | YES |  |  |  | 151-05177 | 151-05177 | Mach GmbH | Mach LED 3MC |  | 18/21372 | [5 empty] | 151-05177 | 151-05177 | Northwest | Memorial Hermann Cypress Hospital |  | CV Lab |  | 2/1/20
NO | YES |  |  |  | 029-13623 | 029-13623 | Madela | Symphony |  |  | Woodlands-NICU (New) |  |  |  |  | 029-13623 | 029-13623 | Woodlands | MHHS-Woodlands | Woodlands-NICU (New) | Nursery Level 2 | [5 empty] | Pump, Breast | PUMPBREAST-Medela Inc-Symphony | [23 empty] | PUMPBREAST | Pump, Breast | Medela Inc
NO | YES |  |  |  | 029-13626 | 029-13626 | Madela | Symphony |  |  | Woodlands-NICU (New) |  |  |  |  | 029-13626 | 029-13626 | Woodlands | MHHS-Woodlands | Woodlands-NICU (New) | Nursery Level 2 | [5 empty] | Pump, Breast | PUMPBREAST-Medela Inc-Symphony | [23 empty] | PUMPBREAST | Pump, Breast | Medela Inc
YES | YES |  |  |  | 029-13723 | 029-13723 | Madela | Symphony |  |  | East Tower 5th Floor |  |  |  |  | 029-13723 | 029-13723 | Woodlands | Memorial Hermann Hospital Woodlands | East Tower 5th Floor | Clean Storage | 1/1/19 |  | 1/1/20
YES | YES |  |  |  | 099-05078 | 099-05078 | Madela | Symphony |  | Nsn | TMC - RESPIRATORY - ADULT |  |  |  |  | 099-05078 | 099-05078 |  | TMC | TMC - RESPIRATORY - ADULT | Memorial Hermann- Texas Medical Center NICU | 3/1/20 |  |  | No PM Sticker
NO | NO |  |  |  | 029-10371 |  | Magic Chef | 18EYW |  | IE96344686 | WOODLANDS - LABORATORY | MHHS-Woodlands |  | Refrigerator, Kitchen |  | 029-10371 |  | Woodlands |  | WOODLANDS - LABORATORY | [5 empty] | REFRIGERATORS, LABORATORY |  | REFRIGERATORKITCHEN-Magic Chef-18EYW | REFRIGERATORKITCHEN | 18EYW |  |  |  | Magic Chef | Refrigerator, Kitchen |  | REFRIGERATORKITCHEN-Magic Chef-18EYW |  |  |  |  | Covered PM Repair - Biomedical | MHHS-Woodlands
YES | YES |  |  |  | 005-10207 | 005-10207 | Magic Chef | MCBR240S |  | 3911010300621050DL | SE - DIALYSIS |  |  |  |  | 005-10207 | 005-10207 | Southeast | Memorial Hermann Southeast Hospital | SE - DIALYSIS | W3 209 | [5 empty] | Refrigerator, Laboratory | REFRIGERATORLAB-Magic Chef-MCBR240S | [12 empty] | REL-A | [9 empty] | Refrigerator, Laboratory | REFRIGERATORLAB | Refrigerator, Laboratory | Magic Chef
NO | NO |  |  |  | 143-01736 |  | Magic Chef | MCBR270B |  | 143-01736 | MH MG - (KY) - OB/GYN | MHHS-MG |  |  |  | 143-01736 |  | Katy |  | MH MG - (KY) - OB/GYN | [5 empty] | REFRIGERATORS, LABORATORY |  | .needs class | [5 empty] | Magic Chef | [7 empty] | Covered PM Repair - Biomedical | MHHS-MG
NO | YES |  |  |  | 005-07748 | 005-07748 | Magic Chef | MCBR445B2 |  | MCBR445B2 | OPID-(PL)-Pearland-406 (Mp1) | MHHS-OPID |  |  |  | 005-07748 | 005-07748 | Pearland | MHHS-Others | OPID-(PL)-Pearland-406 (Mp1) | MRI Zone 3 |  |  |  |  | REFRIGERATORS, LABORATORY |  | .needs class | [5 empty] | Magic Chef |  |  |  |  | 11/15/16 |  |  | Covered PM Repair - Biomedical | MHHS-OPID
NO | NO |  |  |  | 129-03163 |  | Magic Chef | MCBR445B2 |  | 1006MCBR445B2673 | OPID - (SL) - SUGAR LAND - 449 (MP1) | MHHS-OPID |  |  |  | 129-03163 |  | Sugar Land |  | OPID - (SL) - SUGAR LAND - 449 (MP1) | [5 empty] | REFRIGERATORS, LABORATORY |  | .needs class | [5 empty] | Magic Chef | [7 empty] | Covered PM Repair - Biomedical | MHHS-OPID
YES | YES |  |  |  | 069-06855 | 069-06855 | Magneic Electromotoren AG | CH4410 |  | Nsn | Memorial Hermann- Texas Medical Center-OR-PACU nurse station |  |  |  |  | 069-06855 | 069-06855 |  | TMC | Memorial Hermann- Texas Medical Center-OR-PACU nurse station | OR09 | 4/1/20 |  |  | No PM Sticker
NO | YES |  |  |  | 005-02942 | 005-02942 | Magnetek | LC-12XWAG2-402 |  |  | SE - REHAB SERVICES | MHHS-Southeast |  |  |  | 005-02942 | 005-02942 | Southeast | Memorial Hermann Southeast Hospital | SE - REHAB SERVICES | Gym | 4/1/18 |  | 4/1/19 |  | TABLES, EXAMINATION/TREATMENT |  | .needs class | [10 empty] | 5/17/14 |  |  | Covered PM Repair - Biomedical | MHHS-Southeast
NO | YES |  |  |  | 005-02943 | 005-02943 | Magnetic | HI-LO BED |  |  | SE - Physical therapy | MHHS-Southeast |  |  |  | 005-02943 | 005-02943 | Southeast | Memorial Hermann Southeast Hospital | SE - Physical therapy | E2.031.25 | 4/1/18 |  | 4/1/19 |  | BEDS, SPECIALTY |  | .needs class | [13 empty] | Covered PM Repair - Biomedical | MHHS-Southeast
NO | NO |  |  |  | 133-08745 |  | Magnetic | HI-LO BED |  | L03485512 | SMR - (MC) - WESTSIDE | MHHS-SMR |  |  |  | 133-08745 |  | West & Memorial City |  | SMR - (MC) - WESTSIDE | [5 empty] | BEDS, SPECIALTY |  | .needs class | [13 empty] | Covered PM Repair - Biomedical | MHHS-SMR
NO | YES |  |  |  | 069-24289 | 069-24289 | Magnetic | MAX 65-200-0004 |  | NSN | SMR-(TMC)-Ironman [MHMP-16Flr] | MHHS-SMR |  |  |  | 069-24289 | 069-24289 | TMC | MHHS-Others | SMR-(TMC)-Ironman [MHMP-16Flr] | Ironman |  |  | 3/1/20 |  | TABLES, EXAMINATION/TREATMENT |  | .needs class | [13 empty] | Covered PM Repair - Biomedical | MHHS-SMR
NO | YES |  |  |  | 069-24290 |  | Magnetic | MAX 65-200-0004 |  |  | SMR-(TMC)-Ironman [MHMP-16Flr] | MHHS-SMR |  |  |  | 069-24290 |  | TMC | MHHS-Others | SMR-(TMC)-Ironman [MHMP-16Flr] | Iron man | 5/1/18 |  | 3/1/20 | No PM Required | TABLES, EXAMINATION/TREATMENT |  | .needs class | [13 empty] | Covered PM Repair - Biomedical | MHHS-SMR
NO | YES |  |  |  | 069-28051 | 069-28051 | Magnetic | MAX 65-200-0004 |  |  | SMR-(TMC)-Ironman [MHMP-16Flr] | MHHS-SMR |  |  |  | 069-28051 | 069-28051 | TMC | MHHS-Others | SMR-(TMC)-Ironman [MHMP-16Flr] | Ironman |  |  | 3/1/20 | No PM needed | TABLES, EXAMINATION/TREATMENT |  | .needs class | [13 empty] | Covered PM Repair - Biomedical | MHHS-SMR
NO | YES |  |  |  | 069-41929 | 069-41929 | Magnetic | MAX 65-200-0004 |  | NSN | SMR-(TMC)-Ironman [MHMP-16Flr] | MHHS-SMR |  |  |  | 069-41929 | 069-41929 | TMC | MHHS-Others | SMR-(TMC)-Ironman [MHMP-16Flr] | Ironman |  |  | 3/1/20 | No PM required | TABLES, EXAMINATION/TREATMENT |  | .needs class | [10 empty] | 1/10/17 |  |  | Covered PM Repair - Biomedical | MHHS-SMR
YES | YES |  |  |  | 005-01226 | 005-01226 | Magnetic Electromotoren AC | GC-8TVAS2-011 |  |  | Physical therapy |  |  |  |  | 005-01226 | 005-01226 | Southeast | Memorial Hermann Southeast Hospital | Physical therapy | Gym | 4/1/20 |  |  | No pm found
YES | YES |  |  |  | 069-04749 | 069-04749 | Magnetic Resonance Tech | Exam table |  | Nsn | TMC - JONES - HYPERBARIC/WOUND CARE (JG) |  |  |  |  | 069-04749 | 069-04749 |  | Memorial Hermann-tmc | TMC - JONES - HYPERBARIC/WOUND CARE (JG) | Gym |  |  |  | No PM Sticker PM Not Required
YES | YES | Serial Number Cnf |  |  | 099-00107 | 099-00107 | Maico Diag | Audio Scout |  | Cnf | Nursery treatment room 1 |  |  |  |  | 099-00107 | 099-00107 | Katy | Memorial Hermann Northeast Hospital | Nursery treatment room 1 | Continuing care nursery | [5 empty] | Audiometer | AUDIOMETER-Maico Diag-Audio Scout | [12 empty] | A-A | [9 empty] | Audiometer | AUDIOMETER | Audiometer | Maico Diag
YES | YES | Serial Number Cnf |  |  | 000-02385 | 000-02385 | Maico Diag | Ero scan |  | Cnf | MH MG - (STX) - SOUTH TEXAS - WHARTON |  |  |  |  | 000-02385 | 000-02385 | South | Peds | MH MG - (STX) - SOUTH TEXAS - WHARTON | Nurses station
YES | YES |  |  |  | 000-03920 | 000-03920 | Maico Diag | EroScan |  |  | Primary care |  |  |  |  | 000-03920 | 000-03920 | Southwest | Memorial Hermann medical group Wharton | Primary care | Nurses station | 6/1/20 | 6/1/19 |  |  |  | Audiometer, Screener | AUDIOMETERSCREENER-Maico Diag-EroScan | [12 empty] | A-A | [9 empty] | Audiometer, Screener | AUDIOMETERSCREENER | Audiometer, Screener | Maico Diag
NO | YES |  |  |  | 000-02860 | 000-02860 | Maico Diagnostics | EURO SCAN |  |  | MH MG-(STX)-South Texas-Wharton | MHHS-MG |  |  |  | 000-02860 | 000-02860 | South | MHHS-MG | MH MG-(STX)-South Texas-Wharton | Exam 1 | 6/1/19 |  |  |  | AUDIOMETERS |  | .needs class | [5 empty] | Maico Diag | [7 empty] | Covered PM Repair - Biomedical | MHHS-MG
NO | NO | [5 empty] | Maico Diagnostics | EURO SCAN |  |  | MH MG - (STX) - SOUTH TEXAS - WHARTON | MHHS-MG | [5 empty] | South |  | MH MG - (STX) - SOUTH TEXAS - WHARTON | [5 empty] | AUDIOMETERS |  | .needs class | [5 empty] | Maico Diag | [7 empty] | Covered PM Repair - Biomedical | MHHS-MG
NO | NO |  |  |  | 013-35945 |  | Maico Diagnostics | EURO SCAN |  |  | MH MG - (SW) - SW MEDICAL PLAZA 4 (MP4) | MHHS-MG |  |  |  | 013-35945 |  | Southwest |  | MH MG - (SW) - SW MEDICAL PLAZA 4 (MP4) | [5 empty] | AUDIOMETERS |  | .needs class | [5 empty] | Maico Diag | [7 empty] | Covered PM Repair - Biomedical | MHHS-MG
NO | NO |  |  |  | 005-11952 |  | Maico Diagnostics | MB11 |  | GOGSSC2-PC | SE - NEONATAL ICU | MHHS-Southeast |  | Audiometer, Screener |  | 005-11952 |  | Southeast & Bay Area |  | SE - NEONATAL ICU | [5 empty] | AUDIOMETERS |  | AUDIOMETERSCREENER-Maico Diag-MB-11 | AUDIOMETERSCREENER | MB-11 |  |  |  | Maico Diag | Audiometer, Screener |  |  | AUDIOMETERSCREENER-Maico Diag-MB-11 |  |  |  | Covered PM Repair - Biomedical | MHHS-Southeast
YES | YES |  |  |  | 099-05408 | 099-05408 | Maillinckrodt | Inomaxdsir | [7 empty] | 099-05408 | 099-05408
YES | YES |  |  |  | 029-32206 | 029-32206 | MAKO Surgical |  |  | CAM 729 | WOODLANDS - OR |  |  |  |  | 029-32206 | 029-32206 | Woodlands | Memorial Hermann in the woodlands | WOODLANDS - OR | OR
YES | YES |  |  |  | CAM 209 | CAM 209 | MAKO Surgical |  |  | CAM 209 | MEMORIAL CITY - Orthopedic Surgery |  |  |  |  | CAM 209 | CAM 209 | West | Memorial Hermann Memorial City Medical Center | MEMORIAL CITY - Orthopedic Surgery | Memorial City - Orthopedic Surgery main hallway |  |  |  | No pm sticker.
NO | YES |  |  |  | 041-20031 | 041-20031 | MAKO Surgical Corp. | RIO |  | ROB209 | MEMORIAL CITY - Orthopedic Surgery | MHHS-Mem City |  |  |  | 041-20031 | 041-20031 | West | Memorial Hermann Memorial City Medical Center | MEMORIAL CITY - Orthopedic Surgery | Memorial City - Orthopedic Surgery main hallway |  |  |  | No pm sticker found | ROBOTIC ARMS |  | .needs class | [5 empty] | MAKOSurg | [7 empty] | Covered PM Repair - Biomedical | MHHS-Mem City
NO | YES |  |  |  | 925-00851 |  | MAKO Surgical Corp. | RIO |  | ROB034 | MHOSH-OR | MHHS Orthopedic & Spine |  |  |  | 925-00851 |  | Central & Greater Heights | MHHS-Orthopedic & Spine | MHOSH-OR |  | 9/12/19 |  |  |  | ROBOTIC ARMS |  | .needs class | [5 empty] | MAKOSurg | [5 empty] | MHOSH Inventory Dec 2019 into 2020 - Copy.xls - Newly Verified |  | Covered PM Repair - Biomedical | MHHS Orthopedic & Spine
NO | NO |  |  |  | 029-09681 |  | MAKO Surgical Corp. | RIO |  | ROB310 | WOODLANDS - OR | MHHS-Woodlands |  |  |  | 029-09681 |  | Woodlands |  | WOODLANDS - OR | [5 empty] | ROBOTIC ARMS |  | .needs class | [5 empty] | MAKOSurg | [7 empty] | Covered PM Repair - Biomedical | MHHS-Woodlands
YES | YES |  |  |  | 029-13282 | 029-13282 | Mako Tech |  |  | CAM 310 | Woodlands - OR |  |  |  |  | 029-13282 | 029-13282 | Woodlands | Memorial Hermann The Woodlands Medical Center | Woodlands - OR | Equipment Storage |  |  |  | New Add
NO | YES |  |  |  |  | 009-04751 | Mallinckrodt Inc | 1550CW |  | CI06052018 | GH-Cath Lab | MHHS-Greater Heights |  | Warmer, Contrast Media |  |  | 009-04751 | Central | MHHS-Greater Heights | GH-Cath Lab | GH CATH LAB | 4/1/19 |  | 4/1/20 |  | WARMING UNITS, MULTIPURPOSE | Warmer, Contrast Media | WARMERCONTRASTMEDIA-Covidien-1550CW | WARMERCONTRASTMEDIA | 1550CW |  |  |  | Covidien | Warmer, Contrast Media |  |  | WARMERCONTRASTMEDIA-Covidien-1550CW |  |  |  | Covered PM Repair - Biomedical | MHHS-Greater Heights | [8 empty] | WARMERCONTRASTMEDIA | Warmer, Contrast Media | Covidien
NO | NO | [5 empty] | Mallinckrodt Inc | 1550CW |  | CI0704Q031 | NE - CANCER CENTER | MHHS-Northeast |  | Warmer, Contrast Media |  |  |  | Katy |  | NE - CANCER CENTER | [5 empty] | WARMING UNITS, MULTIPURPOSE |  | WARMERCONTRASTMEDIA-Covidien-1550CW | WARMERCONTRASTMEDIA | 1550CW |  |  |  | Covidien | Warmer, Contrast Media |  |  | WARMERCONTRASTMEDIA-Covidien-1550CW |  |  |  | Covered PM Repair - Biomedical | MHHS-Northeast
NO | NO |  |  |  | 069-43898 |  | Mallinckrodt Inc | CELLEX |  |  | TMC - JONES - APHERESIS (9J) | MHHS-TMC |  | System, Apheresis |  | 069-43898 |  | TMC |  | TMC - JONES - APHERESIS (9J) | [5 empty] | ANALYZERS, LABORATORY, BLOOD |  | SYSTEMAPHERESIS-Therakos Inc-Cellex | SYSTEMAPHERESIS | Cellex |  |  |  | Therakos Inc | System, Apheresis |  |  | SYSTEMAPHERESIS-Therakos Inc-Cellex |  |  |  | Covered PM Repair - Biomedical | MHHS-TMC
NO | NO | [5 empty] | Mallinckrodt Inc | READY BOX |  | CI0811Q008 | WOODLANDS - CANCER CENTER | MHHS-Woodlands |  | Warmer, Contrast Media |  |  |  | Woodlands |  | WOODLANDS - CANCER CENTER | [5 empty] | WARMING UNITS, MULTIPURPOSE |  | WARMERCONTRASTMEDIA-Covidien-Ready-Box | WARMERCONTRASTMEDIA | Ready-Box |  |  |  | Covidien | Warmer, Contrast Media |  |  | WARMERCONTRASTMEDIA-Covidien-Ready-Box |  |  |  | Not Covered Vendor Only - Biomedical | MHHS-Woodlands
NO | YES |  |  |  | 029-10999 | 029-10999 | Mallinckrodt Inc | READY BOX 1550 |  | C0216R298R | Woodlands-Cath Lab | MHHS-Woodlands |  |  |  | 029-10999 | 029-10999 | Woodlands | MHHS-Woodlands | Woodlands-Cath Lab |  | 8/1/19 |  |  |  | WARMING/COOLING UNITS, PATIENT |  | .needs class | [5 empty] | Mallinckrodt | [7 empty] | Not Covered Vendor Only - Biomedical | MHHS-Woodlands
YES | YES |  |  |  | 099-00319 | 099-00319 | Mallinckrodt, Inc. | INOblender |  | BL20110826 please | MEMORIAL CITY - RESPIRATORY |  |  |  |  | 099-00319 | 099-00319 | West | Memorial Hermann Memorial City Medical Center | MEMORIAL CITY - RESPIRATORY | MH5 220.2
YES | YES |  |  |  | 099-00320 | 099-00320 | Mallinckrodt, Inc. | INOblender |  | BL20090349 | MEMORIAL CITY - RESPIRATORY |  |  |  |  | 099-00320 | 099-00320 | West | Memorial Hermann Memorial City Medical Center | MEMORIAL CITY - RESPIRATORY | MH5 220.2
YES | YES |  |  |  | 099-00317 | 099-00317 | Mallinckrodt, Inc. | INOmax DS IR |  | DS20110086 | MEMORIAL CITY - RESPIRATORY |  |  |  |  | 099-00317 | 099-00317 | West | Memorial Hermann Memorial City Medical Center | MEMORIAL CITY - RESPIRATORY | MH5 220.2
YES | YES |  |  |  | 099-00318 | 099-00318 | Mallinckrodt, Inc. | INOmax DS IR |  | DS20110364 | MEMORIAL CITY - RESPIRATORY |  |  |  |  | 099-00318 | 099-00318 | West | Memorial Hermann Memorial City Medical Center | MEMORIAL CITY - RESPIRATORY | MH5 220.2
YES | YES |  |  |  | 099-13022 | 099-13022 | Mallinckrodt, Inc. | Inomax DSIR |  | DS20070111 | [5 empty] | 099-13022 | 099-13022 | TMC | Memorial Hermann Heart |  | 14-205
YES | YES |  |  |  | 099-09512 | 099-09512 | Mallinckrodt, Inc. | Inomaxdsir |  | CT20090560 | TMC - SAROFIM 8 - TSCU |  |  |  |  | 099-09512 | 099-09512 | TMC | Memorial Hermann-Texas Medical Center | TMC - SAROFIM 8 - TSCU | Clean room
YES | YES |  |  |  | 041-03161 | 041-03161 | Mallinckrodt, Inc. | PTS 2000 |  |  | Biomed |  |  |  |  | 041-03161 | 041-03161 | West | Memorial Hermann Memorial City Medical Center | Biomed | Biomed shop
YES | YES |  |  |  | 099-03955 | 099-03955 | Mallinckrodt, Inc. | Ready-box |  |  | NE - CANCER CENTER |  |  |  |  | 099-03955 | 099-03955 | Katy | Memorial Hermann Cancer Center - Northeast | NE - CANCER CENTER | Xray | 8/1/19 | 8/1/20
YES | YES |  |  |  |  | 151-03833 | Mam technology inside | 271244(3AC1-AP) |  |  | Opid-(pl)-pearland | [5 empty] | 151-03833 | Pearland | Breast care | Opid-(pl)-pearland |  | 2/1/20 | 2/1/20
NO | YES |  |  |  | 133-08306 | 133-08306 | MANITOWOC | 406-CA |  |  | Katy-CT | MHHS-Katy |  |  |  | 133-08306 | 133-08306 | Katy | MHHS-Katy | Katy-CT | CT CRONTROL ROOM | 7/1/19 |  |  |  | REFRIGERATORS, PHARMACY |  | .needs class |  |  |  |  | .needs class | [5 empty] | 1/23/15 |  |  | Covered PM Repair - Biomedical | MHHS-Katy
NO | YES |  |  |  | 074-04556 | 074-04556 | Maquet | 0998-00-0802 |  |  | TMC-Hermann-Life Flight (11Hp) | MHHS-TMC |  |  |  | 074-04556 | 074-04556 | TMC | MHHS-TMC | TMC-Hermann-Life Flight (11Hp) | Life Flight | 1/1/15 |  |  |  | BATTERIES |  | .Needs Class |  |  |  |  | .Needs Class | Maquet Inc |  |  |  |  | 1/16/20 |  |  | Not Covered Vendor Only - Biomedical | MHHS-TMC
YES | YES |  |  |  | 069-44878 | 069-44878 | Maquet | 0998-00-0802 |  | 130006137_EAI | TMC - HERMANN - LIFE FLIGHT (11HP) |  |  |  |  | 069-44878 | 069-44878 | TMC | Memorial Hermann Texas Medical Center | TMC - HERMANN - LIFE FLIGHT (11HP) | Life Flight | 1/1/15
NO | NO |  |  |  | 069-39811 |  | Maquet | 0998-00-0802 |  |  | TMC - HERMANN - LIFE FLIGHT (11HP) | MHHS-TMC |  |  |  | 069-39811 |  | TMC |  | TMC - HERMANN - LIFE FLIGHT (11HP) | [5 empty] | BATTERIES |  | .Needs Class |  |  |  |  | .Needs Class | Maquet Inc | [7 empty] | Covered PM Repair - Biomedical | MHHS-TMC
NO | YES |  |  |  | 129-00867 | 129-00867 | Maquet | 1132.01B0 |  |  | Sugar Land-Labor & Delivery | MHHS-Sugarland |  |  |  | 129-00867 | 129-00867 | Sugar Land | MHHS-Sugarland | Sugar Land-Labor & Delivery | OR 1 | 1/1/20 | 7/1/20 |  |  | TABLES, OPERATING |  | .needs class |  |  |  |  | .needs class | Maquet Inc | [7 empty] | Covered PM Repair - Biomedical | MHHS-Sugarland
NO | YES |  |  |  | 041-09089 | 041-09089 | Maquet | 1132.02B2 |  |  | Memorial City-Labor & Delivery | MHHS-Mem City |  |  |  | 041-09089 | 041-09089 | West | MHHS-Mem City | Memorial City-Labor & Delivery | OR 1 | 8/1/19 |  | 8/1/20 |  | TABLES, OPERATING |  | .needs class |  |  |  |  | .needs class | Maquet Inc | [7 empty] | Covered PM Repair - Biomedical | MHHS-Mem City
NO | YES |  |  |  | 041-14434 | 041-14434 | Maquet | 1132.02B2 |  |  | Memorial City-Labor & Delivery | MHHS-Mem City |  |  |  | 041-14434 | 041-14434 | West | MHHS-Mem City | Memorial City-Labor & Delivery | OR 2 | 3/1/20 |  | 9/1/20 |  | TABLES, OPERATING |  | .needs class |  |  |  |  | .needs class | Maquet Inc | [7 empty] | Covered PM Repair - Biomedical | MHHS-Mem City
NO | YES |  |  |  | 013-13153 | 013-13153 | Maquet | 1132.03B3 |  |  | SW-OR | MHHS-Southwest |  | Table, Surgical, Electric |  | 013-13153 | 013-13153 | Southwest | MHHS-Southwest | SW-OR | OR6 | 1/1/20 |  | 7/1/20 |  | TABLES, OPERATING | Table, Surgical, Electric | TABLESURGICALELECT-Maquet Inc-1132.03B3 | TABLESURGICALELECT | 1132.03B3 |  |  |  | Maquet Inc | Table, Surgical, Electric |  | TABLESURGICALELECT-Maquet Inc-1132.03B3 |  |  |  | TSE-A | Covered PM Repair - Biomedical | MHHS-Southwest | [8 empty] | TABLESURGICALELECT | Table, Surgical, Electric | Maquet Inc
NO | YES |  |  |  | 013-13158 | 013-13158 | Maquet | 1132.03B3 |  |  | SW-OR | MHHS-Southwest |  | Table, Surgical, Electric |  | 013-13158 | 013-13158 | Southwest | MHHS-Southwest | SW-OR | SW - OR | 12/1/19 |  | 7/1/20 |  | TABLES, OPERATING | Table, Surgical, Electric | TABLESURGICALELECT-Maquet Inc-1132.03B3 | TABLESURGICALELECT | 1132.03B3 |  |  |  | Maquet Inc | Table, Surgical, Electric |  | TABLESURGICALELECT-Maquet Inc-1132.03B3 |  |  |  | TSE-A | Covered PM Repair - Biomedical | MHHS-Southwest | [8 empty] | TABLESURGICALELECT | Table, Surgical, Electric | Maquet Inc
NO | YES |  |  |  | 013-13159 | 013-13159 | Maquet | 1132.03B3 |  |  | SW-OR | MHHS-Southwest |  | Table, Surgical, Electric |  | 013-13159 | 013-13159 | Southwest | MHHS-Southwest | SW-OR | OR11 | 1/1/20 |  | 6/1/20 |  | TABLES, OPERATING | Table, Surgical, Electric | TABLESURGICALELECT-Maquet Inc-1132.03B3 | TABLESURGICALELECT | 1132.03B3 |  |  |  | Maquet Inc | Table, Surgical, Electric |  | TABLESURGICALELECT-Maquet Inc-1132.03B3 |  | 7/1/10 |  | TSE-A | Covered PM Repair - Biomedical | MHHS-Southwest | [8 empty] | TABLESURGICALELECT | Table, Surgical, Electric | Maquet Inc
NO | YES | Asset Tag 013-13364 |  |  | 013-13364 | 013-13364 | Maquet | 1132.03B3 |  |  | SW-OR | MHHS-Southwest |  | Table, Surgical, Electric |  | 013-13364 | 013-13364 | Southwest | MHHS-Southwest | SW-OR |  | 7/29/19 |  |  |  | TABLES, OPERATING | Table, Surgical, Electric | TABLESURGICALELECT-Maquet Inc-1132.03B3 | TABLESURGICALELECT | 1132.03B3 |  |  |  | Maquet Inc | Table, Surgical, Electric |  | TABLESURGICALELECT-Maquet Inc-1132.03B3 |  |  | Finished from Script 3/27/2020 12:11:52pm (Central) | TSE-A | Covered PM Repair - Biomedical | MHHS-Southwest | [8 empty] | TABLESURGICALELECT | Table, Surgical, Electric | Maquet Inc
NO | YES |  |  |  | 013-13373 | 013-13373 | Maquet | 1132.03B3 |  |  | SW-OR | MHHS-Southwest |  | Table, Surgical, Electric |  | 013-13373 | 013-13373 | Southwest | MHHS-Southwest | SW-OR | OR 1 | 1/1/20 |  | 1/1/21 |  | TABLES, OPERATING | Table, Surgical, Electric | TABLESURGICALELECT-Maquet Inc-1132.03B3 | TABLESURGICALELECT | 1132.03B3 |  |  |  | Maquet Inc | Table, Surgical, Electric |  | TABLESURGICALELECT-Maquet Inc-1132.03B3 |  |  |  | TSE-A | Covered PM Repair - Biomedical | MHHS-Southwest | [8 empty] | TABLESURGICALELECT | Table, Surgical, Electric | Maquet Inc
NO | NO |  |  |  | 013-13180 |  | Maquet | 1132.03B3 |  |  | SW - OR | MHHS-Southwest |  | Table, Surgical, Electric |  | 013-13180 |  | Southwest |  | SW - OR | [5 empty] | TABLES, OPERATING |  | TABLESURGICALELECT-Maquet Inc-1132.03B3 | TABLESURGICALELECT | 1132.03B3 |  |  |  | Maquet Inc | Table, Surgical, Electric |  | TABLESURGICALELECT-Maquet Inc-1132.03B3 |  |  |  |  | Covered PM Repair - Biomedical | MHHS-Southwest
NO | NO | [5 empty] | Maquet | 1132.11B0 |  |  | WOODLANDS - OR | MHHS-Woodlands | [5 empty] | Woodlands |  | WOODLANDS - OR | [5 empty] | TABLES, OPERATING |  | .needs class |  |  |  |  | .needs class | Maquet Inc | [7 empty] | Covered PM Repair - Biomedical | MHHS-Woodlands
NO | YES | Asset Tag 009-04373 |  |  | 009-04373 | 009-04373 | Maquet | 1132.11B2 |  |  | GH-Labor & Delivery-OR | MHHS-Greater Heights |  | Table, Surgical, Electric |  | 009-04373 | 009-04373 | Central & Greater Heights | MHHS-Greater Heights | GH-Labor & Delivery-OR |  | 11/13/19 |  |  |  | TABLES, OPERATING | Table, Surgical, Electric | TABLESURGICALELECT-Maquet Inc-1132.11B2 | TABLESURGICALELECT | 1132.11B2 |  |  |  | Maquet Inc | Table, Surgical, Electric |  | TABLESURGICALELECT-Maquet Inc-1132.11B2 |  |  | Finished from Script 3/27/2020 12:11:52pm (Central) | TSE-A | Covered PM Repair - Biomedical | MHHS-Greater Heights | [8 empty] | TABLESURGICALELECT | Table, Surgical, Electric | Maquet Inc
NO | YES |  |  |  | 009-04717 | 009-04717 | Maquet | 1132.11B2 |  |  | GH-Labor & Delivery | MHHS-Greater Heights |  | Table, Surgical, Electric |  | 009-04717 | 009-04717 | Central | MHHS-Greater Heights | GH-Labor & Delivery | OR | 5/1/19 |  | 11/1/19 |  | TABLES, OPERATING | Table, Surgical, Electric | TABLESURGICALELECT-Maquet Inc-1132.11B2 | TABLESURGICALELECT | 1132.11B2 |  |  |  | Maquet Inc | Table, Surgical, Electric |  | TABLESURGICALELECT-Maquet Inc-1132.11B2 |  |  |  | TSE-A | Covered PM Repair - Biomedical | MHHS-Greater Heights | [8 empty] | TABLESURGICALELECT | Table, Surgical, Electric | Maquet Inc
NO | YES |  |  |  | 069-22607 | 069-22607 | Maquet | 1132.11B2 |  |  | TMC-OR-CVOR (7Hvi) | MHHS-TMC |  | Table, Surgical, Electric |  | 069-22607 | 069-22607 | TMC | MHHS-TMC | TMC-OR-CVOR (7Hvi) | OR 3 | 8/1/17 |  |  |  | TABLES, OPERATING | Table, Surgical, Electric | TABLESURGICALELECT-Maquet Inc-1132.11B2 | TABLESURGICALELECT | 1132.11B2 |  |  |  | Maquet Inc | Table, Surgical, Electric |  | TABLESURGICALELECT-Maquet Inc-1132.11B2 |  |  |  | TSE-A | Covered PM Repair - Biomedical | MHHS-TMC | [8 empty] | TABLESURGICALELECT | Table, Surgical, Electric | Maquet Inc
NO | NO | [5 empty] | Maquet | 1132.11B2 |  |  | NE - OR | MHHS-Northeast |  | Table, Surgical, Electric |  |  |  | Katy |  | NE - OR | [5 empty] | TABLES, OPERATING |  | TABLESURGICALELECT-Maquet Inc-1132.11B2 | TABLESURGICALELECT | 1132.11B2 |  |  |  | Maquet Inc | Table, Surgical, Electric |  | TABLESURGICALELECT-Maquet Inc-1132.11B2 |  |  |  |  | Covered PM Repair - Biomedical | MHHS-Northeast
NO | NO |  |  |  | 029-08768 |  | Maquet | 1132.21F2 |  |  | WOODLANDS - OR | MHHS-Woodlands |  |  |  | 029-08768 |  | Woodlands |  | WOODLANDS - OR | [5 empty] | TABLES, OPERATING |  | .needs class |  |  |  |  | .needs class | Maquet Inc | [7 empty] | Covered PM Repair - Biomedical | MHHS-Woodlands
NO | YES |  |  |  |  | 009-03912 | Maquet | ALM PRISMALIX |  |  | GH-OR Anesthesia | MHHS-Greater Heights |  |  |  |  | 009-03912 | Central | MHHS-Greater Heights | GH-OR Anesthesia | GH - OR | 6/1/19 |  |  |  | LIGHTS, SURGICAL |  | .needs class |  |  |  |  | .needs class | Maquet Inc |  |  |  |  | 7/6/15 |  |  | Covered PM Repair - Radiology, Low End | MHHS-Greater Heights
NO | YES |  |  |  | 041-20061 | 041-20061 | Maquet | ALPHA MAXX 1133 |  |  | Memorial City-Labor & Delivery | MHHS-Mem City |  |  |  | 041-20061 | 041-20061 | West | MHHS-Mem City | Memorial City-Labor & Delivery | Memorial City - Labor | 8/1/19 |  |  |  | TABLES, OPERATING |  | TABLESURGICALELECT-Maquet Inc-AlphaMaxx |  |  |  |  | TABLESURGICALELECT-Maquet Inc-AlphaMaxx | Maquet Inc | [7 empty] | Not Covered Vendor Only - Biomedical | MHHS-Mem City
NO | YES | [5 empty] | Maquet | ALPHA MAXX 1133 |  | 00078C | (null) | MHHS-TMC | [5 empty] | (null) | MHHS-TMC | (null) | (null) |  |  |  | (null) | TABLES, OPERATING |  | TABLESURGICALELECT-Maquet Inc-AlphaMaxx |  |  |  |  | TABLESURGICALELECT-Maquet Inc-AlphaMaxx | Maquet Inc |  | (null) |  |  |  | (null) |  | Covered PM Repair - Biomedical | MHHS-TMC
NO | NO | [5 empty] | Maquet | ALPHA MAXX 1133 |  |  | TMC - OR - PEDI OR (2R) | MHHS-TMC | [5 empty] | TMC |  | TMC - OR - PEDI OR (2R) | [5 empty] | TABLES, OPERATING |  | TABLESURGICALELECT-Maquet Inc-AlphaMaxx |  |  |  |  | TABLESURGICALELECT-Maquet Inc-AlphaMaxx | Maquet Inc | [7 empty] | Covered PM Repair - Biomedical | MHHS-TMC
NO | YES | Asset Tag 009-04373 |  |  | 009-04373 | 009-04373 | Maquet | Alphastar |  |  | GH-OR |  |  |  |  | 009-04373 | 009-04373 | Central | MHHS-Greater Heights | GH-OR | OR Hallway | 11/1/19 |  | 5/1/20
NO | NO |  |  |  | 009-04824 |  | Maquet | ALPHASTAR 1132 |  |  | GH - OR | MHHS-Greater Heights |  |  |  | 009-04824 |  | Central & Greater Heights |  | GH - OR | [5 empty] | TABLES, OPERATING |  | TABLESURGICALELECT-Maquet Inc-AlphaMaxx |  |  |  |  | TABLESURGICALELECT-Maquet Inc-AlphaMaxx | Maquet Inc | [7 empty] | Not Covered Vendor Only - Biomedical | MHHS-Greater Heights
NO | NO |  |  |  | 005-05245 |  | Maquet | ALPHASTAR 1132 |  |  | SE - LABOR & DELIVERY | MHHS-Southeast |  |  |  | 005-05245 |  | Southeast & Bay Area |  | SE - LABOR & DELIVERY | [5 empty] | TABLES, OPERATING |  | TABLESURGICALELECT-Maquet Inc-AlphaMaxx |  |  |  |  | TABLESURGICALELECT-Maquet Inc-AlphaMaxx | Maquet Inc | [7 empty] | Not Covered Vendor Only - Biomedical | MHHS-Southeast
NO | YES | Serial Number 166 |  |  | 013-13155 | 013-13155 | Maquet | ALPHASTAR PLUS 1132 |  |  | SW-OR | MHHS-Southwest |  |  |  | 013-13155 | 013-13155 | Southwest | MHHS-Southwest | SW-OR | OR Hallway | 1/1/20 |  | 7/1/20 |  | TABLES, OPERATING | Table, Surgical, Electric | TABLESURGICALELECT-Maquet Inc-AlphaMaxx |  |  |  |  | TABLESURGICALELECT-Maquet Inc-AlphaMaxx | Maquet Inc | [6 empty] | TSE-A | Not Covered Vendor Only - Biomedical | MHHS-Southwest | [8 empty] | TABLESURGICALELECT | Table, Surgical, Electric | Maquet Inc
NO | NO |  |  |  | 133-04177 |  | Maquet | BLUE 30S |  | AR010813 | KATY - ER | MHHS-Katy |  |  |  | 133-04177 |  | Katy |  | KATY - ER | [5 empty] | LIGHTS, EXAMINATION |  | .needs class | [5 empty] | Maquet Inc | [7 empty] | Not Covered Vendor Only - Biomedical | MHHS-Katy
NO | NO |  |  |  | 041-08327 |  | Maquet | BLUE 30S |  | AR 002471 | MEMORIAL CITY - CATH LAB | MHHS-Mem City |  |  |  | 041-08327 |  | West & Memorial City |  | MEMORIAL CITY - CATH LAB | [5 empty] | LIGHTS, EXAMINATION |  | .needs class | [5 empty] | Maquet Inc | [7 empty] | Not Covered Vendor Only - Biomedical | MHHS-Mem City
NO | NO |  |  |  | 041-13352 |  | Maquet | BLUE 30S |  | 041-13352 | MEMORIAL CITY - MHT - NICU | MHHS-Mem City |  |  |  | 041-13352 |  | West & Memorial City |  | MEMORIAL CITY - MHT - NICU | [5 empty] | LIGHTS, EXAMINATION |  | .needs class | [5 empty] | Maquet Inc | [7 empty] | Not Covered Vendor Only - Biomedical | MHHS-Mem City
NO | NO | [5 empty] | Maquet | BLUE 30S |  | AR010072 | MEMORIAL CITY - POSTPARTUM - NURSERY | MHHS-Mem City | [5 empty] | West & Memorial City |  | MEMORIAL CITY - POSTPARTUM - NURSERY | [5 empty] | LIGHTS, EXAMINATION |  | .needs class | [5 empty] | Maquet Inc | [7 empty] | Not Covered Vendor Only - Biomedical | MHHS-Mem City
NO | NO | [5 empty] | Maquet | BLUE 30S |  | AR010071 | MEMORIAL CITY - POSTPARTUM - NURSERY | MHHS-Mem City | [5 empty] | West & Memorial City |  | MEMORIAL CITY - POSTPARTUM - NURSERY | [5 empty] | LIGHTS, EXAMINATION |  | .needs class | [5 empty] | Maquet Inc | [7 empty] | Not Covered Vendor Only - Biomedical | MHHS-Mem City
NO | NO |  |  |  | 151-02694 |  | Maquet | BLUE 30S |  | AR 010043 | OPID - (CY) - CY-FAIR MED PLAZA - 426 | MHHS-OPID |  |  |  | 151-02694 |  | Northwest & Cypress |  | OPID - (CY) - CY-FAIR MED PLAZA - 426 | [5 empty] | LIGHTS, EXAMINATION |  | .needs class | [5 empty] | Maquet Inc | [7 empty] | Not Covered Vendor Only - Biomedical | MHHS-OPID
NO | NO |  |  |  | 129-03377 |  | Maquet | BLUE 30S |  | AR010045 | SUGAR LAND - ER | MHHS-Sugarland |  |  |  | 129-03377 |  | Sugar Land |  | SUGAR LAND - ER | [5 empty] | LIGHTS, EXAMINATION |  | .needs class | [5 empty] | Maquet Inc | [7 empty] | Not Covered Vendor Only - Biomedical | MHHS-Sugarland
NO | YES |  |  |  | 041-18930 | 041-18930 | Maquet | CARDIOHELP |  |  | MEMORIAL CITY - MOR | MHHS-Mem City |  |  |  | 041-18930 | 041-18930 | West | Memorial City - Memorial Hermann Hospital | MEMORIAL CITY - MOR | E2 300 Equipment Storage |  |  |  |  | HEART-LUNG BYPASS UNITS |  | .needs class | [5 empty] | Maquet Inc | [7 empty] | Not Covered Vendor Only - Biomedical | MHHS-Mem City
NO | YES |  |  |  | 041-18931 | 041-18931 | Maquet | CARDIOHELP |  |  | MEMORIAL CITY - Surgery | MHHS-Mem City |  |  |  | 041-18931 | 041-18931 | West | Memorial Hermann Memorial City Medical Center | MEMORIAL CITY - Surgery | Surgery Equipment Storage E2 300 |  |  |  |  | HEART-LUNG BYPASS UNITS |  | .needs class | [5 empty] | Maquet Inc | [7 empty] | Not Covered Vendor Only - Biomedical | MHHS-Mem City
NO | YES |  |  |  | 005-12993 | 005-12993 | Maquet | CARDIOHELP |  |  | SE-OR | MHHS-Southeast |  |  |  | 005-12993 | 005-12993 | Southeast | MHHS-Southeast | SE-OR | Room 12 | 2/1/20 |  | 5/1/20 |  | HEART-LUNG BYPASS UNITS |  | .needs class | [5 empty] | Maquet Inc |  |  |  |  | 11/1/20 |  |  | Not Covered Vendor Only - Biomedical | MHHS-Southeast
NO | YES |  |  |  | 013-37494 | 013-37494 | Maquet | CARDIOHELP |  |  | SW-HVI-OR | MHHS-Southwest |  |  |  | 013-37494 | 013-37494 | Southwest | MHHS-Southwest | SW-HVI-OR | CVOR3 | 9/1/19 |  |  |  | HEART-LUNG BYPASS UNITS |  | .needs class | [5 empty] | Maquet Inc |  |  |  |  | 11/1/20 |  |  | Not Covered Vendor Only - Biomedical | MHHS-Southwest
NO | YES |  |  |  | 013-37609 | 013-37609 | Maquet | CARDIOHELP |  |  | SW-HVI-OR | MHHS-Southwest |  |  |  | 013-37609 | 013-37609 | Southwest | MHHS-Southwest | SW-HVI-OR | HVI OR | 11/1/19 |  |  |  | HEART-LUNG BYPASS UNITS |  | .needs class | [5 empty] | Maquet Inc |  |  |  |  | 11/1/20 |  |  | Not Covered Vendor Only - Biomedical | MHHS-Southwest
NO | YES |  |  |  | 074-04316 | 074-04316 | Maquet | CARDIOHELP |  |  | TMC-OR-CVOR (7Hvi) | MHHS-TMC |  |  |  | 074-04316 | 074-04316 | TMC | MHHS-TMC | TMC-OR-CVOR (7Hvi) | Equipment storage | 3/1/19 |  | 3/1/20 |  | HEART-LUNG BYPASS UNITS |  | .needs class | [5 empty] | Maquet Inc |  |  |  |  | 11/1/20 |  |  | Not Covered Vendor Only - Biomedical | MHHS-TMC
NO | NO |  |  |  | 074-04315 |  | Maquet | CARDIOHELP |  |  | TMC - HVI - CIRCULATORY SUPPORT (2HVI) | MHHS-TMC |  |  |  | 074-04315 |  | TMC |  | TMC - HVI - CIRCULATORY SUPPORT (2HVI) | [5 empty] | HEART-LUNG BYPASS UNITS |  | .needs class | [5 empty] | Maquet Inc | [7 empty] | Not Covered Vendor Only - Biomedical | MHHS-TMC
NO | NO |  |  |  | 074-04025 |  | Maquet | CARDIOHELP |  |  | TMC - HVI - HEART FAILURE ICU (5HVI) | MHHS-TMC |  |  |  | 074-04025 |  | TMC |  | TMC - HVI - HEART FAILURE ICU (5HVI) | [5 empty] | HEART-LUNG BYPASS UNITS |  | .needs class | [5 empty] | Maquet Inc | [7 empty] | Not Covered Vendor Only - Biomedical | MHHS-TMC
NO | NO |  |  |  | 074-04026 |  | Maquet | CARDIOHELP |  |  | TMC - HVI - PERFUSION (7HVI) | MHHS-TMC |  |  |  | 074-04026 |  | TMC |  | TMC - HVI - PERFUSION (7HVI) | [5 empty] | HEART-LUNG BYPASS UNITS |  | .needs class | [5 empty] | Maquet Inc | [7 empty] | Not Covered Vendor Only - Biomedical | MHHS-TMC
NO | NO |  |  |  | 074-05680 |  | Maquet | CARDIOHELP |  |  | TMC - HVI - PERFUSION (7HVI) | MHHS-TMC |  |  |  | 074-05680 |  | TMC |  | TMC - HVI - PERFUSION (7HVI) | [5 empty] | HEART-LUNG BYPASS UNITS |  | .needs class | [5 empty] | Maquet Inc | [7 empty] | Not Covered Vendor Only - Biomedical | MHHS-TMC
NO | NO |  |  |  | 074-05753 |  | Maquet | CARDIOHELP |  |  | TMC - MHTMC - NON HOSPITAL-OWNED | MHHS-TMC |  |  |  | 074-05753 |  | TMC |  | TMC - MHTMC - NON HOSPITAL-OWNED | [5 empty] | HEART-LUNG BYPASS UNITS |  | .needs class | [5 empty] | Maquet Inc | [7 empty] | Not Covered Vendor Only - Biomedical | MHHS-TMC
NO | YES |  |  |  | 145-00141 | 145-00141 | Maquet | CARDIOSAVE HYBRID |  | CH231290C6 | Pearland-Cardiac Cath Lab | MHHS-Pearland Hospital |  | Pump, Intra-Aortic Balloon |  | 145-00141 | 145-00141 | Pearland | MHHS-Pearland Hospital | Pearland-Cardiac Cath Lab | Procedure Room S2 225 | 8/1/19 | 2/1/20 |  |  | CIRCULATORY ASSIST UNITS, INTRA-AORTIC BALLOON | Pump, Intra-Aortic Balloon | PUMPINTRAAORTICBALLOON-MaquetInc-CardioSaveHybrid | PUMPINTRAAORTICBALLOON | Cardio Save Hybrid |  |  |  | Maquet Inc | Pump, Intra-Aortic Balloon |  |  | PUMPINTRAAORTICBALLOON-MaquetInc-CardioSaveHybrid | 11/1/20 |  | PIAB-SA | Not Covered Vendor Only - Biomedical | MHHS-Pearland Hospital | [8 empty] | PUMPINTRAAORTICBALLOON | Pump, Intra-Aortic Balloon | Maquet Inc
NO | YES |  |  |  | 005-11839 | 005-11839 | Maquet | CARDIOSAVE HYBRID |  | (21)CH266144J7 | SE-Cath Lab | MHHS-Southeast |  | Pump, Intra-Aortic Balloon |  | 005-11839 | 005-11839 | Southeast | MHHS-Southeast | SE-Cath Lab | Room 2 |  |  |  |  | CIRCULATORY ASSIST UNITS, INTRA-AORTIC BALLOON |  | PUMPINTRAAORTICBALLOON-MaquetInc-CardioSaveHybrid | PUMPINTRAAORTICBALLOON | Cardio Save Hybrid |  |  |  | Maquet Inc | Pump, Intra-Aortic Balloon |  |  | PUMPINTRAAORTICBALLOON-MaquetInc-CardioSaveHybrid | 11/1/20 |  |  | Not Covered Vendor Only - Biomedical | MHHS-Southeast
NO | YES |  |  |  | 005-12127 | 005-12127 | Maquet | CARDIOSAVE HYBRID |  | (21)CH265676J7 | SE-Cath Lab | MHHS-Southeast |  | Pump, Intra-Aortic Balloon |  | 005-12127 | 005-12127 | Southeast | MHHS-Southeast | SE-Cath Lab | Cath Lab |  |  |  |  | CIRCULATORY ASSIST UNITS, INTRA-AORTIC BALLOON |  | PUMPINTRAAORTICBALLOON-MaquetInc-CardioSaveHybrid | PUMPINTRAAORTICBALLOON | Cardio Save Hybrid |  |  |  | Maquet Inc | Pump, Intra-Aortic Balloon |  |  | PUMPINTRAAORTICBALLOON-MaquetInc-CardioSaveHybrid | 11/1/20 |  |  | Not Covered Vendor Only - Biomedical | MHHS-Southeast
NO | YES |  |  |  | 013-38986 | 013-38986 | Maquet | CARDIOSAVE HYBRID |  | CH277390D8 | SW-HVI-OR | MHHS-Southwest |  | Pump, Intra-Aortic Balloon |  | 013-38986 | 013-38986 | Southwest | MHHS-Southwest | SW-HVI-OR | CVOR2 | 4/1/19 |  | 10/1/19 | Vendor PM | CIRCULATORY ASSIST UNITS, INTRA-AORTIC BALLOON | Pump, Intra-Aortic Balloon | PUMPINTRAAORTICBALLOON-MaquetInc-CardioSaveHybrid | PUMPINTRAAORTICBALLOON | Cardio Save Hybrid |  |  |  | Maquet Inc | Pump, Intra-Aortic Balloon |  |  | PUMPINTRAAORTICBALLOON-MaquetInc-CardioSaveHybrid | 11/1/20 |  | PIAB-SA | Not Covered Vendor Only - Biomedical | MHHS-Southwest | [8 empty] | PUMPINTRAAORTICBALLOON | Pump, Intra-Aortic Balloon | Maquet Inc
NO | YES |  |  |  | 013-38987 | 013-38987 | Maquet | CARDIOSAVE HYBRID |  | CH277513D8 | SW-HVI-OR | MHHS-Southwest |  | Pump, Intra-Aortic Balloon |  | 013-38987 | 013-38987 | Southwest | MHHS-Southwest | SW-HVI-OR | CVOR3 | 4/1/19 |  | 3/1/20 |  | CIRCULATORY ASSIST UNITS, INTRA-AORTIC BALLOON | Pump, Intra-Aortic Balloon | PUMPINTRAAORTICBALLOON-MaquetInc-CardioSaveHybrid | PUMPINTRAAORTICBALLOON | Cardio Save Hybrid |  |  |  | Maquet Inc | Pump, Intra-Aortic Balloon |  |  | PUMPINTRAAORTICBALLOON-MaquetInc-CardioSaveHybrid | 11/1/20 |  | PIAB-SA | Not Covered Vendor Only - Biomedical | MHHS-Southwest | [8 empty] | PUMPINTRAAORTICBALLOON | Pump, Intra-Aortic Balloon | Maquet Inc
NO | YES |  |  |  | 013-39081 | 013-39081 | Maquet | CARDIOSAVE HYBRID |  | CH294566A9 | SW-Central Supply | MHHS-Southwest |  | Pump, Intra-Aortic Balloon |  | 013-39081 | 013-39081 | Southwest | MHHS-Southwest | SW-Central Supply | CVOR4 | 3/1/19 |  | 9/1/20 |  | CIRCULATORY ASSIST UNITS, INTRA-AORTIC BALLOON | Pump, Intra-Aortic Balloon | PUMPINTRAAORTICBALLOON-MaquetInc-CardioSaveHybrid | PUMPINTRAAORTICBALLOON | Cardio Save Hybrid |  |  |  | Maquet Inc | Pump, Intra-Aortic Balloon |  |  | PUMPINTRAAORTICBALLOON-MaquetInc-CardioSaveHybrid | 11/1/20 |  | PIAB-SA | Not Covered Vendor Only - Biomedical | MHHS-Southwest | [8 empty] | PUMPINTRAAORTICBALLOON | Pump, Intra-Aortic Balloon | Maquet Inc
NO | YES |  |  |  | 129-06451 | 129-06451 | Maquet | CARDIOSAVE HYBRID |  | CH217904I5 | SUGAR LAND - CATH LAB | MHHS-Sugarland |  | Pump, Intra-Aortic Balloon |  | 129-06451 | 129-06451 | Sugar Land | Memorial Hermann Sugar Land Hospital | SUGAR LAND - CATH LAB | CALH LAB | 10/1/19 |  | 4/1/20 |  | CIRCULATORY ASSIST UNITS, INTRA-AORTIC BALLOON | Pump, Intra-Aortic Balloon | PUMPINTRAAORTICBALLOON-MaquetInc-CardioSaveHybrid | PUMPINTRAAORTICBALLOON | Cardio Save Hybrid |  |  |  | Maquet Inc | Pump, Intra-Aortic Balloon |  |  | PUMPINTRAAORTICBALLOON-MaquetInc-CardioSaveHybrid | 11/1/20 |  | PIAB-SA | Not Covered Vendor Only - Biomedical | MHHS-Sugarland | [8 empty] | PUMPINTRAAORTICBALLOON | Pump, Intra-Aortic Balloon | Maquet Inc
NO | YES |  |  |  | 129-06879 | 129-06879 | Maquet | CARDIOSAVE HYBRID |  | CH228615B6 | SUGAR LAND - ICU | MHHS-Sugarland |  | Pump, Intra-Aortic Balloon |  | 129-06879 | 129-06879 | Sugar Land | Memorial Hermann Sugar Land Hospital | SUGAR LAND - ICU | ICU | 10/1/19 |  | 9/1/20 |  | CIRCULATORY ASSIST UNITS, INTRA-AORTIC BALLOON | Pump, Intra-Aortic Balloon | PUMPINTRAAORTICBALLOON-MaquetInc-CardioSaveHybrid | PUMPINTRAAORTICBALLOON | Cardio Save Hybrid |  |  |  | Maquet Inc | Pump, Intra-Aortic Balloon |  |  | PUMPINTRAAORTICBALLOON-MaquetInc-CardioSaveHybrid | 11/1/20 |  | PIAB-SA | Not Covered Vendor Only - Biomedical | MHHS-Sugarland | [8 empty] | PUMPINTRAAORTICBALLOON | Pump, Intra-Aortic Balloon | Maquet Inc
NO | YES |  |  |  | 074-00593 | 074-00593 | Maquet | CARDIOSAVE HYBRID |  | CA209031D2 | TMC-Cath Lab-Adult (2Hvi) | MHHS-TMC |  | Pump, Intra-Aortic Balloon |  | 074-00593 | 074-00593 | TMC | MHHS-TMC | TMC-Cath Lab-Adult (2Hvi) | Biomed Shop | 8/1/19 |  | 8/1/20 |  | CIRCULATORY ASSIST UNITS, INTRA-AORTIC BALLOON | Pump, Intra-Aortic Balloon | PUMPINTRAAORTICBALLOON-MaquetInc-CardioSaveHybrid | PUMPINTRAAORTICBALLOON | Cardio Save Hybrid |  |  |  | Maquet Inc | Pump, Intra-Aortic Balloon |  |  | PUMPINTRAAORTICBALLOON-MaquetInc-CardioSaveHybrid | 11/1/20 |  | PIAB-SA | Not Covered Vendor Only - Biomedical | MHHS-TMC | [8 empty] | PUMPINTRAAORTICBALLOON | Pump, Intra-Aortic Balloon | Maquet Inc
NO | YES |  |  |  | 074-04304 | 074-04304 | Maquet | CARDIOSAVE HYBRID |  | CA218437J2 | TMC-Cath Lab-Adult (2Hvi) | MHHS-TMC |  | Pump, Intra-Aortic Balloon |  | 074-04304 | 074-04304 | TMC | MHHS-TMC | TMC-Cath Lab-Adult (2Hvi) | Cath Lab 3 | 8/1/19 |  | 8/1/20 |  | CIRCULATORY ASSIST UNITS, INTRA-AORTIC BALLOON | Pump, Intra-Aortic Balloon | PUMPINTRAAORTICBALLOON-MaquetInc-CardioSaveHybrid | PUMPINTRAAORTICBALLOON | Cardio Save Hybrid |  |  |  | Maquet Inc | Pump, Intra-Aortic Balloon |  |  | PUMPINTRAAORTICBALLOON-MaquetInc-CardioSaveHybrid | 11/1/20 |  | PIAB-SA | Not Covered Vendor Only - Biomedical | MHHS-TMC | [8 empty] | PUMPINTRAAORTICBALLOON | Pump, Intra-Aortic Balloon | Maquet Inc
NO | YES |  |  |  | 074-04314 | 074-04314 | Maquet | CARDIOSAVE HYBRID |  | CA217788J2 | TMC-Cath Lab-Adult (2Hvi) | MHHS-TMC |  | Pump, Intra-Aortic Balloon |  | 074-04314 | 074-04314 | TMC | MHHS-TMC | TMC-Cath Lab-Adult (2Hvi) |  | 8/27/19 |  |  |  | CIRCULATORY ASSIST UNITS, INTRA-AORTIC BALLOON | Pump, Intra-Aortic Balloon | PUMPINTRAAORTICBALLOON-MaquetInc-CardioSaveHybrid | PUMPINTRAAORTICBALLOON | Cardio Save Hybrid |  |  |  | Maquet Inc | Pump, Intra-Aortic Balloon |  |  | PUMPINTRAAORTICBALLOON-MaquetInc-CardioSaveHybrid | 11/1/20 | Finished from Script 3/27/2020 12:11:52pm (Central) | PIAB-SA | Not Covered Vendor Only - Biomedical | MHHS-TMC | [8 empty] | PUMPINTRAAORTICBALLOON | Pump, Intra-Aortic Balloon | Maquet Inc
NO | YES | Asset Tag 074-05692 |  |  | 074-05692 | 074-05692 | Maquet | CARDIOSAVE HYBRID |  |  | TWC |  |  |  |  | 074-05692 | 074-05692 | TMC | Memorial Hermann Heart | TWC | Cath Lab 3
NO | NO |  |  |  | 005-11901 |  | Maquet | CARDIOSAVE HYBRID |  | CH256989E7 | SE - CATH LAB | MHHS-Southeast |  | Pump, Intra-Aortic Balloon |  | 005-11901 |  | Southeast & Bay Area |  | SE - CATH LAB | [5 empty] | CIRCULATORY ASSIST UNITS, INTRA-AORTIC BALLOON |  | PUMPINTRAAORTICBALLOON-MaquetInc-CardioSaveHybrid | PUMPINTRAAORTICBALLOON | Cardio Save Hybrid |  |  |  | Maquet Inc | Pump, Intra-Aortic Balloon |  |  | PUMPINTRAAORTICBALLOON-MaquetInc-CardioSaveHybrid |  |  |  | Not Covered Vendor Only - Biomedical | MHHS-Southeast
NO | NO |  |  |  | 005-11902 |  | Maquet | CARDIOSAVE HYBRID |  | CH256994E7 | SE - CATH LAB | MHHS-Southeast |  | Pump, Intra-Aortic Balloon |  | 005-11902 |  | Southeast & Bay Area |  | SE - CATH LAB | [5 empty] | CIRCULATORY ASSIST UNITS, INTRA-AORTIC BALLOON |  | PUMPINTRAAORTICBALLOON-MaquetInc-CardioSaveHybrid | PUMPINTRAAORTICBALLOON | Cardio Save Hybrid |  |  |  | Maquet Inc | Pump, Intra-Aortic Balloon |  |  | PUMPINTRAAORTICBALLOON-MaquetInc-CardioSaveHybrid |  |  |  | Not Covered Vendor Only - Biomedical | MHHS-Southeast
NO | NO |  |  |  | 074-02545 |  | Maquet | CARDIOSAVE HYBRID |  | CA221160L2 | TMC - CATH LAB - ADULT (2HVI) | MHHS-TMC |  | Pump, Intra-Aortic Balloon |  | 074-02545 |  | TMC |  | TMC - CATH LAB - ADULT (2HVI) | [5 empty] | CIRCULATORY ASSIST UNITS, INTRA-AORTIC BALLOON |  | PUMPINTRAAORTICBALLOON-MaquetInc-CardioSaveHybrid | PUMPINTRAAORTICBALLOON | Cardio Save Hybrid |  |  |  | Maquet Inc | Pump, Intra-Aortic Balloon |  |  | PUMPINTRAAORTICBALLOON-MaquetInc-CardioSaveHybrid |  |  |  | Not Covered Vendor Only - Biomedical | MHHS-TMC
NO | NO |  |  |  | 074-04301 |  | Maquet | CARDIOSAVE HYBRID |  | CA217795J2 | TMC - CATH LAB - ADULT (2HVI) | MHHS-TMC |  | Pump, Intra-Aortic Balloon |  | 074-04301 |  | TMC |  | TMC - CATH LAB - ADULT (2HVI) | [5 empty] | CIRCULATORY ASSIST UNITS, INTRA-AORTIC BALLOON |  | PUMPINTRAAORTICBALLOON-MaquetInc-CardioSaveHybrid | PUMPINTRAAORTICBALLOON | Cardio Save Hybrid |  |  |  | Maquet Inc | Pump, Intra-Aortic Balloon |  |  | PUMPINTRAAORTICBALLOON-MaquetInc-CardioSaveHybrid |  |  |  | Not Covered Vendor Only - Biomedical | MHHS-TMC
NO | YES |  |  |  | 041-32428 | 041-32428 | Maquet | ENERGIX |  | ar020125 | MEMORIAL CITY - MOR | MHHS-Mem City |  | Lamp, Surgical, Ceiling |  | 041-32428 | 041-32428 | West | Memorial Hermann Memorial City Medical Center | MEMORIAL CITY - MOR | MEMORIAL CITY - MOR |  |  |  |  | LIGHTS, SURGICAL |  | LAMPSURGCEILING-Maquet Inc-Energix | LAMPSURGCEILING | Energix |  |  |  | Maquet Inc | Lamp, Surgical, Ceiling |  | LAMPSURGCEILING-Maquet Inc-Energix |  |  |  |  | Covered PM Repair - Biomedical | MHHS-Mem City
NO | YES | Serial Number 568350908AR050201 |  |  | 041-32429 | 041-32429 | Maquet | ENERGIX |  | 568350908AR050201 | MEMORIAL CITY - Surgery room 10 | MHHS-Mem City |  | Lamp, Surgical, Ceiling |  | 041-32429 | 041-32429 | West | Memorial Hermann Memorial City Medical Center | MEMORIAL CITY - Surgery room 10 | Surgery room 10 |  |  |  |  | LIGHTS, SURGICAL |  | LAMPSURGCEILING-Maquet Inc-Energix | LAMPSURGCEILING | Energix |  |  |  | Maquet Inc | Lamp, Surgical, Ceiling |  | LAMPSURGCEILING-Maquet Inc-Energix |  |  |  |  | Covered PM Repair - Biomedical | MHHS-Mem City
NO | YES |  |  |  |  | 041-09554 | Maquet | ENERGIX |  |  | MEMORIAL CITY - Outpatient | MHHS-Mem City |  | Lamp, Surgical, Ceiling |  |  | 041-09554 | West | Memorial Hermann Memorial City Medical Center | MEMORIAL CITY - Outpatient | MEMORIAL CITY - OUTPATIENT |  |  |  |  | LIGHTS, SURGICAL |  | LAMPSURGCEILING-Maquet Inc-Energix | LAMPSURGCEILING | Energix |  |  |  | Maquet Inc | Lamp, Surgical, Ceiling |  | LAMPSURGCEILING-Maquet Inc-Energix |  |  |  |  | Covered PM Repair - Biomedical | MHHS-Mem City
NO | NO |  |  |  | 041-32482 |  | Maquet | ENERGIX |  |  | MEMORIAL CITY - MOR | MHHS-Mem City |  | Lamp, Surgical, Ceiling |  | 041-32482 |  | West & Memorial City |  | MEMORIAL CITY - MOR | [5 empty] | LIGHTS, SURGICAL |  | LAMPSURGCEILING-Maquet Inc-Energix | LAMPSURGCEILING | Energix |  |  |  | Maquet Inc | Lamp, Surgical, Ceiling |  | LAMPSURGCEILING-Maquet Inc-Energix |  |  |  |  | Covered PM Repair - Biomedical | MHHS-Mem City
NO | YES |  |  |  | 077-07694 | 077-07694 | Maquet | HL 20 |  |  | TMC-Children's-ECMO (7Hp) | MHHS-TMC |  | Heart-Lung Bypass Unit |  | 077-07694 | 077-07694 | TMC | MHHS-TMC | TMC-Children's-ECMO (7Hp) |  | 5/7/19 |  |  |  | HEART-LUNG BYPASS UNITS |  | HEARTLUNGBYPASSUNT-Maquet Inc-HL20 | HEARTLUNGBYPASSUNT | HL20 |  |  |  | Maquet Inc | Heart-Lung Bypass Unit |  |  | HEARTLUNGBYPASSUNT-Maquet Inc-HL20 | 2/5/12 | Verified 3/30/2020 4:07pm (Central) |  | Covered PM Repair - Radiology, Low End | MHHS-TMC
NO | NO |  |  |  | 077-07692 |  | Maquet | HL 20 |  |  | TMC - CHILDRENS - ECMO (7HP) | MHHS-TMC |  | Heart-Lung Bypass Unit |  | 077-07692 |  | TMC |  | TMC - CHILDRENS - ECMO (7HP) | [5 empty] | HEART-LUNG BYPASS UNITS |  | HEARTLUNGBYPASSUNT-Maquet Inc-HL20 | HEARTLUNGBYPASSUNT | HL20 |  |  |  | Maquet Inc | Heart-Lung Bypass Unit |  |  | HEARTLUNGBYPASSUNT-Maquet Inc-HL20 |  |  |  | Covered PM Repair - Biomedical | MHHS-TMC
NO | YES | Serial Number 560b100240 |  |  | 013-15578 | 013-15578 | Maquet | JOSTRA-VAVD CONTROLLER |  | 560b100240 | SW-HVI-OR | MHHS-Southwest |  |  |  | 013-15578 | 013-15578 | Southwest | MHHS-Southwest | SW-HVI-OR | CVOR2 | 9/1/19 |  |  |  | REGULATORS, SUCTION |  | .needs class | [5 empty] | Maquet Inc | [7 empty] | Covered PM Repair - Biomedical | MHHS-Southwest
NO | YES |  |  |  | 013-20134 | 013-20134 | Maquet | JOSTRA-VAVD CONTROLLER |  |  | SW-HVI-OR | MHHS-Southwest |  |  |  | 013-20134 | 013-20134 | Southwest | MHHS-Southwest | SW-HVI-OR | HVI OR Core | 9/1/19 |  | 9/1/20 |  | REGULATORS, SUCTION |  | .needs class | [5 empty] | Maquet Inc | [7 empty] | Covered PM Repair - Radiology, Low End | MHHS-Southwest
NO | NO | [5 empty] | Maquet | JOSTRA-VAVD CONTROLLER |  |  | SW - HVI - OR | MHHS-Southwest | [5 empty] | Southwest |  | SW - HVI - OR | [5 empty] | REGULATORS, SUCTION |  | .needs class | [5 empty] | Maquet Inc | [7 empty] | Covered PM Repair - Radiology, Low End | MHHS-Southwest
NO | YES |  |  |  | 009-33682 | 009-33682 | Maquet | LUCEA 40 |  | AR012061 | GH-Labor | MHHS-Greater Heights |  | Lamp, Surgical, Ceiling |  | 009-33682 | 009-33682 | Central | Memorial Hermann Greater Heights Hospital | GH-Labor | Birthing Suite 2 |  |  |  | No pm | LIGHTS, EXAMINATION |  | LAMPSURGCEILING-Maquet Inc-Lucea 40 | LAMPSURGCEILING | Lucea 40 |  |  |  | Maquet Inc | Lamp, Surgical, Ceiling |  | LAMPSURGCEILING-Maquet Inc-Lucea 40 |  |  |  |  | Not Covered Vendor Only - Biomedical | MHHS-Greater Heights
NO | YES | Asset Tag 133-09493 |  |  | 133-09493 | 133-09493 | Maquet | LUCEA 40 |  | AR013272 | Katy-Ob Special Observation-3E | MHHS-Katy |  | Lamp, Surgical, Ceiling |  | 133-09493 | 133-09493 | Katy | MHHS-Katy | Katy-Ob Special Observation-3E | [5 empty] | LIGHTS, EXAMINATION | Lamp, Surgical, Ceiling | LAMPSURGCEILING-Maquet Inc-Lucea 40 | LAMPSURGCEILING | Lucea 40 |  |  |  | Maquet Inc | Lamp, Surgical, Ceiling |  | LAMPSURGCEILING-Maquet Inc-Lucea 40 |  |  | Finished from Script 3/27/2020 12:11:52pm (Central) |  | Not Covered Vendor Only - Biomedical | MHHS-Katy | [8 empty] | LAMPSURGCEILING | Lamp, Surgical, Ceiling | Maquet Inc
NO | YES |  |  |  | 133-08354 | 133-08354 | Maquet | LUCEA 40 |  |  | Katy-Postpartum-2W | MHHS-Katy |  | Lamp, Surgical, Ceiling |  | 133-08354 | 133-08354 | Katy | MHHS-Katy | Katy-Postpartum-2W | Labor and Delivery 7 | 6/1/16 |  |  |  | LIGHTS, EXAMINATION | Lamp, Surgical, Ceiling | LAMPSURGCEILING-Maquet Inc-Lucea 40 | LAMPSURGCEILING | Lucea 40 |  |  |  | Maquet Inc | Lamp, Surgical, Ceiling |  | LAMPSURGCEILING-Maquet Inc-Lucea 40 |  |  |  |  | Not Covered Vendor Only - Biomedical | MHHS-Katy | [8 empty] | LAMPSURGCEILING | Lamp, Surgical, Ceiling | Maquet Inc
NO | YES |  |  |  | 129-07418 | 129-07418 | Maquet | LUCEA 40 |  |  | SUGAR LAND - ER | MHHS-Sugarland |  | Lamp, Surgical, Ceiling |  | 129-07418 | 129-07418 | Sugar Land | Memorial Hermann Sugar Land Hospital | SUGAR LAND - ER | ER Pedi 3 |  |  |  |  | LIGHTS, EXAMINATION | Lamp, Surgical, Ceiling | LAMPSURGCEILING-Maquet Inc-Lucea 40 | LAMPSURGCEILING | Lucea 40 |  |  |  | Maquet Inc | Lamp, Surgical, Ceiling |  | LAMPSURGCEILING-Maquet Inc-Lucea 40 |  |  |  |  | Not Covered Vendor Only - Biomedical | MHHS-Sugarland | [8 empty] | LAMPSURGCEILING | Lamp, Surgical, Ceiling | Maquet Inc
NO | NO |  |  |  | 009-06972 |  | Maquet | LUCEA 40 |  | A012061 | GH - LABOR & DELIVERY | MHHS-Greater Heights |  | Lamp, Surgical, Ceiling |  | 009-06972 |  | Central & Greater Heights |  | GH - LABOR & DELIVERY | [5 empty] | LIGHTS, EXAMINATION |  | LAMPSURGCEILING-Maquet Inc-Lucea 40 | LAMPSURGCEILING | Lucea 40 |  |  |  | Maquet Inc | Lamp, Surgical, Ceiling |  | LAMPSURGCEILING-Maquet Inc-Lucea 40 |  |  |  |  | Not Covered Vendor Only - Biomedical | MHHS-Greater Heights
NO | YES |  |  |  | 077-07693 | 077-07693 | Maquet | ROTAFLOW |  |  | Nicu | MHHS-TMC |  | Pump, Blood, Extracorporeal Circulation |  | 077-07693 | 077-07693 | TMC | Childrens Memorial Hermann Hospital | Nicu | C7144 | 12/1/16 |  | 6/1/20 | (null) | HEART-LUNG BYPASS UNITS |  | PUMPBLOODEXTRACORPCIRC-Maquet Inc-Rotaflow | PUMPBLOODEXTRACORPCIRC | Rotaflow |  |  |  | Maquet Inc | Pump, Blood, Extracorporeal Circulation |  | PUMPBLOODEXTRACORPCIRC-Maquet Inc-Rotaflow |  |  |  |  | Covered PM Repair - Biomedical | MHHS-TMC
NO | NO |  |  |  | 077-07691 |  | Maquet | ROTAFLOW |  |  | TMC - CHILDRENS - ECMO (7HP) | MHHS-TMC |  | Pump, Blood, Extracorporeal Circulation |  | 077-07691 |  | TMC |  | TMC - CHILDRENS - ECMO (7HP) | [5 empty] | HEART-LUNG BYPASS UNITS |  | PUMPBLOODEXTRACORPCIRC-Maquet Inc-Rotaflow | PUMPBLOODEXTRACORPCIRC | Rotaflow |  |  |  | Maquet Inc | Pump, Blood, Extracorporeal Circulation |  | PUMPBLOODEXTRACORPCIRC-Maquet Inc-Rotaflow |  |  |  |  | Covered PM Repair - Biomedical | MHHS-TMC
NO | YES |  |  |  | 005-33962 | 005-33962 | Maquet | VASOVIEW HEMOPRO |  | H12090189G | SE-OR | MHHS-Southeast |  |  |  | 005-33962 | 005-33962 | Southeast | MHHS-Southeast | SE-OR | Room 12 |  |  |  |  | POWER SUPPLIES |  | .needs class | [5 empty] | Maquet Inc |  |  |  |  | 4/1/18 |  |  | Covered PM Repair - Biomedical | MHHS-Southeast
NO | YES |  |  |  | 013-37939 | 013-37939 | Maquet | VASOVIEW HEMOPRO |  | H15120046G | SW-HVI-OR | MHHS-Southwest |  |  |  | 013-37939 | 013-37939 | Southwest | MHHS-Southwest | SW-HVI-OR | CVOR3 | 4/1/17 |  |  |  | POWER SUPPLIES |  | .needs class | [5 empty] | Maquet Inc |  |  |  |  | 4/1/18 |  |  | Covered PM Repair - Biomedical | MHHS-Southwest
NO | NO | [5 empty] | Maquet | VASOVIEW HEMOPRO |  | h10030377g | GH - OR | MHHS-Greater Heights | [5 empty] | Central & Greater Heights |  | GH - OR | [5 empty] | POWER SUPPLIES |  | .needs class | [5 empty] | Maquet Inc | [7 empty] | Covered PM Repair - Biomedical | MHHS-Greater Heights
NO | NO | [5 empty] | Maquet | VASOVIEW HEMOPRO |  | h09090020g | MEMORIAL CITY - MOR | MHHS-Mem City | [5 empty] | West & Memorial City |  | MEMORIAL CITY - MOR | [5 empty] | POWER SUPPLIES |  | .needs class | [5 empty] | Maquet Inc | [7 empty] | Covered PM Repair - Biomedical | MHHS-Mem City
NO | NO | [5 empty] | Maquet | VASOVIEW HEMOPRO |  | h09090088g | MEMORIAL CITY - MOR | MHHS-Mem City | [5 empty] | West & Memorial City |  | MEMORIAL CITY - MOR | [5 empty] | POWER SUPPLIES |  | .needs class | [5 empty] | Maquet Inc | [7 empty] | Covered PM Repair - Biomedical | MHHS-Mem City
NO | NO |  |  |  | 005-33961 |  | Maquet | VASOVIEW HEMOPRO |  | H18070075G | SE - OR | MHHS-Southeast |  |  |  | 005-33961 |  | Southeast & Bay Area |  | SE - OR | [5 empty] | POWER SUPPLIES |  | .needs class | [5 empty] | Maquet Inc | [7 empty] | Covered PM Repair - Biomedical | MHHS-Southeast
NO | NO |  |  |  | 013-13834 |  | Maquet | VASOVIEW HEMOPRO |  | H10030393G | SW - HVI - OR | MHHS-Southwest |  |  |  | 013-13834 |  | Southwest |  | SW - HVI - OR | [5 empty] | POWER SUPPLIES |  | .needs class | [5 empty] | Maquet Inc | [7 empty] | Covered PM Repair - Biomedical | MHHS-Southwest
NO | NO | [5 empty] | Maquet | VASOVIEW HEMOPRO |  | h08120045g | SW - HVI - OR | MHHS-Southwest | [5 empty] | Southwest |  | SW - HVI - OR | [5 empty] | POWER SUPPLIES |  | .needs class | [5 empty] | Maquet Inc | [7 empty] | Covered PM Repair - Biomedical | MHHS-Southwest
NO | NO | [5 empty] | Maquet | VASOVIEW HEMOPRO |  | h08090007g | SW - HVI - OR | MHHS-Southwest | [5 empty] | Southwest |  | SW - HVI - OR | [5 empty] | POWER SUPPLIES |  | .needs class | [5 empty] | Maquet Inc | [7 empty] | Covered PM Repair - Biomedical | MHHS-Southwest
NO | NO | [5 empty] | Maquet | VASOVIEW HEMOPRO |  | h08120044g | SW - HVI - OR | MHHS-Southwest | [5 empty] | Southwest |  | SW - HVI - OR | [5 empty] | POWER SUPPLIES |  | .needs class | [5 empty] | Maquet Inc | [7 empty] | Covered PM Repair - Biomedical | MHHS-Southwest
NO | YES |  |  |  | 009-33531 | 009-33531 | Maquet | VOLISTA |  | 00055012 / 000550011 | GH-OR | MHHS-Greater Heights |  |  |  | 009-33531 | 009-33531 | Central | MHHS-Greater Heights | GH-OR | RM 5 |  |  |  |  | LIGHTS, SURGICAL |  | .needs class | [5 empty] | Maquet Inc |  |  |  |  | 10/1/18 |  |  | Covered PM Repair - Biomedical | MHHS-Greater Heights
NO | YES |  |  |  | 009-33532 | 009-33532 | Maquet | VOLISTA |  | 000550023 / 000550026 | GH-OR | MHHS-Greater Heights |  |  |  | 009-33532 | 009-33532 | Central | MHHS-Greater Heights | GH-OR | RM 3 | 8/1/18 |  | 8/1/19 |  | LIGHTS, SURGICAL |  | .needs class | [5 empty] | Maquet Inc |  |  |  |  | 10/1/18 |  |  | Covered PM Repair - Biomedical | MHHS-Greater Heights
YES | YES |  |  |  | 009-34130 | 009-34130 | Maquet | VOLISTA |  |  | OR |  |  |  |  | 009-34130 | 009-34130 | Central | Memorial Hermann Greater Heights Hospital | OR | RM 3
YES | YES |  |  |  | 009-34131 | 009-34131 | Maquet | VOLISTA |  |  | OR |  |  |  |  | 009-34131 | 009-34131 | Central | Memorial Hermann Greater Heights Hospital | OR | RM 3
NO | YES | Asset Tag 009-06901 |  |  | 009-06901 | 009-06901 | Maquet Inc |  |  |  | GH-OR |  |  |  |  | 009-06901 | 009-06901 | Central | MHHS-Greater Heights | GH-OR | OR 4
YES | YES |  |  |  | 009-06903 | 009-06903 | Maquet Inc | [8 empty] | 009-06903 | 009-06903
YES | YES |  |  |  | 142-09538 | 142-09538 | Maquet Inc |  |  |  | L |  |  |  |  | 142-09538 | 142-09538 | Southwest | Memorial Hermann Southwest Hospital | L | Room 14 |  |  |  | Dimmer Control
YES | YES |  |  |  | 099-13469 | 099-13469 | Maquet Inc | 0154-01-0001 |  | 900LX0174030-15 | Biomed |  |  |  |  | 099-13469 | 099-13469 | TMC | Memorial Hermann-Texas Medical Center | Biomed | Biomed | [5 empty] | Doppler, Blood Flow | DOPPLERBLOODFLOW-Maquet Inc-0154-01-0001 | [22 empty] | Doppler, Blood Flow | DOPPLERBLOODFLOW | Doppler, Blood Flow | Maquet Inc
YES | YES |  |  |  | 005-06043 | 005-06043 | Maquet Inc | 1132.01B0 |  |  | Surgery |  |  |  |  | 005-06043 | 005-06043 | Southeast | Memorial Hermann Southeast Hospital | Surgery | Bed repair shop
NO | YES |  |  |  | 069-22620 | 069-22620 | Maquet Inc | 1132.11B2 |  |  | OR |  |  |  |  | 069-22620 | 069-22620 | TMC | Memorial Hermann-Texas Medical Center | OR | S2 OR Hallway | 9/1/18 |  | 3/1/19 |  |  | Table, Surgical, Electric | TABLESURGICALELECT-Maquet Inc-1132.11B2 | [12 empty] | TSE-A | [9 empty] | Table, Surgical, Electric | TABLESURGICALELECT | Table, Surgical, Electric | Maquet Inc
YES | YES | Serial Number Cnf |  |  | 069-23408 | 069-23408 | Maquet Inc | 1132.11B2 |  | CNF | OR |  |  |  |  | 069-23408 | 069-23408 | TMC | Memorial Hermann-Texas Medical Center | OR | S2 OR Hallway | 9/1/18 |  | 3/1/19 |  |  | Table, Surgical, Electric | TABLESURGICALELECT-Maquet Inc-1132.11B2 | [12 empty] | TSE-A | [9 empty] | Table, Surgical, Electric | TABLESURGICALELECT | Table, Surgical, Electric | Maquet Inc
YES | YES |  |  |  | 069-29826 | 069-29826 | Maquet Inc | 1133.02F0 |  |  | TMC-OR-Pedi OR (2R) |  |  |  |  | 069-29826 | 069-29826 | TMC | MHHS-TMC | TMC-OR-Pedi OR (2R) | OR hall way | [5 empty] | Table, Surgical, Electric | TABLESURGICALELECT-Maquet Inc-1133.02F0 | [12 empty] | TSE-A | [9 empty] | Table, Surgical, Electric | TABLESURGICALELECT | Table, Surgical, Electric | Maquet Inc
YES | YES |  |  |  | 005-33093 | 005-33093 | Maquet Inc |  |  | AR010062 | ER |  |  |  |  | 005-33093 | 005-33093 | Sugar Land | Memorial Hermann Sugar Land Hospital | ER | ER
YES | YES |  |  |  | 133-02877 | 133-02877 | Maquet Inc |  |  | AR010075 | KATY - MATERNAL |  |  |  |  | 133-02877 | 133-02877 | Katy | Plaza 1 suite 305 | KATY - MATERNAL | Exam A
NO | YES | Serial Number 568350908AR050201 |  |  | 568350908AR050201 | 568350908AR050201 | Maquet Inc |  |  | 568350908AR050201 | MEMORIAL CITY - Surgery room 10 |  |  |  |  | 568350908AR050201 | 568350908AR050201 | West | Memorial Hermann Memorial City Medical Center | MEMORIAL CITY - Surgery room 10 | Surgery room 10
YES | YES |  |  |  | 568331999AR060023 | 568331999AR060023 | Maquet Inc |  |  | 568331999AR060023 | MEMORIAL CITY - Surgery room 10 |  |  |  |  | 568331999AR060023 | 568331999AR060023 | West | Memorial Hermann Memorial City Medical Center | MEMORIAL CITY - Surgery room 10 | Surgery room 10
YES | YES |  |  |  | AR010064 | AR010064 | Maquet Inc |  |  | AR 010064 | MEMORIAL CITY - MHT - NICU |  |  |  |  | AR010064 | AR010064 | West | Memorial Hermann Memorial City Medical Center | MEMORIAL CITY - MHT - NICU | MEMORIAL CITY- MHT - NICU
YES | YES |  |  |  | 013-15579 | 013-15579 | Maquet Inc |  |  |  | SW - HVI - OR |  |  |  |  | 013-15579 | 013-15579 | Southwest | Memorial Hermann Heart | SW - HVI - OR | HVI OR Core | 9/1/19 |  | 9/1/20
NO | YES | Asset Tag 013-13364 |  |  | 013-13364 | 013-13364 | Maquet Inc | Alphastar Plus |  |  | SW-OR |  |  |  |  | 013-13364 | 013-13364 | Southwest | MHHS-Southwest | SW-OR | OR10 | 1/1/20 |  | 7/1/20 |  |  | Table, Surgical, Electric | TABLESURGICALELECT-Maquet Inc-Alphastar Plus | [12 empty] | TSE-A | [9 empty] | Table, Surgical, Electric | TABLESURGICALELECT | Table, Surgical, Electric | Maquet Inc
YES | YES |  |  |  | 005-05287 | 005-05287 | Maquet Inc | Alphastar Plus |  |  | SE - Storage 4th |  |  |  |  | 005-05287 | 005-05287 | Southeast | Memorial Hermann Southeast Hospital | SE - Storage 4th | Storage | 12/1/18 |  | 12/1/19
YES | YES | Serial Number AR 010447 |  |  | 129-03242 | 129-03242 | Maquet Inc | Blue 30 |  | AR 010447 | ED |  |  |  |  | 129-03242 | 129-03242 |  | MH sugar lane hospital | ED | Clean supply
YES | YES |  |  |  | 041-13350 | 041-13350 | Maquet Inc | Blue 30 |  | AR10071 | MEMORIAL CITY - PELVIC CENTER |  |  |  |  | 041-13350 | 041-13350 | West | Pelvic floor help center | MEMORIAL CITY - PELVIC CENTER | Room 1 |  |  |  | No p.m.
NO | YES |  |  |  | 041-13351 | 041-13351 | Maquet Inc | Blue 30 |  | AR010065 | MEMORIAL CITY - PELVIC CENTER |  |  |  |  | 041-13351 | 041-13351 | West | Pelvic floor help center | MEMORIAL CITY - PELVIC CENTER | Room 1 |  |  |  | No p.m.
YES | YES |  |  |  | 129-03369 | 129-03369 | Maquet Inc | Blue 30 S Lamp Jead |  | AR 10092 | ER |  |  |  |  | 129-03369 | 129-03369 | Sugar Land | Memorial Hermann Sugar Land Hospital | ER | Room 5
YES | YES |  |  |  | 129-03371 | 129-03371 | Maquet Inc | Blue 30 S Lamp Jead |  | AR 010097 | ED |  |  |  |  | 129-03371 | 129-03371 | Sugar Land | Memorial Hermann Sugar Land Hospital | ED | Room 7
YES | YES |  |  |  | 129-03389 | 129-03389 | Maquet Inc | Blue 30 S Lamp Jead |  | AR 10096 | ED |  |  |  |  | 129-03389 | 129-03389 | Sugar Land | Memorial Hermann Sugar Land Hospital | ED | Room 12
YES | YES |  |  |  | 142-09154 | 142-09154 | Maquet Inc | Blue 30 S Lamp Jead |  | AR 10108 | ED |  |  |  |  | 142-09154 | 142-09154 | Sugar Land | Memorial Hermann Sugar Land Hospital | ED | Room 4
YES | YES |  |  |  | 129-03373 | 129-03373 | Maquet Inc | Blue 30 S Lamp Jead |  | AR 10029 | ED |  |  |  |  | 129-03373 | 129-03373 | Sugar Land | Memorial Hermann Sugar Land Hospital | ED | Room 9
YES | YES |  |  |  | 129-03374 | 129-03374 | Maquet Inc | Blue 80 |  | AR 010102 | ED |  |  |  |  | 129-03374 | 129-03374 |  | MH sugar land | ED | Room 15
YES | YES |  |  |  | 005-05884 | 005-05884 | Maquet Inc | Blue30 |  | 56077460AR011479 | SE - CANCER CENTER |  |  |  |  | 005-05884 | 005-05884 | Southeast | Memorial Hermann Sports Medicine | SE - CANCER CENTER | #100 Plaza 2
YES | YES |  |  |  | 005-05885 | 005-05885 | Maquet Inc | Blue30 |  | AR010070 | SE - CANCER CENTER |  |  |  |  | 005-05885 | 005-05885 | Southeast | Memorial Hermann Cancer Center - Southeast (#100) | SE - CANCER CENTER | MHCC
YES | YES |  |  |  | 041-33725 | 041-33725 | Maquet Inc | Blue30 |  | AR002471 | MEMORIAL CITY - CATH LAB |  |  |  |  | 041-33725 | 041-33725 | West | Memorial Hermann Heart | MEMORIAL CITY - CATH LAB | Cath Lab Control Area
NO | YES |  |  |  | 099-12069 | 099-12069 | Maquet Inc | Cardio Save Hybrid |  | CA209023D2 | TMC-Central Monitoring-Hvi (3Hvi) |  |  |  |  | 099-12069 | 099-12069 | TMC | MHHS-TMC | TMC-Central Monitoring-Hvi (3Hvi) | Biomed | 8/1/19 |  | 8/1/20 |  |  | Pump, Intra-Aortic Balloon | PUMPINTRAAORTICBALLOON-MaquetInc-CardioSaveHybrid | [12 empty] | PIAB-SA | [9 empty] | Pump, Intra-Aortic Balloon | PUMPINTRAAORTICBALLOON | Pump, Intra-Aortic Balloon | Maquet Inc
YES | YES | Asset Tag Cnf |  |  | CNF | CNF | Maquet Inc | Cardiohelp emergency drive |  |  | MEMORIAL CITY - Surgery |  |  |  |  | CNF | CNF | West | Memorial Hermann Memorial City Medical Center | MEMORIAL CITY - Surgery | Surgery Equipment Storage E2 300
YES | YES |  |  |  | 099-14051 | 099-14051 | Maquet Inc | Dimmer control |  |  | SW-Labor and delivery |  |  |  |  | 099-14051 | 099-14051 | Southwest | Memorial Hermann Southwest Hospital | SW-Labor and delivery | LDR12
YES | YES |  |  |  | 151-04696 | 151-04696 | Maquet Inc | Doppler |  | Nsn | CY - CARDIAC CATH LAB |  |  |  |  | 151-04696 | 151-04696 | Northwest | Memorial Hermann Cypress Hospital | CY - CARDIAC CATH LAB | Cath lab |  | 2/1/20 |  | C pic
YES | YES |  |  |  | 129-03370 | 129-03370 | Maquet Inc | Hanaulux blue 30 |  | AR 010046 | SUGAR LAND - ER |  |  |  |  | 129-03370 | 129-03370 | Sugar Land | Memorial Hermann Sugar Land Hospital | SUGAR LAND - ER | Room 6 | [5 empty] | Lamp, Exam | LAMPEXAM-Heraeus-Hanaulux 30 | [23 empty] | LAMPEXAM | Lamp, Exam | Heraeus Medical
YES | YES |  |  |  | 129-31638 | 129-31638 | Maquet Inc | Hanaulux blue 30 |  | AR 010041 | SUGAR LAND - ER |  |  |  |  | 129-31638 | 129-31638 | Sugar Land | Memorial Hermann Sugar Land Hospital | SUGAR LAND - ER | Room 1 | [5 empty] | Lamp, Exam | LAMPEXAM-Heraeus-Hanaulux 30 | [23 empty] | LAMPEXAM | Lamp, Exam | Heraeus Medical
YES | YES |  |  |  | 129-31633 | 129-31633 | Maquet Inc | Hanaulux blue 30 |  | AR 01044 | SUGAR LAND - ER |  |  |  |  | 129-31633 | 129-31633 | Sugar Land | Memorial Hermann Sugar Land Hospital | SUGAR LAND - ER | Exam |  |  |  | On wheels in exam room bathroom |  | Lamp, Exam | LAMPEXAM-Heraeus-Hanaulux 30 | [23 empty] | LAMPEXAM | Lamp, Exam | Heraeus Medical
YES | YES |  |  |  | 129-03380 | 129-03380 | Maquet Inc | Hanaulux blue 30 |  | AR 010091 | SUGAR LAND - ER |  |  |  |  | 129-03380 | 129-03380 | Sugar Land | Memorial Hermann Sugar Land Hospital | SUGAR LAND - ER | Room 18 | [5 empty] | Lamp, Exam | LAMPEXAM-Heraeus-Hanaulux 30 | [23 empty] | LAMPEXAM | Lamp, Exam | Heraeus Medical
YES | YES | Serial Number AR 010447 |  |  | 129-31630 | 129-31630 | Maquet Inc | Hanaulux blue 30 |  | AR 010447 | SUGAR LAND - ER |  |  |  |  | 129-31630 | 129-31630 | Sugar Land | Memorial Hermann Sugar Land Hospital | SUGAR LAND - ER | [6 empty] | Lamp, Exam | LAMPEXAM-Heraeus-Hanaulux 30 | [23 empty] | LAMPEXAM | Lamp, Exam | Heraeus Medical
YES | YES |  |  |  | 129-31626 | 129-31626 | Maquet Inc | Hanaulux blue 30 |  | AR 0100088 | SUGAR LAND - ER |  |  |  |  | 129-31626 | 129-31626 | Sugar Land | Memorial Hermann Sugar Land Hospital | SUGAR LAND - ER | Room 17 | [5 empty] | Lamp, Exam | LAMPEXAM-Heraeus-Hanaulux 30 | [23 empty] | LAMPEXAM | Lamp, Exam | Heraeus Medical
YES | YES |  |  |  | 142-09190 | 142-09190 | Maquet Inc | Hanaulux blue 30 |  | AR 010448 | Sugar Land - ER |  |  |  |  | 142-09190 | 142-09190 | Sugar Land | Memorial Hermann Sugar Land Hospital | Sugar Land - ER | Room 15 | [5 empty] | Lamp, Exam | LAMPEXAM-Heraeus-Hanaulux 30 | [23 empty] | LAMPEXAM | Lamp, Exam | Heraeus Medical
NO | YES |  |  |  | 129-03376 | 129-03376 | Maquet Inc | Hanaulux blue 30 |  | AR 010093 | Sugar Land - ER |  |  |  |  | 129-03376 | 129-03376 | Sugar Land | Memorial Hermann Sugar Land Hospital | Sugar Land - ER | Room 16 | [5 empty] | Lamp, Exam | LAMPEXAM-Heraeus-Hanaulux 30 | [23 empty] | LAMPEXAM | Lamp, Exam | Heraeus Medical
YES | YES |  |  |  | 142-09192 | 142-09192 | Maquet Inc | Hanaulux blue 30 |  | AR 010090 | Sugar Land - ER |  |  |  |  | 142-09192 | 142-09192 | Sugar Land | Memorial Hermann Sugar Land Hospital | Sugar Land - ER | Room 3 | [5 empty] | Lamp, Exam | LAMPEXAM-Heraeus-Hanaulux 30 | [23 empty] | LAMPEXAM | Lamp, Exam | Heraeus Medical
YES | YES |  |  |  | 009-33273 | 009-33273 | Maquet Inc | Hannaulux blue30 |  | AR601986 | Katy OB Specials Observation |  |  |  |  | 009-33273 | 009-33273 | Katy | Memorial Hermann Katy Hospital | Katy OB Specials Observation | Clean Storage |  |  |  | No p.m.
YES | YES |  |  |  | 099-14939 | 099-14939 | Maquet Inc | IANP |  | 900LX152897-12 | Biomed Shop |  |  |  |  | 099-14939 | 099-14939 | TMC | Memorial Hermann-Texas Medical Center | Biomed Shop | Biomed Shop | 3/1/20
NO | YES | Asset Tag 133-09493 |  |  | 133-09493 | 133-09493 | Maquet Inc | Lucea 40 |  | AR013272 | Katy-Labor & Delivery OR |  |  |  |  | 133-09493 | 133-09493 | Katy | MHHS-Katy | Katy-Labor & Delivery OR | LDR 3 | [5 empty] | Lamp, Surgical, Ceiling | LAMPSURGCEILING-Maquet Inc-Lucea 40 | [22 empty] | Lamp, Surgical, Ceiling | LAMPSURGCEILING | Lamp, Surgical, Ceiling | Maquet Inc
YES | YES |  |  |  | 142-09288 | 142-09288 | Maquet Inc | Lucea 40 |  | AR010241 | Pediatric ER |  |  |  |  | 142-09288 | 142-09288 | Sugar Land | Memorial Hermann Sugar Land Hospital | Pediatric ER | Room 2 | [5 empty] | Lamp, Surgical, Ceiling | LAMPSURGCEILING-Maquet Inc-Lucea 40 | [22 empty] | Lamp, Surgical, Ceiling | LAMPSURGCEILING | Lamp, Surgical, Ceiling | Maquet Inc
YES | YES |  |  |  | 005-33108 | 005-33108 | Maquet Inc | Lucea 40 |  |  | ER |  |  |  |  | 005-33108 | 005-33108 | Sugar Land | Memorial Hermann Sugar Land Hospital | ER | ER | [5 empty] | Lamp, Surgical, Ceiling | LAMPSURGCEILING-Maquet Inc-Lucea 40 | [22 empty] | Lamp, Surgical, Ceiling | LAMPSURGCEILING | Lamp, Surgical, Ceiling | Maquet Inc
YES | YES |  |  |  | 099-08043 | 099-08043 | Maquet Inc | Lucea 40 |  |  | L D |  |  |  |  | 099-08043 | 099-08043 | Greater heights | Memorial Hermann greater heights | L D | Room 5 |  |  |  | Light |  | Lamp, Surgical, Ceiling | LAMPSURGCEILING-Maquet Inc-Lucea 40 | [22 empty] | Lamp, Surgical, Ceiling | LAMPSURGCEILING | Lamp, Surgical, Ceiling | Maquet Inc
YES | YES |  |  |  | 009-06961 | 009-06961 | Maquet Inc | Lucea 40 |  | AR042342 | GH-Labor |  |  |  |  | 009-06961 | 009-06961 | Central | Memorial Hermann Greater Heights Hospital | GH-Labor | Room 8 |  |  |  | No p.m.
YES | YES |  |  |  | 568350933AR020125 | 568350933AR020125 | Maquet Inc | Maquet SA |  | 568350933AR020125 | MEMORIAL CITY -MOR |  |  |  |  | 568350933AR020125 | 568350933AR020125 | West | Memorial Hermann Memorial City Medical Center | MEMORIAL CITY -MOR | MEMORIAL CITY - MOR
YES | YES |  |  |  | 099-13075 | 099-13075 | Maquet Inc | PowerLED |  |  | SW - LABOR |  |  |  |  | 099-13075 | 099-13075 | Southwest | Memorial Hermann Southwest Hospital | SW - LABOR | L |  |  |  | No p.m. |  | Lamp, Exam | LAMPEXAM-Maquet Inc-PowerLED | [22 empty] | Lamp, Exam | LAMPEXAM | Lamp, Exam | Maquet Inc
YES | YES |  |  |  | 099-13763 | 099-13763 | Maquet Inc | PowerLED |  |  | SW - LABOR |  |  |  |  | 099-13763 | 099-13763 | Southwest | Memorial Hermann Southwest Hospital | SW - LABOR | LDR 15 | [5 empty] | Lamp, Exam | LAMPEXAM-Maquet Inc-PowerLED | [22 empty] | Lamp, Exam | LAMPEXAM | Lamp, Exam | Maquet Inc
YES | YES |  |  |  | 099-14050 | 099-14050 | Maquet Inc | Powerled 300 SF K3 |  |  | SW-Labor and delivery |  |  |  |  | 099-14050 | 099-14050 | Southwest | Memorial Hermann Southwest Hospital | SW-Labor and delivery | LDR12
YES | YES |  |  |  | AR 020079 | AR 020079 | Maquet Inc | SA |  | AR 020079 | MEMORIAL CITY -MOR |  |  |  |  | AR 020079 | AR 020079 | West | Memorial Hermann Memorial City Medical Center | MEMORIAL CITY -MOR | MEMORIAL CITY - MOR
YES | YES |  |  |  | 077-06767 | 077-06767 | Maquet Inc | SERVO I |  |  | Respiratory |  |  |  |  | 077-06767 | 077-06767 | TMC | Memorial Hermann-Texas Medical Center | Respiratory | R526 |  |  |  | No p.m. required |  | Ventilator | VENTILATOR-Maquet Inc-SERVO I | [12 empty] | VENT-SA | [9 empty] | Ventilator | VENTILATOR | Ventilator | Maquet Inc
YES | YES |  |  |  | 077-06768 | 077-06768 | Maquet Inc | SERVO I |  |  | Respiratory |  |  |  |  | 077-06768 | 077-06768 | TMC | Memorial Hermann-Texas Medical Center | Respiratory | R526 |  |  |  | No pm |  | Ventilator | VENTILATOR-Maquet Inc-SERVO I | [12 empty] | VENT-SA | [9 empty] | Ventilator | VENTILATOR | Ventilator | Maquet Inc
YES | YES |  |  |  |  | 013-00104 | Maquet Inc | Tram-rac 4a |  |  | SW - OR | [5 empty] | 013-00104 | Southwest | Memorial Hermann Southwest Hospital | SW - OR | Room 17 |  |  |  | New Add
YES | YES |  |  |  | 013-37948 | 013-37948 | Maquet Inc | VasoView HemoPro VH-3010 |  | H15120138G | SW - HVI - OR |  |  |  |  | 013-37948 | 013-37948 | Southwest | Memorial Hermann Heart | SW - HVI - OR | CVOR2 | 3/1/17 |  |  | New Add - One Time Inspection Sticker
NO | YES |  |  |  | 074-00809 | 074-00809 | Maquet Inc | VasoView HemoPro VH-3010 |  | H08120124G | TMC-OR-CVOR (7Hvi) |  |  |  |  | 074-00809 | 074-00809 | TMC | MHHS-TMC | TMC-OR-CVOR (7Hvi) | OR 3 | 3/1/18 |  | 3/1/19
YES | YES |  |  |  | 009-07683 | 009-07683 | Maquet Inc | VAVD |  |  | GH - OR CV PERFUSION |  |  |  |  | 009-07683 | 009-07683 |  |  | GH - OR CV PERFUSION | Room 9 | [5 empty] | Regulator, Vacuum | REGULATORVACUUM-Maquet Inc-VAVD | [22 empty] | Regulator, Vacuum | REGULATORVACUUM | Regulator, Vacuum | Maquet Inc
YES | YES |  |  |  | 009-34123 | 009-34123 | Maquet Inc | Volista |  |  | OR |  |  |  |  | 009-34123 | 009-34123 | Central | Memorial Hermann Greater Heights Hospital | OR | RM 5
YES | YES |  |  |  | 009-34124 | 009-34124 | Maquet Inc | Volista |  |  | OR |  |  |  |  | 009-34124 | 009-34124 | Central | Memorial Hermann Greater Heights Hospital | OR | RM 5
YES | YES |  |  |  | 009-34117 | 009-34117 | Maquet Inc | X-Ten |  |  | OR |  |  |  |  | 009-34117 | 009-34117 | Central | Memorial Hermann Greater Heights Hospital | OR | RM 4 | [5 empty] | Lamp, Surgical, Ceiling | LAMPSURGCEILING-Maquet Inc-X-Ten | [22 empty] | Lamp, Surgical, Ceiling | LAMPSURGCEILING | Lamp, Surgical, Ceiling | Maquet Inc
YES | YES |  |  |  | 009-34118 | 009-34118 | Maquet Inc | X-Ten |  |  | OR |  |  |  |  | 009-34118 | 009-34118 | Central | Memorial Hermann Greater Heights Hospital | OR | RM 4 | [5 empty] | Lamp, Surgical, Ceiling | LAMPSURGCEILING-Maquet Inc-X-Ten | [22 empty] | Lamp, Surgical, Ceiling | LAMPSURGCEILING | Lamp, Surgical, Ceiling | Maquet Inc
YES | YES |  |  |  | 009-34119 | 009-34119 | Maquet Inc | X-Ten |  |  | OR |  |  |  |  | 009-34119 | 009-34119 | Central | Memorial Hermann Greater Heights Hospital | OR | RM 6 | [5 empty] | Lamp, Surgical, Ceiling | LAMPSURGCEILING-Maquet Inc-X-Ten | [22 empty] | Lamp, Surgical, Ceiling | LAMPSURGCEILING | Lamp, Surgical, Ceiling | Maquet Inc
YES | YES |  |  |  | 009-34120 | 009-34120 | Maquet Inc | X-Ten |  |  | OR |  |  |  |  | 009-34120 | 009-34120 | Central | Memorial Hermann Greater Heights Hospital | OR | RM 6 | [5 empty] | Lamp, Surgical, Ceiling | LAMPSURGCEILING-Maquet Inc-X-Ten | [22 empty] | Lamp, Surgical, Ceiling | LAMPSURGCEILING | Lamp, Surgical, Ceiling | Maquet Inc
YES | YES |  |  |  | 009-34121 | 009-34121 | Maquet Inc | X-Ten |  |  | OR |  |  |  |  | 009-34121 | 009-34121 | Central | Memorial Hermann Greater Heights Hospital | OR | RM 6 | [5 empty] | Lamp, Surgical, Ceiling | LAMPSURGCEILING-Maquet Inc-X-Ten | [22 empty] | Lamp, Surgical, Ceiling | LAMPSURGCEILING | Lamp, Surgical, Ceiling | Maquet Inc
YES | YES |  |  |  | 009-34128 | 009-34128 | Maquet Inc | X-Ten |  |  | OR |  |  |  |  | 009-34128 | 009-34128 | Central | Memorial Hermann Greater Heights Hospital | OR | RM 3 | [5 empty] | Lamp, Surgical, Ceiling | LAMPSURGCEILING-Maquet Inc-X-Ten | [22 empty] | Lamp, Surgical, Ceiling | LAMPSURGCEILING | Lamp, Surgical, Ceiling | Maquet Inc
YES | YES |  |  |  | 009-34129 | 009-34129 | Maquet Inc | X-Ten |  |  | OR |  |  |  |  | 009-34129 | 009-34129 | Central | Memorial Hermann Greater Heights Hospital | OR | RM 3 | [5 empty] | Lamp, Surgical, Ceiling | LAMPSURGCEILING-Maquet Inc-X-Ten | [22 empty] | Lamp, Surgical, Ceiling | LAMPSURGCEILING | Lamp, Surgical, Ceiling | Maquet Inc
YES | YES |  |  |  | 041-33735 | 041-33735 | Mar Cor Purif | WRO 300 |  |  | MEMORIAL CITY - Dialysis |  |  |  |  | 041-33735 | 041-33735 | West | Memorial Hermann Memorial City Medical Center | MEMORIAL CITY - Dialysis | MEMORIAL CITY - Dialysis
YES | YES |  |  |  | 041-33737 | 041-33737 | Mar Cor Purif | WRO 300 |  |  | MEMORIAL CITY - Dialysis |  |  |  |  | 041-33737 | 041-33737 | West | Memorial Hermann Memorial City Medical Center | MEMORIAL CITY - Dialysis | MEMORIAL CITY - Dialysis
YES | YES |  |  |  | 099-01695 | 099-01695 | Mar Cor Purif | WRO 300 H |  |  | Dialysis |  |  |  |  | 099-01695 | 099-01695 | Katy | Memorial Hermann Northeast Hospital | Dialysis | Room 3 |  |  |  | Has a non hospital owned sticker on it. |  | Water System, Dialysis Unit | WATERSYSDIALYSISUNT-Mar Cor Purif-WRO 300 H | [12 empty] | WSDU-SA | [9 empty] | Water System, Dialysis Unit | WATERSYSDIALYSISUNT | Water System, Dialysis Unit | Mar Cor Purif
YES | YES |  |  |  | 099-02869 | 099-02869 | Mar Cor Purif | WRO 300 H |  |  | Med Surg 2nd floor |  |  |  |  | 099-02869 | 099-02869 | Katy | Memorial Hermann Northeast Hospital | Med Surg 2nd floor | Room 2 | [5 empty] | Water System, Dialysis Unit | WATERSYSDIALYSISUNT-Mar Cor Purif-WRO 300 H | [12 empty] | WSDU-SA | [9 empty] | Water System, Dialysis Unit | WATERSYSDIALYSISUNT | Water System, Dialysis Unit | Mar Cor Purif
YES | YES |  |  |  | 099-02365 | 099-02365 | Mar Cor Purif | WRO 300 H |  |  | NE - HEMODIALYSIS |  |  |  |  | 099-02365 | 099-02365 | Katy | Memorial Hermann Northeast Hospital | NE - HEMODIALYSIS | HEMODIALYSIS storage | 2/1/20 |  |  |  |  | Water System, Dialysis Unit | WATERSYSDIALYSISUNT-Mar Cor Purif-WRO 300 H | [12 empty] | WSDU-SA | [9 empty] | Water System, Dialysis Unit | WATERSYSDIALYSISUNT | Water System, Dialysis Unit | Mar Cor Purif
YES | YES |  |  |  | 099-02363 | 099-02363 | Mar Cor Purif | WRO 300 H |  |  | NE - HEMODIALYSIS |  |  |  |  | 099-02363 | 099-02363 | Katy | Memorial Hermann Northeast Hospital | NE - HEMODIALYSIS | HEMODIALYSIS storage | [5 empty] | Water System, Dialysis Unit | WATERSYSDIALYSISUNT-Mar Cor Purif-WRO 300 H | [12 empty] | WSDU-SA | [9 empty] | Water System, Dialysis Unit | WATERSYSDIALYSISUNT | Water System, Dialysis Unit | Mar Cor Purif
YES | YES |  |  |  | 099-06829 | 099-06829 | Mar Cor Purif | WRO 300 H |  |  | MEMORIAL CITY - NUCLEAR MEDICINE |  |  |  |  | 099-06829 | 099-06829 | West | Memorial city - nuke med | MEMORIAL CITY - NUCLEAR MEDICINE | Dialisis
YES | YES |  |  |  | 099-06830 | 099-06830 | Mar Cor Purif | WRO 300 H |  |  | MEMORIAL CITY - NUCLEAR MEDICINE |  |  |  |  | 099-06830 | 099-06830 | West | Memorial city - nuke med | MEMORIAL CITY - NUCLEAR MEDICINE | Dialisis
NO | YES |  |  |  | 069-46403 | 069-46403 | Mar Cor Purification | 750-HS |  |  | (null) | MHHS-TMC |  |  |  | 069-46403 | 069-46403 | (null) | MHHS-TMC | (null) | (null) |  |  |  | (null) | WATER PURIFICATION SYSTEMS |  | .needs class |  |  |  |  | .needs class | Mar Cor Purif |  |  |  |  | 6/2/16 |  |  | Covered PM Repair - Biomedical | MHHS-TMC
NO | YES |  |  |  | 069-46407 | 069-46407 | Mar Cor Purification | 750-HS |  |  | (null) | MHHS-TMC |  |  |  | 069-46407 | 069-46407 | (null) | MHHS-TMC | (null) | (null) |  |  |  | (null) | WATER PURIFICATION SYSTEMS |  | .needs class |  |  |  |  | .needs class | Mar Cor Purif |  |  |  |  | 1/1/09 |  |  | Covered PM Repair - Biomedical | MHHS-TMC
NO | YES |  |  |  | 069-46410 | 069-46410 | Mar Cor Purification | 750-HS |  |  | TMC-Dialysis-Adult (9J) | MHHS-TMC |  |  |  | 069-46410 | 069-46410 | TMC | MHHS-TMC | TMC-Dialysis-Adult (9J) | Bay 7 | 12/1/19 |  |  |  | WATER PURIFICATION SYSTEMS |  | .needs class |  |  |  |  | .needs class | Mar Cor Purif | [7 empty] | Covered PM Repair - Biomedical | MHHS-TMC
NO | NO |  |  |  | 069-46400 |  | Mar Cor Purification | 750-HS |  |  | TMC - DIALYSIS - ADULT (9J) | MHHS-TMC |  |  |  | 069-46400 |  | TMC |  | TMC - DIALYSIS - ADULT (9J) | [5 empty] | WATER PURIFICATION SYSTEMS |  | .needs class |  |  |  |  | .needs class | Mar Cor Purif | [7 empty] | Covered PM Repair - Biomedical | MHHS-TMC
NO | NO |  |  |  | 069-46405 |  | Mar Cor Purification | 750-HS |  |  | TMC - DIALYSIS - ADULT (9J) | MHHS-TMC |  |  |  | 069-46405 |  | TMC |  | TMC - DIALYSIS - ADULT (9J) | [5 empty] | WATER PURIFICATION SYSTEMS |  | .needs class |  |  |  |  | .needs class | Mar Cor Purif | [7 empty] | Covered PM Repair - Biomedical | MHHS-TMC
NO | NO |  |  |  | 069-46406 |  | Mar Cor Purification | 750-HS |  |  | TMC - DIALYSIS - ADULT (9J) | MHHS-TMC |  |  |  | 069-46406 |  | TMC |  | TMC - DIALYSIS - ADULT (9J) | [5 empty] | WATER PURIFICATION SYSTEMS |  | .needs class |  |  |  |  | .needs class | Mar Cor Purif | [7 empty] | Covered PM Repair - Biomedical | MHHS-TMC
NO | NO |  |  |  | 069-46408 |  | Mar Cor Purification | 750-HS |  |  | TMC - DIALYSIS - ADULT (9J) | MHHS-TMC |  |  |  | 069-46408 |  | TMC |  | TMC - DIALYSIS - ADULT (9J) | [5 empty] | WATER PURIFICATION SYSTEMS |  | .needs class |  |  |  |  | .needs class | Mar Cor Purif | [7 empty] | Covered PM Repair - Biomedical | MHHS-TMC
NO | YES |  |  |  | 069-46401 | 069-46401 | Mar Cor Purification | 750V |  |  | TMC-Dialysis-Adult (9J) | MHHS-TMC |  |  |  | 069-46401 | 069-46401 | TMC | MHHS-TMC | TMC-Dialysis-Adult (9J) |  | 12/1/19 |  |  |  | WATER PURIFICATION SYSTEMS | Water Purification System | WATERPURIFICATIONSYS-Mar Cor Purif-750-V-S |  |  |  |  | WATERPURIFICATIONSYS-Mar Cor Purif-750-V-S | Mar Cor Purif | [6 empty] | WPS-A | Covered PM Repair - Biomedical | MHHS-TMC | [8 empty] | WATERPURIFICATIONSYS | Water Purification System | Mar Cor Purif
NO | YES |  |  |  | 069-46409 | 069-46409 | Mar Cor Purification | 750V |  |  | TMC-Dialysis-Adult (9J) | MHHS-TMC |  |  |  | 069-46409 | 069-46409 | TMC | MHHS-TMC | TMC-Dialysis-Adult (9J) | Bay 7 | 12/1/19 |  |  |  | WATER PURIFICATION SYSTEMS | Water Purification System | WATERPURIFICATIONSYS-Mar Cor Purif-750-V-S |  |  |  |  | WATERPURIFICATIONSYS-Mar Cor Purif-750-V-S | Mar Cor Purif |  |  |  |  | 12/1/01 |  | WPS-A | Covered PM Repair - Biomedical | MHHS-TMC | [8 empty] | WATERPURIFICATIONSYS | Water Purification System | Mar Cor Purif
NO | NO |  |  |  | 069-46402 |  | Mar Cor Purification | 750V |  |  | TMC - DIALYSIS - ADULT (9J) | MHHS-TMC |  |  |  | 069-46402 |  | TMC |  | TMC - DIALYSIS - ADULT (9J) | [5 empty] | WATER PURIFICATION SYSTEMS |  | WATERPURIFICATIONSYS-Mar Cor Purif-750-V-S |  |  |  |  | WATERPURIFICATIONSYS-Mar Cor Purif-750-V-S | Mar Cor Purif | [7 empty] | Covered PM Repair - Biomedical | MHHS-TMC
NO | NO |  |  |  | 013-36301 |  | Mar Cor Purification | MILLENIUM RO |  |  | SW - DIALYSIS | MHHS-Southwest |  |  |  | 013-36301 |  | Southwest |  | SW - DIALYSIS | [5 empty] | WATER PURIFICATION SYSTEMS |  | .needs class | [5 empty] | Mar Cor Purif | [7 empty] | Covered PM Repair - Biomedical | MHHS-Southwest
NO | NO |  |  |  | 013-36302 |  | Mar Cor Purification | MILLENIUM RO |  |  | SW - DIALYSIS | MHHS-Southwest |  |  |  | 013-36302 |  | Southwest |  | SW - DIALYSIS | [5 empty] | WATER PURIFICATION SYSTEMS |  | .needs class | [5 empty] | Mar Cor Purif | [7 empty] | Covered PM Repair - Biomedical | MHHS-Southwest
NO | YES |  |  |  | 145-01302 | 145-01302 | Mar Cor Purification | WRO 300 |  |  | Pearland-Dialysis | MHHS-Pearland Hospital |  | Water System, Dialysis Unit |  | 145-01302 | 145-01302 | Pearland | MHHS-Pearland Hospital | Pearland-Dialysis | Clean linen | 12/1/19 | 12/1/20 |  |  | WATER PURIFICATION SYSTEMS | Water System, Dialysis Unit | WATERSYSDIALYSISUNT-Gambro Renal-WRO 300 | WATERSYSDIALYSISUNT | WRO 300 |  |  |  | GAMBRO | Water System, Dialysis Unit |  |  | WATERSYSDIALYSISUNT-Gambro Renal-WRO 300 |  |  | WSDU-SA | Covered PM Repair - Biomedical | MHHS-Pearland Hospital | [8 empty] | WATERSYSDIALYSISUNT | Water System, Dialysis Unit | GAMBRO
NO | YES |  |  |  | 145-01330 | 145-01330 | Mar Cor Purification | WRO 300 |  |  | Pearland-Dialysis | MHHS-Pearland Hospital |  | Water System, Dialysis Unit |  | 145-01330 | 145-01330 | Pearland | MHHS-Pearland Hospital | Pearland-Dialysis | Clean linen | 12/1/19 | 12/1/20 |  |  | WATER PURIFICATION SYSTEMS | Water System, Dialysis Unit | WATERSYSDIALYSISUNT-Gambro Renal-WRO 300 | WATERSYSDIALYSISUNT | WRO 300 |  |  |  | GAMBRO | Water System, Dialysis Unit |  |  | WATERSYSDIALYSISUNT-Gambro Renal-WRO 300 |  |  | WSDU-SA | Covered PM Repair - Biomedical | MHHS-Pearland Hospital | [8 empty] | WATERSYSDIALYSISUNT | Water System, Dialysis Unit | GAMBRO
NO | YES |  |  |  | 145-01346 | 145-01346 | Mar Cor Purification | WRO 300 |  |  | Pearland-Dialysis | MHHS-Pearland Hospital |  | Water System, Dialysis Unit |  | 145-01346 | 145-01346 | Pearland | MHHS-Pearland Hospital | Pearland-Dialysis | Coean supply | 9/1/19 | 9/1/20 |  |  | WATER PURIFICATION SYSTEMS | Water System, Dialysis Unit | WATERSYSDIALYSISUNT-Gambro Renal-WRO 300 | WATERSYSDIALYSISUNT | WRO 300 |  |  |  | GAMBRO | Water System, Dialysis Unit |  |  | WATERSYSDIALYSISUNT-Gambro Renal-WRO 300 |  |  | WSDU-SA | Covered PM Repair - Biomedical | MHHS-Pearland Hospital | [8 empty] | WATERSYSDIALYSISUNT | Water System, Dialysis Unit | GAMBRO
NO | YES |  |  |  | 005-11767 | 005-11767 | Mar Cor Purification | WRO 300 |  |  | SE-Dialysis | MHHS-Southeast |  | Water System, Dialysis Unit |  | 005-11767 | 005-11767 | Southeast | MHHS-Southeast | SE-Dialysis | Dialysis | 12/1/19 |  |  |  | WATER PURIFICATION SYSTEMS |  | WATERSYSDIALYSISUNT-Gambro Renal-WRO 300 | WATERSYSDIALYSISUNT | WRO 300 |  |  |  | GAMBRO | Water System, Dialysis Unit |  |  | WATERSYSDIALYSISUNT-Gambro Renal-WRO 300 |  |  |  | Covered PM Repair - Biomedical | MHHS-Southeast
NO | YES |  |  |  | 005-11769 | 005-11769 | Mar Cor Purification | WRO 300 |  |  | SE-Unit 2B (Oncology) | MHHS-Southeast |  | Water System, Dialysis Unit |  | 005-11769 | 005-11769 | Southeast | MHHS-Southeast | SE-Unit 2B (Oncology) | Dialysis | 9/1/19 |  | 9/1/20 |  | WATER PURIFICATION SYSTEMS |  | WATERSYSDIALYSISUNT-Gambro Renal-WRO 300 | WATERSYSDIALYSISUNT | WRO 300 |  |  |  | GAMBRO | Water System, Dialysis Unit |  |  | WATERSYSDIALYSISUNT-Gambro Renal-WRO 300 |  |  |  | Covered PM Repair - Biomedical | MHHS-Southeast
NO | YES |  |  |  | 005-11771 | 005-11771 | Mar Cor Purification | WRO 300 |  |  | SE-Dialysis | MHHS-Southeast |  | Water System, Dialysis Unit |  | 005-11771 | 005-11771 | Southeast | MHHS-Southeast | SE-Dialysis | Dialysis | 12/1/19 |  |  |  | WATER PURIFICATION SYSTEMS |  | WATERSYSDIALYSISUNT-Gambro Renal-WRO 300 | WATERSYSDIALYSISUNT | WRO 300 |  |  |  | GAMBRO | Water System, Dialysis Unit |  |  | WATERSYSDIALYSISUNT-Gambro Renal-WRO 300 | 4/3/17 |  |  | Covered PM Repair - Biomedical | MHHS-Southeast
NO | YES | Asset Tag 005-11773 |  |  | 005-11773 | 005-11773 | Mar Cor Purification | WRO 300 |  |  | SE-Unit 2B (Oncology) | MHHS-Southeast |  | Water System, Dialysis Unit |  | 005-11773 | 005-11773 | Southeast | MHHS-Southeast | SE-Unit 2B (Oncology) | Dialysis | 9/1/19 |  | 9/1/20 |  | WATER PURIFICATION SYSTEMS |  | WATERSYSDIALYSISUNT-Gambro Renal-WRO 300 | WATERSYSDIALYSISUNT | WRO 300 |  |  |  | GAMBRO | Water System, Dialysis Unit |  |  | WATERSYSDIALYSISUNT-Gambro Renal-WRO 300 | 4/25/17 |  |  | Covered PM Repair - Biomedical | MHHS-Southeast
NO | YES |  |  |  | 005-12183 | 005-12183 | Mar Cor Purification | WRO 300 |  |  | SE-Dialysis | MHHS-Southeast |  | Water System, Dialysis Unit |  | 005-12183 | 005-12183 | Southeast | MHHS-Southeast | SE-Dialysis |  | 12/1/19 |  |  |  | WATER PURIFICATION SYSTEMS |  | WATERSYSDIALYSISUNT-Gambro Renal-WRO 300 | WATERSYSDIALYSISUNT | WRO 300 |  |  |  | GAMBRO | Water System, Dialysis Unit |  |  | WATERSYSDIALYSISUNT-Gambro Renal-WRO 300 | 4/3/17 |  |  | Covered PM Repair - Biomedical | MHHS-Southeast
NO | YES |  |  |  | 005-12184 | 005-12184 | Mar Cor Purification | WRO 300 |  |  | SE-Dialysis | MHHS-Southeast |  | Water System, Dialysis Unit |  | 005-12184 | 005-12184 | Southeast | MHHS-Southeast | SE-Dialysis |  | 12/1/19 |  |  |  | WATER PURIFICATION SYSTEMS |  | WATERSYSDIALYSISUNT-Gambro Renal-WRO 300 | WATERSYSDIALYSISUNT | WRO 300 |  |  |  | GAMBRO | Water System, Dialysis Unit |  |  | WATERSYSDIALYSISUNT-Gambro Renal-WRO 300 | 4/3/17 |  |  | Covered PM Repair - Biomedical | MHHS-Southeast
NO | YES |  |  |  | 005-12186 | 005-12186 | Mar Cor Purification | WRO 300 |  |  | SE-Dialysis | MHHS-Southeast |  | Water System, Dialysis Unit |  | 005-12186 | 005-12186 | Southeast | MHHS-Southeast | SE-Dialysis | W3 209 | 12/1/19 |  |  |  | WATER PURIFICATION SYSTEMS |  | WATERSYSDIALYSISUNT-Gambro Renal-WRO 300 | WATERSYSDIALYSISUNT | WRO 300 |  |  |  | GAMBRO | Water System, Dialysis Unit |  |  | WATERSYSDIALYSISUNT-Gambro Renal-WRO 300 | 4/3/17 |  |  | Covered PM Repair - Biomedical | MHHS-Southeast
NO | YES |  |  |  | 005-33361 | 005-33361 | Mar Cor Purification | WRO 300 |  |  | SE-Dialysis | MHHS-Southeast |  | Water System, Dialysis Unit |  | 005-33361 | 005-33361 | Southeast | MHHS-Southeast | SE-Dialysis |  | 12/1/19 |  |  |  | WATER PURIFICATION SYSTEMS |  | WATERSYSDIALYSISUNT-Gambro Renal-WRO 300 | WATERSYSDIALYSISUNT | WRO 300 |  |  |  | GAMBRO | Water System, Dialysis Unit |  |  | WATERSYSDIALYSISUNT-Gambro Renal-WRO 300 | 4/3/17 |  |  | Covered PM Repair - Biomedical | MHHS-Southeast
NO | YES |  |  |  | 005-33703 | 005-33703 | Mar Cor Purification | WRO 300 |  |  | SE-Dialysis | MHHS-Southeast |  | Water System, Dialysis Unit |  | 005-33703 | 005-33703 | Southeast | MHHS-Southeast | SE-Dialysis | Dialysis | 12/1/19 |  |  |  | WATER PURIFICATION SYSTEMS |  | WATERSYSDIALYSISUNT-Gambro Renal-WRO 300 | WATERSYSDIALYSISUNT | WRO 300 |  |  |  | GAMBRO | Water System, Dialysis Unit |  |  | WATERSYSDIALYSISUNT-Gambro Renal-WRO 300 | 4/4/17 |  |  | Covered PM Repair - Biomedical | MHHS-Southeast
NO | NO | [5 empty] | Mar Cor Purification | WRO 300 |  |  | KATY - DIALYSIS | MHHS-Katy |  | Water System, Dialysis Unit |  |  |  | Katy |  | KATY - DIALYSIS | [5 empty] | WATER PURIFICATION SYSTEMS |  | WATERSYSDIALYSISUNT-Gambro Renal-WRO 300 | WATERSYSDIALYSISUNT | WRO 300 |  |  |  | GAMBRO | Water System, Dialysis Unit |  |  | WATERSYSDIALYSISUNT-Gambro Renal-WRO 300 |  |  |  | Covered PM Repair - Biomedical | MHHS-Katy
NO | NO |  |  |  | 145-01303 |  | Mar Cor Purification | WRO 300 |  |  | PEARLAND - DIALYSIS | MHHS-Pearland Hospital |  | Water System, Dialysis Unit |  | 145-01303 |  | Pearland |  | PEARLAND - DIALYSIS | [5 empty] | WATER PURIFICATION SYSTEMS |  | WATERSYSDIALYSISUNT-Gambro Renal-WRO 300 | WATERSYSDIALYSISUNT | WRO 300 |  |  |  | GAMBRO | Water System, Dialysis Unit |  |  | WATERSYSDIALYSISUNT-Gambro Renal-WRO 300 |  |  |  | Covered PM Repair - Biomedical | MHHS-Pearland Hospital
NO | NO |  |  |  | 145-01308 |  | Mar Cor Purification | WRO 300 |  |  | PEARLAND - DIALYSIS | MHHS-Pearland Hospital |  | Water System, Dialysis Unit |  | 145-01308 |  | Pearland |  | PEARLAND - DIALYSIS | [5 empty] | WATER PURIFICATION SYSTEMS |  | WATERSYSDIALYSISUNT-Gambro Renal-WRO 300 | WATERSYSDIALYSISUNT | WRO 300 |  |  |  | GAMBRO | Water System, Dialysis Unit |  |  | WATERSYSDIALYSISUNT-Gambro Renal-WRO 300 |  |  |  | Covered PM Repair - Biomedical | MHHS-Pearland Hospital
NO | YES |  |  |  | 142-07414 | 142-07414 | MAR-MED | BONE BAND SAW |  |  | NE-Laboratory | MHHS-Northeast |  |  |  | 142-07414 | 142-07414 | Katy | MHHS-Northeast | NE-Laboratory | Laboratory | 8/1/18 | 8/1/19 |  |  | SAWS, AUTOPSY |  | .needs class | [5 empty] | Mar-Med Inc |  |  |  |  | 12/1/20 |  |  | Not Covered Vendor Only - Biomedical | MHHS-Northeast
YES | YES |  |  |  | 005-08674 | 005-08674 | Marathon Power Technologies Co | Pdu 4000V04 4.5 |  |  | Outpatient radiology |  |  |  |  | 005-08674 | 005-08674 | Southeast | Memorial Hermann Southeast Hospital - Outpatient Services | Outpatient radiology | Room 3 |  |  |  | No pm sticker
NO | NO | [5 empty] | Marco Ophthalmic |  |  |  | MEMORIAL CITY - ER | MHHS-Mem City |  | Warmer, Patient |  |  |  | West & Memorial City |  | MEMORIAL CITY - ER | [5 empty] | TABLES, EXAMINATION/TREATMENT |  | WARMERPATIENT-Arizant-500 | WARMERPATIENT |  |  |  |  | Arizant | Warmer, Patient |  |  | WARMERPATIENT-Arizant-500 |  |  |  | Covered PM Repair - Biomedical | MHHS-Mem City
NO | YES |  |  |  | 069-22550 | 069-22550 | Marco Ophthalmic Inc | MARCO G2 |  | 01D0081 | TMC-OR-Robertson (2R) |  |  |  |  | 069-22550 | 069-22550 | TMC | MHHS-TMC | TMC-OR-Robertson (2R) | TMC - OR - ROBERTSON (2R) | 7/1/20 |  | 7/1/20
NO | YES |  |  |  | 005-33701 | 005-33701 | Marco Ophthalmic Inc | WRO |  | 136-5561 | Memorial Hermann- Dielesys |  |  |  |  | 005-33701 | 005-33701 |  | Memorial Hermann- Dielesys | Memorial Hermann- Dielesys | Diaelisys nurse station | 8/1/20 |  | 8/1/20
YES | YES | Serial Number Cnf |  |  |  | 129-01363 | Marconi |  |  | CNF | OPID- Sugarland- Mammo | [5 empty] | 129-01363 | West | OPID-Sugarland | OPID- Sugarland- Mammo
NO | YES | Asset Tag 013-00049 |  |  | 013-00049 | 013-00049 | Marquette Electronics, Inc. |  |  |  | SW Endoscopy |  |  |  |  | 013-00049 | 013-00049 | Southwest | Memorial Hermann Southwest Hospital | SW Endoscopy | SW Endoscopy
YES | YES |  |  |  | 009-06968 | 009-06968 | Marquette Electronics, Inc. | BR LCA 40 Mobile Stand |  | AR012066 | GH - LND |  |  |  |  | 009-06968 | 009-06968 | Central | Memorial Hermann Greater Heights Hospital | GH - LND | GH - LND 10
YES | YES |  |  |  | 142-01523 | 142-01523 | Marquette Electronics, Inc. | CLAB II PLUS 128 |  | RXJ09461387GA | NE - OR |  |  |  |  | 142-01523 | 142-01523 | Katy | Memorial Hermann Northeast Hospital | NE - OR | OR Hybrid Room supply room | 2/1/20
YES | YES |  |  |  | 013-04918 | 013-04918 | Marquette Electronics, Inc. | Dash 2000 |  |  | SW |  |  |  |  | 013-04918 | 013-04918 | Southwest | Memorial Hermann Southwest Hospital | SW | 6th Lift/Transfer Equipment Room
YES | YES |  |  |  | 129-00162 | 129-00162 | Marquette Electronics, Inc. | Eagle 4000 |  |  | SUGAR LAND |  |  |  |  | 129-00162 | 129-00162 | Sugar Land | Memorial Hermann Sugar Land Hospital | SUGAR LAND | In Biomed Shop | 4/1/12 | 4/1/13
YES | YES |  |  |  | 129-00212 | 129-00212 | Marquette Electronics, Inc. | Eagle 4000 |  |  | SUGAR LAND |  |  |  |  | 129-00212 | 129-00212 | Sugar Land | Memorial Hermann Sugar Land Hospital | SUGAR LAND | In Biomed Shop
YES | YES |  |  |  | 099-00226 | 099-00226 | Marquette Electronics, Inc. | Hanaulux blue 30 |  | 56077460AR010081 | KATY - MRI |  |  |  |  | 099-00226 | 099-00226 | Katy |  | KATY - MRI | MRI Storage |  |  |  | No pm sticker. Stand serial #ar 010129
YES | YES |  |  |  |  | 142-04833 | Marquette Electronics, Inc. | SAM |  | G1C94705G | NE - OR | [5 empty] | 142-04833 | NorthEast | Memorial Hermann Northeast Hospital | NE - OR | OR
YES | YES |  |  |  | 013-00097 | 013-00097 | Marquette Electronics, Inc. | Sam |  | L9C93124G | SW - OR |  |  |  |  | 013-00097 | 013-00097 | Southwest | Memorial Hermann Southwest Hospital | SW - OR | OR 21 | 1/1/20 |  | 1/1/21 | New add
YES | YES |  |  |  | 133-01390 | 133-01390 | Marquette Electronics, Inc. | Seer mc |  | A1HW4553F | KATY - CARDIOLOGY |  |  |  |  | 133-01390 | 133-01390 | Katy | Memorial Hermann Katy Hospital | KATY - CARDIOLOGY | Clean storage room
YES | YES |  |  |  | 133-01391 | 133-01391 | Marquette Electronics, Inc. | Seer mc |  | A1HW4551F | KATY - CARDIOLOGY |  |  |  |  | 133-01391 | 133-01391 | Katy | Memorial Hermann Katy Hospital | KATY - CARDIOLOGY | Clean storage room
YES | YES |  |  |  | 133-01389 | 133-01389 | Marquette Electronics, Inc. | Seer MC |  | A1HW4558F | KATY - CARDIOLOGY |  |  |  |  | 133-01389 | 133-01389 | Katy | Memorial Hermann Katy Hospital | KATY - CARDIOLOGY | Cardiology | 1/1/08
YES | YES |  |  |  | 133-01387 | 133-01387 | Marquette Electronics, Inc. | Seer MC ambulatory ECG recorder |  | A1HW4549F | KATY - CARDIOLOGY |  |  |  |  | 133-01387 | 133-01387 | Katy | Katy | KATY - CARDIOLOGY | ECG set up room | 2/1/20
YES | YES |  |  |  | 133-01388 | 133-01388 | Marquette Electronics, Inc. | Seer MC ambulatory ECG recorder |  | A1HW4545F | KATY - CARDIOLOGY |  |  |  |  | 133-01388 | 133-01388 | Katy | Katy | KATY - CARDIOLOGY | ECG Holter set up room
YES | YES |  |  |  | 069-04431 | 069-04431 | Marquette Electronics, Inc. | TRAM 451M |  | B9HB9151G | TMC - HVI - CIMU (4HVI) |  |  |  |  | 069-04431 | 069-04431 | TMC | Memorial Hermann Heart | TMC - HVI - CIMU (4HVI) | TMC - HVI - CIMU (4HVI) | 7/1/19 |  | 8/1/20
YES | YES |  |  |  | 069-34132 | 069-34132 | Marquette Electronics, Inc. | TRAM 451M |  | RT410309515GA | TMC - HVI - CIMU (4HVI) |  |  |  |  | 069-34132 | 069-34132 | TMC | Memorial Hermann Heart | TMC - HVI - CIMU (4HVI) | TMC - HVI - CIMU (4HVI) | 8/1/19 |  | 8/1/20
YES | YES | Serial Number Cnf |  |  | 013-00132 | 013-00132 | Marquette Electronics, Inc. | Tram-rac 4 |  | Cnf | SW - LABOR |  |  |  |  | 013-00132 | 013-00132 | Southwest | Memorial Hermann Southwest Hospital | SW - LABOR | OR1 |  |  | 3/1/20
YES | YES |  |  |  | 142-04808 | 142-04808 | Marquette Electronics, Inc. | Tram-rac 4A |  | K5ST4337GR | NE - OR |  |  |  |  | 142-04808 | 142-04808 | Katy | Memorial Hermann Northeast Hospital | NE - OR | PACU 15 | [5 empty] | Module, Control/Rack | MODULECONTROLRACK-GE-Tram-Rac 4A | [23 empty] | MODULECONTROLRACK | Module, Control/Rack | GE
YES | YES |  |  |  | 013-00107 | 013-00107 | Marquette Electronics, Inc. | Tram-rac 4a |  | L9514112G | SW - OR |  |  |  |  | 013-00107 | 013-00107 | Southwest | Memorial Hermann Southwest Hospital | SW - OR | OR 1
YES | YES |  |  |  | 013-00119 | 013-00119 | Marquette Electronics, Inc. | Tram-rac 4a |  |  | SW - OR |  |  |  |  | 013-00119 | 013-00119 | Southwest | Memorial Hermann Southwest Hospital | SW - OR | OR 2
YES | YES |  |  |  | RST05287328GA | RST05287328GA | Marquette Electronics, Inc. | Tram-rac 4a |  | RST05287328GA | SW-OR |  |  |  |  | RST05287328GA | RST05287328GA | Southwest | Memorial Hermann Southwest Hospital | SW-OR | OR5
YES | YES |  |  |  | 013-00128 | 013-00128 | Marquette Electronics, Inc. | Tram-rac 4a |  | L95T4114G | SW-OR |  |  |  |  | 013-00128 | 013-00128 | Southwest | Memorial Hermann Southwest Hospital | SW-OR | OR6
YES | YES |  |  |  | 013-00110 | 013-00110 | Marquette Electronics, Inc. | Tram-rac 4a |  |  | SW-OR |  |  |  |  | 013-00110 | 013-00110 | Southwest | Memorial Hermann Southwest Hospital | SW-OR | OR7
YES | YES |  |  |  | 013-00108 | 013-00108 | Marquette Electronics, Inc. | Tram-rac 4a |  | L9ST4132G | SW - OR |  |  |  |  | 013-00108 | 013-00108 | Southwest | Memorial Hermann Southwest Hospital | SW - OR | OR 27 | 3/1/20 |  |  | No pm sticker
YES | YES |  |  |  |  | 013-00127 | Marquette Electronics, Inc. | Tram-rac 4a |  | L9ST4141G | SW - OR | [5 empty] | 013-00127 | Southwest | Memorial Hermann Southwest Hospital | SW - OR | Or 26 |  |  |  | New add
YES | YES |  |  |  | 013-00124 | 013-00124 | Marquette Electronics, Inc. | Tram-rac 4A |  |  | SW - OR |  |  |  |  | 013-00124 | 013-00124 | Southwest | Memorial Hermann Southwest Hospital | SW - OR | OR15
YES | YES | Serial Number Cnf |  |  | 013-00126 | 013-00126 | Marquette Electronics, Inc. | Tram-rac 4a |  | CNF | SW - LABOR |  |  |  |  | 013-00126 | 013-00126 | Southwest | Memorial Hermann Southwest Hospital | SW - LABOR | OR 3
YES | YES |  |  |  | 069-11446 | 069-11446 | Marquette Electronics, Inc. | Tram-rac 4a |  | M0ST1774G | TMC - RADIOLOGY - JONES PAVILION |  |  |  |  | 069-11446 | 069-11446 | TMC | Memorial Hermann-Texas Medical Center | TMC - RADIOLOGY - JONES PAVILION | J2 400.18
YES | YES |  |  |  | 069-11435 | 069-11435 | Marquette Electronics, Inc. | Tram-rac 4A |  |  | TMC - OR - PEDI OR (2R) |  |  |  |  | 069-11435 | 069-11435 | TMC | Memorial Hermann-Texas Medical Center | TMC - OR - PEDI OR (2R) | PEDI OR (2R)
YES | YES |  |  |  | 069-02500 | 069-02500 | Marquette Electronics, Inc. | Tram-rac 4a |  | B9ST8875G | TMC - OR - PEDI OR (2R) |  |  |  |  | 069-02500 | 069-02500 | TMC | Memorial Hermann-Texas Medical Center | TMC - OR - PEDI OR (2R) |  |  |  |  | No pm label
YES | YES | [5 empty] | Marquette Electronics, Inc. | Tramrac 4a |  |  | PACU OR | [6 empty] | Southwest | Memorial Hermann Southwest Hospital | PACU OR | Rm 1
NO | YES |  |  |  | 017-00772 | 017-00772 | Marquette Medical Systems Monitoring Div | CAM 14 |  |  | MH MG-(SL)-Physicians At Sugar Creek | MHHS-MG |  | ECG Machine |  | 017-00772 | 017-00772 | Sugar Land | MHHS-MG | MH MG-(SL)-Physicians At Sugar Creek | Orange Nurses Station | 2/1/18 |  |  |  | MONITORING SYSTEMS, PHYSIOLOGIC, CARDIAC ELECTROPH | ECG Machine | ECGMACHINE-GE-CAM14 | ECGMACHINE | CAM14 |  |  |  | GE | ECG Machine |  |  | ECGMACHINE-GE-CAM14 | 11/1/20 |  |  | Not Covered Vendor Only - Biomedical | MHHS-MG | [8 empty] | ECGMACHINE | ECG Machine | GE
NO | YES |  |  |  | 017-00773 | 017-00773 | Marquette Medical Systems Monitoring Div | CAM 14 |  |  | MH MG-(SL)-Physicians At Sugar Creek | MHHS-MG |  | ECG Machine |  | 017-00773 | 017-00773 | Sugar Land | MHHS-MG | MH MG-(SL)-Physicians At Sugar Creek | Green Pod | 2/1/18 |  |  |  | MONITORING SYSTEMS, PHYSIOLOGIC, CARDIAC ELECTROPH | ECG Machine | ECGMACHINE-GE-CAM14 | ECGMACHINE | CAM14 |  |  |  | GE | ECG Machine |  |  | ECGMACHINE-GE-CAM14 | 11/1/20 |  |  | Not Covered Vendor Only - Biomedical | MHHS-MG | [8 empty] | ECGMACHINE | ECG Machine | GE
NO | NO |  |  |  | 017-00770 |  | Marquette Medical Systems Monitoring Div | CAM 14 |  |  | MH MG - (SL) - PHYSICIANS AT SUGAR CREEK | MHHS-MG |  | ECG Machine |  | 017-00770 |  | Sugar Land |  | MH MG - (SL) - PHYSICIANS AT SUGAR CREEK | [5 empty] | MONITORING SYSTEMS, PHYSIOLOGIC, CARDIAC ELECTROPH |  | ECGMACHINE-GE-CAM14 | ECGMACHINE | CAM14 |  |  |  | GE | ECG Machine |  |  | ECGMACHINE-GE-CAM14 |  |  |  | Not Covered Vendor Only - Biomedical | MHHS-MG
NO | NO |  |  |  | 017-00776 |  | Marquette Medical Systems Monitoring Div | CAM 14 |  |  | MH MG - (SL) - PHYSICIANS AT SUGAR CREEK | MHHS-MG |  | ECG Machine |  | 017-00776 |  | Sugar Land |  | MH MG - (SL) - PHYSICIANS AT SUGAR CREEK | [5 empty] | MONITORING SYSTEMS, PHYSIOLOGIC, CARDIAC ELECTROPH |  | ECGMACHINE-GE-CAM14 | ECGMACHINE | CAM14 |  |  |  | GE | ECG Machine |  |  | ECGMACHINE-GE-CAM14 |  |  |  | Not Covered Vendor Only - Biomedical | MHHS-MG
NO | YES |  |  |  | 009-09894 | 009-09894 | Marquette Medical Systems Monitoring Div | CAM 14 USB |  |  | Neighborhood Clinic-(GH)-Northwest Cc | MHHS-Neighborhood Clinics |  |  |  | 009-09894 | 009-09894 | Central | MHHS-Others | Neighborhood Clinic-(GH)-Northwest Cc | Hall | 4/1/18 |  |  |  | MONITORING SYSTEMS, PHYSIOLOGIC, CARDIAC ELECTROPH |  | .needs class | [5 empty] | MARQUETTE |  |  |  |  | 11/1/20 |  |  | Not Covered Vendor Only - Biomedical | MHHS-Neighborhood Clinics
NO | YES |  |  |  | 013-38300 | 013-38300 | Marquette Medical Systems Monitoring Div | CASE SERIES |  | 215331575SA | MH MG-(SW)-Southwest Cardiology (Mp2) | MHHS-MG |  |  |  | 013-38300 | 013-38300 | Southwest | MHHS-MG | MH MG-(SW)-Southwest Cardiology (Mp2) | Echo/Stress | 11/1/19 |  | 11/1/20 |  | MONITORING SYSTEMS, PHYSIOLOGIC, STRESS EXERCISE |  | .needs class | [5 empty] | MARQUETTE |  |  |  |  | 1/1/12 |  |  | Covered PM Repair - Biomedical | MHHS-MG
NO | NO |  |  |  | 041-18262 |  | Marquette Medical Systems Monitoring Div | CASE SERIES |  | SHS13111590SA | MH MG - (MC) - MC EXEC HEALTH (MHT) | MHHS-MG |  |  |  | 041-18262 |  | West & Memorial City |  | MH MG - (MC) - MC EXEC HEALTH (MHT) | [5 empty] | MONITORING SYSTEMS, PHYSIOLOGIC, STRESS EXERCISE |  | .needs class | [5 empty] | MARQUETTE | [7 empty] | Covered PM Repair - Biomedical | MHHS-MG
NO | YES |  |  |  | 069-41102 | 069-41102 | Marquette Medical Systems Monitoring Div | DASH 3000 |  | F2DJ5350G | Tmc | MHHS-TMC |  | Monitor, Cardiac, Fixed |  | 069-41102 | 069-41102 | TMC | Memorial Hermann-Texas Medical Center | Tmc | Biomed Shop | 7/1/19 |  | 8/1/20 |  | MONITORS, PHYSIOLOGIC, VITAL SIGNS | Monitor, Cardiac, Fixed | MONITORCARDIACFIXED-GE-Dash 3000 | MONITORCARDIACFIXED | Dash 3000 |  |  |  | GE | Monitor, Cardiac, Fixed |  |  | MONITORCARDIACFIXED-GE-Dash 3000 | 8/2/19 |  | MCH-A | Covered PM Repair - Biomedical | MHHS-TMC | [8 empty] | MONITORCARDIACFIXED | Monitor, Cardiac, Fixed | GE
NO | YES | [5 empty] | Marquette Medical Systems Monitoring Div | EAGLE 3000N |  | c9lp1544n | SW-Nursery | MHHS-Southwest | [5 empty] | Southwest | MHHS-Southwest | SW-Nursery | Nursery room | 9/1/19 |  | 9/1/20 |  | MONITORS, PHYSIOLOGIC, VITAL SIGNS |  | .needs class | [5 empty] | MARQUETTE | [7 empty] | Not Covered Vendor Only - Lab Ana/Anes | MHHS-Southwest
NO | NO | [5 empty] | Marquette Medical Systems Monitoring Div | MAC 1200 |  |  | MH MG - (SW) - SOUTHWEST CARDIOLOGY (MP2) | MHHS-MG |  | ECG Machine |  |  |  | Southwest |  | MH MG - (SW) - SOUTHWEST CARDIOLOGY (MP2) | [5 empty] | ELECTROCARDIOGRAPHS |  | ECGMACHINE-GE-MAC 1200 | ECGMACHINE | MAC 1200 |  |  |  | GE | ECG Machine |  |  | ECGMACHINE-GE-MAC 1200 |  |  |  | Covered PM Repair - Biomedical | MHHS-MG
NO | YES |  |  |  | 029-08708 | 029-08708 | Marquette Medical Systems Monitoring Div | MAC 5500 |  | SGM11182727PA | Woodlands-Noninvasive Cardiology | MHHS-Woodlands |  | ECG Machine |  | 029-08708 | 029-08708 | Woodlands | MHHS-Woodlands | Woodlands-Noninvasive Cardiology | Pre anesthesia | 10/1/18 |  |  |  | ELECTROCARDIOGRAPHS | ECG Machine | ECGMACHINE-GE-MAC 5500 | ECGMACHINE | MAC 5500 |  |  |  | GE | ECG Machine |  |  | ECGMACHINE-GE-MAC 5500 | 6/18/13 |  |  | Covered PM Repair - Biomedical | MHHS-Woodlands | [8 empty] | ECGMACHINE | ECG Machine | GE
NO | YES | [5 empty] | Marquette Medical Systems Monitoring Div | MAC 5500 |  | SGM11491085PA | Woodlands-Cardic Rehab | [6 empty] | Woodlands | MHHS-Woodlands | Woodlands-Cardic Rehab | MH woodlands 1st floor |  |  | 4/1/20 |  |  | ECG Machine | ECGMACHINE-GE-MAC 5500 | [23 empty] | ECGMACHINE | ECG Machine | GE
NO | YES |  |  |  | 041-17892 | 041-17892 | Marquette Medical Systems Monitoring Div | MACLABWS |  | SH513281872TA | MEMORIAL CITY - CATH LAB | MHHS-Mem City |  |  |  | 041-17892 | 041-17892 | West | Memorial City- Memorial Hermann East | MEMORIAL CITY - CATH LAB | Cath Lab PACU 21 |  |  |  |  | COMPUTERS |  | .needs class | [5 empty] | MARQUETTE | [7 empty] | Clinical Miscellaneous | MHHS-Mem City
NO | YES |  |  |  |  | 041-17895 | Marquette Medical Systems Monitoring Div | MACLABWS |  | SH513301919TA | MEMORIAL CITY - CATH LAB | MHHS-Mem City |  |  |  |  | 041-17895 | West | Heart | MEMORIAL CITY - CATH LAB | Cath Lab PACU 22 |  |  |  |  | COMPUTERS |  | .needs class | [5 empty] | MARQUETTE | [7 empty] | Covered PM Repair - Biomedical | MHHS-Mem City
NO | YES |  |  |  | 041-17898 | 041-17898 | Marquette Medical Systems Monitoring Div | MACLABWS |  | SH513301916TA | MEMORIAL CITY - CATH LAB HOLDING AREA | MHHS-Mem City |  |  |  | 041-17898 | 041-17898 | West | Cath lab | MEMORIAL CITY - CATH LAB HOLDING AREA | OBS |  |  |  |  | COMPUTERS |  | .needs class | [5 empty] | MARQUETTE | [7 empty] | Clinical Miscellaneous | MHHS-Mem City
NO | YES |  |  |  | 041-17901 | 041-17901 | Marquette Medical Systems Monitoring Div | MACLABWS |  | SH513301917TA | MEMORIAL CITY - CATH LAB HOLDING AREA | MHHS-Mem City |  |  |  | 041-17901 | 041-17901 | West | Cath lab | MEMORIAL CITY - CATH LAB HOLDING AREA | OBS |  |  |  | No pm sticker found | COMPUTERS |  | .needs class | [5 empty] | MARQUETTE | [7 empty] | Clinical Miscellaneous | MHHS-Mem City
NO | YES |  |  |  | 041-17904 | 041-17904 | Marquette Medical Systems Monitoring Div | MACLABWS |  | SH5133301925TA | MEMORIAL CITY - CATH LAB HOLDING AREA | MHHS-Mem City |  |  |  | 041-17904 | 041-17904 | West | Cath lab | MEMORIAL CITY - CATH LAB HOLDING AREA | OBS |  |  |  |  | COMPUTERS |  | .needs class | [5 empty] | MARQUETTE | [7 empty] | Clinical Miscellaneous | MHHS-Mem City
NO | YES |  |  |  | 041-17918 | 041-17918 | Marquette Medical Systems Monitoring Div | MACLABWS |  | SH913243429TA | MEMORIAL CITY - CATH LAB | MHHS-Mem City |  |  |  | 041-17918 | 041-17918 | West | Heart | MEMORIAL CITY - CATH LAB | E9 215.2 Control Room |  |  |  |  | COMPUTERS |  | .needs class | [5 empty] | MARQUETTE | [7 empty] | Clinical Miscellaneous | MHHS-Mem City
NO | YES |  |  |  | 041-17957 | 041-17957 | Marquette Medical Systems Monitoring Div | MACLABWS |  | SH913243424TA | MEMORIAL CITY - CENTRAL SUPPLY | MHHS-Mem City |  |  |  | 041-17957 | 041-17957 | West | Memorial city hear and vascular - memorial city | MEMORIAL CITY - CENTRAL SUPPLY | Cath lab control |  |  |  | No pm sticker found | COMPUTERS |  | .needs class | [5 empty] | MARQUETTE | [7 empty] | Not Covered Vendor Only - Biomedical | MHHS-Mem City
NO | YES |  |  |  | 041-17962 | 041-17962 | Marquette Medical Systems Monitoring Div | MACLABWS |  | SH513301920TA | MEMORIAL CITY - CATH LAB | MHHS-Mem City |  |  |  | 041-17962 | 041-17962 | West | Memorial herman heart and vascular - memorial city | MEMORIAL CITY - CATH LAB | Cath lab 4 |  |  |  | No pm found | COMPUTERS |  | .needs class | [5 empty] | MARQUETTE | [7 empty] | Covered PM Repair - Biomedical | MHHS-Mem City
NO | YES |  |  |  | 041-18007 | 041-18007 | Marquette Medical Systems Monitoring Div | MACLABWS |  | SH513281868TA | MEMORIAL CITY - CATH LAB HOLDING AREA | MHHS-Mem City |  |  |  | 041-18007 | 041-18007 | West | Cath lab | MEMORIAL CITY - CATH LAB HOLDING AREA | Obs |  |  |  |  | COMPUTERS |  | .needs class | [5 empty] | MARQUETTE | [7 empty] | Covered PM Repair - Biomedical | MHHS-Mem City
NO | YES |  |  |  | 041-18010 | 041-18010 | Marquette Medical Systems Monitoring Div | MACLABWS |  | SH513281860TA | MEMORIAL CITY - CATH LAB | MHHS-Mem City |  |  |  | 041-18010 | 041-18010 | West | Memorial City - Memorial Hermann Hospital East Tower | MEMORIAL CITY - CATH LAB | Cath lab PACU 16 |  |  |  |  | COMPUTERS |  | .needs class | [5 empty] | MARQUETTE | [7 empty] | Covered PM Repair - Biomedical | MHHS-Mem City
NO | YES |  |  |  | 041-18013 | 041-18013 | Marquette Medical Systems Monitoring Div | MACLABWS |  | SH513281862TA | MEMORIAL CITY - CATH LAB HOLDING AREA | MHHS-Mem City |  |  |  | 041-18013 | 041-18013 | West | Cath lab | MEMORIAL CITY - CATH LAB HOLDING AREA | Pacu |  |  |  |  | COMPUTERS |  | .needs class | [5 empty] | MARQUETTE | [7 empty] | Covered PM Repair - Biomedical | MHHS-Mem City
NO | YES |  |  |  | 041-18016 | 041-18016 | Marquette Medical Systems Monitoring Div | MACLABWS |  | SH513281874TA | MEMORIAL CITY - CATH LAB | MHHS-Mem City |  |  |  | 041-18016 | 041-18016 | West | Heart | MEMORIAL CITY - CATH LAB | Cath Lab OBS 18 |  |  |  |  | COMPUTERS |  | .needs class | [5 empty] | MARQUETTE | [7 empty] | Covered PM Repair - Biomedical | MHHS-Mem City
NO | YES |  |  |  |  | 041-18019 | Marquette Medical Systems Monitoring Div | MACLABWS |  | SH513281875TA | MEMORIAL CITY - CATH LAB | MHHS-Mem City |  |  |  |  | 041-18019 | West | Heart | MEMORIAL CITY - CATH LAB | Cath Lab PACU 19 |  |  |  |  | COMPUTERS |  | .needs class | [5 empty] | MARQUETTE | [7 empty] | Not Covered Vendor Only - Biomedical | MHHS-Mem City
NO | YES |  |  |  | 041-18022 | 041-18022 | Marquette Medical Systems Monitoring Div | MACLABWS |  | SH513281863TA | MEMORIAL CITY - CATH LAB | MHHS-Mem City |  |  |  | 041-18022 | 041-18022 | West | Memorial City - Memorial Hermann Hospital East Tower | MEMORIAL CITY - CATH LAB | Cath lab PACU 20 |  |  |  |  | COMPUTERS |  | .needs class | [5 empty] | MARQUETTE | [7 empty] | Not Covered Vendor Only - Biomedical | MHHS-Mem City
NO | YES |  |  |  | 041-18025 | 041-18025 | Marquette Medical Systems Monitoring Div | MACLABWS |  | SH513282870TA | MEMORIAL CITY - CATH LAB | MHHS-Mem City |  |  |  | 041-18025 | 041-18025 | West | Heart Vascular Institute Memorial Hermann | MEMORIAL CITY - CATH LAB | Cath Lab Pre Pro 2 |  |  |  |  | COMPUTERS |  | .needs class | [5 empty] | MARQUETTE | [7 empty] | Not Covered Vendor Only - Biomedical | MHHS-Mem City
NO | YES |  |  |  | 041-18028 | 041-18028 | Marquette Medical Systems Monitoring Div | MACLABWS |  | SH513281866TA | MEMORIAL CITY - CATH LAB HOLDING AREA | MHHS-Mem City |  |  |  | 041-18028 | 041-18028 | West | Cath lab | MEMORIAL CITY - CATH LAB HOLDING AREA | Pre op |  |  |  |  | COMPUTERS |  | .needs class | [5 empty] | MARQUETTE | [7 empty] | Covered PM Repair - Radiology, High End | MHHS-Mem City
NO | YES |  |  |  | 041-18031 | 041-18031 | Marquette Medical Systems Monitoring Div | MACLABWS |  | SH513281851ta | MEMORIAL CITY - CATH LAB HOLDING AREA | MHHS-Mem City |  |  |  | 041-18031 | 041-18031 | West | Cath lab | MEMORIAL CITY - CATH LAB HOLDING AREA | Pre op |  |  |  |  | COMPUTERS |  | .needs class | [5 empty] | MARQUETTE | [7 empty] | Covered PM Repair - Biomedical | MHHS-Mem City
NO | YES |  |  |  | 041-18034 | 041-18034 | Marquette Medical Systems Monitoring Div | MACLABWS |  | SH513281865TA | MEMORIAL CITY - CATH LAB HOLDING AREA | MHHS-Mem City |  |  |  | 041-18034 | 041-18034 | West | Cath lab | MEMORIAL CITY - CATH LAB HOLDING AREA | Pre op |  |  |  |  | COMPUTERS |  | .needs class | [5 empty] | MARQUETTE | [7 empty] | Covered PM Repair - Biomedical | MHHS-Mem City
NO | YES |  |  |  | 041-18037 | 041-18037 | Marquette Medical Systems Monitoring Div | MACLABWS |  | SA513281840TA | MEMORIAL CITY - CATH LAB HOLDING AREA | MHHS-Mem City |  |  |  | 041-18037 | 041-18037 | West | Cath lab | MEMORIAL CITY - CATH LAB HOLDING AREA | Pre op |  |  |  |  | COMPUTERS |  | .needs class | [5 empty] | MARQUETTE | [7 empty] | Covered PM Repair - Biomedical | MHHS-Mem City
NO | YES |  |  |  |  | 041-18040 | Marquette Medical Systems Monitoring Div | MACLABWS |  | SH513281873TA | MEMORIAL CITY - CATH LAB | MHHS-Mem City |  |  |  |  | 041-18040 | West | Memorial City - Memorial Hermann Hospital East | MEMORIAL CITY - CATH LAB | Cath Lab Pre Pro 7 |  |  |  |  | COMPUTERS |  | .needs class | [5 empty] | MARQUETTE | [7 empty] | Covered PM Repair - Biomedical | MHHS-Mem City
NO | YES |  |  |  | 041-18043 | 041-18043 | Marquette Medical Systems Monitoring Div | MACLABWS |  | SH513281861TA | MEMORIAL CITY - CENTRAL SUPPLY | MHHS-Mem City |  |  |  | 041-18043 | 041-18043 | West | Memorial city hear and vascular - memorial city | MEMORIAL CITY - CENTRAL SUPPLY | Memorial city recovery |  |  |  |  | COMPUTERS |  | .needs class | [5 empty] | MARQUETTE | [7 empty] | Covered PM Repair - Biomedical | MHHS-Mem City
NO | YES | Asset Tag 1164498 |  |  |  | 041-08529 | Marquette Medical Systems Monitoring Div | MACLABWS |  | SH5132811867TA | (null) | MHHS-Mem City |  |  |  |  | 041-08529 | (null) | (null) | (null) | (null) | (null) | (null) | (null) | (null) | COMPUTERS |  | .needs class | [5 empty] | MARQUETTE | [7 empty] | Covered PM Repair - Biomedical | MHHS-Mem City
NO | YES |  |  |  |  | 041-18049 | Marquette Medical Systems Monitoring Div | MACLABWS |  | SH513281859TA | MEMORIAL CITY - CATH LAB | MHHS-Mem City |  |  |  |  | 041-18049 | West | Memorial City - Memorial Hermann Hospital East | MEMORIAL CITY - CATH LAB | Cath Lab Pre Pro 10 |  |  |  |  | COMPUTERS |  | .needs class | [5 empty] | MARQUETTE | [7 empty] | Covered PM Repair - Biomedical | MHHS-Mem City
NO | YES |  |  |  | 041-18052 | 041-18052 | Marquette Medical Systems Monitoring Div | MACLABWS |  | SH513281858TA | MEMORIAL CITY - CATH LAB HOLDING AREA | MHHS-Mem City |  |  |  | 041-18052 | 041-18052 | West | Cath lab | MEMORIAL CITY - CATH LAB HOLDING AREA | Pacu |  |  |  |  | COMPUTERS |  | .needs class | [5 empty] | MARQUETTE | [7 empty] | Covered PM Repair - Biomedical | MHHS-Mem City
NO | YES |  |  |  | 041-18055 | 041-18055 | Marquette Medical Systems Monitoring Div | MACLABWS |  | SH513301918TA | MEMORIAL CITY - CATH LAB HOLDING AREA | MHHS-Mem City |  |  |  | 041-18055 | 041-18055 | West | Cath lab | MEMORIAL CITY - CATH LAB HOLDING AREA | Pacu |  |  |  |  | COMPUTERS |  | .needs class | [5 empty] | MARQUETTE | [7 empty] | Covered PM Repair - Biomedical | MHHS-Mem City
NO | YES |  |  |  | 1163599 | 041-18058 | Marquette Medical Systems Monitoring Div | MACLABWS |  | SH513281847TA | MEMORIAL CITY - CATH LAB | MHHS-Mem City |  |  |  | 1163599 | 041-18058 | West | Memorial Hermann Hospital East | MEMORIAL CITY - CATH LAB | Cath Lab OBS 13 |  |  |  |  | COMPUTERS |  | .needs class | [5 empty] | MARQUETTE | [7 empty] | Covered PM Repair - Biomedical | MHHS-Mem City
NO | YES |  |  |  | 041-18061 | 041-18061 | Marquette Medical Systems Monitoring Div | MACLABWS |  | SH513281869TA | MEMORIAL CITY - CATH LAB HOLDING AREA | MHHS-Mem City |  |  |  | 041-18061 | 041-18061 | West | Cath lab | MEMORIAL CITY - CATH LAB HOLDING AREA | Obs |  |  |  |  | COMPUTERS |  | .needs class | [5 empty] | MARQUETTE | [7 empty] | Covered PM Repair - Biomedical | MHHS-Mem City
NO | YES |  |  |  | 041-18613 | 041-18613 | Marquette Medical Systems Monitoring Div | MACLABWS |  | SH513361980TA | MEMORIAL CITY - CENTRAL SUPPLY | MHHS-Mem City |  |  |  | 041-18613 | 041-18613 | West | Memorial city hear and vascular - memorial city | MEMORIAL CITY - CENTRAL SUPPLY | Cath lab control |  |  |  | No pm sticker found | COMPUTERS |  | .needs class | [5 empty] | MARQUETTE | [7 empty] | Covered PM Repair - Biomedical | MHHS-Mem City
NO | YES |  |  |  | 041-32835 | 041-32835 | Marquette Medical Systems Monitoring Div | MACLABWS |  | SH513341962TA | MEMORIAL CITY - CATH LAB HOLDING AREA | MHHS-Mem City |  |  |  | 041-32835 | 041-32835 | West | Cath lab | MEMORIAL CITY - CATH LAB HOLDING AREA | OBS |  |  |  |  | COMPUTERS |  | .needs class | [5 empty] | MARQUETTE | [7 empty] | Covered PM Repair - Biomedical | MHHS-Mem City
NO | YES |  |  |  | 005-10115 | 005-10115 | Marquette Medical Systems Monitoring Div | MACLABWS |  | SH513392114TA | SE-Noninvasive Cardiology | MHHS-Southeast |  |  |  | 005-10115 | 005-10115 | Southeast | MHHS-Southeast | SE-Noninvasive Cardiology | Recovery bay 1 |  |  |  |  | COMPUTERS |  | .needs class | [5 empty] | MARQUETTE |  |  |  |  | 12/20/17 |  |  | Covered PM Repair - Biomedical | MHHS-Southeast
NO | YES |  |  |  | 005-10117 | 005-10117 | Marquette Medical Systems Monitoring Div | MACLABWS |  | SH513392115TA | SE-Noninvasive Cardiology | MHHS-Southeast |  |  |  | 005-10117 | 005-10117 | Southeast | MHHS-Southeast | SE-Noninvasive Cardiology | Recovery bay 2 |  |  |  |  | COMPUTERS |  | .needs class | [5 empty] | MARQUETTE |  |  |  |  | 4/17/14 |  |  | Covered PM Repair - Biomedical | MHHS-Southeast
NO | YES |  |  |  | 005-10119 | 005-10119 | Marquette Medical Systems Monitoring Div | MACLABWS |  | SH513392120TA | SE - RADIOLOGY | MHHS-Southeast |  |  |  | 005-10119 | 005-10119 | Southeast & Bay Area | Memorial Hermann- SE - RADIOLOGY | SE - RADIOLOGY |  | 4/1/14 |  |  | No PM Sticker | COMPUTERS |  | .needs class | [5 empty] | MARQUETTE |  |  |  |  | 4/17/14 |  |  | Clinical Miscellaneous | MHHS-Southeast
NO | YES |  |  |  | 005-10120 | 005-10120 | Marquette Medical Systems Monitoring Div | MACLABWS |  | SH513392122TA | SE-Cath Lab-Recovery | MHHS-Southeast |  |  |  | 005-10120 | 005-10120 | Southeast | MHHS-Southeast | SE-Cath Lab-Recovery | Bay 8 | 4/1/14 |  |  | No pm found | COMPUTERS |  | .needs class | [5 empty] | MARQUETTE |  |  |  |  | 4/17/14 |  |  | Covered PM Repair - Biomedical | MHHS-Southeast
NO | YES | Asset Tag 005-10121 |  |  | 005-10121 | 005-10121 | Marquette Medical Systems Monitoring Div | MACLABWS |  | SH513331960TA | SE-Noninvasive Cardiology | MHHS-Southeast |  |  |  | 005-10121 | 005-10121 | Southeast | MHHS-Southeast | SE-Noninvasive Cardiology | Recovery bay 4 |  |  |  |  | COMPUTERS |  | .needs class | [5 empty] | MARQUETTE |  |  |  |  | 6/1/19 |  |  | Covered PM Repair - Biomedical | MHHS-Southeast
NO | YES |  |  |  | 005-10122 | 005-10122 | Marquette Medical Systems Monitoring Div | MACLABWS |  | SH513392113TA | SE-Cath Lab | MHHS-Southeast |  |  |  | 005-10122 | 005-10122 | Southeast | MHHS-Southeast | SE-Cath Lab | Recovery 6 |  |  |  |  | COMPUTERS |  | .needs class | [5 empty] | MARQUETTE | [7 empty] | Covered PM Repair - Biomedical | MHHS-Southeast
NO | YES |  |  |  | 005-10124 | 005-10124 | Marquette Medical Systems Monitoring Div | MACLABWS |  | SH513392121TA | SE-Noninvasive Cardiology | MHHS-Southeast |  |  |  | 005-10124 | 005-10124 | Southeast | MHHS-Southeast | SE-Noninvasive Cardiology | Recovery bay 3 |  |  |  |  | COMPUTERS |  | .needs class | [5 empty] | MARQUETTE | [7 empty] | Covered PM Repair - Biomedical | MHHS-Southeast
NO | YES |  |  |  | 005-10128 | 005-10128 | Marquette Medical Systems Monitoring Div | MACLABWS |  | SH51339211STA | SE-Cath Lab-Recovery | MHHS-Southeast |  |  |  | 005-10128 | 005-10128 | Southeast | MHHS-Southeast | SE-Cath Lab-Recovery | RECOVERY |  |  |  |  | COMPUTERS |  | .needs class | [5 empty] | MARQUETTE | [7 empty] | Covered PM Repair - Biomedical | MHHS-Southeast
NO | YES |  |  |  | 005-10134 | 005-10134 | Marquette Medical Systems Monitoring Div | MACLABWS |  | SH513331959TA | SE-Cath Lab | MHHS-Southeast |  |  |  | 005-10134 | 005-10134 | Southeast | MHHS-Southeast | SE-Cath Lab | Isolation room 11 |  |  |  | No pm | COMPUTERS |  | .needs class | [5 empty] | MARQUETTE | [7 empty] | Covered PM Repair - Biomedical | MHHS-Southeast
NO | YES |  |  |  | 074-04760 | 074-04760 | Marquette Medical Systems Monitoring Div | MACLABWS |  | SH513362028TA | TMC-Cath Lab-Adult (2Hvi) | MHHS-TMC |  |  |  | 074-04760 | 074-04760 | TMC | MHHS-TMC | TMC-Cath Lab-Adult (2Hvi) | TMC - CATH LAB - ADULT (2HVI) |  |  |  |  | COMPUTERS |  | .needs class | [5 empty] | MARQUETTE | [7 empty] | Covered PM Repair - Biomedical | MHHS-TMC
NO | YES |  |  |  | 029-09292 | 029-09292 | Marquette Medical Systems Monitoring Div | MACLABWS |  | SJS15405858TA | Woodlands-Cath Lab | MHHS-Woodlands |  |  |  | 029-09292 | 029-09292 | Woodlands | MHHS-Woodlands | Woodlands-Cath Lab | Control room 3 | 1/1/16 |  |  |  | COMPUTERS |  | .needs class | [5 empty] | MARQUETTE |  |  |  |  | 1/21/20 |  |  | Not Covered Vendor Only - Biomedical | MHHS-Woodlands
NO | NO |  |  |  | 041-17923 |  | Marquette Medical Systems Monitoring Div | MACLABWS |  | SAH513301922TA | MEMORIAL CITY - CATH LAB | MHHS-Mem City |  |  |  | 041-17923 |  | West & Memorial City |  | MEMORIAL CITY - CATH LAB | [5 empty] | COMPUTERS |  | .needs class | [5 empty] | MARQUETTE | [7 empty] | Clinical Miscellaneous | MHHS-Mem City
NO | NO |  |  |  | 041-17931 |  | Marquette Medical Systems Monitoring Div | MACLABWS |  | SG410190284GA | MEMORIAL CITY - CATH LAB | MHHS-Mem City |  |  |  | 041-17931 |  | West & Memorial City |  | MEMORIAL CITY - CATH LAB | [5 empty] | COMPUTERS |  | .needs class | [5 empty] | MARQUETTE | [7 empty] | Clinical Miscellaneous | MHHS-Mem City
NO | NO |  |  |  | 041-17940 |  | Marquette Medical Systems Monitoring Div | MACLABWS |  | SH913243437TA | MEMORIAL CITY - CATH LAB | MHHS-Mem City |  |  |  | 041-17940 |  | West & Memorial City |  | MEMORIAL CITY - CATH LAB | [5 empty] | COMPUTERS |  | .needs class | [5 empty] | MARQUETTE | [7 empty] | Covered PM Repair - Biomedical | MHHS-Mem City
NO | NO |  |  |  | 041-17950 |  | Marquette Medical Systems Monitoring Div | MACLABWS |  | SH913243425TA | MEMORIAL CITY - CATH LAB | MHHS-Mem City |  |  |  | 041-17950 |  | West & Memorial City |  | MEMORIAL CITY - CATH LAB | [5 empty] | COMPUTERS |  | .needs class | [5 empty] | MARQUETTE | [7 empty] | Covered PM Repair - Biomedical | MHHS-Mem City
NO | NO |  |  |  | 074-02882 |  | Marquette Medical Systems Monitoring Div | MACLABWS |  | SH513362033TA | TMC - CATH LAB - ADULT (2HVI) | MHHS-TMC |  |  |  | 074-02882 |  | TMC |  | TMC - CATH LAB - ADULT (2HVI) | [5 empty] | COMPUTERS |  | .needs class | [5 empty] | MARQUETTE | [7 empty] | Covered PM Repair - Biomedical | MHHS-TMC
NO | NO |  |  |  | 074-02884 |  | Marquette Medical Systems Monitoring Div | MACLABWS |  | SH51336205TA | TMC - CATH LAB - ADULT (2HVI) | MHHS-TMC |  |  |  | 074-02884 |  | TMC |  | TMC - CATH LAB - ADULT (2HVI) | [5 empty] | COMPUTERS |  | .needs class | [5 empty] | MARQUETTE | [7 empty] | Covered PM Repair - Radiology, Low End | MHHS-TMC
NO | NO | [5 empty] | Marquette Medical Systems Monitoring Div | MACLABWS |  | SH913142914TA | TMC - OR - CVOR (7HVI) | MHHS-TMC | [5 empty] | TMC |  | TMC - OR - CVOR (7HVI) | [5 empty] | COMPUTERS |  | .needs class | [5 empty] | MARQUETTE | [7 empty] | Covered PM Repair - Biomedical | MHHS-TMC
NO | NO | [5 empty] | Marquette Medical Systems Monitoring Div | MACLABWS |  | SH512171252GA | TMC - OR - CVOR (7HVI) | MHHS-TMC | [5 empty] | TMC |  | TMC - OR - CVOR (7HVI) | [5 empty] | COMPUTERS |  | .needs class | [5 empty] | MARQUETTE | [7 empty] | Covered PM Repair - Radiology, Low End | MHHS-TMC
NO | NO |  |  |  | 029-08737 |  | Marquette Medical Systems Monitoring Div | MACLABWS |  | SH51251170TA | WOODLANDS - CATH LAB | MHHS-Woodlands |  |  |  | 029-08737 |  | Woodlands |  | WOODLANDS - CATH LAB | [5 empty] | COMPUTERS |  | .needs class | [5 empty] | MARQUETTE | [7 empty] | Covered PM Repair - Biomedical | MHHS-Woodlands
NO | NO |  |  |  | 029-08739 |  | Marquette Medical Systems Monitoring Div | MACLABWS |  | SH512511755TA | WOODLANDS - CATH LAB | MHHS-Woodlands |  |  |  | 029-08739 |  | Woodlands |  | WOODLANDS - CATH LAB | [5 empty] | COMPUTERS |  | .needs class | [5 empty] | MARQUETTE | [7 empty] | Not Covered Vendor Only - Lab Ana/Anes | MHHS-Woodlands
NO | NO |  |  |  | 029-08741 |  | Marquette Medical Systems Monitoring Div | MACLABWS |  | SH512511752TA | WOODLANDS - CATH LAB | MHHS-Woodlands |  |  |  | 029-08741 |  | Woodlands |  | WOODLANDS - CATH LAB | [5 empty] | COMPUTERS |  | .needs class | [5 empty] | MARQUETTE | [7 empty] | Not Covered Vendor Only - Biomedical | MHHS-Woodlands
NO | NO |  |  |  | 029-08743 |  | Marquette Medical Systems Monitoring Div | MACLABWS |  | SH512511758TA | WOODLANDS - CATH LAB | MHHS-Woodlands |  |  |  | 029-08743 |  | Woodlands |  | WOODLANDS - CATH LAB | [5 empty] | COMPUTERS |  | .needs class | [5 empty] | MARQUETTE | [7 empty] | Covered PM Repair - Biomedical | MHHS-Woodlands
NO | NO |  |  |  | 029-08793 |  | Marquette Medical Systems Monitoring Div | MACLABWS |  | SH512511750TA | WOODLANDS - CATH LAB | MHHS-Woodlands |  |  |  | 029-08793 |  | Woodlands |  | WOODLANDS - CATH LAB | [5 empty] | COMPUTERS |  | .needs class | [5 empty] | MARQUETTE | [7 empty] | Covered PM Repair - Biomedical | MHHS-Woodlands
NO | NO |  |  |  | 029-08795 |  | Marquette Medical Systems Monitoring Div | MACLABWS |  | SH512491647TA | WOODLANDS - CATH LAB | MHHS-Woodlands |  |  |  | 029-08795 |  | Woodlands |  | WOODLANDS - CATH LAB | [5 empty] | COMPUTERS |  | .needs class | [5 empty] | MARQUETTE | [7 empty] | Not Covered Vendor Only - Biomedical | MHHS-Woodlands
NO | NO |  |  |  | 029-08797 |  | Marquette Medical Systems Monitoring Div | MACLABWS |  | SH512511754TA | WOODLANDS - CATH LAB | MHHS-Woodlands |  |  |  | 029-08797 |  | Woodlands |  | WOODLANDS - CATH LAB | [5 empty] | COMPUTERS |  | .needs class | [5 empty] | MARQUETTE | [7 empty] | Not Covered Vendor Only - Biomedical | MHHS-Woodlands
NO | NO | [5 empty] | Marquette Medical Systems Monitoring Div | MACLABWS |  | AA505212122GA | WOODLANDS - CATH LAB | MHHS-Woodlands | [5 empty] | Woodlands |  | WOODLANDS - CATH LAB | [5 empty] | COMPUTERS |  | .needs class | [5 empty] | MARQUETTE | [7 empty] | Covered PM Repair - Biomedical | MHHS-Woodlands
NO | NO |  |  |  | 005-07782 |  | Marquette Medical Systems Monitoring Div | MARS PC |  | SAT10261298GA | SE - NONINVASIVE CARDIOLOGY | MHHS-Southeast |  |  |  | 005-07782 |  | Southeast & Bay Area |  | SE - NONINVASIVE CARDIOLOGY | [5 empty] | RECORDERS, TAPE, DATA, ELECTROCARDIOGRAPHY |  | .needs class | [5 empty] | MARQUETTE | [7 empty] | Covered PM Repair - Biomedical | MHHS-Southeast
NO | NO |  |  |  | 029-06555 |  | Marquette Medical Systems Monitoring Div | MARS PC |  | SAT10241288GA | WOODLANDS - NONINVASIVE CARDIOLOGY | MHHS-Woodlands |  |  |  | 029-06555 |  | Woodlands |  | WOODLANDS - NONINVASIVE CARDIOLOGY | [5 empty] | RECORDERS, TAPE, DATA, ELECTROCARDIOGRAPHY |  | .needs class | [5 empty] | MARQUETTE | [7 empty] | Covered PM Repair - Biomedical | MHHS-Woodlands
NO | YES |  |  |  | 041-17972 | 041-17972 | Marquette Medical Systems Monitoring Div | PRN-50M |  | RPV13332752GA | MEMORIAL CITY - CATH LAB | MHHS-Mem City |  | Printer |  | 041-17972 | 041-17972 | West | Memorial Hermann Heart | MEMORIAL CITY - CATH LAB | Nurses station |  |  |  | No pm sticker | PRINTERS |  | PRINTER-GE-PRN-50M | PRINTER | PRN-50M |  |  |  | GE | Printer |  |  | PRINTER-GE-PRN-50M |  |  |  | Covered PM Repair - Biomedical | MHHS-Mem City
NO | YES |  |  |  | 041-17977 | 041-17977 | Marquette Medical Systems Monitoring Div | PRN-50M |  | RPV13332750GA | MEMORIAL CITY - CATH LAB | MHHS-Mem City |  | Printer |  | 041-17977 | 041-17977 | West | Memorial Hermann Heart | MEMORIAL CITY - CATH LAB | Nurses Station |  |  |  |  | PRINTERS |  | PRINTER-GE-PRN-50M | PRINTER | PRN-50M |  |  |  | GE | Printer |  |  | PRINTER-GE-PRN-50M |  |  |  | Covered PM Repair - Biomedical | MHHS-Mem City
NO | YES |  |  |  |  | 074-00162 | Marquette Medical Systems Monitoring Div | PRN-50M |  | RPV07483904GR | TMC-Cath Lab-Holding (2Hvi) | MHHS-TMC |  | Printer |  |  | 074-00162 | TMC | MHHS-TMC | TMC-Cath Lab-Holding (2Hvi) | HOLDING (2HVI) |  |  |  |  | PRINTERS | Printer | PRINTER-GE-PRN-50M | PRINTER | PRN-50M |  |  |  | GE | Printer |  |  | PRINTER-GE-PRN-50M | 8/1/20 |  |  | Not Covered Vendor Only - Biomedical | MHHS-TMC | [8 empty] | PRINTER | Printer | GE
NO | YES |  |  |  | 077-08394 | 077-08394 | Marquette Medical Systems Monitoring Div | PRN-50M |  |  | TMC-Children's-NICU (7Hp) | MHHS-TMC |  | Printer |  | 077-08394 | 077-08394 | TMC | MHHS-TMC | TMC-Children's-NICU (7Hp) |  | 1/16/15 |  |  |  | PRINTERS |  | PRINTER-GE-PRN-50M | PRINTER | PRN-50M |  |  |  | GE | Printer |  |  | PRINTER-GE-PRN-50M | 6/1/16 | Verified 3/30/2020 4:07pm (Central) |  | Covered PM Repair - Biomedical | MHHS-TMC
NO | YES | [5 empty] | Marquette Medical Systems Monitoring Div | PRN-50M |  | RPV10534700GA | TMC-Children's-NICU (7Hp) | MHHS-TMC |  | Printer |  |  |  | TMC | MHHS-TMC | TMC-Children's-NICU (7Hp) |  | 3/3/15 |  |  |  | PRINTERS |  | PRINTER-GE-PRN-50M | PRINTER | PRN-50M |  |  |  | GE | Printer |  |  | PRINTER-GE-PRN-50M | 9/1/20 | Verified 3/30/2020 4:07pm (Central) |  | Not Covered Vendor Only - Biomedical | MHHS-TMC
NO | YES | [5 empty] | Marquette Medical Systems Monitoring Div | PRN-50M |  | RPV07504177GA | TMC-Children's-NICU (7Hp) | MHHS-TMC |  | Printer |  |  |  | TMC | MHHS-TMC | TMC-Children's-NICU (7Hp) |  | 1/3/15 |  |  |  | PRINTERS |  | PRINTER-GE-PRN-50M | PRINTER | PRN-50M |  |  |  | GE | Printer |  |  | PRINTER-GE-PRN-50M | 9/1/20 | Verified 3/30/2020 4:07pm (Central) |  | Not Covered Vendor Only - Biomedical | MHHS-TMC
NO | YES |  |  |  |  | 069-34852 | Marquette Medical Systems Monitoring Div | PRN-50M |  | RPV11044885GA | TMC-Cullen-IMU (3C) | MHHS-TMC |  | Printer |  |  | 069-34852 | TMC | MHHS-TMC | TMC-Cullen-IMU (3C) | Nurses Station | 8/1/15 |  |  |  | PRINTERS | Printer | PRINTER-GE-PRN-50M | PRINTER | PRN-50M |  |  |  | GE | Printer |  |  | PRINTER-GE-PRN-50M | 6/29/16 |  |  | Covered PM Repair - Respiratory/Steriliz | MHHS-TMC | [8 empty] | PRINTER | Printer | GE
NO | YES |  |  |  |  | 069-34854 | Marquette Medical Systems Monitoring Div | PRN-50M |  | RPV11044871GA | TMC-Cullen-Oncology/Hematology (4C) | MHHS-TMC |  | Printer |  |  | 069-34854 | TMC | MHHS-TMC | TMC-Cullen-Oncology/Hematology (4C) | Nurses Station |  |  |  |  | PRINTERS | Printer | PRINTER-GE-PRN-50M | PRINTER | PRN-50M |  |  |  | GE | Printer |  |  | PRINTER-GE-PRN-50M | 6/29/16 |  |  | Covered PM Repair - Respiratory/Steriliz | MHHS-TMC | [8 empty] | PRINTER | Printer | GE
NO | YES |  |  |  |  | 074-00210 | Marquette Medical Systems Monitoring Div | PRN-50M |  | RPV05515393GR | TMC-Central Monitoring-Robertson (1R) | MHHS-TMC |  | Printer |  |  | 074-00210 | TMC | MHHS-TMC | TMC-Central Monitoring-Robertson (1R) | Cmu war room | 8/1/15 |  |  |  | PRINTERS | Printer | PRINTER-GE-PRN-50M | PRINTER | PRN-50M |  |  |  | GE | Printer |  |  | PRINTER-GE-PRN-50M | 10/1/20 |  |  | Not Covered Vendor Only - Biomedical | MHHS-TMC | [8 empty] | PRINTER | Printer | GE
NO | YES |  |  |  |  | 074-00090 | Marquette Medical Systems Monitoring Div | PRN-50M |  | RPV07483925GR | TMC-Central Monitoring-Robertson (1R) | MHHS-TMC |  | Printer |  |  | 074-00090 | TMC | MHHS-TMC | TMC-Central Monitoring-Robertson (1R) | Cmu war room | 8/1/15 |  |  |  | PRINTERS | Printer | PRINTER-GE-PRN-50M | PRINTER | PRN-50M |  |  |  | GE | Printer |  |  | PRINTER-GE-PRN-50M | 10/1/20 |  |  | Not Covered Vendor Only - Biomedical | MHHS-TMC | [8 empty] | PRINTER | Printer | GE
NO | YES |  |  |  | 069-38016 | 069-38016 | Marquette Medical Systems Monitoring Div | PRN-50M |  | RPV14246050GA | Tmc | MHHS-TMC |  | Printer |  | 069-38016 | 069-38016 | TMC | Memorial Hermann-Texas Medical Center | Tmc | Biomed Shop | 8/1/15 |  |  | No PM Sticker | PRINTERS | Printer | PRINTER-GE-PRN-50M | PRINTER | PRN-50M |  |  |  | GE | Printer |  |  | PRINTER-GE-PRN-50M | 10/1/20 |  |  | Not Covered Vendor Only - Biomedical | MHHS-TMC | [8 empty] | PRINTER | Printer | GE
NO | YES |  |  |  | 069-40359 | 069-40359 | Marquette Medical Systems Monitoring Div | PRN-50M |  |  | TMC-Jones-Tx Trauma (6J) | MHHS-TMC |  | Printer |  | 069-40359 | 069-40359 | TMC | MHHS-TMC | TMC-Jones-Tx Trauma (6J) | Nurses Station |  |  |  |  | PRINTERS | Printer | PRINTER-GE-PRN-50M | PRINTER | PRN-50M |  |  |  | GE | Printer |  |  | PRINTER-GE-PRN-50M | 3/23/17 |  |  | Covered PM Repair - Biomedical | MHHS-TMC | [8 empty] | PRINTER | Printer | GE
NO | YES |  |  |  | 069-39516 | 069-39516 | Marquette Medical Systems Monitoring Div | PRN-50M |  | RPV13504037GA | TMC-Jones-Neuro IMU (3J) | MHHS-TMC |  | Printer |  | 069-39516 | 069-39516 | TMC | MHHS-TMC | TMC-Jones-Neuro IMU (3J) | Nurses Station | 5/1/15 |  |  |  | PRINTERS | Printer | PRINTER-GE-PRN-50M | PRINTER | PRN-50M |  |  |  | GE | Printer |  |  | PRINTER-GE-PRN-50M | 3/23/17 |  |  | Covered PM Repair - Biomedical | MHHS-TMC | [8 empty] | PRINTER | Printer | GE
NO | YES |  |  |  | 069-38686 | 069-38686 | Marquette Medical Systems Monitoring Div | PRN-50M |  | J3PV7252G | TMC | MHHS-TMC |  | Printer |  | 069-38686 | 069-38686 | TMC | Memorial Hermann-Texas Medical Center | TMC | Biomed Shop |  |  |  | No PM Sticker | PRINTERS | Printer | PRINTER-GE-PRN-50M | PRINTER | PRN-50M |  |  |  | GE | Printer |  |  | PRINTER-GE-PRN-50M | 3/23/17 |  |  | Covered PM Repair - Biomedical | MHHS-TMC | [8 empty] | PRINTER | Printer | GE
NO | YES |  |  |  | 069-35719 |  | Marquette Medical Systems Monitoring Div | PRN-50M |  | RPV11186335GA | Memorial Hermann- Texas Medical Center Radiology | MHHS-TMC |  | Printer |  | 069-35719 |  | TMC | TMC | Memorial Hermann- Texas Medical Center Radiology | Angio 1 | 8/1/15 |  | 4/1/20 | PM Not Required | PRINTERS |  | PRINTER-GE-PRN-50M | PRINTER | PRN-50M |  |  |  | GE | Printer |  |  | PRINTER-GE-PRN-50M | 3/23/17 |  |  | Covered PM Repair - Biomedical | MHHS-TMC
NO | YES |  |  |  | 069-37842 | 069-37842 | Marquette Medical Systems Monitoring Div | PRN-50M |  | RPV11044886GA | TMC-Radiology-Jones Pavilion | MHHS-TMC |  | Printer |  | 069-37842 | 069-37842 | TMC | MHHS-TMC | TMC-Radiology-Jones Pavilion | J2.313 |  |  |  |  | PRINTERS |  | PRINTER-GE-PRN-50M | PRINTER | PRN-50M |  |  |  | GE | Printer |  |  | PRINTER-GE-PRN-50M | 3/23/17 |  |  | Covered PM Repair - Biomedical | MHHS-TMC
NO | YES |  |  |  | 029-03391 | 029-03391 | Marquette Medical Systems Monitoring Div | PRN-50M |  | RPV04391020GA | Woodlands-PACU | MHHS-Woodlands |  | Printer |  | 029-03391 | 029-03391 | Woodlands | MHHS-Woodlands | Woodlands-PACU | PACU |  |  |  |  | PRINTERS | Printer | PRINTER-GE-PRN-50M | PRINTER | PRN-50M |  |  |  | GE | Printer |  |  | PRINTER-GE-PRN-50M | 3/23/17 |  |  | Covered PM Repair - Biomedical | MHHS-Woodlands | [8 empty] | PRINTER | Printer | GE
YES | YES |  |  |  | 074-00105 | 074-00105 | Marquette Medical Systems Monitoring Div | PRN-50M |  | RPV06086423GR | TMC - CENTRAL MONITORING - ROBERTSON (1R) |  |  |  |  | 074-00105 | 074-00105 | TMC | Memorial Hermann-Texas Medical Center | TMC - CENTRAL MONITORING - ROBERTSON (1R) | Cmu war room
YES | YES |  |  |  | 069-34856 | 069-34856 | Marquette Medical Systems Monitoring Div | PRN-50M |  | RPV11044884GA | Cullen 5w |  |  |  |  | 069-34856 | 069-34856 |  | Memorial Hermann-tmc | Cullen 5w | Nurse station |  |  |  | PM Not Required
YES | YES |  |  |  | 069-17178 | 069-17178 | Marquette Medical Systems Monitoring Div | PRN-50M |  | 84pv8698g | Tmc cullen 5w signature |  |  |  |  | 069-17178 | 069-17178 |  | Tmc | Tmc cullen 5w signature | Nurse station |  |  |  | PM Not Required
NO | NO | [5 empty] | Marquette Medical Systems Monitoring Div | PRN-50M |  |  | NE - OR | MHHS-Northeast |  | Printer |  |  |  | Katy |  | NE - OR | [5 empty] | PRINTERS |  | PRINTER-GE-PRN-50M | PRINTER | PRN-50M |  |  |  | GE | Printer |  |  | PRINTER-GE-PRN-50M |  |  |  | Covered PM Repair - Biomedical | MHHS-Northeast
NO | NO | [5 empty] | Marquette Medical Systems Monitoring Div | PRN-50M |  | AOPV4318G | SUGAR LAND - NURSERY | MHHS-Sugarland |  | Printer |  |  |  | Sugar Land |  | SUGAR LAND - NURSERY | [5 empty] | PRINTERS |  | PRINTER-GE-PRN-50M | PRINTER | PRN-50M |  |  |  | GE | Printer |  |  | PRINTER-GE-PRN-50M |  |  |  | Covered PM Repair - Biomedical | MHHS-Sugarland
NO | NO | [5 empty] | Marquette Medical Systems Monitoring Div | PRN-50M |  | RPV06106586GR | TMC - CATH LAB - HOLDING (2HVI) | MHHS-TMC |  | Printer |  |  |  | TMC |  | TMC - CATH LAB - HOLDING (2HVI) | [5 empty] | PRINTERS |  | PRINTER-GE-PRN-50M | PRINTER | PRN-50M |  |  |  | GE | Printer |  |  | PRINTER-GE-PRN-50M |  |  |  | Not Covered Vendor Only - Biomedical | MHHS-TMC
NO | NO | [5 empty] | Marquette Medical Systems Monitoring Div | PRN-50M |  | RPV06156842GR | TMC - CATH LAB - HOLDING (2HVI) | MHHS-TMC |  | Printer |  |  |  | TMC |  | TMC - CATH LAB - HOLDING (2HVI) | [5 empty] | PRINTERS |  | PRINTER-GE-PRN-50M | PRINTER | PRN-50M |  |  |  | GE | Printer |  |  | PRINTER-GE-PRN-50M |  |  |  | Not Covered Vendor Only - Biomedical | MHHS-TMC
NO | NO | [5 empty] | Marquette Medical Systems Monitoring Div | PRN-50M |  | RPV06156842GR | TMC - CATH LAB - HOLDING (2HVI) | MHHS-TMC |  | Printer |  |  |  | TMC |  | TMC - CATH LAB - HOLDING (2HVI) | [5 empty] | PRINTERS |  | PRINTER-GE-PRN-50M | PRINTER | PRN-50M |  |  |  | GE | Printer |  |  | PRINTER-GE-PRN-50M |  |  |  | Not Covered Vendor Only - Biomedical | MHHS-TMC
NO | NO | [5 empty] | Marquette Medical Systems Monitoring Div | PRN-50M |  | RPV11044887GA | TMC - CENTRAL MONITORING - HVI (3HVI) | MHHS-TMC |  | Printer |  |  |  | TMC |  | TMC - CENTRAL MONITORING - HVI (3HVI) | [5 empty] | PRINTERS |  | PRINTER-GE-PRN-50M | PRINTER | PRN-50M |  |  |  | GE | Printer |  |  | PRINTER-GE-PRN-50M |  |  |  | Not Covered Vendor Only - Biomedical | MHHS-TMC
NO | NO | [5 empty] | Marquette Medical Systems Monitoring Div | PRN-50M |  | RPV11044849GA | TMC - CENTRAL MONITORING - HVI (3HVI) | MHHS-TMC |  | Printer |  |  |  | TMC |  | TMC - CENTRAL MONITORING - HVI (3HVI) | [5 empty] | PRINTERS |  | PRINTER-GE-PRN-50M | PRINTER | PRN-50M |  |  |  | GE | Printer |  |  | PRINTER-GE-PRN-50M |  |  |  | Not Covered Vendor Only - Biomedical | MHHS-TMC
NO | NO | [5 empty] | Marquette Medical Systems Monitoring Div | PRN-50M |  | RPV07483928GR | TMC - CENTRAL MONITORING - HVI (3HVI) | MHHS-TMC |  | Printer |  |  |  | TMC |  | TMC - CENTRAL MONITORING - HVI (3HVI) | [5 empty] | PRINTERS |  | PRINTER-GE-PRN-50M | PRINTER | PRN-50M |  |  |  | GE | Printer |  |  | PRINTER-GE-PRN-50M |  |  |  | Not Covered Vendor Only - Biomedical | MHHS-TMC
NO | NO | [5 empty] | Marquette Medical Systems Monitoring Div | PRN-50M |  | RPV07483924GR | TMC - CENTRAL MONITORING - HVI (3HVI) | MHHS-TMC |  | Printer |  |  |  | TMC |  | TMC - CENTRAL MONITORING - HVI (3HVI) | [5 empty] | PRINTERS |  | PRINTER-GE-PRN-50M | PRINTER | PRN-50M |  |  |  | GE | Printer |  |  | PRINTER-GE-PRN-50M |  |  |  | Not Covered Vendor Only - Biomedical | MHHS-TMC
NO | NO | [5 empty] | Marquette Medical Systems Monitoring Div | PRN-50M |  | RPV07483992GA | TMC - CENTRAL MONITORING - HVI (3HVI) | MHHS-TMC |  | Printer |  |  |  | TMC |  | TMC - CENTRAL MONITORING - HVI (3HVI) | [5 empty] | PRINTERS |  | PRINTER-GE-PRN-50M | PRINTER | PRN-50M |  |  |  | GE | Printer |  |  | PRINTER-GE-PRN-50M |  |  |  | Not Covered Vendor Only - Biomedical | MHHS-TMC
NO | NO | [5 empty] | Marquette Medical Systems Monitoring Div | PRN-50M |  | M0PV7136G | TMC - CENTRAL MONITORING - HVI (3HVI) | MHHS-TMC |  | Printer |  |  |  | TMC |  | TMC - CENTRAL MONITORING - HVI (3HVI) | [5 empty] | PRINTERS |  | PRINTER-GE-PRN-50M | PRINTER | PRN-50M |  |  |  | GE | Printer |  |  | PRINTER-GE-PRN-50M |  |  |  | Not Covered Vendor Only - Biomedical | MHHS-TMC
NO | NO | [5 empty] | Marquette Medical Systems Monitoring Div | PRN-50M |  | RPV13021214GA | TMC - CENTRAL MONITORING - HVI (3HVI) | MHHS-TMC |  | Printer |  |  |  | TMC |  | TMC - CENTRAL MONITORING - HVI (3HVI) | [5 empty] | PRINTERS |  | PRINTER-GE-PRN-50M | PRINTER | PRN-50M |  |  |  | GE | Printer |  |  | PRINTER-GE-PRN-50M |  |  |  | Not Covered Vendor Only - Biomedical | MHHS-TMC
NO | NO | [5 empty] | Marquette Medical Systems Monitoring Div | PRN-50M |  | RPV13021224GA | TMC - CENTRAL MONITORING - HVI (3HVI) | MHHS-TMC |  | Printer |  |  |  | TMC |  | TMC - CENTRAL MONITORING - HVI (3HVI) | [5 empty] | PRINTERS |  | PRINTER-GE-PRN-50M | PRINTER | PRN-50M |  |  |  | GE | Printer |  |  | PRINTER-GE-PRN-50M |  |  |  | Covered PM Repair - Biomedical | MHHS-TMC
NO | NO | [5 empty] | Marquette Medical Systems Monitoring Div | PRN-50M |  | B9PV1073G | TMC - CHILDRENS - L&D (5HP) | MHHS-TMC |  | Printer |  |  |  | TMC |  | TMC - CHILDRENS - L&D (5HP) | [5 empty] | PRINTERS |  | PRINTER-GE-PRN-50M | PRINTER | PRN-50M |  |  |  | GE | Printer |  |  | PRINTER-GE-PRN-50M |  |  |  | Covered PM Repair - Biomedical | MHHS-TMC
NO | NO | [5 empty] | Marquette Medical Systems Monitoring Div | PRN-50M |  | E9PV2037G | TMC - CHILDRENS - L&D (5HP) | MHHS-TMC |  | Printer |  |  |  | TMC |  | TMC - CHILDRENS - L&D (5HP) | [5 empty] | PRINTERS |  | PRINTER-GE-PRN-50M | PRINTER | PRN-50M |  |  |  | GE | Printer |  |  | PRINTER-GE-PRN-50M |  |  |  | Covered PM Repair - Biomedical | MHHS-TMC
NO | NO |  |  |  | 077-08480 |  | Marquette Medical Systems Monitoring Div | PRN-50M |  |  | TMC - CHILDRENS - NICU (7HP) | MHHS-TMC |  | Printer |  | 077-08480 |  | TMC |  | TMC - CHILDRENS - NICU (7HP) | [5 empty] | PRINTERS |  | PRINTER-GE-PRN-50M | PRINTER | PRN-50M |  |  |  | GE | Printer |  |  | PRINTER-GE-PRN-50M |  |  |  | Covered PM Repair - Biomedical | MHHS-TMC
NO | NO | [5 empty] | Marquette Medical Systems Monitoring Div | PRN-50M |  | RPV09189292GA | TMC - CHILDRENS - NICU (7HP) | MHHS-TMC |  | Printer |  |  |  | TMC |  | TMC - CHILDRENS - NICU (7HP) | [5 empty] | PRINTERS |  | PRINTER-GE-PRN-50M | PRINTER | PRN-50M |  |  |  | GE | Printer |  |  | PRINTER-GE-PRN-50M |  |  |  | Not Covered Vendor Only - Biomedical | MHHS-TMC
NO | NO | [5 empty] | Marquette Medical Systems Monitoring Div | PRN-50M |  | RPV11044888GA | TMC - CULLEN - GENERAL MEDICINE (3C) | MHHS-TMC |  | Printer |  |  |  | TMC |  | TMC - CULLEN - GENERAL MEDICINE (3C) | [5 empty] | PRINTERS |  | PRINTER-GE-PRN-50M | PRINTER | PRN-50M |  |  |  | GE | Printer |  |  | PRINTER-GE-PRN-50M |  |  |  | Covered PM Repair - Respiratory/Steriliz | MHHS-TMC
NO | NO | [5 empty] | Marquette Medical Systems Monitoring Div | PRN-50M |  | B4PV8698G | TMC - CULLEN - GENERAL MEDICINE (3C) | MHHS-TMC |  | Printer |  |  |  | TMC |  | TMC - CULLEN - GENERAL MEDICINE (3C) | [5 empty] | PRINTERS |  | PRINTER-GE-PRN-50M | PRINTER | PRN-50M |  |  |  | GE | Printer |  |  | PRINTER-GE-PRN-50M |  |  |  | Covered PM Repair - Respiratory/Steriliz | MHHS-TMC
NO | NO | [5 empty] | Marquette Medical Systems Monitoring Div | PRN-50M |  | RPV11044865GA | TMC - CULLEN - MICU (2C) | MHHS-TMC |  | Printer |  |  |  | TMC |  | TMC - CULLEN - MICU (2C) | [5 empty] | PRINTERS |  | PRINTER-GE-PRN-50M | PRINTER | PRN-50M |  |  |  | GE | Printer |  |  | PRINTER-GE-PRN-50M |  |  |  | Covered PM Repair - Respiratory/Steriliz | MHHS-TMC
NO | NO |  |  |  | 069-37443 |  | Marquette Medical Systems Monitoring Div | PRN-50M |  | RPV12178759GA | TMC - HERMANN - STICU (3HP) | MHHS-TMC |  | Printer |  | 069-37443 |  | TMC |  | TMC - HERMANN - STICU (3HP) | [5 empty] | PRINTERS |  | PRINTER-GE-PRN-50M | PRINTER | PRN-50M |  |  |  | GE | Printer |  |  | PRINTER-GE-PRN-50M |  |  |  | Covered PM Repair - Respiratory/Steriliz | MHHS-TMC
NO | NO |  |  |  | 069-37445 |  | Marquette Medical Systems Monitoring Div | PRN-50M |  | RPV12178854GA | TMC - HERMANN - STICU (3HP) | MHHS-TMC |  | Printer |  | 069-37445 |  | TMC |  | TMC - HERMANN - STICU (3HP) | [5 empty] | PRINTERS |  | PRINTER-GE-PRN-50M | PRINTER | PRN-50M |  |  |  | GE | Printer |  |  | PRINTER-GE-PRN-50M |  |  |  | Covered PM Repair - Respiratory/Steriliz | MHHS-TMC
NO | NO | [5 empty] | Marquette Medical Systems Monitoring Div | PRN-50M |  | B9PV1193G | TMC - HVI - CCU (4HVI) | MHHS-TMC |  | Printer |  |  |  | TMC |  | TMC - HVI - CCU (4HVI) | [5 empty] | PRINTERS |  | PRINTER-GE-PRN-50M | PRINTER | PRN-50M |  |  |  | GE | Printer |  |  | PRINTER-GE-PRN-50M |  |  |  | Covered PM Repair - Respiratory/Steriliz | MHHS-TMC
NO | NO | [5 empty] | Marquette Medical Systems Monitoring Div | PRN-50M |  | A1PV7490G | TMC - HVI - CCU (4HVI) | MHHS-TMC |  | Printer |  |  |  | TMC |  | TMC - HVI - CCU (4HVI) | [5 empty] | PRINTERS |  | PRINTER-GE-PRN-50M | PRINTER | PRN-50M |  |  |  | GE | Printer |  |  | PRINTER-GE-PRN-50M |  |  |  | Covered PM Repair - Respiratory/Steriliz | MHHS-TMC
NO | NO | [5 empty] | Marquette Medical Systems Monitoring Div | PRN-50M |  | M0PV7191G | TMC - HVI - CCU (4HVI) | MHHS-TMC |  | Printer |  |  |  | TMC |  | TMC - HVI - CCU (4HVI) | [5 empty] | PRINTERS |  | PRINTER-GE-PRN-50M | PRINTER | PRN-50M |  |  |  | GE | Printer |  |  | PRINTER-GE-PRN-50M |  |  |  | Covered PM Repair - Biomedical | MHHS-TMC
NO | NO | [5 empty] | Marquette Medical Systems Monitoring Div | PRN-50M |  | RPV06156906GR | TMC - HVI - HEART FAILURE ICU (5HVI) | MHHS-TMC |  | Printer |  |  |  | TMC |  | TMC - HVI - HEART FAILURE ICU (5HVI) | [5 empty] | PRINTERS |  | PRINTER-GE-PRN-50M | PRINTER | PRN-50M |  |  |  | GE | Printer |  |  | PRINTER-GE-PRN-50M |  |  |  | Not Covered Vendor Only - Biomedical | MHHS-TMC
NO | NO |  |  |  | 069-41414 |  | Marquette Medical Systems Monitoring Div | PRN-50M |  | RPV14246039GA | TMC - JONES - BARIATRICS (9EJ) | MHHS-TMC |  | Printer |  | 069-41414 |  | TMC |  | TMC - JONES - BARIATRICS (9EJ) | [5 empty] | PRINTERS |  | PRINTER-GE-PRN-50M | PRINTER | PRN-50M |  |  |  | GE | Printer |  |  | PRINTER-GE-PRN-50M |  |  |  | Not Covered Vendor Only - Biomedical | MHHS-TMC
NO | NO |  |  |  | 069-40255 |  | Marquette Medical Systems Monitoring Div | PRN-50M |  |  | TMC - JONES - GAMMA KNIFE (JB) | MHHS-TMC |  | Printer |  | 069-40255 |  | TMC |  | TMC - JONES - GAMMA KNIFE (JB) | [5 empty] | PRINTERS |  | PRINTER-GE-PRN-50M | PRINTER | PRN-50M |  |  |  | GE | Printer |  |  | PRINTER-GE-PRN-50M |  |  |  | Not Covered Vendor Only - Biomedical | MHHS-TMC
NO | NO | [5 empty] | Marquette Medical Systems Monitoring Div | PRN-50M |  | M0PV7169G | TMC - JONES - NEURO ACUTE CARE (5J) | MHHS-TMC |  | Printer |  |  |  | TMC |  | TMC - JONES - NEURO ACUTE CARE (5J) | [5 empty] | PRINTERS |  | PRINTER-GE-PRN-50M | PRINTER | PRN-50M |  |  |  | GE | Printer |  |  | PRINTER-GE-PRN-50M |  |  |  | Covered PM Repair - Biomedical | MHHS-TMC
NO | NO | [5 empty] | Marquette Medical Systems Monitoring Div | PRN-50M |  | RPV08458042GA | TMC - JONES - NEURO ICU (7J) | MHHS-TMC |  | Printer |  |  |  | TMC |  | TMC - JONES - NEURO ICU (7J) | [5 empty] | PRINTERS |  | PRINTER-GE-PRN-50M | PRINTER | PRN-50M |  |  |  | GE | Printer |  |  | PRINTER-GE-PRN-50M |  |  |  | Covered PM Repair - Biomedical | MHHS-TMC
NO | NO | [5 empty] | Marquette Medical Systems Monitoring Div | PRN-50M |  | RPV08427772GA | TMC - JONES - NEURO ICU (7J) | MHHS-TMC |  | Printer |  |  |  | TMC |  | TMC - JONES - NEURO ICU (7J) | [5 empty] | PRINTERS |  | PRINTER-GE-PRN-50M | PRINTER | PRN-50M |  |  |  | GE | Printer |  |  | PRINTER-GE-PRN-50M |  |  |  | Covered PM Repair - Biomedical | MHHS-TMC
NO | NO |  |  |  | 069-41412 |  | Marquette Medical Systems Monitoring Div | PRN-50M |  | RPV12178840GA | TMC - JONES - NEURO IMU (3J) | MHHS-TMC |  | Printer |  | 069-41412 |  | TMC |  | TMC - JONES - NEURO IMU (3J) | [5 empty] | PRINTERS |  | PRINTER-GE-PRN-50M | PRINTER | PRN-50M |  |  |  | GE | Printer |  |  | PRINTER-GE-PRN-50M |  |  |  | Covered PM Repair - Biomedical | MHHS-TMC
NO | NO | [5 empty] | Marquette Medical Systems Monitoring Div | PRN-50M |  | RPV09149151GA | TMC - JONES - STROKE (4J) | MHHS-TMC |  | Printer |  |  |  | TMC |  | TMC - JONES - STROKE (4J) | [5 empty] | PRINTERS |  | PRINTER-GE-PRN-50M | PRINTER | PRN-50M |  |  |  | GE | Printer |  |  | PRINTER-GE-PRN-50M |  |  |  | Covered PM Repair - Biomedical | MHHS-TMC
NO | NO |  |  |  | 069-41419 |  | Marquette Medical Systems Monitoring Div | PRN-50M |  | F3PV6679G | TMC - JONES - TSCU (9J) | MHHS-TMC |  | Printer |  | 069-41419 |  | TMC |  | TMC - JONES - TSCU (9J) | [5 empty] | PRINTERS |  | PRINTER-GE-PRN-50M | PRINTER | PRN-50M |  |  |  | GE | Printer |  |  | PRINTER-GE-PRN-50M |  |  |  | Covered PM Repair - Biomedical | MHHS-TMC
NO | NO | [5 empty] | Marquette Medical Systems Monitoring Div | PRN-50M |  | F3PV6679G | TMC - JONES - TSCU (9J) | MHHS-TMC |  | Printer |  |  |  | TMC |  | TMC - JONES - TSCU (9J) | [5 empty] | PRINTERS |  | PRINTER-GE-PRN-50M | PRINTER | PRN-50M |  |  |  | GE | Printer |  |  | PRINTER-GE-PRN-50M |  |  |  | Covered PM Repair - Biomedical | MHHS-TMC
NO | NO |  |  |  | 069-39269 |  | Marquette Medical Systems Monitoring Div | PRN-50M |  | RPV13493926GA | TMC - MHTMC - CLINICAL ENGINEERING | MHHS-TMC |  | Printer |  | 069-39269 |  | TMC |  | TMC - MHTMC - CLINICAL ENGINEERING | [5 empty] | PRINTERS |  | PRINTER-GE-PRN-50M | PRINTER | PRN-50M |  |  |  | GE | Printer |  |  | PRINTER-GE-PRN-50M |  |  |  | Covered PM Repair - Biomedical | MHHS-TMC
NO | NO |  |  |  | 069-41520 |  | Marquette Medical Systems Monitoring Div | PRN-50M |  | RPV06076222GR | TMC - MHTMC - CLINICAL ENGINEERING | MHHS-TMC |  | Printer |  | 069-41520 |  | TMC |  | TMC - MHTMC - CLINICAL ENGINEERING | [5 empty] | PRINTERS |  | PRINTER-GE-PRN-50M | PRINTER | PRN-50M |  |  |  | GE | Printer |  |  | PRINTER-GE-PRN-50M |  |  |  | Covered PM Repair - Biomedical | MHHS-TMC
NO | NO | [5 empty] | Marquette Medical Systems Monitoring Div | PRN-50M |  | M0PV7210G | TMC - MHTMC - CLINICAL ENGINEERING | MHHS-TMC |  | Printer |  |  |  | TMC |  | TMC - MHTMC - CLINICAL ENGINEERING | [5 empty] | PRINTERS |  | PRINTER-GE-PRN-50M | PRINTER | PRN-50M |  |  |  | GE | Printer |  |  | PRINTER-GE-PRN-50M |  |  |  | Covered PM Repair - Biomedical | MHHS-TMC
NO | NO | [5 empty] | Marquette Medical Systems Monitoring Div | PRN-50M |  | LOPV7003G | TMC - MHTMC - CLINICAL ENGINEERING | MHHS-TMC |  | Printer |  |  |  | TMC |  | TMC - MHTMC - CLINICAL ENGINEERING | [5 empty] | PRINTERS |  | PRINTER-GE-PRN-50M | PRINTER | PRN-50M |  |  |  | GE | Printer |  |  | PRINTER-GE-PRN-50M |  |  |  | Covered PM Repair - Biomedical | MHHS-TMC
NO | NO |  |  |  | 069-41035 |  | Marquette Medical Systems Monitoring Div | PRN-50M |  |  | TMC - PACU - ROBERTSON (2R) | MHHS-TMC |  | Printer |  | 069-41035 |  | TMC |  | TMC - PACU - ROBERTSON (2R) | [5 empty] | PRINTERS |  | PRINTER-GE-PRN-50M | PRINTER | PRN-50M |  |  |  | GE | Printer |  |  | PRINTER-GE-PRN-50M |  |  |  | Covered PM Repair - Biomedical | MHHS-TMC
NO | NO |  |  |  | 069-41072 |  | Marquette Medical Systems Monitoring Div | PRN-50M |  |  | TMC - PACU - ROBERTSON (2R) | MHHS-TMC |  | Printer |  | 069-41072 |  | TMC |  | TMC - PACU - ROBERTSON (2R) | [5 empty] | PRINTERS |  | PRINTER-GE-PRN-50M | PRINTER | PRN-50M |  |  |  | GE | Printer |  |  | PRINTER-GE-PRN-50M |  |  |  | Covered PM Repair - Biomedical | MHHS-TMC
NO | NO |  |  |  | 069-02890 |  | Marquette Medical Systems Monitoring Div | PRN-50M |  | L1PV9938G | TMC - RADIOLOGY - JONES PAVILION | MHHS-TMC |  | Printer |  | 069-02890 |  | TMC |  | TMC - RADIOLOGY - JONES PAVILION | [5 empty] | PRINTERS |  | PRINTER-GE-PRN-50M | PRINTER | PRN-50M |  |  |  | GE | Printer |  |  | PRINTER-GE-PRN-50M |  |  |  | Covered PM Repair - Biomedical | MHHS-TMC
NO | NO |  |  |  | RPV11186341GA |  | Marquette Medical Systems Monitoring Div | PRN-50M |  | RPV11186341GA | TMC - RADIOLOGY - JONES PAVILION | MHHS-TMC |  | Printer |  | RPV11186341GA |  | TMC |  | TMC - RADIOLOGY - JONES PAVILION | [5 empty] | PRINTERS |  | PRINTER-GE-PRN-50M | PRINTER | PRN-50M |  |  |  | GE | Printer |  |  | PRINTER-GE-PRN-50M |  |  |  | Covered PM Repair - Biomedical | MHHS-TMC
NO | NO | [5 empty] | Marquette Medical Systems Monitoring Div | PRN-50M |  | B9PV1078G | TMC - RESPIRATORY - PULMONARY LAB | MHHS-TMC |  | Printer |  |  |  | TMC |  | TMC - RESPIRATORY - PULMONARY LAB | [5 empty] | PRINTERS |  | PRINTER-GE-PRN-50M | PRINTER | PRN-50M |  |  |  | GE | Printer |  |  | PRINTER-GE-PRN-50M |  |  |  | Covered PM Repair - Biomedical | MHHS-TMC
NO | YES |  |  |  | 005-10114 | 005-10114 | Marquette Medical Systems Monitoring Div | RAC 4A |  | RST13490082GA | SE-Cath Lab | MHHS-Southeast |  |  |  | 005-10114 | 005-10114 | Southeast | MHHS-Southeast | SE-Cath Lab | Room 2 |  |  |  | No pm sticker | PHYSIOLOGIC MONITOR MODULE HOUSINGS |  | .needs class | [5 empty] | MARQUETTE | [7 empty] | Covered PM Repair - Biomedical | MHHS-Southeast
NO | YES |  |  |  | 005-10138 | 005-10138 | Marquette Medical Systems Monitoring Div | RAC 4A |  | RST13490058GA | SE - CATH LAB | MHHS-Southeast |  |  |  | 005-10138 | 005-10138 | Southeast | Memorial Hermann Southeast Hospital | SE - CATH LAB | Rm 1 |  |  |  |  | PHYSIOLOGIC MONITOR MODULE HOUSINGS |  | .needs class | [5 empty] | MARQUETTE | [7 empty] | Covered PM Repair - Biomedical | MHHS-Southeast
NO | YES |  |  |  | 005-10140 | 005-10140 | Marquette Medical Systems Monitoring Div | RAC 4A |  | RST13490074GA | SE-Cath Lab | MHHS-Southeast |  |  |  | 005-10140 | 005-10140 | Southeast | MHHS-Southeast | SE-Cath Lab | Room 3 |  |  |  | No pm | PHYSIOLOGIC MONITOR MODULE HOUSINGS |  | .needs class | [5 empty] | MARQUETTE |  |  |  |  | 1/1/13 |  |  | Covered PM Repair - Biomedical | MHHS-Southeast
NO | NO |  |  |  | 029-01406 |  | Marquette Medical Systems Monitoring Div | SAM |  | C0C93474G | WOODLANDS - BIRTH CENTER | MHHS-Woodlands |  | Module, Respiratory Gas |  | 029-01406 |  | Woodlands |  | WOODLANDS - BIRTH CENTER | [5 empty] | MONITORS, PHYSIOLOGIC, VITAL SIGNS |  | MODULERESPIRATORYGAS-GE-SAM | MODULERESPIRATORYGAS | SAM |  |  |  | GE | Module, Respiratory Gas |  |  | MODULERESPIRATORYGAS-GE-SAM |  |  |  | Covered PM Repair - Biomedical | MHHS-Woodlands
NO | NO |  |  |  | 029-10059 |  | Marquette Medical Systems Monitoring Div | SOLAR 8000 |  | J43T5915G | WOODLANDS - OR | MHHS-Woodlands |  | Monitor, Video |  | 029-10059 |  | Woodlands |  | WOODLANDS - OR | [5 empty] | MONITORS, PHYSIOLOGIC, VITAL SIGNS |  | MONITORVIDEO-GE-Solar 8000 | MONITORVIDEO | Solar 8000 |  |  |  | GE | Monitor, Video |  |  | MONITORVIDEO-GE-Solar 8000 |  |  |  | Covered PM Repair - Radiology, High End | MHHS-Woodlands
NO | YES |  |  |  | 013-00277 | 013-00277 | Marquette Medical Systems Monitoring Div | SOLAR 9500 |  | L9MU0625G | SW-OR | MHHS-Southwest |  | Monitor, Cardiac, Fixed |  | 013-00277 | 013-00277 | Southwest | MHHS-Southwest | SW-OR | SW - OR | 7/1/19 |  | 7/1/20 |  | MONITORS, PHYSIOLOGIC, VITAL SIGNS | Monitor, Cardiac, Fixed | MONITORCARDIACFIXED-GE-Solar 9500 | MONITORCARDIACFIXED | Solar 9500 |  |  |  | GE | Monitor, Cardiac, Fixed |  |  | MONITORCARDIACFIXED-GE-Solar 9500 | 8/1/14 |  | MCH-A | Covered PM Repair - Biomedical | MHHS-Southwest | [8 empty] | MONITORCARDIACFIXED | Monitor, Cardiac, Fixed | GE
NO | YES |  |  |  | 013-00093 | 013-00093 | Marquette Medical Systems Monitoring Div | SOLAR 9500 |  | C0MU0844G | SW-OR | MHHS-Southwest |  | Monitor, Cardiac, Fixed |  | 013-00093 | 013-00093 | Southwest | MHHS-Southwest | SW-OR | OR | 7/1/19 |  | 7/1/20 |  | MONITORS, PHYSIOLOGIC, VITAL SIGNS | Monitor, Cardiac, Fixed | MONITORCARDIACFIXED-GE-Solar 9500 | MONITORCARDIACFIXED | Solar 9500 |  |  |  | GE | Monitor, Cardiac, Fixed |  |  | MONITORCARDIACFIXED-GE-Solar 9500 |  |  | MCH-A | Covered PM Repair - Biomedical | MHHS-Southwest | [8 empty] | MONITORCARDIACFIXED | Monitor, Cardiac, Fixed | GE
NO | YES |  |  |  | 013-00225 | 013-00225 | Marquette Medical Systems Monitoring Div | SOLAR 9500 |  | L9MU0580G | SW-Endoscopy | MHHS-Southwest |  | Monitor, Cardiac, Fixed |  | 013-00225 | 013-00225 | Memorial Hermann Hospital - Southwest | MHHS-Southwest | SW-Endoscopy | Endoscopy | 6/1/19 |  |  |  | MONITORS, PHYSIOLOGIC, VITAL SIGNS | Monitor, Cardiac, Fixed | MONITORCARDIACFIXED-GE-Solar 9500 | MONITORCARDIACFIXED | Solar 9500 |  |  |  | GE | Monitor, Cardiac, Fixed |  |  | MONITORCARDIACFIXED-GE-Solar 9500 | 3/24/14 |  | MCH-A | Covered PM Repair - Biomedical | MHHS-Southwest | [8 empty] | MONITORCARDIACFIXED | Monitor, Cardiac, Fixed | GE
NO | NO | [5 empty] | Marquette Medical Systems Monitoring Div | T2000 |  | J2Y59062S | TMC - CATH LAB - PEDI (GHP) | MHHS-TMC |  | Treadmill |  |  |  | TMC |  | TMC - CATH LAB - PEDI (GHP) | [5 empty] | TREADMILLS |  | TREADMILL-GE-T2000 | TREADMILL | T2000 |  |  |  | GE | Treadmill |  |  | TREADMILL-GE-T2000 |  |  |  | Covered PM Repair - Biomedical | MHHS-TMC
NO | YES |  |  |  | 013-00151 | 013-00151 | Marquette Medical Systems Monitoring Div | TRAM 450SL |  | L9Hb2407G | SW-OR | MHHS-Southwest |  |  |  | 013-00151 | 013-00151 | Southwest | MHHS-Southwest | SW-OR | OR | 12/1/19 |  | 12/1/20 |  | MONITORS, PHYSIOLOGIC, VITAL SIGNS |  | .needs class | [5 empty] | MARQUETTE |  |  |  |  | 9/2/21 |  |  | Not Covered Vendor Only - Biomedical | MHHS-Southwest
NO | YES |  |  |  | 013-00207 | 013-00207 | Marquette Medical Systems Monitoring Div | TRAM 450SL |  | l9hb2476g | SW-OR | MHHS-Southwest |  |  |  | 013-00207 | 013-00207 | Southwest | MHHS-Southwest | SW-OR | SW - OR | 12/1/19 |  | 12/1/20 |  | MONITORS, PHYSIOLOGIC, VITAL SIGNS |  | .needs class | [5 empty] | MARQUETTE |  |  |  |  | 9/2/21 |  |  | Not Covered Vendor Only - Biomedical | MHHS-Southwest
NO | NO |  |  |  | 013-00158 |  | Marquette Medical Systems Monitoring Div | TRAM 450SL |  | L9HB2397G | SW - LABOR & DELIVERY | MHHS-Southwest |  |  |  | 013-00158 |  | Southwest |  | SW - LABOR & DELIVERY | [5 empty] | MONITORS, PHYSIOLOGIC, VITAL SIGNS |  | .needs class | [5 empty] | MARQUETTE | [7 empty] | Covered PM Repair - Biomedical | MHHS-Southwest
NO | NO | [5 empty] | Marquette Medical Systems Monitoring Div | TRAM 451M |  | RT410500118GA | TMC - MHTMC - CLINICAL ENGINEERING | MHHS-TMC |  | Module, Multi-Parameter |  |  |  | TMC |  | TMC - MHTMC - CLINICAL ENGINEERING | [5 empty] | PHYSIOLOGIC MONITOR MODULES |  | MODULEMULTIPARAMETER-GE-Tram 451M | MODULEMULTIPARAMETER | Tram 451M |  |  |  | GE | Module, Multi-Parameter |  |  | MODULEMULTIPARAMETER-GE-Tram 451M |  |  |  | Not Covered Vendor Only - Biomedical | MHHS-TMC
NO | YES |  |  |  | 069-20216 | 069-20216 | Marquette Medical Systems Monitoring Div | TRAM RAC 4A |  | M2ST5641G | TMC-Cath Lab-Pedi (Ghp) | MHHS-TMC |  | Module, Control/Rack |  | 069-20216 | 069-20216 | TMC | MHHS-TMC | TMC-Cath Lab-Pedi (Ghp) | Biomed Shop | 3/1/19 |  | 3/1/20 |  | PHYSIOLOGIC MONITOR MODULE HOUSINGS | Module, Control/Rack | MODULECONTROLRACK-GE-Tram-Rac 4A | MODULECONTROLRACK | Tram-Rac 4A |  |  |  | GE | Module, Control/Rack |  |  | MODULECONTROLRACK-GE-Tram-Rac 4A | 4/1/18 |  |  | Covered PM Repair - Biomedical | MHHS-TMC | [8 empty] | MODULECONTROLRACK | Module, Control/Rack | GE
NO | YES |  |  |  | 069-38376 | 069-38376 | Marquette Medical Systems Monitoring Div | TRAM-RAC 4 |  | NSN | (null) | MHHS-TMC |  | Module, Control/Rack |  | 069-38376 | 069-38376 | (null) | MHHS-TMC | (null) | (null) |  |  |  | (null) | PHYSIOLOGIC MONITOR MODULE HOUSINGS |  | MODULECONTROLRACK-GE-Tram Rac 4 | MODULECONTROLRACK | Tram Rac 4 |  |  |  | GE | Module, Control/Rack |  |  | MODULECONTROLRACK-GE-Tram Rac 4 | 2/22/26 |  |  | Covered PM Repair - Biomedical | MHHS-TMC
NO | NO |  |  |  | 074-04354 |  | Marquette Medical Systems Monitoring Div | TRAM-RAC 4 |  | RST12388710GA | TMC - CATH LAB - PEDI (GHP) | MHHS-TMC |  | Module, Control/Rack |  | 074-04354 |  | TMC |  | TMC - CATH LAB - PEDI (GHP) | [5 empty] | PHYSIOLOGIC MONITOR MODULE HOUSINGS |  | MODULECONTROLRACK-GE-Tram Rac 4 | MODULECONTROLRACK | Tram Rac 4 |  |  |  | GE | Module, Control/Rack |  |  | MODULECONTROLRACK-GE-Tram Rac 4 |  |  |  | Covered PM Repair - Biomedical | MHHS-TMC
YES | YES |  |  |  | 151-03794 | 151-03794 | Marshall Prod |  |  | W0064363 | SMR - (STX) - RBJ - RICHMOND |  |  |  |  | 151-03794 | 151-03794 | South | Richmond Sports Medicine and Rehab | SMR - (STX) - RBJ - RICHMOND | Rehab | [5 empty] | Monitor, Vital Signs | MONITORVITALSIGNS-Marshall Prod-85 | [12 empty] | MVS-A | [10 empty] | MONITORVITALSIGNS | Monitor, Vital Signs | Marshall Prod
NO | NO | [5 empty] | MARSTERS |  |  | S-198017 | MEMORIAL CITY - LABORATORY - BLOOD BANK | MHHS-Mem City |  | Incubator, Biological |  |  |  | West & Memorial City |  | MEMORIAL CITY - LABORATORY - BLOOD BANK | [5 empty] | INCUBATORS, LABORATORY, THERMOCYCLING |  | INCBIOLOGICAL-Clay Adams-5380 | INCBIOLOGICAL |  |  |  |  | Clay Adams | Incubator, Biological |  |  | INCBIOLOGICAL-Clay Adams-5380 |  |  |  | Not Covered Vendor Only - Biomedical | MHHS-Mem City
YES | YES |  |  |  | 133-04191 | 133-04191 | Martel | MCP9819-065 |  |  | KATY - LABORATORY |  |  |  |  | 133-04191 | 133-04191 | Katy | Katy | KATY - LABORATORY | Microbiology | 2/1/20 | 2/1/20
NO | NO | [5 empty] | Martel Instruments | MCP9819-065 |  |  | GH - PREOP | MHHS-Greater Heights |  | Printer |  |  |  | Central & Greater Heights |  | GH - PREOP | [5 empty] | PRINTERS |  | PRINTER-Martel Instr-MCP9819-065 | PRINTER | MCP9819-065 |  |  |  | Martel Instr | Printer |  | PRINTER-Martel Instr-MCP9819-065 |  |  |  |  | Covered PM Repair - Biomedical | MHHS-Greater Heights
NO | NO | [5 empty] | Martel Instruments | MCP9819-065 |  |  | KATY - BIOMEDICAL SERVICES | MHHS-Katy |  | Printer |  |  |  | Katy |  | KATY - BIOMEDICAL SERVICES | [5 empty] | PRINTERS |  | PRINTER-Martel Instr-MCP9819-065 | PRINTER | MCP9819-065 |  |  |  | Martel Instr | Printer |  | PRINTER-Martel Instr-MCP9819-065 |  |  |  |  | Covered PM Repair - Biomedical | MHHS-Katy
YES | YES |  |  |  | 017-00206 | 017-00206 | Martin Medical Equip | 4183-106 |  |  | MH MG - (SL) - PHYSICIANS AT SUGAR CREEK |  |  |  |  | 017-00206 | 017-00206 | Sugar Land |  | MH MG - (SL) - PHYSICIANS AT SUGAR CREEK | Green Procedure 1 | [5 empty] | Saw, Cast | SAWCAST-Martin Medical Equip-4183-106 | [22 empty] | Saw, Cast | SAWCAST | Saw, Cast | Martin Medical Equip
NO | YES | Serial Number Cnf |  |  |  |  | Martin Medical Equipment Servicing Co | C-570 |  | CNF | MEMORIAL CITY - OUTPATIENT SURGERY | MHHS-Mem City |  | Lamp, Surgical, Ceiling |  |  |  | West | Memorial Hermann Memorial City Medical Center | MEMORIAL CITY - OUTPATIENT SURGERY | Memorial City - Day Surgery Room W1 300.82 OR14 |  |  |  |  | LIGHTS, SURGICAL |  | LAMPSURGCEILING-Berchtold Corp-C-570 | LAMPSURGCEILING | C-570 |  |  |  | Berchtold Corp | Lamp, Surgical, Ceiling |  |  | LAMPSURGCEILING-Berchtold Corp-C-570 |  |  |  | Not Covered Vendor Only - Biomedical | MHHS-Mem City
NO | YES |  |  |  | 929-01453 | 929-01453 | MARVEL | ML15RAS1RS |  | 20161019112H | SMR-(WDLS)-Spring CCC | MHHS-OPID |  |  |  | 929-01453 | 929-01453 | Woodlands | MHHS-Others | SMR-(WDLS)-Spring CCC | Radiology | 2/1/18 |  |  |  | REFRIGERATORS, PHARMACY |  | .needs class | [5 empty] | MarvelScientific |  |  |  |  | 1/1/00 |  |  | Not Covered Vendor Only - Biomedical | MHHS-OPID
NO | NO |  |  |  | 583-01262 |  | MARVEL | ML15RAS1RS |  | 20141013067H | OPID - (KY) - SOUTH KATY CCC - 446 | MHHS-OPID |  |  |  | 583-01262 |  | Katy |  | OPID - (KY) - SOUTH KATY CCC - 446 | [5 empty] | REFRIGERATORS, PHARMACY |  | .needs class | [5 empty] | MarvelScientific | [7 empty] | Not Covered Vendor Only - Biomedical | MHHS-OPID
YES | YES | Serial Number CNL |  |  | 009-33291 | 009-33291 | Marvel Group |  |  | CNL | Surgery |  |  |  |  | 009-33291 | 009-33291 |  | Memorial Hermann Northeast Hospital | Surgery | Storage |  |  |  | No p.m.
NO | YES |  |  |  | 029-08513 | 029-08513 | MARVEL SCIENTIFIC | 17CAR |  | 20090416113H | Woodlands-Terramont ER (Clinic) | MHHS-Woodlands |  | Refrigerator, Kitchen |  | 029-08513 | 029-08513 | Woodlands | MHHS-Woodlands | Woodlands-Terramont ER (Clinic) | Lab | 9/1/19 |  | 9/1/20 |  | REFRIGERATORS, LABORATORY | Refrigerator, Kitchen | REFRIGERATORKITCHEN-MarvelScientific-17CAR | REFRIGERATORKITCHEN | 17CAR |  |  |  | MarvelScientific | Refrigerator, Kitchen |  | REFRIGERATORKITCHEN-MarvelScientific-17CAR |  | 5/15/16 |  |  | Covered PM Repair - Biomedical | MHHS-Woodlands | [8 empty] | REFRIGERATORKITCHEN | Refrigerator, Kitchen | MarvelScientific
NO | NO |  |  |  | 069-35044 |  | MARVEL SCIENTIFIC | 8CAR |  | 20110907084H | TMC - LABORATORY - ANATOMIC PATHOLOGY (2R) | MHHS-TMC |  |  |  | 069-35044 |  | TMC |  | TMC - LABORATORY - ANATOMIC PATHOLOGY (2R) | [5 empty] | REFRIGERATORS, LABORATORY |  | .needs class |  |  |  |  | .needs class | MarvelScientific | [7 empty] | Covered PM Repair - Biomedical | MHHS-TMC
NO | NO |  |  |  | 069-29067 |  | MARVEL SCIENTIFIC | 8CAR |  | 20091026229H | TMC - LABORATORY - EMERGENCY ROOM (1HP) | MHHS-TMC |  |  |  | 069-29067 |  | TMC |  | TMC - LABORATORY - EMERGENCY ROOM (1HP) | [5 empty] | REFRIGERATORS, LABORATORY |  | .needs class |  |  |  |  | .needs class | MarvelScientific | [7 empty] | Covered PM Repair - Biomedical | MHHS-TMC
NO | NO |  |  |  | 069-29149 |  | MARVEL SCIENTIFIC | 8CAR |  | 20091106015H | TMC - LABORATORY - EMERGENCY ROOM (1HP) | MHHS-TMC |  |  |  | 069-29149 |  | TMC |  | TMC - LABORATORY - EMERGENCY ROOM (1HP) | [5 empty] | REFRIGERATORS, LABORATORY |  | .needs class |  |  |  |  | .needs class | MarvelScientific | [7 empty] | Covered PM Repair - Biomedical | MHHS-TMC
NO | YES | Asset Tag LFD209 |  |  | LFD209 |  | MASIMO |  |  |  | Rental Equipment | MHHS-Cypress |  |  |  | LFD209 |  | Northwest & Cypress |  | Rental Equipment | [7 empty] | MONITORVITALSIGNS-CAS Med Sys-CAS 750 |  | CAS 750 MONITOR - ETCO2, MAS-SPO2 |  |  | MONITORVITALSIGNS-CAS Med Sys-CAS 750 | [6 empty] | Verified as Rental |  |  | MHHS-Cypress
NO | YES |  |  |  | LFD110 |  | MASIMO |  |  |  | Rental Equipment | MHHS-Greater Heights |  |  |  | LFD110 |  | Central & Greater Heights |  | Rental Equipment | [7 empty] | MONITORVITALSIGNS-CAS Med Sys-CAS 750 |  | CAS 750 MONITOR - ETCO2, MAS-SPO2 |  |  | MONITORVITALSIGNS-CAS Med Sys-CAS 750 | [6 empty] | Verified as Rental |  |  | MHHS-Greater Heights
NO | YES |  |  |  | LFD114 |  | MASIMO |  |  |  | Rental Equipment | MHHS-Greater Heights |  |  |  | LFD114 |  | Central & Greater Heights |  | Rental Equipment | [7 empty] | MONITORVITALSIGNS-CAS Med Sys-CAS 750 |  | CAS 750 MONITOR - ETCO2, MAS-SPO2 |  |  | MONITORVITALSIGNS-CAS Med Sys-CAS 750 | [6 empty] | Verified as Rental |  |  | MHHS-Greater Heights
NO | YES |  |  |  | LFD124 |  | MASIMO |  |  |  | Rental Equipment | MHHS-Greater Heights |  |  |  | LFD124 |  | Central & Greater Heights |  | Rental Equipment | [7 empty] | MONITORVITALSIGNS-CAS Med Sys-CAS 750 |  | CAS 750 MONITOR - ETCO2, MAS-SPO2 |  |  | MONITORVITALSIGNS-CAS Med Sys-CAS 750 | [6 empty] | Verified as Rental |  |  | MHHS-Greater Heights
NO | YES |  |  |  | LFD182 |  | MASIMO |  |  |  | Rental Equipment | MHHS-Greater Heights |  |  |  | LFD182 |  | Central & Greater Heights |  | Rental Equipment | [7 empty] | MONITORVITALSIGNS-CAS Med Sys-CAS 750 |  | CAS 750 MONITOR - ETCO2, MAS-SPO2 |  |  | MONITORVITALSIGNS-CAS Med Sys-CAS 750 | [6 empty] | Verified as Rental |  |  | MHHS-Greater Heights
NO | YES |  |  |  | LFD185 |  | MASIMO |  |  |  | Rental Equipment | MHHS-Greater Heights |  |  |  | LFD185 |  | Central & Greater Heights |  | Rental Equipment | [7 empty] | MONITORVITALSIGNS-CAS Med Sys-CAS 750 |  | CAS 750 MONITOR - ETCO2, MAS-SPO2 |  |  | MONITORVITALSIGNS-CAS Med Sys-CAS 750 | [6 empty] | Verified as Rental |  |  | MHHS-Greater Heights
NO | YES |  |  |  | LFD207 |  | MASIMO |  |  |  | Rental Equipment | MHHS-Greater Heights |  |  |  | LFD207 |  | Central & Greater Heights |  | Rental Equipment | [7 empty] | MONITORVITALSIGNS-CAS Med Sys-CAS 750 |  | CAS 750 MONITOR - ETCO2, MAS-SPO2 |  |  | MONITORVITALSIGNS-CAS Med Sys-CAS 750 | [6 empty] | Verified as Rental |  |  | MHHS-Greater Heights
NO | YES |  |  |  | LFD218 |  | MASIMO |  |  |  | Rental Equipment | MHHS-Greater Heights |  |  |  | LFD218 |  | Central & Greater Heights |  | Rental Equipment | [7 empty] | MONITORVITALSIGNS-CAS Med Sys-CAS 750 |  | CAS 750 MONITOR - ETCO2, MAS-SPO2 |  |  | MONITORVITALSIGNS-CAS Med Sys-CAS 750 | [6 empty] | Verified as Rental |  |  | MHHS-Greater Heights
NO | YES |  |  |  | LFD222 |  | MASIMO |  |  |  | Rental Equipment | MHHS-Greater Heights |  |  |  | LFD222 |  | Central & Greater Heights |  | Rental Equipment | [7 empty] | MONITORVITALSIGNS-CAS Med Sys-CAS 750 |  | CAS 750 MONITOR - ETCO2, MAS-SPO2 |  |  | MONITORVITALSIGNS-CAS Med Sys-CAS 750 | [6 empty] | Verified as Rental |  |  | MHHS-Greater Heights
NO | YES |  |  |  | LFD267 |  | MASIMO |  |  |  | Rental Equipment | MHHS-Greater Heights |  |  |  | LFD267 |  | Central & Greater Heights |  | Rental Equipment | [7 empty] | MONITORVITALSIGNS-CAS Med Sys-CAS 750 |  | CAS 750 MONITOR - ETCO2, MAS-SPO2 |  |  | MONITORVITALSIGNS-CAS Med Sys-CAS 750 | [6 empty] | Verified as Rental |  |  | MHHS-Greater Heights
NO | YES |  |  |  | LFD338 |  | MASIMO |  |  |  | Rental Equipment | MHHS-Greater Heights |  |  |  | LFD338 |  | Central & Greater Heights |  | Rental Equipment | [7 empty] | MONITORVITALSIGNS-CAS Med Sys-CAS 750 |  | CAS 750 MONITOR - ETCO2, MAS-SPO2 |  |  | MONITORVITALSIGNS-CAS Med Sys-CAS 750 | [6 empty] | Verified as Rental |  |  | MHHS-Greater Heights
NO | YES |  |  |  | LFD351 |  | MASIMO |  |  |  | Rental Equipment | MHHS-Greater Heights |  |  |  | LFD351 |  | Central & Greater Heights |  | Rental Equipment | [7 empty] | MONITORVITALSIGNS-CAS Med Sys-CAS 750 |  | CAS 750 MONITOR - ETCO2, MAS-SPO2 |  |  | MONITORVITALSIGNS-CAS Med Sys-CAS 750 | [6 empty] | Verified as Rental |  |  | MHHS-Greater Heights
NO | YES |  |  |  | LFD369 |  | MASIMO |  |  |  | Rental Equipment | MHHS-Greater Heights |  |  |  | LFD369 |  | Central & Greater Heights |  | Rental Equipment | [7 empty] | MONITORVITALSIGNS-CAS Med Sys-CAS 750 |  | CAS 750 MONITOR - ETCO2, MAS-SPO2 |  |  | MONITORVITALSIGNS-CAS Med Sys-CAS 750 | [6 empty] | Verified as Rental |  |  | MHHS-Greater Heights
NO | YES |  |  |  | LFD330 |  | MASIMO |  |  |  | Rental | MHHS-Katy |  |  |  | LFD330 |  | Katy |  | Rental | [7 empty] | MONITORVITALSIGNS-CAS Med Sys-CAS 750 |  | CAS 750 MONITOR - ETCO2, MAS-SPO2 |  |  | MONITORVITALSIGNS-CAS Med Sys-CAS 750 | [6 empty] | Verified as Rental |  |  | MHHS-Katy
NO | YES |  |  |  | LFD142 |  | MASIMO |  |  |  | Rental | MHHS-Kingwood CCC |  |  |  | LFD142 |  | Katy |  | Rental | [7 empty] | MONITORVITALSIGNS-CAS Med Sys-CAS 750 |  | CAS 750 MONITOR - ETCO2, MAS-SPO2 |  |  | MONITORVITALSIGNS-CAS Med Sys-CAS 750 | [6 empty] | Verified as Rental |  |  | MHHS-Kingwood CCC
NO | YES |  |  |  | LFD109 |  | MASIMO |  |  |  | Rental | MHHS-Mem City |  |  |  | LFD109 |  | West & Memorial City |  | Rental | [7 empty] | MONITORVITALSIGNS-CAS Med Sys-CAS 750 |  | CAS 750 MONITOR - ETCO2, MAS-SPO2 |  |  | MONITORVITALSIGNS-CAS Med Sys-CAS 750 | [6 empty] | Verified as Rental |  |  | MHHS-Mem City
NO | YES |  |  |  | LFD116 |  | MASIMO |  |  |  | Rental | MHHS-Mem City |  |  |  | LFD116 |  | West & Memorial City |  | Rental | [7 empty] | MONITORVITALSIGNS-CAS Med Sys-CAS 750 |  | CAS 750 MONITOR - ETCO2, MAS-SPO2 |  |  | MONITORVITALSIGNS-CAS Med Sys-CAS 750 | [6 empty] | Verified as Rental |  |  | MHHS-Mem City
NO | YES |  |  |  | LFD138 |  | MASIMO |  |  |  | Rental | MHHS-Mem City |  |  |  | LFD138 |  | West & Memorial City |  | Rental | [7 empty] | MONITORVITALSIGNS-CAS Med Sys-CAS 750 |  | CAS 750 MONITOR - ETCO2, MAS-SPO2 |  |  | MONITORVITALSIGNS-CAS Med Sys-CAS 750 | [6 empty] | Verified as Rental |  |  | MHHS-Mem City
NO | YES |  |  |  | LFD139 |  | MASIMO |  |  |  | Rental | MHHS-Mem City |  |  |  | LFD139 |  | West & Memorial City |  | Rental | [7 empty] | MONITORVITALSIGNS-CAS Med Sys-CAS 750 |  | CAS 750 MONITOR - ETCO2, MAS-SPO2 |  |  | MONITORVITALSIGNS-CAS Med Sys-CAS 750 | [6 empty] | Verified as Rental |  |  | MHHS-Mem City
NO | YES |  |  |  | LFD141 |  | MASIMO |  |  |  | Rental | MHHS-Mem City |  |  |  | LFD141 |  | West & Memorial City |  | Rental | [7 empty] | MONITORVITALSIGNS-CAS Med Sys-CAS 750 |  | CAS 750 MONITOR - ETCO2, MAS-SPO2 |  |  | MONITORVITALSIGNS-CAS Med Sys-CAS 750 | [6 empty] | Verified as Rental |  |  | MHHS-Mem City
NO | YES |  |  |  | LFD161 |  | MASIMO |  |  |  | Rental | MHHS-Mem City |  |  |  | LFD161 |  | West & Memorial City |  | Rental | [7 empty] | MONITORVITALSIGNS-CAS Med Sys-CAS 750 |  | CAS 750 MONITOR - ETCO2, MAS-SPO2 |  |  | MONITORVITALSIGNS-CAS Med Sys-CAS 750 | [6 empty] | Verified as Rental |  |  | MHHS-Mem City
NO | YES |  |  |  | LFD170 |  | MASIMO |  |  |  | Rental | MHHS-Mem City |  |  |  | LFD170 |  | West & Memorial City |  | Rental | [7 empty] | MONITORVITALSIGNS-CAS Med Sys-CAS 750 |  | CAS 750 MONITOR - ETCO2, MAS-SPO2 |  |  | MONITORVITALSIGNS-CAS Med Sys-CAS 750 | [6 empty] | Verified as Rental |  |  | MHHS-Mem City
NO | YES |  |  |  | LFD173 |  | MASIMO |  |  |  | Rental | MHHS-Mem City |  |  |  | LFD173 |  | West & Memorial City |  | Rental | [7 empty] | MONITORVITALSIGNS-CAS Med Sys-CAS 750 |  | CAS 750 MONITOR - ETCO2, MAS-SPO2 |  |  | MONITORVITALSIGNS-CAS Med Sys-CAS 750 | [6 empty] | Verified as Rental |  |  | MHHS-Mem City
NO | YES |  |  |  | LFD187 |  | MASIMO |  |  |  | Rental | MHHS-Mem City |  |  |  | LFD187 |  | West & Memorial City |  | Rental | [7 empty] | MONITORVITALSIGNS-CAS Med Sys-CAS 750 |  | CAS 750 MONITOR - ETCO2, MAS-SPO2 |  |  | MONITORVITALSIGNS-CAS Med Sys-CAS 750 | [6 empty] | Verified as Rental |  |  | MHHS-Mem City
NO | YES |  |  |  | LFD227 |  | MASIMO |  |  |  | Rental | MHHS-Mem City |  |  |  | LFD227 |  | West & Memorial City |  | Rental | [7 empty] | MONITORVITALSIGNS-CAS Med Sys-CAS 750 |  | CAS 750 MONITOR - ETCO2, MAS-SPO2 |  |  | MONITORVITALSIGNS-CAS Med Sys-CAS 750 | [6 empty] | Verified as Rental |  |  | MHHS-Mem City
NO | YES |  |  |  | LFD246 |  | MASIMO |  |  |  | Rental | MHHS-Mem City |  |  |  | LFD246 |  | West & Memorial City |  | Rental | [7 empty] | MONITORVITALSIGNS-CAS Med Sys-CAS 750 |  | CAS 750 MONITOR - ETCO2, MAS-SPO2 |  |  | MONITORVITALSIGNS-CAS Med Sys-CAS 750 | [6 empty] | Verified as Rental |  |  | MHHS-Mem City
NO | YES |  |  |  | LFD260 |  | MASIMO |  |  |  | Rental | MHHS-Mem City |  |  |  | LFD260 |  | West & Memorial City |  | Rental | [7 empty] | MONITORVITALSIGNS-CAS Med Sys-CAS 750 |  | CAS 750 MONITOR - ETCO2, MAS-SPO2 |  |  | MONITORVITALSIGNS-CAS Med Sys-CAS 750 | [6 empty] | Verified as Rental |  |  | MHHS-Mem City
NO | YES |  |  |  | LFD271 |  | MASIMO |  |  |  | Rental | MHHS-Mem City |  |  |  | LFD271 |  | West & Memorial City |  | Rental | [7 empty] | MONITORVITALSIGNS-CAS Med Sys-CAS 750 |  | CAS 750 MONITOR - ETCO2, MAS-SPO2 |  |  | MONITORVITALSIGNS-CAS Med Sys-CAS 750 | [6 empty] | Verified as Rental |  |  | MHHS-Mem City
NO | YES |  |  |  | LFD288 |  | MASIMO |  |  |  | Rental | MHHS-Mem City |  |  |  | LFD288 |  | West & Memorial City |  | Rental | [7 empty] | MONITORVITALSIGNS-CAS Med Sys-CAS 750 |  | CAS 750 MONITOR - ETCO2, MAS-SPO2 |  |  | MONITORVITALSIGNS-CAS Med Sys-CAS 750 | [6 empty] | Verified as Rental |  |  | MHHS-Mem City
NO | YES |  |  |  | LFD317 |  | MASIMO |  |  |  | Rental | MHHS-Mem City |  |  |  | LFD317 |  | West & Memorial City |  | Rental | [7 empty] | MONITORVITALSIGNS-CAS Med Sys-CAS 750 |  | CAS 750 MONITOR - ETCO2, MAS-SPO2 |  |  | MONITORVITALSIGNS-CAS Med Sys-CAS 750 | [6 empty] | Verified as Rental |  |  | MHHS-Mem City
NO | YES |  |  |  | LFD332 |  | MASIMO |  |  |  | Rental | MHHS-Mem City |  |  |  | LFD332 |  | West & Memorial City |  | Rental | [7 empty] | MONITORVITALSIGNS-CAS Med Sys-CAS 750 |  | CAS 750 MONITOR - ETCO2, MAS-SPO2 |  |  | MONITORVITALSIGNS-CAS Med Sys-CAS 750 | [6 empty] | Verified as Rental |  |  | MHHS-Mem City
NO | YES |  |  |  | LFD129 |  | MASIMO |  |  |  | Rental | MHHS-Northeast |  |  |  | LFD129 |  | Katy |  | Rental | [7 empty] | MONITORVITALSIGNS-CAS Med Sys-CAS 750 |  | CAS 750 MONITOR - ETCO2, MAS-SPO2 |  |  | MONITORVITALSIGNS-CAS Med Sys-CAS 750 | [6 empty] | Verified as Rental |  |  | MHHS-Northeast
NO | YES |  |  |  | LFD163 |  | MASIMO |  |  |  | Rental | MHHS-Northeast |  |  |  | LFD163 |  | Katy |  | Rental | [7 empty] | MONITORVITALSIGNS-CAS Med Sys-CAS 750 |  | CAS 750 MONITOR - ETCO2, MAS-SPO2 |  |  | MONITORVITALSIGNS-CAS Med Sys-CAS 750 | [6 empty] | Verified as Rental |  |  | MHHS-Northeast
NO | YES |  |  |  | LFD263 |  | MASIMO |  |  |  | Rental | MHHS-Northeast |  |  |  | LFD263 |  | Katy |  | Rental | [7 empty] | MONITORVITALSIGNS-CAS Med Sys-CAS 750 |  | CAS 750 MONITOR - ETCO2, MAS-SPO2 |  |  | MONITORVITALSIGNS-CAS Med Sys-CAS 750 | [6 empty] | Verified as Rental |  |  | MHHS-Northeast
NO | YES |  |  |  | LFD300 |  | MASIMO |  |  |  | Rental | MHHS-Northeast |  |  |  | LFD300 |  | Katy |  | Rental | [7 empty] | MONITORVITALSIGNS-CAS Med Sys-CAS 750 |  | CAS 750 MONITOR - ETCO2, MAS-SPO2 |  |  | MONITORVITALSIGNS-CAS Med Sys-CAS 750 | [6 empty] | Verified as Rental |  |  | MHHS-Northeast
NO | YES |  |  |  | LFD359 |  | MASIMO |  |  |  | Rental | MHHS-Northeast |  |  |  | LFD359 |  | Katy |  | Rental | [7 empty] | MONITORVITALSIGNS-CAS Med Sys-CAS 750 |  | CAS 750 MONITOR - ETCO2, MAS-SPO2 |  |  | MONITORVITALSIGNS-CAS Med Sys-CAS 750 | [6 empty] | Verified as Rental |  |  | MHHS-Northeast
NO | YES |  |  |  | LFD125 |  | MASIMO |  |  |  | Rental | MHHS-Orthopedic & Spine |  |  |  | LFD125 |  | Central & Greater Heights |  | Rental | [7 empty] | MONITORVITALSIGNS-CAS Med Sys-CAS 750 |  | CAS 750 MONITOR - ETCO2, MAS-SPO2 |  |  | MONITORVITALSIGNS-CAS Med Sys-CAS 750 | [6 empty] | Verified as Rental |  |  | MHHS-Orthopedic & Spine
NO | YES |  |  |  | LFD130 |  | MASIMO |  |  |  | Rental | MHHS-Orthopedic & Spine |  |  |  | LFD130 |  | Central & Greater Heights |  | Rental | [7 empty] | MONITORVITALSIGNS-CAS Med Sys-CAS 750 |  | CAS 750 MONITOR - ETCO2, MAS-SPO2 |  |  | MONITORVITALSIGNS-CAS Med Sys-CAS 750 | [6 empty] | Verified as Rental |  |  | MHHS-Orthopedic & Spine
NO | YES |  |  |  | LFD168 |  | MASIMO |  |  |  | Rental | MHHS-Orthopedic & Spine |  |  |  | LFD168 |  | Central & Greater Heights |  | Rental | [7 empty] | MONITORVITALSIGNS-CAS Med Sys-CAS 750 |  | CAS 750 MONITOR - ETCO2, MAS-SPO2 |  |  | MONITORVITALSIGNS-CAS Med Sys-CAS 750 | [6 empty] | Verified as Rental |  |  | MHHS-Orthopedic & Spine
NO | YES |  |  |  | LFD171 |  | MASIMO |  |  |  | Rental | MHHS-Orthopedic & Spine |  |  |  | LFD171 |  | Central & Greater Heights |  | Rental | [7 empty] | MONITORVITALSIGNS-CAS Med Sys-CAS 750 |  | CAS 750 MONITOR - ETCO2, MAS-SPO2 |  |  | MONITORVITALSIGNS-CAS Med Sys-CAS 750 | [6 empty] | Verified as Rental |  |  | MHHS-Orthopedic & Spine
NO | YES |  |  |  | LFD183 |  | MASIMO |  |  |  | Rental | MHHS-Orthopedic & Spine |  |  |  | LFD183 |  | Central & Greater Heights |  | Rental | [7 empty] | MONITORVITALSIGNS-CAS Med Sys-CAS 750 |  | CAS 750 MONITOR - ETCO2, MAS-SPO2 |  |  | MONITORVITALSIGNS-CAS Med Sys-CAS 750 | [6 empty] | Verified as Rental |  |  | MHHS-Orthopedic & Spine
NO | YES |  |  |  | LFD197 |  | MASIMO |  |  |  | Rental | MHHS-Orthopedic & Spine |  |  |  | LFD197 |  | Central & Greater Heights |  | Rental | [7 empty] | MONITORVITALSIGNS-CAS Med Sys-CAS 750 |  | CAS 750 MONITOR - ETCO2, MAS-SPO2 |  |  | MONITORVITALSIGNS-CAS Med Sys-CAS 750 | [6 empty] | Verified as Rental |  |  | MHHS-Orthopedic & Spine
NO | YES |  |  |  | LFD200 |  | MASIMO |  |  |  | Rental | MHHS-Orthopedic & Spine |  |  |  | LFD200 |  | Central & Greater Heights |  | Rental | [7 empty] | MONITORVITALSIGNS-CAS Med Sys-CAS 750 |  | CAS 750 MONITOR - ETCO2, MAS-SPO2 |  |  | MONITORVITALSIGNS-CAS Med Sys-CAS 750 | [6 empty] | Verified as Rental |  |  | MHHS-Orthopedic & Spine
NO | YES |  |  |  | LFD223 |  | MASIMO |  |  |  | Rental | MHHS-Orthopedic & Spine |  |  |  | LFD223 |  | Central & Greater Heights |  | Rental | [7 empty] | MONITORVITALSIGNS-CAS Med Sys-CAS 750 |  | CAS 750 MONITOR - ETCO2, MAS-SPO2 |  |  | MONITORVITALSIGNS-CAS Med Sys-CAS 750 | [6 empty] | Verified as Rental |  |  | MHHS-Orthopedic & Spine
NO | YES |  |  |  | LFD224 |  | MASIMO |  |  |  | Rental | MHHS-Orthopedic & Spine |  |  |  | LFD224 |  | Central & Greater Heights |  | Rental | [7 empty] | MONITORVITALSIGNS-CAS Med Sys-CAS 750 |  | CAS 750 MONITOR - ETCO2, MAS-SPO2 |  |  | MONITORVITALSIGNS-CAS Med Sys-CAS 750 | [6 empty] | Verified as Rental |  |  | MHHS-Orthopedic & Spine
NO | YES |  |  |  | LFD252 |  | MASIMO |  |  |  | Rental | MHHS-Orthopedic & Spine |  |  |  | LFD252 |  | Central & Greater Heights |  | Rental | [7 empty] | MONITORVITALSIGNS-CAS Med Sys-CAS 750 |  | CAS 750 MONITOR - ETCO2, MAS-SPO2 |  |  | MONITORVITALSIGNS-CAS Med Sys-CAS 750 | [6 empty] | Verified as Rental |  |  | MHHS-Orthopedic & Spine
NO | YES |  |  |  | LFD268 |  | MASIMO |  |  |  | Rental | MHHS-Orthopedic & Spine |  |  |  | LFD268 |  | Central & Greater Heights |  | Rental | [7 empty] | MONITORVITALSIGNS-CAS Med Sys-CAS 750 |  | CAS 750 MONITOR - ETCO2, MAS-SPO2 |  |  | MONITORVITALSIGNS-CAS Med Sys-CAS 750 | [6 empty] | Verified as Rental |  |  | MHHS-Orthopedic & Spine
NO | YES |  |  |  | LFD275 |  | MASIMO |  |  |  | Rental | MHHS-Orthopedic & Spine |  |  |  | LFD275 |  | Central & Greater Heights |  | Rental | [7 empty] | MONITORVITALSIGNS-CAS Med Sys-CAS 750 |  | CAS 750 MONITOR - ETCO2, MAS-SPO2 |  |  | MONITORVITALSIGNS-CAS Med Sys-CAS 750 | [6 empty] | Verified as Rental |  |  | MHHS-Orthopedic & Spine
NO | YES |  |  |  | LFD286 |  | MASIMO |  |  |  | Rental | MHHS-Orthopedic & Spine |  |  |  | LFD286 |  | Central & Greater Heights |  | Rental | [7 empty] | MONITORVITALSIGNS-CAS Med Sys-CAS 750 |  | CAS 750 MONITOR - ETCO2, MAS-SPO2 |  |  | MONITORVITALSIGNS-CAS Med Sys-CAS 750 | [6 empty] | Verified as Rental |  |  | MHHS-Orthopedic & Spine
NO | YES |  |  |  | LFD316 |  | MASIMO |  |  |  | Rental | MHHS-Orthopedic & Spine |  |  |  | LFD316 |  | Central & Greater Heights |  | Rental | [7 empty] | MONITORVITALSIGNS-CAS Med Sys-CAS 750 |  | CAS 750 MONITOR - ETCO2, MAS-SPO2 |  |  | MONITORVITALSIGNS-CAS Med Sys-CAS 750 | [6 empty] | Verified as Rental |  |  | MHHS-Orthopedic & Spine
NO | YES |  |  |  | LFD324 |  | MASIMO |  |  |  | Rental | MHHS-Orthopedic & Spine |  |  |  | LFD324 |  | Central & Greater Heights |  | Rental | [7 empty] | MONITORVITALSIGNS-CAS Med Sys-CAS 750 |  | CAS 750 MONITOR - ETCO2, MAS-SPO2 |  |  | MONITORVITALSIGNS-CAS Med Sys-CAS 750 | [6 empty] | Verified as Rental |  |  | MHHS-Orthopedic & Spine
NO | YES |  |  |  | LFD342 |  | MASIMO |  |  |  | Rental | MHHS-Orthopedic & Spine |  |  |  | LFD342 |  | Central & Greater Heights |  | Rental | [7 empty] | MONITORVITALSIGNS-CAS Med Sys-CAS 750 |  | CAS 750 MONITOR - ETCO2, MAS-SPO2 |  |  | MONITORVITALSIGNS-CAS Med Sys-CAS 750 | [6 empty] | Verified as Rental |  |  | MHHS-Orthopedic & Spine
NO | YES |  |  |  | LFD353 |  | MASIMO |  |  |  | Rental | MHHS-Orthopedic & Spine |  |  |  | LFD353 |  | Central & Greater Heights |  | Rental | [7 empty] | MONITORVITALSIGNS-CAS Med Sys-CAS 750 |  | CAS 750 MONITOR - ETCO2, MAS-SPO2 |  |  | MONITORVITALSIGNS-CAS Med Sys-CAS 750 | [6 empty] | Verified as Rental |  |  | MHHS-Orthopedic & Spine
NO | YES |  |  |  | LFD117 |  | MASIMO |  |  |  | Rental | MHHS-Pearland Hospital |  |  |  | LFD117 |  | Pearland |  | Rental | [7 empty] | MONITORVITALSIGNS-CAS Med Sys-CAS 750 |  | CAS 750 MONITOR - ETCO2, MAS-SPO2 |  |  | MONITORVITALSIGNS-CAS Med Sys-CAS 750 | [6 empty] | Verified as Rental |  |  | MHHS-Pearland Hospital
NO | YES |  |  |  | LFD118 |  | MASIMO |  |  |  | Rental | MHHS-Pearland Hospital |  |  |  | LFD118 |  | Pearland |  | Rental | [7 empty] | MONITORVITALSIGNS-CAS Med Sys-CAS 750 |  | CAS 750 MONITOR - ETCO2, MAS-SPO2 |  |  | MONITORVITALSIGNS-CAS Med Sys-CAS 750 | [6 empty] | Verified as Rental |  |  | MHHS-Pearland Hospital
NO | YES |  |  |  | LFD155 |  | MASIMO |  |  |  | Rental | MHHS-Pearland Hospital |  |  |  | LFD155 |  | Pearland |  | Rental | [7 empty] | MONITORVITALSIGNS-CAS Med Sys-CAS 750 |  | CAS 750 MONITOR - ETCO2, MAS-SPO2 |  |  | MONITORVITALSIGNS-CAS Med Sys-CAS 750 | [6 empty] | Verified as Rental |  |  | MHHS-Pearland Hospital
NO | YES |  |  |  | LFD211 |  | MASIMO |  |  |  | Rental | MHHS-Pearland Hospital |  |  |  | LFD211 |  | Pearland |  | Rental | [7 empty] | MONITORVITALSIGNS-CAS Med Sys-CAS 750 |  | CAS 750 MONITOR - ETCO2, MAS-SPO2 |  |  | MONITORVITALSIGNS-CAS Med Sys-CAS 750 | [6 empty] | Verified as Rental |  |  | MHHS-Pearland Hospital
NO | YES |  |  |  | LFD309 |  | MASIMO |  |  |  | Rental | MHHS-Pearland Hospital |  |  |  | LFD309 |  | Pearland |  | Rental | [7 empty] | MONITORVITALSIGNS-CAS Med Sys-CAS 750 |  | CAS 750 MONITOR - ETCO2, MAS-SPO2 |  |  | MONITORVITALSIGNS-CAS Med Sys-CAS 750 | [6 empty] | Verified as Rental |  |  | MHHS-Pearland Hospital
NO | YES |  |  |  | LFD356 |  | MASIMO |  |  |  | Rental | MHHS-Pearland Hospital |  |  |  | LFD356 |  | Pearland |  | Rental | [7 empty] | MONITORVITALSIGNS-CAS Med Sys-CAS 750 |  | CAS 750 MONITOR - ETCO2, MAS-SPO2 |  |  | MONITORVITALSIGNS-CAS Med Sys-CAS 750 | [6 empty] | Verified as Rental |  |  | MHHS-Pearland Hospital
NO | YES |  |  |  | LFD333 |  | MASIMO |  |  |  | Rental | MHHS-Spring CCC |  |  |  | LFD333 |  | Woodlands |  | Rental | [7 empty] | MONITORVITALSIGNS-CAS Med Sys-CAS 750 |  | CAS 750 MONITOR - ETCO2, MAS-SPO2 |  |  | MONITORVITALSIGNS-CAS Med Sys-CAS 750 | [6 empty] | Verified as Rental |  |  | MHHS-Spring CCC
NO | YES |  |  |  | LFD307 |  | MASIMO |  |  |  | Rental | MHHS-Summer Creek CCC |  |  |  | LFD307 |  | Katy |  | Rental | [7 empty] | MONITORVITALSIGNS-CAS Med Sys-CAS 750 |  | CAS 750 MONITOR - ETCO2, MAS-SPO2 |  |  | MONITORVITALSIGNS-CAS Med Sys-CAS 750 | [6 empty] | Verified as Rental |  |  | MHHS-Summer Creek CCC
NO | YES |  |  |  | LFD115 |  | MASIMO |  |  |  | Rental | MHHS-Southeast |  |  |  | LFD115 |  | Southeast & Bay Area |  | Rental | [7 empty] | MONITORVITALSIGNS-CAS Med Sys-CAS 750 |  | CAS 750 MONITOR - ETCO2, MAS-SPO2 |  |  | MONITORVITALSIGNS-CAS Med Sys-CAS 750 | [6 empty] | Verified as Rental |  |  | MHHS-Southeast
NO | YES |  |  |  | LFD121 |  | MASIMO |  |  |  | Rental | MHHS-Southeast |  |  |  | LFD121 |  | Southeast & Bay Area |  | Rental | [7 empty] | MONITORVITALSIGNS-CAS Med Sys-CAS 750 |  | CAS 750 MONITOR - ETCO2, MAS-SPO2 |  |  | MONITORVITALSIGNS-CAS Med Sys-CAS 750 | [6 empty] | Verified as Rental |  |  | MHHS-Southeast
NO | YES |  |  |  | LFD175 |  | MASIMO |  |  |  | Rental | MHHS-Southeast |  |  |  | LFD175 |  | Southeast & Bay Area |  | Rental | [7 empty] | MONITORVITALSIGNS-CAS Med Sys-CAS 750 |  | CAS 750 MONITOR - ETCO2, MAS-SPO2 |  |  | MONITORVITALSIGNS-CAS Med Sys-CAS 750 | [6 empty] | Verified as Rental |  |  | MHHS-Southeast
NO | YES |  |  |  | LFD189 |  | MASIMO |  |  |  | Rental | MHHS-Southeast |  |  |  | LFD189 |  | Southeast & Bay Area |  | Rental | [7 empty] | MONITORVITALSIGNS-CAS Med Sys-CAS 750 |  | CAS 750 MONITOR - ETCO2, MAS-SPO2 |  |  | MONITORVITALSIGNS-CAS Med Sys-CAS 750 | [6 empty] | Verified as Rental |  |  | MHHS-Southeast
NO | YES |  |  |  | LFD221 |  | MASIMO |  |  |  | Rental | MHHS-Southeast |  |  |  | LFD221 |  | Southeast & Bay Area |  | Rental | [7 empty] | MONITORVITALSIGNS-CAS Med Sys-CAS 750 |  | CAS 750 MONITOR - ETCO2, MAS-SPO2 |  |  | MONITORVITALSIGNS-CAS Med Sys-CAS 750 | [6 empty] | Verified as Rental |  |  | MHHS-Southeast
NO | YES |  |  |  | LFD256 |  | MASIMO |  |  |  | Rental | MHHS-Southeast |  |  |  | LFD256 |  | Southeast & Bay Area |  | Rental | [7 empty] | MONITORVITALSIGNS-CAS Med Sys-CAS 750 |  | CAS 750 MONITOR - ETCO2, MAS-SPO2 |  |  | MONITORVITALSIGNS-CAS Med Sys-CAS 750 | [6 empty] | Verified as Rental |  |  | MHHS-Southeast
NO | YES |  |  |  | LFD289 |  | MASIMO |  |  |  | Rental | MHHS-Southeast |  |  |  | LFD289 |  | Southeast & Bay Area |  | Rental | [7 empty] | MONITORVITALSIGNS-CAS Med Sys-CAS 750 |  | CAS 750 MONITOR - ETCO2, MAS-SPO2 |  |  | MONITORVITALSIGNS-CAS Med Sys-CAS 750 | [6 empty] | Verified as Rental |  |  | MHHS-Southeast
NO | YES |  |  |  | LFD291 |  | MASIMO |  |  |  | Rental | MHHS-Southeast |  |  |  | LFD291 |  | Southeast & Bay Area |  | Rental | [7 empty] | MONITORVITALSIGNS-CAS Med Sys-CAS 750 |  | CAS 750 MONITOR - ETCO2, MAS-SPO2 |  |  | MONITORVITALSIGNS-CAS Med Sys-CAS 750 | [6 empty] | Verified as Rental |  |  | MHHS-Southeast
NO | YES |  |  |  | LFD298 |  | MASIMO |  |  |  | Rental | MHHS-Southeast |  |  |  | LFD298 |  | Southeast & Bay Area |  | Rental | [7 empty] | MONITORVITALSIGNS-CAS Med Sys-CAS 750 |  | CAS 750 MONITOR - ETCO2, MAS-SPO2 |  |  | MONITORVITALSIGNS-CAS Med Sys-CAS 750 | [6 empty] | Verified as Rental |  |  | MHHS-Southeast
NO | YES |  |  |  | LFD320 |  | MASIMO |  |  |  | Rental | MHHS-Southeast |  |  |  | LFD320 |  | Southeast & Bay Area |  | Rental | [7 empty] | MONITORVITALSIGNS-CAS Med Sys-CAS 750 |  | CAS 750 MONITOR - ETCO2, MAS-SPO2 |  |  | MONITORVITALSIGNS-CAS Med Sys-CAS 750 | [6 empty] | Verified as Rental |  |  | MHHS-Southeast
NO | YES |  |  |  | LFD334 |  | MASIMO |  |  |  | Rental | MHHS-Southeast |  |  |  | LFD334 |  | Southeast & Bay Area |  | Rental | [7 empty] | MONITORVITALSIGNS-CAS Med Sys-CAS 750 |  | CAS 750 MONITOR - ETCO2, MAS-SPO2 |  |  | MONITORVITALSIGNS-CAS Med Sys-CAS 750 | [6 empty] | Verified as Rental |  |  | MHHS-Southeast
NO | YES |  |  |  | LFD101 |  | MASIMO |  |  |  | Rental | MHHS-Southwest |  |  |  | LFD101 |  | Southwest |  | Rental | [7 empty] | MONITORVITALSIGNS-CAS Med Sys-CAS 750 |  | CAS 750 MONITOR - ETCO2, MAS-SPO2 |  |  | MONITORVITALSIGNS-CAS Med Sys-CAS 750 | [6 empty] | Verified as Rental |  |  | MHHS-Southwest
NO | YES |  |  |  | LFD107 |  | MASIMO |  |  |  | Rental | MHHS-Southwest |  |  |  | LFD107 |  | Southwest |  | Rental | [7 empty] | MONITORVITALSIGNS-CAS Med Sys-CAS 750 |  | CAS 750 MONITOR - ETCO2, MAS-SPO2 |  |  | MONITORVITALSIGNS-CAS Med Sys-CAS 750 | [6 empty] | Verified as Rental |  |  | MHHS-Southwest
NO | YES |  |  |  | LFD108 |  | MASIMO |  |  |  | Rental | MHHS-Southwest |  |  |  | LFD108 |  | Southwest |  | Rental | [7 empty] | MONITORVITALSIGNS-CAS Med Sys-CAS 750 |  | CAS 750 MONITOR - ETCO2, MAS-SPO2 |  |  | MONITORVITALSIGNS-CAS Med Sys-CAS 750 | [6 empty] | Verified as Rental |  |  | MHHS-Southwest
NO | YES |  |  |  | LFD112 |  | MASIMO |  |  |  | Rental | MHHS-Southwest |  |  |  | LFD112 |  | Southwest |  | Rental | [7 empty] | MONITORVITALSIGNS-CAS Med Sys-CAS 750 |  | CAS 750 MONITOR - ETCO2, MAS-SPO2 |  |  | MONITORVITALSIGNS-CAS Med Sys-CAS 750 | [6 empty] | Verified as Rental |  |  | MHHS-Southwest
NO | YES |  |  |  | LFD113 |  | MASIMO |  |  |  | Rental | MHHS-Southwest |  |  |  | LFD113 |  | Southwest |  | Rental | [7 empty] | MONITORVITALSIGNS-CAS Med Sys-CAS 750 |  | CAS 750 MONITOR - ETCO2, MAS-SPO2 |  |  | MONITORVITALSIGNS-CAS Med Sys-CAS 750 | [6 empty] | Verified as Rental |  |  | MHHS-Southwest
NO | YES |  |  |  | LFD126 |  | MASIMO |  |  |  | Rental | MHHS-Southwest |  |  |  | LFD126 |  | Southwest |  | Rental | [7 empty] | MONITORVITALSIGNS-CAS Med Sys-CAS 750 |  | CAS 750 MONITOR - ETCO2, MAS-SPO2 |  |  | MONITORVITALSIGNS-CAS Med Sys-CAS 750 | [6 empty] | Verified as Rental |  |  | MHHS-Southwest
NO | YES |  |  |  | LFD131 |  | MASIMO |  |  |  | Rental | MHHS-Southwest |  |  |  | LFD131 |  | Southwest |  | Rental | [7 empty] | MONITORVITALSIGNS-CAS Med Sys-CAS 750 |  | CAS 750 MONITOR - ETCO2, MAS-SPO2 |  |  | MONITORVITALSIGNS-CAS Med Sys-CAS 750 | [6 empty] | Verified as Rental |  |  | MHHS-Southwest
NO | YES |  |  |  | LFD135 |  | MASIMO |  |  |  | Rental | MHHS-Southwest |  |  |  | LFD135 |  | Southwest |  | Rental | [7 empty] | MONITORVITALSIGNS-CAS Med Sys-CAS 750 |  | CAS 750 MONITOR - ETCO2, MAS-SPO2 |  |  | MONITORVITALSIGNS-CAS Med Sys-CAS 750 | [6 empty] | Verified as Rental |  |  | MHHS-Southwest
NO | YES |  |  |  | LFD136 |  | MASIMO |  |  |  | Rental | MHHS-Southwest |  |  |  | LFD136 |  | Southwest |  | Rental | [7 empty] | MONITORVITALSIGNS-CAS Med Sys-CAS 750 |  | CAS 750 MONITOR - ETCO2, MAS-SPO2 |  |  | MONITORVITALSIGNS-CAS Med Sys-CAS 750 | [6 empty] | Verified as Rental |  |  | MHHS-Southwest
NO | YES |  |  |  | LFD145 |  | MASIMO |  |  |  | Rental | MHHS-Southwest |  |  |  | LFD145 |  | Southwest |  | Rental | [7 empty] | MONITORVITALSIGNS-CAS Med Sys-CAS 750 |  | CAS 750 MONITOR - ETCO2, MAS-SPO2 |  |  | MONITORVITALSIGNS-CAS Med Sys-CAS 750 | [6 empty] | Verified as Rental |  |  | MHHS-Southwest
NO | YES |  |  |  | LFD153 |  | MASIMO |  |  |  | Rental | MHHS-Southwest |  |  |  | LFD153 |  | Southwest |  | Rental | [7 empty] | MONITORVITALSIGNS-CAS Med Sys-CAS 750 |  | CAS 750 MONITOR - ETCO2, MAS-SPO2 |  |  | MONITORVITALSIGNS-CAS Med Sys-CAS 750 | [6 empty] | Verified as Rental |  |  | MHHS-Southwest
NO | YES |  |  |  | LFD156 |  | MASIMO |  |  |  | Rental | MHHS-Southwest |  |  |  | LFD156 |  | Southwest |  | Rental | [7 empty] | MONITORVITALSIGNS-CAS Med Sys-CAS 750 |  | CAS 750 MONITOR - ETCO2, MAS-SPO2 |  |  | MONITORVITALSIGNS-CAS Med Sys-CAS 750 | [6 empty] | Verified as Rental |  |  | MHHS-Southwest
NO | YES |  |  |  | LFD190 |  | MASIMO |  |  |  | Rental | MHHS-Southwest |  |  |  | LFD190 |  | Southwest |  | Rental | [7 empty] | MONITORVITALSIGNS-CAS Med Sys-CAS 750 |  | CAS 750 MONITOR - ETCO2, MAS-SPO2 |  |  | MONITORVITALSIGNS-CAS Med Sys-CAS 750 | [6 empty] | Verified as Rental |  |  | MHHS-Southwest
NO | YES |  |  |  | LFD199 |  | MASIMO |  |  |  | Rental | MHHS-Southwest |  |  |  | LFD199 |  | Southwest |  | Rental | [7 empty] | MONITORVITALSIGNS-CAS Med Sys-CAS 750 |  | CAS 750 MONITOR - ETCO2, MAS-SPO2 |  |  | MONITORVITALSIGNS-CAS Med Sys-CAS 750 | [6 empty] | Verified as Rental |  |  | MHHS-Southwest
NO | YES |  |  |  | LFD230 |  | MASIMO |  |  |  | Rental | MHHS-Southwest |  |  |  | LFD230 |  | Southwest |  | Rental | [7 empty] | MONITORVITALSIGNS-CAS Med Sys-CAS 750 |  | CAS 750 MONITOR - ETCO2, MAS-SPO2 |  |  | MONITORVITALSIGNS-CAS Med Sys-CAS 750 | [6 empty] | Verified as Rental |  |  | MHHS-Southwest
NO | YES |  |  |  | LFD237 |  | MASIMO |  |  |  | Rental | MHHS-Southwest |  |  |  | LFD237 |  | Southwest |  | Rental | [7 empty] | MONITORVITALSIGNS-CAS Med Sys-CAS 750 |  | CAS 750 MONITOR - ETCO2, MAS-SPO2 |  |  | MONITORVITALSIGNS-CAS Med Sys-CAS 750 | [6 empty] | Verified as Rental |  |  | MHHS-Southwest
NO | YES |  |  |  | LFD240 |  | MASIMO |  |  |  | Rental | MHHS-Southwest |  |  |  | LFD240 |  | Southwest |  | Rental | [7 empty] | MONITORVITALSIGNS-CAS Med Sys-CAS 750 |  | CAS 750 MONITOR - ETCO2, MAS-SPO2 |  |  | MONITORVITALSIGNS-CAS Med Sys-CAS 750 | [6 empty] | Verified as Rental |  |  | MHHS-Southwest
NO | YES |  |  |  | LFD241 |  | MASIMO |  |  |  | Rental | MHHS-Southwest |  |  |  | LFD241 |  | Southwest |  | Rental | [7 empty] | MONITORVITALSIGNS-CAS Med Sys-CAS 750 |  | CAS 750 MONITOR - ETCO2, MAS-SPO2 |  |  | MONITORVITALSIGNS-CAS Med Sys-CAS 750 | [6 empty] | Verified as Rental |  |  | MHHS-Southwest
NO | YES |  |  |  | LFD242 |  | MASIMO |  |  |  | Rental | MHHS-Southwest |  |  |  | LFD242 |  | Southwest |  | Rental | [7 empty] | MONITORVITALSIGNS-CAS Med Sys-CAS 750 |  | CAS 750 MONITOR - ETCO2, MAS-SPO2 |  |  | MONITORVITALSIGNS-CAS Med Sys-CAS 750 | [6 empty] | Verified as Rental |  |  | MHHS-Southwest
NO | YES |  |  |  | LFD254 |  | MASIMO |  |  |  | Rental | MHHS-Southwest |  |  |  | LFD254 |  | Southwest |  | Rental | [7 empty] | MONITORVITALSIGNS-CAS Med Sys-CAS 750 |  | CAS 750 MONITOR - ETCO2, MAS-SPO2 |  |  | MONITORVITALSIGNS-CAS Med Sys-CAS 750 | [6 empty] | Verified as Rental |  |  | MHHS-Southwest
NO | YES |  |  |  | LFD258 |  | MASIMO |  |  |  | Rental | MHHS-Southwest |  |  |  | LFD258 |  | Southwest |  | Rental | [7 empty] | MONITORVITALSIGNS-CAS Med Sys-CAS 750 |  | CAS 750 MONITOR - ETCO2, MAS-SPO2 |  |  | MONITORVITALSIGNS-CAS Med Sys-CAS 750 | [6 empty] | Verified as Rental |  |  | MHHS-Southwest
NO | YES |  |  |  | LFD264 |  | MASIMO |  |  |  | Rental | MHHS-Southwest |  |  |  | LFD264 |  | Southwest |  | Rental | [7 empty] | MONITORVITALSIGNS-CAS Med Sys-CAS 750 |  | CAS 750 MONITOR - ETCO2, MAS-SPO2 |  |  | MONITORVITALSIGNS-CAS Med Sys-CAS 750 | [6 empty] | Verified as Rental |  |  | MHHS-Southwest
NO | YES |  |  |  | LFD283 |  | MASIMO |  |  |  | Rental | MHHS-Southwest |  |  |  | LFD283 |  | Southwest |  | Rental | [7 empty] | MONITORVITALSIGNS-CAS Med Sys-CAS 750 |  | CAS 750 MONITOR - ETCO2, MAS-SPO2 |  |  | MONITORVITALSIGNS-CAS Med Sys-CAS 750 | [6 empty] | Verified as Rental |  |  | MHHS-Southwest
NO | YES |  |  |  | LFD285 |  | MASIMO |  |  |  | Rental | MHHS-Southwest |  |  |  | LFD285 |  | Southwest |  | Rental | [7 empty] | MONITORVITALSIGNS-CAS Med Sys-CAS 750 |  | CAS 750 MONITOR - ETCO2, MAS-SPO2 |  |  | MONITORVITALSIGNS-CAS Med Sys-CAS 750 | [6 empty] | Verified as Rental |  |  | MHHS-Southwest
NO | YES |  |  |  | LFD287 |  | MASIMO |  |  |  | Rental | MHHS-Southwest |  |  |  | LFD287 |  | Southwest |  | Rental | [7 empty] | MONITORVITALSIGNS-CAS Med Sys-CAS 750 |  | CAS 750 MONITOR - ETCO2, MAS-SPO2 |  |  | MONITORVITALSIGNS-CAS Med Sys-CAS 750 | [6 empty] | Verified as Rental |  |  | MHHS-Southwest
NO | YES |  |  |  | LFD290 |  | MASIMO |  |  |  | Rental | MHHS-Southwest |  |  |  | LFD290 |  | Southwest |  | Rental | [7 empty] | MONITORVITALSIGNS-CAS Med Sys-CAS 750 |  | CAS 750 MONITOR - ETCO2, MAS-SPO2 |  |  | MONITORVITALSIGNS-CAS Med Sys-CAS 750 | [6 empty] | Verified as Rental |  |  | MHHS-Southwest
NO | YES |  |  |  | LFD296 |  | MASIMO |  |  |  | Rental | MHHS-Southwest |  |  |  | LFD296 |  | Southwest |  | Rental | [7 empty] | MONITORVITALSIGNS-CAS Med Sys-CAS 750 |  | CAS 750 MONITOR - ETCO2, MAS-SPO2 |  |  | MONITORVITALSIGNS-CAS Med Sys-CAS 750 | [6 empty] | Verified as Rental |  |  | MHHS-Southwest
NO | YES |  |  |  | LFD299 |  | MASIMO |  |  |  | Rental | MHHS-Southwest |  |  |  | LFD299 |  | Southwest |  | Rental | [7 empty] | MONITORVITALSIGNS-CAS Med Sys-CAS 750 |  | CAS 750 MONITOR - ETCO2, MAS-SPO2 |  |  | MONITORVITALSIGNS-CAS Med Sys-CAS 750 | [6 empty] | Verified as Rental |  |  | MHHS-Southwest
NO | YES |  |  |  | LFD306 |  | MASIMO |  |  |  | Rental | MHHS-Southwest |  |  |  | LFD306 |  | Southwest |  | Rental | [7 empty] | MONITORVITALSIGNS-CAS Med Sys-CAS 750 |  | CAS 750 MONITOR - ETCO2, MAS-SPO2 |  |  | MONITORVITALSIGNS-CAS Med Sys-CAS 750 | [6 empty] | Verified as Rental |  |  | MHHS-Southwest
NO | YES |  |  |  | LFD322 |  | MASIMO |  |  |  | Rental | MHHS-Southwest |  |  |  | LFD322 |  | Southwest |  | Rental | [7 empty] | MONITORVITALSIGNS-CAS Med Sys-CAS 750 |  | CAS 750 MONITOR - ETCO2, MAS-SPO2 |  |  | MONITORVITALSIGNS-CAS Med Sys-CAS 750 | [6 empty] | Verified as Rental |  |  | MHHS-Southwest
NO | YES |  |  |  | LFD327 |  | MASIMO |  |  |  | Rental | MHHS-Southwest |  |  |  | LFD327 |  | Southwest |  | Rental | [7 empty] | MONITORVITALSIGNS-CAS Med Sys-CAS 750 |  | CAS 750 MONITOR - ETCO2, MAS-SPO2 |  |  | MONITORVITALSIGNS-CAS Med Sys-CAS 750 | [6 empty] | Verified as Rental |  |  | MHHS-Southwest
NO | YES |  |  |  | LFD331 |  | MASIMO |  |  |  | Rental | MHHS-Southwest |  |  |  | LFD331 |  | Southwest |  | Rental | [7 empty] | MONITORVITALSIGNS-CAS Med Sys-CAS 750 |  | CAS 750 MONITOR - ETCO2, MAS-SPO2 |  |  | MONITORVITALSIGNS-CAS Med Sys-CAS 750 | [6 empty] | Verified as Rental |  |  | MHHS-Southwest
NO | YES |  |  |  | LFD339 |  | MASIMO |  |  |  | Rental | MHHS-Southwest |  |  |  | LFD339 |  | Southwest |  | Rental | [7 empty] | MONITORVITALSIGNS-CAS Med Sys-CAS 750 |  | CAS 750 MONITOR - ETCO2, MAS-SPO2 |  |  | MONITORVITALSIGNS-CAS Med Sys-CAS 750 | [6 empty] | Verified as Rental |  |  | MHHS-Southwest
NO | YES |  |  |  | LFD354 |  | MASIMO |  |  |  | Rental | MHHS-Southwest |  |  |  | LFD354 |  | Southwest |  | Rental | [7 empty] | MONITORVITALSIGNS-CAS Med Sys-CAS 750 |  | CAS 750 MONITOR - ETCO2, MAS-SPO2 |  |  | MONITORVITALSIGNS-CAS Med Sys-CAS 750 | [6 empty] | Verified as Rental |  |  | MHHS-Southwest
NO | YES |  |  |  | LFD358 |  | MASIMO |  |  |  | Rental | MHHS-Southwest |  |  |  | LFD358 |  | Southwest |  | Rental | [7 empty] | MONITORVITALSIGNS-CAS Med Sys-CAS 750 |  | CAS 750 MONITOR - ETCO2, MAS-SPO2 |  |  | MONITORVITALSIGNS-CAS Med Sys-CAS 750 | [6 empty] | Verified as Rental |  |  | MHHS-Southwest
NO | YES |  |  |  | LFD365 |  | MASIMO |  |  |  | Rental | MHHS-Southwest |  |  |  | LFD365 |  | Southwest |  | Rental | [7 empty] | MONITORVITALSIGNS-CAS Med Sys-CAS 750 |  | CAS 750 MONITOR - ETCO2, MAS-SPO2 |  |  | MONITORVITALSIGNS-CAS Med Sys-CAS 750 | [6 empty] | Verified as Rental |  |  | MHHS-Southwest
NO | YES |  |  |  | LFD368 |  | MASIMO |  |  |  | Rental | MHHS-Southwest |  |  |  | LFD368 |  | Southwest |  | Rental | [7 empty] | MONITORVITALSIGNS-CAS Med Sys-CAS 750 |  | CAS 750 MONITOR - ETCO2, MAS-SPO2 |  |  | MONITORVITALSIGNS-CAS Med Sys-CAS 750 | [6 empty] | Verified as Rental |  |  | MHHS-Southwest
NO | YES |  |  |  | LFD176 |  | MASIMO |  |  |  | Rental | MHHS-Sugarland |  |  |  | LFD176 |  | Sugar Land |  | Rental | [7 empty] | MONITORVITALSIGNS-CAS Med Sys-CAS 750 |  | CAS 750 MONITOR - ETCO2, MAS-SPO2 |  |  | MONITORVITALSIGNS-CAS Med Sys-CAS 750 | [6 empty] | Verified as Rental |  |  | MHHS-Sugarland
NO | YES |  |  |  | LFD205 |  | MASIMO |  |  |  | Rental | MHHS-Sugarland |  |  |  | LFD205 |  | Sugar Land |  | Rental | [7 empty] | MONITORVITALSIGNS-CAS Med Sys-CAS 750 |  | CAS 750 MONITOR - ETCO2, MAS-SPO2 |  |  | MONITORVITALSIGNS-CAS Med Sys-CAS 750 | [6 empty] | Verified as Rental |  |  | MHHS-Sugarland
NO | YES |  |  |  | LFD274 |  | MASIMO |  |  |  | Rental | MHHS-Sugarland |  |  |  | LFD274 |  | Sugar Land |  | Rental | [7 empty] | MONITORVITALSIGNS-CAS Med Sys-CAS 750 |  | CAS 750 MONITOR - ETCO2, MAS-SPO2 |  |  | MONITORVITALSIGNS-CAS Med Sys-CAS 750 | [6 empty] | Verified as Rental |  |  | MHHS-Sugarland
NO | YES |  |  |  | LFD284 |  | MASIMO |  |  |  | Rental | MHHS-Sugarland |  |  |  | LFD284 |  | Sugar Land |  | Rental | [7 empty] | MONITORVITALSIGNS-CAS Med Sys-CAS 750 |  | CAS 750 MONITOR - ETCO2, MAS-SPO2 |  |  | MONITORVITALSIGNS-CAS Med Sys-CAS 750 | [6 empty] | Verified as Rental |  |  | MHHS-Sugarland
NO | YES |  |  |  | LFD362 |  | MASIMO |  |  |  | Rental | MHHS-Sugarland |  |  |  | LFD362 |  | Sugar Land |  | Rental | [7 empty] | MONITORVITALSIGNS-CAS Med Sys-CAS 750 |  | CAS 750 MONITOR - ETCO2, MAS-SPO2 |  |  | MONITORVITALSIGNS-CAS Med Sys-CAS 750 | [6 empty] | Verified as Rental |  |  | MHHS-Sugarland
NO | YES |  |  |  | LFD103 |  | MASIMO |  |  |  | Rental | MHHS-TMC |  |  |  | LFD103 |  | TMC |  | Rental | [7 empty] | MONITORVITALSIGNS-CAS Med Sys-CAS 750 |  | CAS 750 MONITOR - ETCO2, MAS-SPO2 |  |  | MONITORVITALSIGNS-CAS Med Sys-CAS 750 | [6 empty] | Verified as Rental |  |  | MHHS-TMC
NO | YES |  |  |  | LFD119 |  | MASIMO |  |  |  | Rental | MHHS-TMC |  |  |  | LFD119 |  | TMC |  | Rental | [7 empty] | MONITORVITALSIGNS-CAS Med Sys-CAS 750 |  | CAS 750 MONITOR - ETCO2, MAS-SPO2 |  |  | MONITORVITALSIGNS-CAS Med Sys-CAS 750 | [6 empty] | Verified as Rental |  |  | MHHS-TMC
NO | YES |  |  |  | LFD120 |  | MASIMO |  |  |  | Rental | MHHS-TMC |  |  |  | LFD120 |  | TMC |  | Rental | [7 empty] | MONITORVITALSIGNS-CAS Med Sys-CAS 750 |  | CAS 750 MONITOR - ETCO2, MAS-SPO2 |  |  | MONITORVITALSIGNS-CAS Med Sys-CAS 750 | [6 empty] | Verified as Rental |  |  | MHHS-TMC
NO | YES |  |  |  | LFD134 |  | MASIMO |  |  |  | Rental | MHHS-TMC |  |  |  | LFD134 |  | TMC |  | Rental | [7 empty] | MONITORVITALSIGNS-CAS Med Sys-CAS 750 |  | CAS 750 MONITOR - ETCO2, MAS-SPO2 |  |  | MONITORVITALSIGNS-CAS Med Sys-CAS 750 | [6 empty] | Verified as Rental |  |  | MHHS-TMC
NO | YES |  |  |  | LFD147 |  | MASIMO |  |  |  | Rental | MHHS-TMC |  |  |  | LFD147 |  | TMC |  | Rental | [7 empty] | MONITORVITALSIGNS-CAS Med Sys-CAS 750 |  | CAS 750 MONITOR - ETCO2, MAS-SPO2 |  |  | MONITORVITALSIGNS-CAS Med Sys-CAS 750 | [6 empty] | Verified as Rental |  |  | MHHS-TMC
NO | YES |  |  |  | LFD159 |  | MASIMO |  |  |  | Rental | MHHS-TMC |  |  |  | LFD159 |  | TMC |  | Rental | [7 empty] | MONITORVITALSIGNS-CAS Med Sys-CAS 750 |  | CAS 750 MONITOR - ETCO2, MAS-SPO2 |  |  | MONITORVITALSIGNS-CAS Med Sys-CAS 750 | [6 empty] | Verified as Rental |  |  | MHHS-TMC
NO | YES |  |  |  | LFD201 |  | MASIMO |  |  |  | Rental | MHHS-TMC |  |  |  | LFD201 |  | TMC |  | Rental | [7 empty] | MONITORVITALSIGNS-CAS Med Sys-CAS 750 |  | CAS 750 MONITOR - ETCO2, MAS-SPO2 |  |  | MONITORVITALSIGNS-CAS Med Sys-CAS 750 | [6 empty] | Verified as Rental |  |  | MHHS-TMC
NO | YES |  |  |  | LFD214 |  | MASIMO |  |  |  | Rental | MHHS-TMC |  |  |  | LFD214 |  | TMC |  | Rental | [7 empty] | MONITORVITALSIGNS-CAS Med Sys-CAS 750 |  | CAS 750 MONITOR - ETCO2, MAS-SPO2 |  |  | MONITORVITALSIGNS-CAS Med Sys-CAS 750 | [6 empty] | Verified as Rental |  |  | MHHS-TMC
NO | YES |  |  |  | LFD226 |  | MASIMO |  |  |  | Rental | MHHS-TMC |  |  |  | LFD226 |  | TMC |  | Rental | [7 empty] | MONITORVITALSIGNS-CAS Med Sys-CAS 750 |  | CAS 750 MONITOR - ETCO2, MAS-SPO2 |  |  | MONITORVITALSIGNS-CAS Med Sys-CAS 750 | [6 empty] | Verified as Rental |  |  | MHHS-TMC
NO | YES |  |  |  | LFD243 |  | MASIMO |  |  |  | Rental | MHHS-TMC |  |  |  | LFD243 |  | TMC |  | Rental | [7 empty] | MONITORVITALSIGNS-CAS Med Sys-CAS 750 |  | CAS 750 MONITOR - ETCO2, MAS-SPO2 |  |  | MONITORVITALSIGNS-CAS Med Sys-CAS 750 | [6 empty] | Verified as Rental |  |  | MHHS-TMC
NO | YES |  |  |  | LFD276 |  | MASIMO |  |  |  | Rental | MHHS-TMC |  |  |  | LFD276 |  | TMC |  | Rental | [7 empty] | MONITORVITALSIGNS-CAS Med Sys-CAS 750 |  | CAS 750 MONITOR - ETCO2, MAS-SPO2 |  |  | MONITORVITALSIGNS-CAS Med Sys-CAS 750 | [6 empty] | Verified as Rental |  |  | MHHS-TMC
NO | YES |  |  |  | LFD294 |  | MASIMO |  |  |  | Rental | MHHS-TMC |  |  |  | LFD294 |  | TMC |  | Rental | [7 empty] | MONITORVITALSIGNS-CAS Med Sys-CAS 750 |  | CAS 750 MONITOR - ETCO2, MAS-SPO2 |  |  | MONITORVITALSIGNS-CAS Med Sys-CAS 750 | [6 empty] | Verified as Rental |  |  | MHHS-TMC
NO | YES |  |  |  | LFD301 |  | MASIMO |  |  |  | Rental | MHHS-TMC |  |  |  | LFD301 |  | TMC |  | Rental | [7 empty] | MONITORVITALSIGNS-CAS Med Sys-CAS 750 |  | CAS 750 MONITOR - ETCO2, MAS-SPO2 |  |  | MONITORVITALSIGNS-CAS Med Sys-CAS 750 | [6 empty] | Verified as Rental |  |  | MHHS-TMC
NO | YES |  |  |  | LFD311 |  | MASIMO |  |  |  | Rental | MHHS-TMC |  |  |  | LFD311 |  | TMC |  | Rental | [7 empty] | MONITORVITALSIGNS-CAS Med Sys-CAS 750 |  | CAS 750 MONITOR - ETCO2, MAS-SPO2 |  |  | MONITORVITALSIGNS-CAS Med Sys-CAS 750 | [6 empty] | Verified as Rental |  |  | MHHS-TMC
NO | YES |  |  |  | LFD341 |  | MASIMO |  |  |  | Rental | MHHS-TMC |  |  |  | LFD341 |  | TMC |  | Rental | [7 empty] | MONITORVITALSIGNS-CAS Med Sys-CAS 750 |  | CAS 750 MONITOR - ETCO2, MAS-SPO2 |  |  | MONITORVITALSIGNS-CAS Med Sys-CAS 750 | [6 empty] | Verified as Rental |  |  | MHHS-TMC
NO | YES |  |  |  | LFD122 |  | MASIMO |  |  |  | Rental | MHHS-Woodlands |  |  |  | LFD122 |  | Woodlands |  | Rental | [7 empty] | MONITORVITALSIGNS-CAS Med Sys-CAS 750 |  | CAS 750 MONITOR - ETCO2, MAS-SPO2 |  |  | MONITORVITALSIGNS-CAS Med Sys-CAS 750 | [6 empty] | Verified as Rental |  |  | MHHS-Woodlands
NO | YES |  |  |  | LFD132 |  | MASIMO |  |  |  | Rental | MHHS-Woodlands |  |  |  | LFD132 |  | Woodlands |  | Rental | [7 empty] | MONITORVITALSIGNS-CAS Med Sys-CAS 750 |  | CAS 750 MONITOR - ETCO2, MAS-SPO2 |  |  | MONITORVITALSIGNS-CAS Med Sys-CAS 750 | [6 empty] | Verified as Rental |  |  | MHHS-Woodlands
NO | YES |  |  |  | LFD148 |  | MASIMO |  |  |  | Rental | MHHS-Woodlands |  |  |  | LFD148 |  | Woodlands |  | Rental | [7 empty] | MONITORVITALSIGNS-CAS Med Sys-CAS 750 |  | CAS 750 MONITOR - ETCO2, MAS-SPO2 |  |  | MONITORVITALSIGNS-CAS Med Sys-CAS 750 | [6 empty] | Verified as Rental |  |  | MHHS-Woodlands
NO | YES |  |  |  | LFD180 |  | MASIMO |  |  |  | Rental | MHHS-Woodlands |  |  |  | LFD180 |  | Woodlands |  | Rental | [7 empty] | MONITORVITALSIGNS-CAS Med Sys-CAS 750 |  | CAS 750 MONITOR - ETCO2, MAS-SPO2 |  |  | MONITORVITALSIGNS-CAS Med Sys-CAS 750 | [6 empty] | Verified as Rental |  |  | MHHS-Woodlands
NO | YES |  |  |  | LFD188 |  | MASIMO |  |  |  | Rental | MHHS-Woodlands |  |  |  | LFD188 |  | Woodlands |  | Rental | [7 empty] | MONITORVITALSIGNS-CAS Med Sys-CAS 750 |  | CAS 750 MONITOR - ETCO2, MAS-SPO2 |  |  | MONITORVITALSIGNS-CAS Med Sys-CAS 750 | [6 empty] | Verified as Rental |  |  | MHHS-Woodlands
NO | YES |  |  |  | LFD196 |  | MASIMO |  |  |  | Rental | MHHS-Woodlands |  |  |  | LFD196 |  | Woodlands |  | Rental | [7 empty] | MONITORVITALSIGNS-CAS Med Sys-CAS 750 |  | CAS 750 MONITOR - ETCO2, MAS-SPO2 |  |  | MONITORVITALSIGNS-CAS Med Sys-CAS 750 | [6 empty] | Verified as Rental |  |  | MHHS-Woodlands
NO | YES |  |  |  | LFD206 |  | MASIMO |  |  |  | Rental | MHHS-Woodlands |  |  |  | LFD206 |  | Woodlands |  | Rental | [7 empty] | MONITORVITALSIGNS-CAS Med Sys-CAS 750 |  | CAS 750 MONITOR - ETCO2, MAS-SPO2 |  |  | MONITORVITALSIGNS-CAS Med Sys-CAS 750 | [6 empty] | Verified as Rental |  |  | MHHS-Woodlands
NO | YES |  |  |  | LFD232 |  | MASIMO |  |  |  | Rental | MHHS-Woodlands |  |  |  | LFD232 |  | Woodlands |  | Rental | [7 empty] | MONITORVITALSIGNS-CAS Med Sys-CAS 750 |  | CAS 750 MONITOR - ETCO2, MAS-SPO2 |  |  | MONITORVITALSIGNS-CAS Med Sys-CAS 750 | [6 empty] | Verified as Rental |  |  | MHHS-Woodlands
NO | YES |  |  |  | LFD259 |  | MASIMO |  |  |  | Rental | MHHS-Woodlands |  |  |  | LFD259 |  | Woodlands |  | Rental | [7 empty] | MONITORVITALSIGNS-CAS Med Sys-CAS 750 |  | CAS 750 MONITOR - ETCO2, MAS-SPO2 |  |  | MONITORVITALSIGNS-CAS Med Sys-CAS 750 | [6 empty] | Verified as Rental |  |  | MHHS-Woodlands
NO | YES |  |  |  | LFD265 |  | MASIMO |  |  |  | Rental | MHHS-Woodlands |  |  |  | LFD265 |  | Woodlands |  | Rental | [7 empty] | MONITORVITALSIGNS-CAS Med Sys-CAS 750 |  | CAS 750 MONITOR - ETCO2, MAS-SPO2 |  |  | MONITORVITALSIGNS-CAS Med Sys-CAS 750 | [6 empty] | Verified as Rental |  |  | MHHS-Woodlands
NO | YES | Serial Number 1340066 |  |  | LFD273 |  | MASIMO |  |  |  | Rental | MHHS-Woodlands |  |  |  | LFD273 |  | Woodlands |  | Rental | [7 empty] | MONITORVITALSIGNS-CAS Med Sys-CAS 750 |  | CAS 750 MONITOR - ETCO2, MAS-SPO2 |  |  | MONITORVITALSIGNS-CAS Med Sys-CAS 750 | [6 empty] | Verified as Rental |  |  | MHHS-Woodlands
NO | YES |  |  |  | LFD279 |  | MASIMO |  |  |  | Rental | MHHS-Woodlands |  |  |  | LFD279 |  | Woodlands |  | Rental | [7 empty] | MONITORVITALSIGNS-CAS Med Sys-CAS 750 |  | CAS 750 MONITOR - ETCO2, MAS-SPO2 |  |  | MONITORVITALSIGNS-CAS Med Sys-CAS 750 | [6 empty] | Verified as Rental |  |  | MHHS-Woodlands
NO | YES |  |  |  | LFD297 |  | MASIMO |  |  |  | Rental | MHHS-Woodlands |  |  |  | LFD297 |  | Woodlands |  | Rental | [7 empty] | MONITORVITALSIGNS-CAS Med Sys-CAS 750 |  | CAS 750 MONITOR - ETCO2, MAS-SPO2 |  |  | MONITORVITALSIGNS-CAS Med Sys-CAS 750 | [6 empty] | Verified as Rental |  |  | MHHS-Woodlands
NO | YES |  |  |  | LFD303 |  | MASIMO |  |  |  | Rental | MHHS-Woodlands |  |  |  | LFD303 |  | Woodlands |  | Rental | [7 empty] | MONITORVITALSIGNS-CAS Med Sys-CAS 750 |  | CAS 750 MONITOR - ETCO2, MAS-SPO2 |  |  | MONITORVITALSIGNS-CAS Med Sys-CAS 750 | [6 empty] | Verified as Rental |  |  | MHHS-Woodlands
NO | YES |  |  |  | LFD304 |  | MASIMO |  |  |  | Rental | MHHS-Woodlands |  |  |  | LFD304 |  | Woodlands |  | Rental | [7 empty] | MONITORVITALSIGNS-CAS Med Sys-CAS 750 |  | CAS 750 MONITOR - ETCO2, MAS-SPO2 |  |  | MONITORVITALSIGNS-CAS Med Sys-CAS 750 | [6 empty] | Verified as Rental |  |  | MHHS-Woodlands
NO | YES |  |  |  | LFD308 |  | MASIMO |  |  |  | Rental | MHHS-Woodlands |  |  |  | LFD308 |  | Woodlands |  | Rental | [7 empty] | MONITORVITALSIGNS-CAS Med Sys-CAS 750 |  | CAS 750 MONITOR - ETCO2, MAS-SPO2 |  |  | MONITORVITALSIGNS-CAS Med Sys-CAS 750 | [6 empty] | Verified as Rental |  |  | MHHS-Woodlands
NO | YES |  |  |  | LFD314 |  | MASIMO |  |  |  | Rental | MHHS-Woodlands |  |  |  | LFD314 |  | Woodlands |  | Rental | [7 empty] | MONITORVITALSIGNS-CAS Med Sys-CAS 750 |  | CAS 750 MONITOR - ETCO2, MAS-SPO2 |  |  | MONITORVITALSIGNS-CAS Med Sys-CAS 750 | [6 empty] | Verified as Rental |  |  | MHHS-Woodlands
NO | YES |  |  |  | LFD328 |  | MASIMO |  |  |  | Rental | MHHS-Woodlands |  |  |  | LFD328 |  | Woodlands |  | Rental | [7 empty] | MONITORVITALSIGNS-CAS Med Sys-CAS 750 |  | CAS 750 MONITOR - ETCO2, MAS-SPO2 |  |  | MONITORVITALSIGNS-CAS Med Sys-CAS 750 | [6 empty] | Verified as Rental |  |  | MHHS-Woodlands
NO | YES |  |  |  | LFD364 |  | MASIMO |  |  |  | Rental | MHHS-Woodlands |  |  |  | LFD364 |  | Woodlands |  | Rental | [7 empty] | MONITORVITALSIGNS-CAS Med Sys-CAS 750 |  | CAS 750 MONITOR - ETCO2, MAS-SPO2 |  |  | MONITORVITALSIGNS-CAS Med Sys-CAS 750 | [6 empty] | Verified as Rental |  |  | MHHS-Woodlands
NO | YES |  |  |  | LFD366 |  | MASIMO |  |  |  | Rental | MHHS-Woodlands |  |  |  | LFD366 |  | Woodlands |  | Rental | [7 empty] | MONITORVITALSIGNS-CAS Med Sys-CAS 750 |  | CAS 750 MONITOR - ETCO2, MAS-SPO2 |  |  | MONITORVITALSIGNS-CAS Med Sys-CAS 750 | [6 empty] | Verified as Rental |  |  | MHHS-Woodlands
NO | YES |  |  |  | RAH354 |  | MASIMO |  |  | M150662 | Rental | MHHS-Orthopedic & Spine |  |  |  | RAH354 |  | Central & Greater Heights |  | Rental | [7 empty] | .needs class |  | RAD 8 PULSE OXIMETER, HORIZONTAL |  |  | .needs class | [6 empty] | Verified as Rental |  |  | MHHS-Orthopedic & Spine
YES | YES |  |  |  | 099-06807 | 099-06807 | Masimo | Rad 5v |  | N31957 | MEMORIAL CITY - RESPIRATORY |  |  |  |  | 099-06807 | 099-06807 | West | Memorial City- Memorial Hermann Hospital | MEMORIAL CITY - RESPIRATORY | Respiratory
YES | YES | [5 empty] | Masimo | Rad-7 |  |  | West | [6 empty] | West | West | West | MH8:121 Storage
YES | YES | [5 empty] | Masimo | Rad-7 |  |  | West | [6 empty] | West | West | West | MH8:121 Storage
YES | YES | [5 empty] | Masimo | Rad-7 |  |  | West | [6 empty] | West | West | West | MH8:121 Storage
YES | YES | [5 empty] | Masimo | Rad-7 |  |  | MEMORIAL CITY - ER | [6 empty] | West | West | MEMORIAL CITY - ER | Triage
YES | YES |  |  |  | 009-33842 | 009-33842 | Masimo | Radical 7 |  |  | GH - MOTHER |  |  |  |  | 009-33842 | 009-33842 | Central | Central | GH - MOTHER | Hallway | [6 empty] | OXIMETERPULSE-Masimo Corp-RADICAL 7
YES | YES |  |  |  | 009-33836 | 009-33836 | Masimo | Radical 7 |  |  | GH - MOTHER |  |  |  |  | 009-33836 | 009-33836 | Central | Central | GH - MOTHER | Nurse station | [6 empty] | OXIMETERPULSE-Masimo Corp-RADICAL 7
YES | YES |  |  |  | 009-34711 | 009-34711 | Masimo | Radical 7 |  |  | LND OR |  |  |  |  | 009-34711 | 009-34711 | Central | Memorial hermann greater heights hospital | LND OR | OR hallway | [6 empty] | OXIMETERPULSE-Masimo Corp-RADICAL 7
YES | YES |  |  |  | 009-34720 | 009-34720 | Masimo | Radical 7 |  |  | LND OR |  |  |  |  | 009-34720 | 009-34720 | Central | Memorial hermann greater heights hospital | LND OR | OR hallway | [6 empty] | OXIMETERPULSE-Masimo Corp-RADICAL 7
YES | YES |  |  |  | 009-34746 | 009-34746 | Masimo | Radical 7 |  |  | LND OR |  |  |  |  | 009-34746 | 009-34746 | Central | Memorial hermann greater heights hospital | LND OR | OR hallway | [6 empty] | OXIMETERPULSE-Masimo Corp-RADICAL 7
YES | YES |  |  |  | 009-34712 | 009-34712 | Masimo | Radical 7 |  |  | LND OR |  |  |  |  | 009-34712 | 009-34712 | Central | Memorial hermann greater heights hospital | LND OR | OR hallway | [6 empty] | OXIMETERPULSE-Masimo Corp-RADICAL 7
YES | YES |  |  |  | 009-33764 | 009-33764 | Masimo | Radical 7 |  |  | 4 north |  |  |  |  | 009-33764 | 009-33764 | Central | Memorial hermann greater heights hospital | 4 north | Hallway | [6 empty] | OXIMETERPULSE-Masimo Corp-RADICAL 7
YES | YES |  |  |  | 009-33738 | 009-33738 | Masimo | Radical 7 |  |  | Clinicla decision |  |  |  |  | 009-33738 | 009-33738 | Central | Memorial hermann greater heights hospital | Clinicla decision | Hall way | [6 empty] | OXIMETERPULSE-Masimo Corp-RADICAL 7
YES | YES |  |  |  | 009-33894 | 009-33894 | Masimo | Radical 7 |  |  | Therapy treatment |  |  |  |  | 009-33894 | 009-33894 | Central | Memorial hermann greater heights hospital | Therapy treatment | Therapy treatment room 2 | [6 empty] | OXIMETERPULSE-Masimo Corp-RADICAL 7
YES | YES |  |  |  | 009-33834 | 009-33834 | Masimo | Radical 7 |  |  | 6 North |  |  |  |  | 009-33834 | 009-33834 | Central | Memorial hermann greater heights hospital | 6 North | Hallway | [6 empty] | OXIMETERPULSE-Masimo Corp-RADICAL 7
YES | YES |  |  |  | 009-33794 | 009-33794 | Masimo | Radical 7 |  |  | 6 North |  |  |  |  | 009-33794 | 009-33794 | Central | Memorial hermann greater heights hospital | 6 North | Hallway | [6 empty] | OXIMETERPULSE-Masimo Corp-RADICAL 7
YES | YES |  |  |  | 009-33848 | 009-33848 | Masimo | Radical 7 |  |  | 6 North |  |  |  |  | 009-33848 | 009-33848 | Central | Memorial hermann greater heights hospital | 6 North | Hallway | [6 empty] | OXIMETERPULSE-Masimo Corp-RADICAL 7
NO | YES |  |  |  | 077-07050 | 077-07050 | Masimo | Radical 7 |  |  | TMC-MHTMC-Central Supply |  |  |  |  | 077-07050 | 077-07050 | TMC | MHHS-TMC | TMC-MHTMC-Central Supply | J9 493 soiled utility
YES | YES |  |  |  | 099-00419 | 099-00419 | Masimo | Radical-7 |  |  | MEMORIAL CITY - ER |  |  |  |  | 099-00419 | 099-00419 | West | Memorial Hermann Memorial City ER | MEMORIAL CITY - ER | Peds ER Rm 5 |  |  |  | No PM sticker
YES | YES |  |  |  | 099-00420 | 099-00420 | Masimo | Radical-7 |  |  | MEMORIAL CITY - ER |  |  |  |  | 099-00420 | 099-00420 | West | Memorial Hermann Memorial City ER | MEMORIAL CITY - ER | Peds ER Rm 5 |  |  |  | No PM sticker
YES | YES |  |  |  | 099-00384 | 099-00384 | Masimo | Radical-7 |  |  | MEMORIAL CITY - ER |  |  |  |  | 099-00384 | 099-00384 | West | Memorial Hermann Memorial City ER | MEMORIAL CITY - ER | E1 510 ER Rm 30
YES | YES |  |  |  | 151-04143 | 151-04143 | Masimo | Radical-7 |  |  | Memorial Hermann Er |  |  |  |  | 151-04143 | 151-04143 | West | Hermann Memorial City Hospital- Er | Memorial Hermann Er | Nurse station
YES | YES |  |  |  | 151-04148 | 151-04148 | Masimo | Radical-7 |  |  | MEMORIAL CITY - OUTPATIENT SURGERY |  |  |  |  | 151-04148 | 151-04148 | West | Memorial City- Memorial Hermann Hospital | MEMORIAL CITY - OUTPATIENT SURGERY | Pre-Op 6 |  |  |  | No PM sticker found
YES | YES |  |  |  | 151-04150 | 151-04150 | Masimo | Radical-7 |  |  | MEMORIAL CITY - OUTPATIENT SURGERY |  |  |  |  | 151-04150 | 151-04150 | West | Memorial City- Memorial Hermann Hospital | MEMORIAL CITY - OUTPATIENT SURGERY | Pre-Op 7 |  |  |  | No PM sticker found
YES | YES |  |  |  | 151-04152 | 151-04152 | Masimo | Radical-7 |  |  | MEMORIAL CITY - OUTPATIENT SURGERY |  |  |  |  | 151-04152 | 151-04152 | West | Memorial City- Memorial Hermann Hospital | MEMORIAL CITY - OUTPATIENT SURGERY | Pre-Op 8 |  |  |  | No PM sticker
YES | YES |  |  |  | 041-34891 | 041-34891 | Masimo | Radical-7 |  |  | MEMORIAL CITY - OUTPATIENT SURGERY |  |  |  |  | 041-34891 | 041-34891 | West | Memorial City- Memorial Hermann Hospital | MEMORIAL CITY - OUTPATIENT SURGERY | Step Down 4 |  |  |  | No PM sticker
YES | YES |  |  |  | 041-34917 | 041-34917 | Masimo | Radical-7 |  |  | MEMORIAL CITY - OUTPATIENT SURGERY RECOVERY |  |  |  |  | 041-34917 | 041-34917 | West | Memorial City - Memorial Hermann Hospital | MEMORIAL CITY - OUTPATIENT SURGERY RECOVERY | Recovery 25
YES | YES |  |  |  | 041-33925 | 041-33925 | Masimo | Radical-7 |  |  | MEMORIAL CITY - CATH LAB |  |  |  |  | 041-33925 | 041-33925 | West | Heart | MEMORIAL CITY - CATH LAB | Cath Lab PACU 19
YES | YES |  |  |  | 041-33926 | 041-33926 | Masimo | Radical-7 |  |  | MEMORIAL CITY - CATH LAB |  |  |  |  | 041-33926 | 041-33926 | West | Heart | MEMORIAL CITY - CATH LAB | Cath Lab PACU 19
YES | YES |  |  |  | 041-33933 | 041-33933 | Masimo | Radical-7 |  |  | MEMORIAL CITY - CATH LAB |  |  |  |  | 041-33933 | 041-33933 | West | Heart | MEMORIAL CITY - CATH LAB | Cath Lab Hallway
YES | YES |  |  |  | 041-33937 | 041-33937 | Masimo | Radical-7 |  |  | MEMORIAL CITY - CATH LAB |  |  |  |  | 041-33937 | 041-33937 | West | Heart | MEMORIAL CITY - CATH LAB | Cath Lab Hallway
YES | YES |  |  |  | 099-06842 | 099-06842 | Masimo | Radical-7 |  |  | Memorial City - Cardiology |  |  |  |  | 099-06842 | 099-06842 | West | Memorial City - Cardiology 7 East | Memorial City - Cardiology | Hallway
YES | YES | [5 empty] | Masimo | Radical-7 |  |  | Cardiology | [6 empty] | West | Memorial City - Cardiology East 7 | Cardiology | Hallway
YES | YES | [5 empty] | Masimo | Radical-7 |  |  | MEMORIAL CITY - Neuroscience | [6 empty] | West | Memorial City - Memorial East Tower | MEMORIAL CITY - Neuroscience | Hallway |  |  |  | Parent ID 041-32445
YES | YES | [5 empty] | Masimo | Radical-7 |  |  | MEMORIAL CITY - Neuroscience | [6 empty] | West | Memorial City - Memorial East Tower | MEMORIAL CITY - Neuroscience | Hallway
YES | YES | [5 empty] | Masimo | Radical-7 |  |  | MEMORIAL CITY - Neuroscience | [6 empty] | West | Memorial City - Memorial East Tower | MEMORIAL CITY - Neuroscience | Hallway
YES | YES |  |  |  | 041-34905 | 041-34905 | Masimo | Radical-7 |  |  | MEMORIAL CITY - MOR RECOVERY |  |  |  |  | 041-34905 | 041-34905 | West | Memorial City - Memorial Hermann Hospital East Tower | MEMORIAL CITY - MOR RECOVERY | Bay 8
YES | YES | [5 empty] | Masimo | Radical-7 |  |  | MEMORIAL CITY - Center of advanced orthopedics | [6 empty] | West | Memorial City - Memorial Hermann Hospital | MEMORIAL CITY - Center of advanced orthopedics | MH8 121 Storage
YES | YES | [5 empty] | Masimo | Radical-7 |  |  | MEMORIAL CITY - Center of advanced orthopedics | [6 empty] | West | Memorial City - Memorial Hermann Hospital | MEMORIAL CITY - Center of advanced orthopedics | MH8 121 Storage
YES | YES | [5 empty] | Masimo | Radical-7 |  |  | MEMORIAL CITY - Center of advanced orthopedics | [6 empty] | West | Memorial City - Memorial Hermann Hospital | MEMORIAL CITY - Center of advanced orthopedics | MH8 121 Storage
YES | YES | [5 empty] | Masimo | Radical-7 |  |  | Memorial City - General Medicine | [6 empty] | West | Memorial City - Memorial Hermann Hospital | Memorial City - General Medicine | Hallway
YES | YES | [5 empty] | Masimo | Radical-7 |  |  | Memorial City - General Medicine | [6 empty] | West | Memorial City - Memorial Hermann Hospital | Memorial City - General Medicine | Hallway
YES | YES |  |  |  | 583-01693 | 583-01693 | Masimo | Radical-7 |  |  | Memorial City- General Surgery |  |  |  |  | 583-01693 | 583-01693 | West | Memorial City-Memorial Hermann Hospital | Memorial City- General Surgery | E5:101
YES | YES |  |  |  | 041-33834 | 041-33834 | Masimo | Radical-7 |  |  | Memorial City- General Surgery |  |  |  |  | 041-33834 | 041-33834 | West | Memorial City-Memorial Hermann Hospital | Memorial City- General Surgery | E5:420 Storage
YES | YES |  |  |  | 583-01659 | 583-01659 | Masimo | Radical-7 |  |  | Memorial City-Employee Health |  |  |  |  | 583-01659 | 583-01659 | West | Memorial City- Memorial Hermann Hospital West Tower | Memorial City-Employee Health | Exam Rm 1
YES | YES |  |  |  | 009-33841 | 009-33841 | Masimo | Root |  |  | GH - MOTHER |  |  |  |  | 009-33841 | 009-33841 | Central | Central | GH - MOTHER | Hallway | [6 empty] | MONITORCARDIACFIXED-Masimo Corp-Root
YES | YES |  |  |  | 009-33835 | 009-33835 | Masimo | Root |  |  | GH - MOTHER |  |  |  |  | 009-33835 | 009-33835 | Central | Central | GH - MOTHER | Nurse station | 12/1/19 |  | 12/1/20 |  |  |  | MONITORCARDIACFIXED-Masimo Corp-Root
YES | YES |  |  |  | 009-33763 | 009-33763 | Masimo | Root |  |  | 4 north |  |  |  |  | 009-33763 | 009-33763 | Central | Memorial hermann greater heights hospital | 4 north | Hallway | 12/1/19 |  | 12/1/20 |  |  |  | MONITORCARDIACFIXED-Masimo Corp-Root
YES | YES |  |  |  | 009-33737 | 009-33737 | Masimo | Root |  |  | Clinicla decision |  |  |  |  | 009-33737 | 009-33737 | Central | Memorial hermann greater heights hospital | Clinicla decision | Hall way | [6 empty] | MONITORCARDIACFIXED-Masimo Corp-Root
YES | YES |  |  |  | 009-33893 | 009-33893 | Masimo | Root |  |  | Therapy treatment |  |  |  |  | 009-33893 | 009-33893 | Central | Memorial hermann greater heights hospital | Therapy treatment | Therapy treatment room 2 | [6 empty] | MONITORCARDIACFIXED-Masimo Corp-Root
YES | YES |  |  |  | 009-33833 | 009-33833 | Masimo | Root |  |  | 6 North |  |  |  |  | 009-33833 | 009-33833 | Central | Memorial hermann greater heights hospital | 6 North | Hallway | [6 empty] | MONITORCARDIACFIXED-Masimo Corp-Root
YES | YES |  |  |  | 009-33793 | 009-33793 | Masimo | Root |  |  | 6 North |  |  |  |  | 009-33793 | 009-33793 | Central | Memorial hermann greater heights hospital | 6 North | Hallway | [6 empty] | MONITORCARDIACFIXED-Masimo Corp-Root
YES | YES |  |  |  | 009-33847 | 009-33847 | Masimo | Root |  |  | 6 North |  |  |  |  | 009-33847 | 009-33847 | Central | Memorial hermann greater heights hospital | 6 North | Hallway | [6 empty] | MONITORCARDIACFIXED-Masimo Corp-Root
YES | YES |  |  |  | 145-01262 | 145-01262 | Masimo | Root |  |  | Radiology |  |  |  |  | 145-01262 | 145-01262 | Pearland | Memorial hermann pearland hospital | Radiology | Rm 242 | 2/1/20 |  | 2/1/21 |  |  |  | MONITORCARDIACFIXED-Masimo Corp-Root
YES | YES |  |  |  | 005-34572 | 005-34572 | Masimo | Root |  |  | SE- Pre Assesment |  |  |  |  | 005-34572 | 005-34572 | Southeast | Memorial Hermann South East | SE- Pre Assesment | W2 205 assesment 3 | 2/1/20 | [5 empty] | MONITORCARDIACFIXED-Masimo Corp-Root
YES | YES |  |  |  | 041-34531 | 041-34531 | Masimo | Root |  |  | MEMORIAL CITY - ER |  |  |  |  | 041-34531 | 041-34531 | West | Memorial Hermann Memorial City ER | MEMORIAL CITY - ER | Peds ER Rm 5
YES | YES |  |  |  | 041-34533 | 041-34533 | Masimo | Root |  |  | MEMORIAL CITY - ER |  |  |  |  | 041-34533 | 041-34533 | West | Memorial Hermann Memorial City ER | MEMORIAL CITY - ER | Peds ER Rm 4
YES | YES |  |  |  | 041-34491 | 041-34491 | Masimo | Root |  |  | MEMORIAL CITY - ER |  |  |  |  | 041-34491 | 041-34491 | West | Memorial Hermann Memorial City ER | MEMORIAL CITY - ER | E1 510 ER Rm 30
YES | YES |  |  |  | 041-34593 | 041-34593 | Masimo | Root |  |  | Memorial Hermann Er |  |  |  |  | 041-34593 | 041-34593 | West | Hermann Memorial City Hospital- Er | Memorial Hermann Er | Nurse station
YES | YES |  |  |  | 041-34502 | 041-34502 | Masimo | Root |  |  | MEMORIAL CITY - OUTPATIENT SURGERY |  |  |  |  | 041-34502 | 041-34502 | West | Memorial City- Memorial Hermann Hospital | MEMORIAL CITY - OUTPATIENT SURGERY | Pre-Op 6
YES | YES |  |  |  | 041-34503 | 041-34503 | Masimo | Root |  |  | MEMORIAL CITY - OUTPATIENT SURGERY |  |  |  |  | 041-34503 | 041-34503 | West | Memorial City- Memorial Hermann Hospital | MEMORIAL CITY - OUTPATIENT SURGERY | Pre-Op 7
YES | YES |  |  |  | 041-34562 | 041-34562 | Masimo | Root |  |  | MEMORIAL CITY - OUTPATIENT SURGERY |  |  |  |  | 041-34562 | 041-34562 | West | Memorial City- Memorial Hermann Hospital | MEMORIAL CITY - OUTPATIENT SURGERY | Pre-Op 8
YES | YES |  |  |  | 041-34639 | 041-34639 | Masimo | Root |  |  | MEMORIAL CITY - CATH LAB |  |  |  |  | 041-34639 | 041-34639 | West | Heart | MEMORIAL CITY - CATH LAB | Cath Lab PACU 19
YES | YES |  |  |  | 041-34526 | 041-34526 | Masimo | Root |  |  | MEMORIAL CITY - CATH LAB |  |  |  |  | 041-34526 | 041-34526 | West | Heart | MEMORIAL CITY - CATH LAB | Cath Lab PACU 19
YES | YES |  |  |  | 041-34654 | 041-34654 | Masimo | Root |  |  | MEMORIAL CITY - CATH LAB |  |  |  |  | 041-34654 | 041-34654 | West | Heart | MEMORIAL CITY - CATH LAB | Cath Lab Hallway
YES | YES |  |  |  | 041-34672 | 041-34672 | Masimo | Root |  |  | MEMORIAL CITY - CATH LAB |  |  |  |  | 041-34672 | 041-34672 | West | Heart | MEMORIAL CITY - CATH LAB | Cath Lab Hallway
YES | YES |  |  |  | 041-34597 | 041-34597 | Masimo | Root |  |  | Memorial City - Cardiology |  |  |  |  | 041-34597 | 041-34597 | West | Memorial City - Cardiology 7 East | Memorial City - Cardiology | Hallway
YES | YES |  |  |  | 041-34632 | 041-34632 | Masimo | Root |  |  | Memorial City - Cardiology |  |  |  |  | 041-34632 | 041-34632 | West | Memorial City - Cardiology 7 East | Memorial City - Cardiology | Hallway
YES | YES |  |  |  | 041-34624 | 041-34624 | Masimo | Root |  |  | MEMORIAL CITY - CARDIOLOGY |  |  |  |  | 041-34624 | 041-34624 | West | Memorial City - Memorial Cardiology East | MEMORIAL CITY - CARDIOLOGY | Telemetry E7405 Server Box
YES | YES |  |  |  | 041-32445 | 041-32445 | Masimo | Root |  |  | MEMORIAL CITY - Neuroscience |  |  |  |  | 041-32445 | 041-32445 | West | Memorial City - Memorial East Tower | MEMORIAL CITY - Neuroscience | Hallway
YES | YES |  |  |  | 041-34644 | 041-34644 | Masimo | Root |  |  | MEMORIAL CITY - Neuroscience |  |  |  |  | 041-34644 | 041-34644 | West | Memorial City - Memorial East Tower | MEMORIAL CITY - Neuroscience | Hallway
YES | YES |  |  |  | 041-34510 | 041-34510 | Masimo | Root |  |  | MEMORIAL CITY - Neuroscience |  |  |  |  | 041-34510 | 041-34510 | West | Memorial City - Memorial East Tower | MEMORIAL CITY - Neuroscience | Hallway
YES | YES |  |  |  | 041-34530 | 041-34530 | Masimo | Root |  |  | West |  |  |  |  | 041-34530 | 041-34530 | West | West | West | MH8:121 Storage
YES | YES |  |  |  | 041-34633 | 041-34633 | Masimo | Root |  |  | MEMORIAL CITY - Center of advanced orthopedics |  |  |  |  | 041-34633 | 041-34633 | West | Memorial City - Memorial Hermann Hospital | MEMORIAL CITY - Center of advanced orthopedics | MH8 121 Storage
YES | YES |  |  |  | 041-34546 | 041-34546 | Masimo | Root |  |  | West |  |  |  |  | 041-34546 | 041-34546 | West | West | West | MH8:121 Storage
YES | YES |  |  |  | 041-34635 | 041-34635 | Masimo | Root |  |  | MEMORIAL CITY - Center of advanced orthopedics |  |  |  |  | 041-34635 | 041-34635 | West | Memorial City - Memorial Hermann Hospital | MEMORIAL CITY - Center of advanced orthopedics | MH8 121 Storage
YES | YES |  |  |  | 041-34520 | 041-34520 | Masimo | Root |  |  | West |  |  |  |  | 041-34520 | 041-34520 | West | West | West | MH8:121 Storage
YES | YES |  |  |  | 041-34479 | 041-34479 | Masimo | Root |  |  | MEMORIAL CITY - Center of advanced orthopedics |  |  |  |  | 041-34479 | 041-34479 | West | Memorial City - Memorial Hermann Hospital | MEMORIAL CITY - Center of advanced orthopedics | MH8 121 Storage
YES | YES |  |  |  | 041-34488 | 041-34488 | Masimo | Root |  |  | MEMORIAL CITY - Center of advanced orthopedics |  |  |  |  | 041-34488 | 041-34488 | West | Memorial City - Memorial Hermann Hospital | MEMORIAL CITY - Center of advanced orthopedics | MH8 121 Storage
YES | YES |  |  |  | 041-34636 | 041-34636 | Masimo | Root |  |  | Memorial City - General Medicine |  |  |  |  | 041-34636 | 041-34636 | West | Memorial City - Memorial Hermann Hospital | Memorial City - General Medicine | Hallway
YES | YES |  |  |  | 041-34505 | 041-34505 | Masimo | Root |  |  | Memorial City - General Medicine |  |  |  |  | 041-34505 | 041-34505 | West | Memorial City - Memorial Hermann Hospital | Memorial City - General Medicine | Hallway
YES | YES |  |  |  | 041-34516 | 041-34516 | Masimo | Root |  |  | Memorial City - General Medicine |  |  |  |  | 041-34516 | 041-34516 | West | Memorial City - Memorial Hermann Hospital | Memorial City - General Medicine | Hallway
YES | YES |  |  |  | 041-34617 | 041-34617 | Masimo | Root |  |  | MEMORIAL CITY - ER |  |  |  |  | 041-34617 | 041-34617 | West | West | MEMORIAL CITY - ER | Triage
YES | YES |  |  |  | 041-34556 | 041-34556 | Masimo | Root |  |  | Memorial City- General Surgery |  |  |  |  | 041-34556 | 041-34556 | West | Memorial City-Memorial Hermann Hospital | Memorial City- General Surgery | E5:101
YES | YES |  |  |  | 041-34522 | 041-34522 | Masimo | Root |  |  | Memorial City- General Surgery |  |  |  |  | 041-34522 | 041-34522 | West | Memorial City-Memorial Hermann Hospital | Memorial City- General Surgery | E5:420 Storage
YES | YES |  |  |  | 041-34660 | 041-34660 | Masimo | Root |  |  | Memorial City-Employee Health |  |  |  |  | 041-34660 | 041-34660 | West | Memorial City- Memorial Hermann Hospital West Tower | Memorial City-Employee Health | Exam Rm 1
YES | YES |  |  |  | 029-07508 | 029-07508 | Masimo Corp |  |  | M22175 | Icu neuroscience |  |  |  |  | 029-07508 | 029-07508 | Woodlands | Memorial herman hospital | Icu neuroscience | Memorial herman woodlandl | 5/1/19 |  | 5/1/20
YES | YES |  |  |  | 009-34010 | 009-34010 | Masimo Corp |  |  |  | CVICU |  |  |  |  | 009-34010 | 009-34010 | Central | Memorial Hermann Hospital | CVICU | Recovery Room 4 | 3/1/20 |  | 3/1/21 | SpO2. In use
YES | YES |  |  |  | 041-34511 | 041-34511 | Masimo Corp |  |  |  | MEMORIAL CITY - ER |  |  |  |  | 041-34511 | 041-34511 | West | Memorial city-memorial herman emergency center | MEMORIAL CITY - ER | Triage
YES | YES |  |  |  | 041-33119 | 041-33119 | Masimo Corp |  |  | B21862 | MEMORIAL CITY - LABOR |  |  |  |  | 041-33119 | 041-33119 | West | Womens Memorial Hermann | MEMORIAL CITY - LABOR | Nurse Station
NO | YES | Serial Number 1340066 |  |  | LFD0273 | 029-12995 | Masimo Corp | 750C-2MS |  |  | Woodlands-OR |  |  |  |  | LFD0273 | 029-12995 | Woodlands | MHHS-Woodlands | Woodlands-OR | PACU
YES | YES |  |  |  | 069-33024 | 069-33024 | Masimo Corp | Battery charger |  |  | TMC - OR - PEDI OR (2R) |  |  |  |  | 069-33024 | 069-33024 | TMC | Memorial Hermann Texas Medical Center | TMC - OR - PEDI OR (2R) | OR 7
YES | YES |  |  |  | LFD0176 | 142-09167 | Masimo Corp | Casmed 750 |  |  | CATH LAB |  |  |  |  | LFD0176 | 142-09167 | Sugar Land | Memorial Hermann Sugar Land Hospital | CATH LAB | CATH LAB
YES | YES |  |  |  | LFD0314 | 005-33059 | Masimo Corp | Casmed 750 |  |  | ER |  |  |  |  | LFD0314 | 005-33059 | Woodlands | Memorial Hermann 24-Hour Emergency Care | ER | ER | 5/1/19 |  | 5/1/20
YES | YES | Serial Number Cnf |  |  | 041-33918 | 041-33918 | Masimo Corp | Casmed 750 |  | CNF | Cath Lab |  |  |  |  | 041-33918 | 041-33918 | West | Memorial Hermann - Memorial City | Cath Lab | Room E9-2151 |  |  |  | Rental??
YES | YES | Serial Number Cnf |  |  | 005-08012 | 005-08012 | Masimo Corp | Cnf |  | Cnf | SE - LABOR |  |  |  |  | 005-08012 | 005-08012 | Southeast | Memorial Hermann Southeast Hospital | SE - LABOR | Delivery OR2 | 3/1/20 |  | 3/1/21 |  |  |  | .needs class
YES | YES | Serial Number Cnf |  |  | 041-13042 | 041-13042 | Masimo Corp | Cnf |  | Cnf | MEMORIAL CITY - MHT - NICU |  |  |  |  | 041-13042 | 041-13042 | West | Memorial Hermann Memorial City Medical Center | MEMORIAL CITY - MHT - NICU | Memorial City - MH4 113
YES | YES |  |  |  | 009-33992 | 009-33992 | Masimo Corp | EASI |  | DE6520JCRG | OR |  |  |  |  | 009-33992 | 009-33992 | Central Greater Heights | Memorial Hermann greater heights | OR | Room 5 | 3/1/20 |  | 3/1/21
YES | YES |  |  |  | 005-34552 | 005-34552 | Masimo Corp | EASI |  | DE6520JCUH | PACU |  |  |  |  | 005-34552 | 005-34552 | Southeast | Memorial Hermann Southeast Hospital | PACU |  | 11/1/19 |  | 11/1/20
YES | YES |  |  |  | 005-34549 | 005-34549 | Masimo Corp | EASI |  | DE6520JCUJ | SE - OR - PACU |  |  |  |  | 005-34549 | 005-34549 | Southeast | Memorial Hermann Southeast Hospital | SE - OR - PACU |  | 11/1/19 |  | 11/1/20
YES | YES |  |  |  | 009-33989 | 009-33989 | Masimo Corp | M3001A |  | DE6520JCNE | OR |  |  |  |  | 009-33989 | 009-33989 | Central | GH | OR | OR 4 | 3/1/20 |  | 3/1/20 |  |  |  | MODULEMULTIPARAMETER-Philips-M3001A
YES | YES |  |  |  | 009-33988 | 009-33988 | Masimo Corp | M3001A |  | DE6520JCLP | OR |  |  |  |  | 009-33988 | 009-33988 | Central | Memorial Hermann Greater Heights Hospital | OR | RM 6 | 3/1/20 |  | 3/1/21 |  |  |  | MODULEMULTIPARAMETER-Philips-M3001A
YES | YES |  |  |  | 005-34554 | 005-34554 | Masimo Corp | M3001A |  | DE6520JCVG | SE - OR |  |  |  |  | 005-34554 | 005-34554 | Southeast | Memorial Hermann Southeast Hospital | SE - OR | Anesthesia workroom | 11/1/19 |  | 11/1/20 |  |  |  | MODULEMULTIPARAMETER-Philips-M3001A
YES | YES |  |  |  | 041-15858 | 041-15858 | Masimo Corp | MS200 |  | N15401 | Biomed Shop |  |  |  |  | 041-15858 | 041-15858 | Katy | Memorial Hermann Katy Hospital | Biomed Shop | Biomed Shop
YES | YES |  |  |  | 099-07260 | 099-07260 | Masimo Corp | MS28965 |  |  | Sarofim 3 |  |  |  |  | 099-07260 | 099-07260 | TMC | Memorial Hermann-Texas Medical Center | Sarofim 3 | Storage
YES | YES |  |  |  | 099-07255 | 099-07255 | Masimo Corp | MS28965 |  |  | Sarofim 3 |  |  |  |  | 099-07255 | 099-07255 | TMC | Memorial Hermann-Texas Medical Center | Sarofim 3 | Storage |  |  | 4/1/20
YES | YES |  |  |  | 099-07243 | 099-07243 | Masimo Corp | MS28965 |  |  | Sarofim 3 |  |  |  |  | 099-07243 | 099-07243 | TMC | Memorial Hermann-Texas Medical Center | Sarofim 3 | Storage
YES | YES |  |  |  | 099-00368 | 099-00368 | Masimo Corp | MX-51 |  |  | KATY - ER |  |  |  |  | 099-00368 | 099-00368 | Katy | Memorial Hermann Katy Hospital | KATY - ER | EC 17
YES | YES |  |  |  | 069-45163 | 069-45163 | Masimo Corp | MX-51 |  |  | SW - 10th Floor |  |  |  |  | 069-45163 | 069-45163 | Southwest | Memorial Hermann Southwest Hospital | SW - 10th Floor | Medication Room |  |  |  | New Add - no pm sticker
YES | YES |  |  |  | 069-45071 | 069-45071 | Masimo Corp | MX-51 |  |  | Floor 6 |  |  |  |  | 069-45071 | 069-45071 | Southwest | Memorial Hermann Southwest Hospital | Floor 6 | Floor 6
YES | YES |  |  |  | 041-33993 | 041-33993 | Masimo Corp | MX-51911 |  |  | Memorial City ER RME Triage 2 |  |  |  |  | 041-33993 | 041-33993 | West | Memorial City ER | Memorial City ER RME Triage 2 | Memorial City ER RME Triage 2
YES | YES |  |  |  | 041-33043 | 041-33043 | Masimo Corp | Rad 7 |  |  | MEMORIAL CITY - POSTPARTUM - NURSERY |  |  |  |  | 041-33043 | 041-33043 | West | Women?s Memorial Hermann Memorial City Hospital | MEMORIAL CITY - POSTPARTUM - NURSERY | Room 1 |  |  |  | No pm |  |  | OXIMETERPULSE-Masimo Corp-RADICAL 7
YES | YES |  |  |  | 041-33295 | 041-33295 | Masimo Corp | Rad 7 |  |  | MEMORIAL CITY - POSTPARTUM - NURSERY |  |  |  |  | 041-33295 | 041-33295 | West | Women?s Memorial Hermann Memorial City Hospital | MEMORIAL CITY - POSTPARTUM - NURSERY | Hallway |  |  |  | No pm |  |  | OXIMETERPULSE-Masimo Corp-RADICAL 7
YES | YES |  |  |  | 041-33306 | 041-33306 | Masimo Corp | Rad 7 |  |  | MEMORIAL CITY - POSTPARTUM - NURSERY |  |  |  |  | 041-33306 | 041-33306 | West | Women?s Memorial Hermann Memorial City Hospital | MEMORIAL CITY - POSTPARTUM - NURSERY | Hallway |  |  |  | No pm |  |  | OXIMETERPULSE-Masimo Corp-RADICAL 7
YES | YES |  |  |  | 041-33448 | 041-33448 | Masimo Corp | Rad 7 |  |  | MEMORIAL CITY - POSTPARTUM |  |  |  |  | 041-33448 | 041-33448 | West | Women?s Memorial Hermann Memorial City Hospital | MEMORIAL CITY - POSTPARTUM | Hallway |  |  |  | No pm |  |  | OXIMETERPULSE-Masimo Corp-RADICAL 7
YES | YES |  |  |  | 041-33449 | 041-33449 | Masimo Corp | Rad 7 |  |  | MEMORIAL CITY - POSTPARTUM |  |  |  |  | 041-33449 | 041-33449 | West | Women?s Memorial Hermann Memorial City Hospital | MEMORIAL CITY - POSTPARTUM | Room 18 |  |  |  | No pm |  |  | OXIMETERPULSE-Masimo Corp-RADICAL 7
YES | YES |  |  |  | 041-33461 | 041-33461 | Masimo Corp | Rad 7 |  |  | MEMORIAL CITY - POSTPARTUM |  |  |  |  | 041-33461 | 041-33461 | West | Women?s Memorial Hermann Memorial City Hospital | MEMORIAL CITY - POSTPARTUM | Room 20 |  |  |  | No pm |  |  | OXIMETERPULSE-Masimo Corp-RADICAL 7
YES | YES |  |  |  | 041-33481 | 041-33481 | Masimo Corp | Rad 7 |  |  | MEMORIAL CITY - POSTPARTUM |  |  |  |  | 041-33481 | 041-33481 | West | Women?s Memorial Hermann Memorial City Hospital | MEMORIAL CITY - POSTPARTUM | Room 26 |  |  |  | No pm |  |  | OXIMETERPULSE-Masimo Corp-RADICAL 7
NO | YES |  |  |  | 099-04386 | 099-04386 | Masimo Corp | Rad-5 |  | N58695 | Katy-Nursery |  |  |  |  | 099-04386 | 099-04386 | Katy | MHHS-Katy | Katy-Nursery | Storage Room | 4/1/20 | 4/1/19 |  |  |  | Oximeter, Pulse | OXIMETERPULSE-Masimo Corp-RADICAL 5 | [12 empty] | OP-A | [10 empty] | OXIMETERPULSE | Oximeter, Pulse | Masimo Corp
NO | YES |  |  |  | 151-03810 | 151-03810 | Masimo Corp | Rad-57 |  |  | CY-Post Partum |  |  |  |  | 151-03810 | 151-03810 | Northwest | MHHS-Cypress | CY-Post Partum | Nurses station | 6/1/19 | 6/1/20 |  |  |  | Oximeter, Pulse | OXIMETERPULSE-Masimo Corp-RADICAL 57 | [12 empty] | OP-A | [10 empty] | OXIMETERPULSE | Oximeter, Pulse | Masimo Corp
YES | YES |  |  |  | 099-13682 | 099-13682 | Masimo Corp | Rad-57 |  |  | SW - Cardiac rehab |  |  |  |  | 099-13682 | 099-13682 | Southwest | Memorial Hermann Southwest Hospital Emergency Center | SW - Cardiac rehab | Nursing | [6 empty] | OXIMETERPULSE-Masimo Corp-RADICAL 57
YES | YES |  |  |  | 099-13677 | 099-13677 | Masimo Corp | Rad-57 |  |  | SW - Cardiac rehab |  |  |  |  | 099-13677 | 099-13677 | Southwest | Memorial Hermann Southwest Hospital Emergency Center | SW - Cardiac rehab | Nursing | [6 empty] | OXIMETERPULSE-Masimo Corp-RADICAL 57
NO | YES |  |  |  | N107278 | 009-34196 | Masimo Corp | Rad-5v |  | N107278 | GH-Biomedical Services |  |  |  |  | N107278 | 009-34196 | Central | MHHS-Greater Heights | GH-Biomedical Services | BIOMED SHOP
YES | YES | [5 empty] | Masimo Corp | Rad-7 |  |  | Genaeral Surgery | [6 empty] | Memorial City | Memorial City | Genaeral Surgery | Room 512
YES | YES | [5 empty] | Masimo Corp | Rad-7 |  |  | Genaeral Surgery | [6 empty] | Memorial City | Memorial City | Genaeral Surgery | Room 505
YES | YES | [5 empty] | Masimo Corp | Rad-7 |  |  | Genaeral Surgery | [6 empty] | Memorial City | Memorial City | Genaeral Surgery | Room 543
YES | YES |  |  |  | 583-01725 | 583-01725 | Masimo Corp | Rad-7 |  |  | Genaeral Surgery |  |  |  |  | 583-01725 | 583-01725 | Memorial City | Memorial City | Genaeral Surgery | Room 508
YES | YES |  |  |  | 133-07866 | 133-07866 | Masimo Corp | RAD-87 |  | J16961 | 5th observation unit |  |  |  |  | 133-07866 | 133-07866 | Katy | Memorial Hermann Katy Hospital | 5th observation unit | Soiled utility | 4/1/17 | 4/1/18 |  |  |  | Oximeter, Pulse | OXIMETERPULSE-Masimo Corp-RAD-87 | [12 empty] | OP-A | [9 empty] | Oximeter, Pulse | OXIMETERPULSE | Oximeter, Pulse | Masimo Corp
NO | YES |  |  |  | 142-01697 | 142-01697 | Masimo Corp | RAD-87 |  | J17020 | NE-Nursery |  |  |  |  | 142-01697 | 142-01697 | Katy | MHHS-Northeast | NE-Nursery | Nursery | 4/1/19 | 4/1/20 |  |  |  | Oximeter, Pulse | OXIMETERPULSE-Masimo Corp-RAD-87 | [12 empty] | OP-A | [9 empty] | Oximeter, Pulse | OXIMETERPULSE | Oximeter, Pulse | Masimo Corp
NO | YES |  |  |  | 129-04574 | 129-04574 | Masimo Corp | RAD-87 |  | J16188 | WOODLANDS - CVICU |  |  |  |  | 129-04574 | 129-04574 | Sugar Land | Memorial Hermann Sugar Land Hospital | WOODLANDS - CVICU |  | 7/1/18 | 7/1/19 |  |  |  | Oximeter, Pulse | OXIMETERPULSE-Masimo Corp-RAD-87 | [12 empty] | OP-A | [9 empty] | Oximeter, Pulse | OXIMETERPULSE | Oximeter, Pulse | Masimo Corp
YES | YES |  |  |  | 077-07375 | 077-07375 | Masimo Corp | RAD-87 |  |  | MHOSH - OR |  |  |  |  | 077-07375 | 077-07375 | Central | Memorial Hermann Greater Heights Hospital | MHOSH - OR | MHOSH - OR | [5 empty] | Oximeter, Pulse | OXIMETERPULSE-Masimo Corp-RAD-87 | [12 empty] | OP-A | [9 empty] | Oximeter, Pulse | OXIMETERPULSE | Oximeter, Pulse | Masimo Corp
YES | YES |  |  |  | 013-18927 | 013-18927 | Masimo Corp | RAD-87 |  |  | SW - HVI - OR |  |  |  |  | 013-18927 | 013-18927 | Southwest | Memorial Hermann Southwest Hospital | SW - HVI - OR | CVIMU 8 | [5 empty] | Oximeter, Pulse | OXIMETERPULSE-Masimo Corp-RAD-87 | [12 empty] | OP-A | [9 empty] | Oximeter, Pulse | OXIMETERPULSE | Oximeter, Pulse | Masimo Corp
YES | YES |  |  |  | 013-19055 | 013-19055 | Masimo Corp | RAD-87 |  |  | SW - CVIMU |  |  |  |  | 013-19055 | 013-19055 | Southwest | Memorial Hermann Southwest Hospital | SW - CVIMU | CVIMU 3 | [5 empty] | Oximeter, Pulse | OXIMETERPULSE-Masimo Corp-RAD-87 | [12 empty] | OP-A | [9 empty] | Oximeter, Pulse | OXIMETERPULSE | Oximeter, Pulse | Masimo Corp
NO | YES | Asset Tag 013-37550 |  |  | 013-37550 | 013-37550 | Masimo Corp | RAD-87 |  | R47970 | SW-Med/Surg Floors |  |  |  |  | 013-37550 | 013-37550 | Southwest | MHHS-Southwest | SW-Med/Surg Floors | Floor 10 | [5 empty] | Oximeter, Pulse | OXIMETERPULSE-Masimo Corp-RAD-87 | [12 empty] | OP-A | [9 empty] | Oximeter, Pulse | OXIMETERPULSE | Oximeter, Pulse | Masimo Corp
NO | YES |  |  |  | 099-10162 | 099-10162 | Masimo Corp | RAD-87 |  | R29144 | SW-Med/Surg Floors |  |  |  |  | 099-10162 | 099-10162 | Southwest | MHHS-Southwest | SW-Med/Surg Floors | Rm 912 | 1/1/18 |  | 1/1/19 |  |  | Oximeter, Pulse | OXIMETERPULSE-Masimo Corp-RAD-87 | [12 empty] | OP-A | [9 empty] | Oximeter, Pulse | OXIMETERPULSE | Oximeter, Pulse | Masimo Corp
YES | YES |  |  |  | 013-18964 | 013-18964 | Masimo Corp | RAD-87 |  |  | 6th floor |  |  |  |  | 013-18964 | 013-18964 | Southwest | Memorial Hermann Southwest Hospital | 6th floor | Rm 612 | 1/1/18 |  | 1/1/19 |  |  | Oximeter, Pulse | OXIMETERPULSE-Masimo Corp-RAD-87 | [12 empty] | OP-A | [9 empty] | Oximeter, Pulse | OXIMETERPULSE | Oximeter, Pulse | Masimo Corp
YES | YES |  |  |  | 013-18972 | 013-18972 | Masimo Corp | RAD-87 |  | Nsn | Medsurg |  |  |  |  | 013-18972 | 013-18972 | Southwest | Memorial Hermann Southwest Hospital | Medsurg | Room 1012 | 1/1/18 | 1/1/19 |  | No serial number found |  | Oximeter, Pulse | OXIMETERPULSE-Masimo Corp-RAD-87 | [12 empty] | OP-A | [9 empty] | Oximeter, Pulse | OXIMETERPULSE | Oximeter, Pulse | Masimo Corp
NO | YES | Asset Tag 1096038 |  |  |  | 013-18911 | Masimo Corp | RAD-87 |  | J16265 | Medsurg | [5 empty] | 013-18911 | Southwest | Memorial Hermann Southwest Hospital | Medsurg | Room 1015 | 1/1/17 | 1/1/18 |  |  |  | Oximeter, Pulse | OXIMETERPULSE-Masimo Corp-RAD-87 | [12 empty] | OP-A | [9 empty] | Oximeter, Pulse | OXIMETERPULSE | Oximeter, Pulse | Masimo Corp
NO | YES |  |  |  | 013-18785 | 013-18785 | Masimo Corp | RAD-87 |  | J09347 | Medsurg |  |  |  |  | 013-18785 | 013-18785 | Southwest | Memorial Hermann Southwest Hospital | Medsurg | Nurse station | 1/1/16 | 1/1/17 |  |  |  | Oximeter, Pulse | OXIMETERPULSE-Masimo Corp-RAD-87 | [12 empty] | OP-A | [9 empty] | Oximeter, Pulse | OXIMETERPULSE | Oximeter, Pulse | Masimo Corp
NO | YES | Asset Tag 1101836 |  |  |  | 013-18868 | Masimo Corp | RAD-87 |  | J16986 | SW-Neuorology | [5 empty] | 013-18868 | Southwest | MHHS-Southwest | SW-Neuorology | Nurse station | 3/1/20 |  |  | No pm required |  | Oximeter, Pulse | OXIMETERPULSE-Masimo Corp-RAD-87 | [12 empty] | OP-A | [9 empty] | Oximeter, Pulse | OXIMETERPULSE | Oximeter, Pulse | Masimo Corp
NO | YES | Serial Number J16957 |  |  | 077-07373 |  | Masimo Corp | RAD-87 |  | J16957 | SW-Neuorology |  |  |  |  | 077-07373 |  | Southwest | MHHS-Southwest | SW-Neuorology | Nurse station |  |  |  | No pm required |  | Oximeter, Pulse | OXIMETERPULSE-Masimo Corp-RAD-87 | [12 empty] | OP-A | [9 empty] | Oximeter, Pulse | OXIMETERPULSE | Oximeter, Pulse | Masimo Corp
NO | YES |  |  |  |  | 013-18862 | Masimo Corp | RAD-87 |  | NSN | SW-Med/Surg 6 | [5 empty] | 013-18862 | Southwest | MHHS-Southwest | SW-Med/Surg 6 | Room 604 |  |  |  | No pm required, no serial number found |  | Oximeter, Pulse | OXIMETERPULSE-Masimo Corp-RAD-87 | [12 empty] | OP-A | [9 empty] | Oximeter, Pulse | OXIMETERPULSE | Oximeter, Pulse | Masimo Corp
NO | YES |  |  |  | 099-14856 | 099-14856 | Masimo Corp | RAD-87 |  | R47738 | TIRR-Therapy Gym |  |  |  |  | 099-14856 | 099-14856 | TMC | MHHS-Others | TIRR-Therapy Gym | Rehab | [5 empty] | Oximeter, Pulse | OXIMETERPULSE-Masimo Corp-RAD-87 | [12 empty] | OP-A | [9 empty] | Oximeter, Pulse | OXIMETERPULSE | Oximeter, Pulse | Masimo Corp
YES | YES |  |  |  | 241-04732 | 241-04732 | Masimo Corp | RAD-87 |  |  | TIRR - SCan |  |  |  |  | 241-04732 | 241-04732 | TMC | TIRR Memorial Hermann | TIRR - SCan | St scan | [5 empty] | Oximeter, Pulse | OXIMETERPULSE-Masimo Corp-RAD-87 | [12 empty] | OP-A | [9 empty] | Oximeter, Pulse | OXIMETERPULSE | Oximeter, Pulse | Masimo Corp
NO | YES |  |  |  | 029-06724 | 029-06724 | Masimo Corp | RAD-87 |  | J12524 | TMC - JONES - NEURO ACUTE CARE (5J) |  |  |  |  | 029-06724 | 029-06724 |  | Memorial Hermann-tmc | TMC - JONES - NEURO ACUTE CARE (5J) | Nurse station | 4/1/19 |  | 4/1/20 |  |  | Oximeter, Pulse | OXIMETERPULSE-Masimo Corp-RAD-87 | [12 empty] | OP-A | [9 empty] | Oximeter, Pulse | OXIMETERPULSE | Oximeter, Pulse | Masimo Corp
YES | YES |  |  |  | 005-08067 | 005-08067 | Masimo Corp | RAD-87 |  | J08998 | SE - RESPIRATORY |  |  |  |  | 005-08067 | 005-08067 | Southeast | Memorial Hermann Southeast Hospital | SE - RESPIRATORY |  |  |  | 4/1/20 |  |  | Oximeter, Pulse | OXIMETERPULSE-Masimo Corp-RAD-87 | [12 empty] | OP-A | [9 empty] | Oximeter, Pulse | OXIMETERPULSE | Oximeter, Pulse | Masimo Corp
YES | YES |  |  |  | 005-08068 | 005-08068 | Masimo Corp | RAD-87 |  | J09231 | SE - RESPIRATORY |  |  |  |  | 005-08068 | 005-08068 | Southeast | Memorial Hermann Southeast Hospital | SE - RESPIRATORY | RESPIRATORY | 3/1/18 |  | 3/1/19 |  |  | Oximeter, Pulse | OXIMETERPULSE-Masimo Corp-RAD-87 | [12 empty] | OP-A | [9 empty] | Oximeter, Pulse | OXIMETERPULSE | Oximeter, Pulse | Masimo Corp
YES | YES |  |  |  | 005-08064 | 005-08064 | Masimo Corp | RAD-87 |  | J09611 | SE - RESPIRATORY |  |  |  |  | 005-08064 | 005-08064 | Southeast | Memorial Hermann Southeast Hospital | SE - RESPIRATORY | RESPIRATORY | 3/1/18 |  | 3/1/19 |  |  | Oximeter, Pulse | OXIMETERPULSE-Masimo Corp-RAD-87 | [12 empty] | OP-A | [9 empty] | Oximeter, Pulse | OXIMETERPULSE | Oximeter, Pulse | Masimo Corp
YES | YES |  |  |  | 151-04431 | 151-04431 | Masimo Corp | RAD-87A |  | 7362A-RAD87A | Respiratory Departmet |  |  |  |  | 151-04431 | 151-04431 | West | Memorial Hermann - Memorial City | Respiratory Departmet | Respiratory Department Room MH520
YES | YES |  |  |  | 029-12757 | 029-12757 | Masimo Corp | Rad-97 |  |  | WOODLANDS - RESPIRATORY |  |  |  |  | 029-12757 | 029-12757 |  |  | WOODLANDS - RESPIRATORY |  |  |  | 8/1/20 |  |  | Co-Oximeter | COOXIMETER-Masimo Corp-RAD-97 | [22 empty] | Co-Oximeter | COOXIMETER | Co-Oximeter | Masimo Corp
YES | YES |  |  |  | 099-06271 | 099-06271 | Masimo Corp | Rad7 |  |  | SE - CARDIAC REHAB |  |  |  |  | 099-06271 | 099-06271 | Southeast | Memorial Hermann Southeast Hospital | SE - CARDIAC REHAB | W2.424 |  |  |  | No pm |  |  | OXIMETERPULSE-Masimo Corp-RADICAL 7
YES | YES |  |  |  | 099-06272 | 099-06272 | Masimo Corp | Rad7 |  |  | SE - Physical therapy |  |  |  |  | 099-06272 | 099-06272 | Southeast | Memorial Hermann Southeast Hospital | SE - Physical therapy | E2.031.25 |  |  |  | No pm |  |  | OXIMETERPULSE-Masimo Corp-RADICAL 7
YES | YES |  |  |  | 099-06212 | 099-06212 | Masimo Corp | Rad7 |  |  | Ob Ed |  |  |  |  | 099-06212 | 099-06212 | Southeast | Memorial Hermann Southeast Hospital | Ob Ed | Storage |  |  |  | No pm |  |  | OXIMETERPULSE-Masimo Corp-RADICAL 7
YES | YES |  |  |  | 005-08036 | 005-08036 | Masimo Corp | Rad7 |  |  | Ob Ed |  |  |  |  | 005-08036 | 005-08036 | Southeast | Memorial Hermann Southeast Hospital | Ob Ed | Storage | 1/1/20 |  | 1/1/21 |  |  |  | OXIMETERPULSE-Masimo Corp-RADICAL 7
YES | YES |  |  |  | 005-13268 | 005-13268 | Masimo Corp | Rad7 |  |  | Ob Ed |  |  |  |  | 005-13268 | 005-13268 | Southeast | Memorial Hermann Southeast Hospital | Ob Ed | Storage | 4/1/20 |  | 1/1/21 |  |  |  | OXIMETERPULSE-Masimo Corp-RADICAL 7
YES | YES |  |  |  | 005-08034 | 005-08034 | Masimo Corp | Rad7 |  |  | Ob Ed |  |  |  |  | 005-08034 | 005-08034 | Southeast | Memorial Hermann Southeast Hospital | Ob Ed | Storage | 1/1/20 |  | 1/1/21 |  |  |  | OXIMETERPULSE-Masimo Corp-RADICAL 7
YES | YES |  |  |  | 005-13270 | 005-13270 | Masimo Corp | Rad7 |  |  | Ob Ed |  |  |  |  | 005-13270 | 005-13270 | Southeast | Memorial Hermann Southeast Hospital | Ob Ed | Storage | 4/1/20 |  | 1/1/21 |  |  |  | OXIMETERPULSE-Masimo Corp-RADICAL 7
YES | YES |  |  |  | 133-07354 | 133-07354 | Masimo Corp | RADICAL |  |  | KATY - OB SPECIAL OBSERVATION - 3E |  |  |  |  | 133-07354 | 133-07354 | Katy | Memorial Hermann Katy Hospital | KATY - OB SPECIAL OBSERVATION - 3E | Treatment room | 2/1/20 |  |  |  |  | Oximeter, Pulse | OXIMETERPULSE-Masimo Corp-RADICAL | [12 empty] | OP-A | [9 empty] | Oximeter, Pulse | OXIMETERPULSE | Oximeter, Pulse | Masimo Corp
NO | YES |  |  |  | 099-05072 | 099-05072 | Masimo Corp | RADICAL |  |  | PICU H797 |  |  |  |  | 099-05072 | 099-05072 |  | TMC | PICU H797 | Memorial Hermann- texas medical center | 3/1/20 |  |  | No PM Sticker |  | Oximeter, Pulse | OXIMETERPULSE-Masimo Corp-RADICAL | [12 empty] | OP-A | [9 empty] | Oximeter, Pulse | OXIMETERPULSE | Oximeter, Pulse | Masimo Corp
YES | YES |  |  |  | 005-08054 | 005-08054 | Masimo Corp | RADICAL |  |  | SE - UNIT 4B (WOMENS SERVICES) |  |  |  |  | 005-08054 | 005-08054 | Southeast | Memorial Hermann South East | SE - UNIT 4B (WOMENS SERVICES) | Nurse station | [5 empty] | Oximeter, Pulse | OXIMETERPULSE-Masimo Corp-RADICAL | [12 empty] | OP-A | [9 empty] | Oximeter, Pulse | OXIMETERPULSE | Oximeter, Pulse | Masimo Corp
YES | YES |  |  |  | 041-15691 | 041-15691 | Masimo Corp | RADICAL |  |  | emorial city-10th floor storage |  |  |  |  | 041-15691 | 041-15691 | West | Memorial herman memorial city | emorial city-10th floor storage | Memorial city-10th floor storage |  |  |  | No serial number
YES | YES |  |  |  | 009-33866 | 009-33866 | Masimo Corp | Radical -7 |  |  | r Heights Hospital ER nurce statio |  |  |  |  | 009-33866 | 009-33866 | Central | Memorial Hermann Greater Heights Hospital ER nurce station | r Heights Hospital ER nurce statio | Memorial Hermann Greater Heights Hospital ER nurce station
NO | YES |  |  |  | 099-03058 | 099-03058 | Masimo Corp | RADICAL 5 |  | N58890 | Katy-Postpartum-2W |  |  |  |  | 099-03058 | 099-03058 | Katy | MHHS-Katy | Katy-Postpartum-2W | Treatment room | [5 empty] | Oximeter, Pulse | OXIMETERPULSE-Masimo Corp-RADICAL 5 | [12 empty] | OP-A | [9 empty] | Oximeter, Pulse | OXIMETERPULSE | Oximeter, Pulse | Masimo Corp
NO | YES |  |  |  | 099-03052 | 099-03052 | Masimo Corp | RADICAL 5 |  | N98223 | Katy-Postpartum-2W |  |  |  |  | 099-03052 | 099-03052 | Katy | MHHS-Katy | Katy-Postpartum-2W | Treatment room | [5 empty] | Oximeter, Pulse | OXIMETERPULSE-Masimo Corp-RADICAL 5 | [12 empty] | OP-A | [9 empty] | Oximeter, Pulse | OXIMETERPULSE | Oximeter, Pulse | Masimo Corp
NO | YES |  |  |  | 099-02440 | 099-02440 | Masimo Corp | RADICAL 5 |  | N58874 | Katy-Nursery |  |  |  |  | 099-02440 | 099-02440 | Katy | MHHS-Katy | Katy-Nursery | NICU |  |  |  | No pm |  | Oximeter, Pulse | OXIMETERPULSE-Masimo Corp-RADICAL 5 | [12 empty] | OP-A | [9 empty] | Oximeter, Pulse | OXIMETERPULSE | Oximeter, Pulse | Masimo Corp
NO | YES |  |  |  | 099-13884 | 099-13884 | Masimo Corp | RADICAL 5 |  | N109089 | SW-NICU |  |  |  |  | 099-13884 | 099-13884 | Southwest | MHHS-Southwest | SW-NICU | Hall | [5 empty] | Oximeter, Pulse | OXIMETERPULSE-Masimo Corp-RADICAL 5 | [12 empty] | OP-A | [9 empty] | Oximeter, Pulse | OXIMETERPULSE | Oximeter, Pulse | Masimo Corp
YES | YES |  |  |  | 145-01181 | 145-01181 | Masimo Corp | RADICAL 57 |  |  | ICU North |  |  |  |  | 145-01181 | 145-01181 | Pearland | Memorial Hermann Pearland Hospital | ICU North | ICU 5 | [5 empty] | Oximeter, Pulse | OXIMETERPULSE-Masimo Corp-RADICAL 57 | [12 empty] | OP-A | [9 empty] | Oximeter, Pulse | OXIMETERPULSE | Oximeter, Pulse | Masimo Corp
YES | YES |  |  |  | 129-31232 | 129-31232 | Masimo Corp | RADICAL 57 |  |  | Nursery |  |  |  |  | 129-31232 | 129-31232 | Sugar Land | Memorial Hermann Sugar Land Hospital | Nursery | Nursery | [5 empty] | Oximeter, Pulse | OXIMETERPULSE-Masimo Corp-RADICAL 57 | [12 empty] | OP-A | [9 empty] | Oximeter, Pulse | OXIMETERPULSE | Oximeter, Pulse | Masimo Corp
YES | YES |  |  |  | 069-45070 | 069-45070 | Masimo Corp | RADICAL 57 |  |  | SW - NURSERY |  |  |  |  | 069-45070 | 069-45070 | Southwest | Memorial Hermann Southwest Hospital | SW - NURSERY | Nursery | [5 empty] | Oximeter, Pulse | OXIMETERPULSE-Masimo Corp-RADICAL 57 | [12 empty] | OP-A | [9 empty] | Oximeter, Pulse | OXIMETERPULSE | Oximeter, Pulse | Masimo Corp
YES | YES |  |  |  | 069-45072 | 069-45072 | Masimo Corp | RADICAL 57 |  |  | SW - NURSERY |  |  |  |  | 069-45072 | 069-45072 | Southwest | Memorial Hermann Southwest Hospital | SW - NURSERY | Nursery | [5 empty] | Oximeter, Pulse | OXIMETERPULSE-Masimo Corp-RADICAL 57 | [12 empty] | OP-A | [9 empty] | Oximeter, Pulse | OXIMETERPULSE | Oximeter, Pulse | Masimo Corp
YES | YES |  |  |  | 005-13254 | 005-13254 | Masimo Corp | RADICAL 57 |  |  | Nuc medicine |  |  |  |  | 005-13254 | 005-13254 | Southeast | Memorial Hermann Southeast Hospital | Nuc medicine | W2406 pulmonary Function | 1/1/20 |  | 1/1/21 |  |  | Oximeter, Pulse | OXIMETERPULSE-Masimo Corp-RADICAL 57 | [12 empty] | OP-A | [9 empty] | Oximeter, Pulse | OXIMETERPULSE | Oximeter, Pulse | Masimo Corp
YES | YES |  |  |  | 005-13258 | 005-13258 | Masimo Corp | RADICAL 57 |  |  | SE - RESPIRATORY |  |  |  |  | 005-13258 | 005-13258 | Southeast | Memorial Hermann Southeast Hospital | SE - RESPIRATORY | [6 empty] | Oximeter, Pulse | OXIMETERPULSE-Masimo Corp-RADICAL 57 | [12 empty] | OP-A | [9 empty] | Oximeter, Pulse | OXIMETERPULSE | Oximeter, Pulse | Masimo Corp
YES | YES |  |  |  | 005-13256 | 005-13256 | Masimo Corp | RADICAL 57 |  |  | SE - RESPIRATORY |  |  |  |  | 005-13256 | 005-13256 | Southeast | Memorial Hermann Southeast Hospital | SE - RESPIRATORY | [6 empty] | Oximeter, Pulse | OXIMETERPULSE-Masimo Corp-RADICAL 57 | [12 empty] | OP-A | [9 empty] | Oximeter, Pulse | OXIMETERPULSE | Oximeter, Pulse | Masimo Corp
YES | YES |  |  |  | 005-13247 | 005-13247 | Masimo Corp | RADICAL 57 |  |  | SE - RESPIRATORY |  |  |  |  | 005-13247 | 005-13247 | Southeast | Memorial Hermann Southeast Hospital | SE - RESPIRATORY | [6 empty] | Oximeter, Pulse | OXIMETERPULSE-Masimo Corp-RADICAL 57 | [12 empty] | OP-A | [9 empty] | Oximeter, Pulse | OXIMETERPULSE | Oximeter, Pulse | Masimo Corp
YES | YES |  |  |  | 009-33138 | 009-33138 | Masimo Corp | RADICAL 57 |  |  | MHHS-Katy-Pediatnics-E3 |  |  |  |  | 009-33138 | 009-33138 | MHHS-Katy | MHHS-Katy | MHHS-Katy-Pediatnics-E3 | E3 Room 255 Treatment Room
YES | YES |  |  |  | 009-34696 | 009-34696 | Masimo Corp | RADICAL 57 |  |  | GH - NURSERY |  |  |  |  | 009-34696 | 009-34696 | Central | Memorial Hermann Greater Heights Hospital | GH - NURSERY | GH - Nurses Crash Box
YES | YES |  |  |  | 142-08922 | 142-08922 | Masimo Corp | RADICAL 5V |  | N191323 | SMR - (SL) - SL IRONMAN [MP2-STE100] |  |  |  |  | 142-08922 | 142-08922 | Sugar Land |  | SMR - (SL) - SL IRONMAN [MP2-STE100] |  |  |  |  | No pm |  | Oximeter, Pulse | OXIMETERPULSE-Masimo Corp-RADICAL 5V | [12 empty] | OP-A | [9 empty] | Oximeter, Pulse | OXIMETERPULSE | Oximeter, Pulse | Masimo Corp
YES | YES |  |  |  | 142-08991 | 142-08991 | Masimo Corp | RADICAL 5V |  | N191335 | [5 empty] | 142-08991 | 142-08991 | Sugar Land | IRONMAN Sports Medicine Institute at Sugar Land (#100) |  | Main area | 2/1/20 |  |  |  |  | Oximeter, Pulse | OXIMETERPULSE-Masimo Corp-RADICAL 5V | [12 empty] | OP-A | [9 empty] | Oximeter, Pulse | OXIMETERPULSE | Oximeter, Pulse | Masimo Corp
YES | YES |  |  |  | 241-04283 | 241-04283 | Masimo Corp | RADICAL 5V |  | N163340 | TIRR - Sleep Lab |  |  |  |  | 241-04283 | 241-04283 | TMC | TIRR Memorial Hermann Neurological Sleep Medicine Center 2nd Floor | TIRR - Sleep Lab | Hallway |  |  |  | New Add |  | Oximeter, Pulse | OXIMETERPULSE-Masimo Corp-RADICAL 5V | [12 empty] | OP-A | [9 empty] | Oximeter, Pulse | OXIMETERPULSE | Oximeter, Pulse | Masimo Corp
YES | YES |  |  |  | 151-03544 | 151-03544 | Masimo Corp | RADICAL 7 |  |  | Med surg |  |  |  |  | 151-03544 | 151-03544 | Northwest | Memorial Hermann Cypress Hospital | Med surg | Room 420 | 12/1/19 | 12/1/20 |  |  |  | Oximeter, Pulse | OXIMETERPULSE-Masimo Corp-RADICAL 7 | [12 empty] | OP-A | [9 empty] | Oximeter, Pulse | OXIMETERPULSE | Oximeter, Pulse | Masimo Corp
YES | YES |  |  |  | 151-03534 | 151-03534 | Masimo Corp | RADICAL 7 |  |  | Medsurg |  |  |  |  | 151-03534 | 151-03534 | Northwest | Memorial Hermann Cypress Hospital | Medsurg | S416 | 12/1/19 | 12/1/20 |  |  |  | Oximeter, Pulse | OXIMETERPULSE-Masimo Corp-RADICAL 7 | [12 empty] | OP-A | [9 empty] | Oximeter, Pulse | OXIMETERPULSE | Oximeter, Pulse | Masimo Corp
YES | YES | Serial Number Cnf |  |  | 151-03562 | 151-03562 | Masimo Corp | RADICAL 7 |  | Cnf | Med surg |  |  |  |  | 151-03562 | 151-03562 | Northwest | Memorial Hermann Cypress Hospital | Med surg | Room 418 | 12/1/20 | 12/1/21 |  | Could not get to serial |  | Oximeter, Pulse | OXIMETERPULSE-Masimo Corp-RADICAL 7 | [12 empty] | OP-A | [9 empty] | Oximeter, Pulse | OXIMETERPULSE | Oximeter, Pulse | Masimo Corp
YES | YES | Serial Number Cnf |  |  | 151-03532 | 151-03532 | Masimo Corp | RADICAL 7 |  | Cnf | Medsurg |  |  |  |  | 151-03532 | 151-03532 | Northwest | Memorial Hermann Cypress Hospital | Medsurg | S417 | 12/1/19 | 12/1/20 |  |  |  | Oximeter, Pulse | OXIMETERPULSE-Masimo Corp-RADICAL 7 | [12 empty] | OP-A | [9 empty] | Oximeter, Pulse | OXIMETERPULSE | Oximeter, Pulse | Masimo Corp
YES | YES | Serial Number Cnf |  |  | 009-33740 | 009-33740 | Masimo Corp | RADICAL 7 |  | Cnf | Med surg |  |  |  |  | 009-33740 | 009-33740 | Northwest | Memorial Hermann Cypress Hospital | Med surg | Room 415 | 12/1/20 | 12/1/21 |  | Could not get to serial |  | Oximeter, Pulse | OXIMETERPULSE-Masimo Corp-RADICAL 7 | [12 empty] | OP-A | [9 empty] | Oximeter, Pulse | OXIMETERPULSE | Oximeter, Pulse | Masimo Corp
YES | YES |  |  |  | 151-03530 | 151-03530 | Masimo Corp | Radical 7 |  |  | Medsurg |  |  |  |  | 151-03530 | 151-03530 | Northwest | Cypress | Medsurg | Room S401 | 12/1/19 | 12/1/20 |  |  |  | Oximeter, Pulse | OXIMETERPULSE-Masimo Corp-RADICAL 7 | [12 empty] | OP-A | [9 empty] | Oximeter, Pulse | OXIMETERPULSE | Oximeter, Pulse | Masimo Corp
YES | YES | Serial Number Cnf |  |  | 151-03508 | 151-03508 | Masimo Corp | RADICAL 7 |  | Cnf | Med surg |  |  |  |  | 151-03508 | 151-03508 | Northwest | Memorial Hermann Cypress Hospital | Med surg | Room 414 | 12/1/20 | 12/1/21 |  | Could not get to serial |  | Oximeter, Pulse | OXIMETERPULSE-Masimo Corp-RADICAL 7 | [12 empty] | OP-A | [9 empty] | Oximeter, Pulse | OXIMETERPULSE | Oximeter, Pulse | Masimo Corp
YES | YES | Serial Number Cnf |  |  | 151-03552 | 151-03552 | Masimo Corp | RADICAL 7 |  | Cnf | Medsurg |  |  |  |  | 151-03552 | 151-03552 | Northwest | Memorial Hermann Cypress Hospital | Medsurg | S413 | [5 empty] | Oximeter, Pulse | OXIMETERPULSE-Masimo Corp-RADICAL 7 | [12 empty] | OP-A | [9 empty] | Oximeter, Pulse | OXIMETERPULSE | Oximeter, Pulse | Masimo Corp
YES | YES | Serial Number Cnf |  |  | 151-03507 | 151-03507 | Masimo Corp | RADICAL 7 |  | Cnf | Med surg |  |  |  |  | 151-03507 | 151-03507 | Northwest | Memorial Hermann Cypress Hospital | Med surg | Room 412 | 12/1/20 | 12/1/21 |  | Could not get to serial |  | Oximeter, Pulse | OXIMETERPULSE-Masimo Corp-RADICAL 7 | [12 empty] | OP-A | [9 empty] | Oximeter, Pulse | OXIMETERPULSE | Oximeter, Pulse | Masimo Corp
YES | YES |  |  |  | 151-03522 | 151-03522 | Masimo Corp | Radical 7 |  |  | Medsurg |  |  |  |  | 151-03522 | 151-03522 | Northwest | Cypress | Medsurg | Room 402 | 12/1/19 | 12/1/20 |  |  |  | Oximeter, Pulse | OXIMETERPULSE-Masimo Corp-RADICAL 7 | [12 empty] | OP-A | [9 empty] | Oximeter, Pulse | OXIMETERPULSE | Oximeter, Pulse | Masimo Corp
YES | YES |  |  |  | 151-03542 | 151-03542 | Masimo Corp | Radical 7 |  |  | Medsurg |  |  |  |  | 151-03542 | 151-03542 | Northwest | Cypress | Medsurg | Room 403 | 12/1/19 | 12/1/20 |  |  |  | Oximeter, Pulse | OXIMETERPULSE-Masimo Corp-RADICAL 7 | [12 empty] | OP-A | [9 empty] | Oximeter, Pulse | OXIMETERPULSE | Oximeter, Pulse | Masimo Corp
YES | YES | Serial Number Cnf |  |  | 151-03516 | 151-03516 | Masimo Corp | RADICAL 7 |  | Cnf | Medsurg |  |  |  |  | 151-03516 | 151-03516 | Northwest | Memorial Hermann Cypress Hospital | Medsurg | S411 | 12/1/19 | 12/1/20 |  |  |  | Oximeter, Pulse | OXIMETERPULSE-Masimo Corp-RADICAL 7 | [12 empty] | OP-A | [9 empty] | Oximeter, Pulse | OXIMETERPULSE | Oximeter, Pulse | Masimo Corp
YES | YES |  |  |  | 151-03514 | 151-03514 | Masimo Corp | Radical 7 |  |  | Medsurg |  |  |  |  | 151-03514 | 151-03514 | Northwest | Cypress | Medsurg | Room S404 | 12/1/19 | 12/1/20 |  |  |  | Oximeter, Pulse | OXIMETERPULSE-Masimo Corp-RADICAL 7 | [12 empty] | OP-A | [9 empty] | Oximeter, Pulse | OXIMETERPULSE | Oximeter, Pulse | Masimo Corp
YES | YES | Serial Number Cnf |  |  | 151-03506 | 151-03506 | Masimo Corp | RADICAL 7 |  | Cnf | Med surg |  |  |  |  | 151-03506 | 151-03506 | Northwest | Memorial Hermann Cypress Hospital | Med surg | Room 410 | 12/1/20 | 12/1/21 |  | Could not get to serial |  | Oximeter, Pulse | OXIMETERPULSE-Masimo Corp-RADICAL 7 | [12 empty] | OP-A | [9 empty] | Oximeter, Pulse | OXIMETERPULSE | Oximeter, Pulse | Masimo Corp
YES | YES |  |  |  | 151-03520 | 151-03520 | Masimo Corp | RADICAL 7 |  |  | Medsurg |  |  |  |  | 151-03520 | 151-03520 | Northwest | Memorial Hermann Cypress Hospital | Medsurg | S409 | 12/1/19 | 12/1/20 |  |  |  | Oximeter, Pulse | OXIMETERPULSE-Masimo Corp-RADICAL 7 | [12 empty] | OP-A | [9 empty] | Oximeter, Pulse | OXIMETERPULSE | Oximeter, Pulse | Masimo Corp
YES | YES | Serial Number Cnf |  |  | 151-03560 | 151-03560 | Masimo Corp | RADICAL 7 |  | Cnf | Medsurg |  |  |  |  | 151-03560 | 151-03560 | Northwest | Memorial Hermann Cypress Hospital | Medsurg | S408 | 12/1/19 | 12/1/20 |  |  |  | Oximeter, Pulse | OXIMETERPULSE-Masimo Corp-RADICAL 7 | [12 empty] | OP-A | [9 empty] | Oximeter, Pulse | OXIMETERPULSE | Oximeter, Pulse | Masimo Corp
YES | YES |  |  |  | 151-03564 | 151-03564 | Masimo Corp | Radical 7 |  |  | CY - 3 SOUTH |  |  |  |  | 151-03564 | 151-03564 | Northwest | Cypress | CY - 3 SOUTH | S3307 | 12/1/19 | 12/1/20 |  |  |  | Oximeter, Pulse | OXIMETERPULSE-Masimo Corp-RADICAL 7 | [12 empty] | OP-A | [9 empty] | Oximeter, Pulse | OXIMETERPULSE | Oximeter, Pulse | Masimo Corp
YES | YES |  |  |  | 151-03568 | 151-03568 | Masimo Corp | RADICAL 7 |  |  | 3 south |  |  |  |  | 151-03568 | 151-03568 | Northwest | Memorial Hermann Cypress Hospital | 3 south | S320 | 12/1/19 | 12/1/20 |  |  |  | Oximeter, Pulse | OXIMETERPULSE-Masimo Corp-RADICAL 7 | [12 empty] | OP-A | [9 empty] | Oximeter, Pulse | OXIMETERPULSE | Oximeter, Pulse | Masimo Corp
YES | YES |  |  |  | 151-03550 | 151-03550 | Masimo Corp | Radical 7 |  |  | CY - 3 SOUTH |  |  |  |  | 151-03550 | 151-03550 | Northwest | Cypress | CY - 3 SOUTH | S3308 | 12/1/19 | 12/1/20 |  |  |  | Oximeter, Pulse | OXIMETERPULSE-Masimo Corp-RADICAL 7 | [12 empty] | OP-A | [9 empty] | Oximeter, Pulse | OXIMETERPULSE | Oximeter, Pulse | Masimo Corp
YES | YES | Serial Number Cnf |  |  | 151-03528 | 151-03528 | Masimo Corp | RADICAL 7 |  | CNF | 3 south |  |  |  |  | 151-03528 | 151-03528 | Northwest | Memorial Hermann Cypress Hospital | 3 south | S319 | 12/1/19 | 12/1/20 |  |  |  | Oximeter, Pulse | OXIMETERPULSE-Masimo Corp-RADICAL 7 | [12 empty] | OP-A | [9 empty] | Oximeter, Pulse | OXIMETERPULSE | Oximeter, Pulse | Masimo Corp
YES | YES |  |  |  | 151-03572 | 151-03572 | Masimo Corp | RADICAL 7 |  |  | CY - 3 SOUTH |  |  |  |  | 151-03572 | 151-03572 | Northwest | Memorial Hermann Cypress Hospital Emergency Center | CY - 3 SOUTH |  | 12/1/19 | 12/1/20 |  |  |  | Oximeter, Pulse | OXIMETERPULSE-Masimo Corp-RADICAL 7 | [12 empty] | OP-A | [9 empty] | Oximeter, Pulse | OXIMETERPULSE | Oximeter, Pulse | Masimo Corp
YES | YES | Serial Number Cnf |  |  | 151-03505 | 151-03505 | Masimo Corp | Radical 7 |  | Cnf | 3 south |  |  |  |  | 151-03505 | 151-03505 | Northwest | Cypress | 3 south | S309 | 12/1/19 | 12/1/20 |  |  |  | Oximeter, Pulse | OXIMETERPULSE-Masimo Corp-RADICAL 7 | [12 empty] | OP-A | [9 empty] | Oximeter, Pulse | OXIMETERPULSE | Oximeter, Pulse | Masimo Corp
YES | YES |  |  |  | 151-03538 | 151-03538 | Masimo Corp | Radical 7 |  |  | 3 south |  |  |  |  | 151-03538 | 151-03538 | Northwest | Cypress | 3 south | S309 | 12/1/19 | 2/1/20 |  |  |  | Oximeter, Pulse | OXIMETERPULSE-Masimo Corp-RADICAL 7 | [12 empty] | OP-A | [9 empty] | Oximeter, Pulse | OXIMETERPULSE | Oximeter, Pulse | Masimo Corp
YES | YES | Serial Number Cnf |  |  | 151-03510 | 151-03510 | Masimo Corp | RADICAL 7 |  | Cnf | 3 south |  |  |  |  | 151-03510 | 151-03510 | Northwest | Memorial Hermann Cypress Hospital | 3 south | Room 301 | 12/1/19 | 2/1/20 |  | Could not get to serial |  | Oximeter, Pulse | OXIMETERPULSE-Masimo Corp-RADICAL 7 | [12 empty] | OP-A | [9 empty] | Oximeter, Pulse | OXIMETERPULSE | Oximeter, Pulse | Masimo Corp
YES | YES | Serial Number Cnf |  |  | 151-03556 | 151-03556 | Masimo Corp | RADICAL 7 |  | Cnf | 3 south |  |  |  |  | 151-03556 | 151-03556 | Northwest | Memorial Hermann Cypress Hospital | 3 south | Room 303 | 12/1/19 | 12/1/20 |  | Could not get to serial |  | Oximeter, Pulse | OXIMETERPULSE-Masimo Corp-RADICAL 7 | [12 empty] | OP-A | [9 empty] | Oximeter, Pulse | OXIMETERPULSE | Oximeter, Pulse | Masimo Corp
YES | YES |  |  |  | 151-03570 | 151-03570 | Masimo Corp | RADICAL 7 |  |  | CY - MEDSURG |  |  |  |  | 151-03570 | 151-03570 | Northwest | Memorial Hermann Cypress Hospital | CY - MEDSURG | MEDSURG 302 | [5 empty] | Oximeter, Pulse | OXIMETERPULSE-Masimo Corp-RADICAL 7 | [12 empty] | OP-A | [9 empty] | Oximeter, Pulse | OXIMETERPULSE | Oximeter, Pulse | Masimo Corp
YES | YES |  |  |  | 151-03546 | 151-03546 | Masimo Corp | Radical 7 |  |  | 3 south |  |  |  |  | 151-03546 | 151-03546 | Northwest | Cypress | 3 south | S311 | 12/1/19 | 12/1/20 |  |  |  | Oximeter, Pulse | OXIMETERPULSE-Masimo Corp-RADICAL 7 | [12 empty] | OP-A | [9 empty] | Oximeter, Pulse | OXIMETERPULSE | Oximeter, Pulse | Masimo Corp
YES | YES | Serial Number Cnf |  |  | 151-03554 | 151-03554 | Masimo Corp | RADICAL 7 |  | Cnf | 3 south |  |  |  |  | 151-03554 | 151-03554 | Northwest | Memorial Hermann Cypress Hospital | 3 south | Room 306 | 12/1/19 | 12/1/20 |  | Could not get to serial |  | Oximeter, Pulse | OXIMETERPULSE-Masimo Corp-RADICAL 7 | [12 empty] | OP-A | [9 empty] | Oximeter, Pulse | OXIMETERPULSE | Oximeter, Pulse | Masimo Corp
YES | YES |  |  |  | 151-03536 | 151-03536 | Masimo Corp | Radical 7 |  |  | 3 south |  |  |  |  | 151-03536 | 151-03536 | Northwest | Cypress | 3 south | S312 | 12/1/19 | 12/1/20 |  |  |  | Oximeter, Pulse | OXIMETERPULSE-Masimo Corp-RADICAL 7 | [12 empty] | OP-A | [9 empty] | Oximeter, Pulse | OXIMETERPULSE | Oximeter, Pulse | Masimo Corp
YES | YES |  |  |  | 151-03509 | 151-03509 | Masimo Corp | RADICAL 7 |  |  | CY - ICU |  |  |  |  | 151-03509 | 151-03509 | Northwest | Memorial Hermann Cypress Hospital | CY - ICU | CY -ICU | 12/1/19 | 12/1/20 |  |  |  | Oximeter, Pulse | OXIMETERPULSE-Masimo Corp-RADICAL 7 | [12 empty] | OP-A | [9 empty] | Oximeter, Pulse | OXIMETERPULSE | Oximeter, Pulse | Masimo Corp
YES | YES |  |  |  | 151-03526 | 151-03526 | Masimo Corp | RADICAL 7 |  |  | CY - MEDSURG |  |  |  |  | 151-03526 | 151-03526 | Northwest | Memorial Hermann Cypress Hospital | CY - MEDSURG | MEDSURG 314 | [5 empty] | Oximeter, Pulse | OXIMETERPULSE-Masimo Corp-RADICAL 7 | [12 empty] | OP-A | [9 empty] | Oximeter, Pulse | OXIMETERPULSE | Oximeter, Pulse | Masimo Corp
YES | YES |  |  |  | 151-03525 | 151-03525 | Masimo Corp | RADICAL 7 |  |  | CY - MEDSURG |  |  |  |  | 151-03525 | 151-03525 | Northwest | Memorial Hermann Cypress Hospital | CY - MEDSURG | MEDSURG 314 | [5 empty] | Oximeter, Pulse | OXIMETERPULSE-Masimo Corp-RADICAL 7 | [12 empty] | OP-A | [9 empty] | Oximeter, Pulse | OXIMETERPULSE | Oximeter, Pulse | Masimo Corp
YES | YES |  |  |  | 133-07350 | 133-07350 | Masimo Corp | RADICAL 7 |  |  | KATY - ASSET 360 |  |  |  |  | 133-07350 | 133-07350 | Katy | Memorial Hermann Katy Hospital | KATY - ASSET 360 | Clean equipment room W5:144 | [5 empty] | Oximeter, Pulse | OXIMETERPULSE-Masimo Corp-RADICAL 7 | [12 empty] | OP-A | [9 empty] | Oximeter, Pulse | OXIMETERPULSE | Oximeter, Pulse | Masimo Corp
YES | YES |  |  |  | 133-07360 | 133-07360 | Masimo Corp | RADICAL 7 |  |  | KATY - L |  |  |  |  | 133-07360 | 133-07360 | Katy | Memorial Hermann Katy Hospital | KATY - L | Room 320 | 4/1/18 | 4/1/19 |  |  |  | Oximeter, Pulse | OXIMETERPULSE-Masimo Corp-RADICAL 7 | [12 empty] | OP-A | [9 empty] | Oximeter, Pulse | OXIMETERPULSE | Oximeter, Pulse | Masimo Corp
YES | YES |  |  |  | 133-31222 | 133-31222 | Masimo Corp | RADICAL 7 |  |  | KATY - OB SPECIAL OBSERVATION - 3E |  |  |  |  | 133-31222 | 133-31222 | Katy | Memorial Hermann Katy Hospital | KATY - OB SPECIAL OBSERVATION - 3E | Treatment room | [5 empty] | Oximeter, Pulse | OXIMETERPULSE-Masimo Corp-RADICAL 7 | [12 empty] | OP-A | [9 empty] | Oximeter, Pulse | OXIMETERPULSE | Oximeter, Pulse | Masimo Corp
YES | YES |  |  |  | 133-08837 | 133-08837 | Masimo Corp | RADICAL 7 |  | T042360 | KATY - NURSERY |  |  |  |  | 133-08837 | 133-08837 | Katy | Memorial Hermann Katy Hospital | KATY - NURSERY | Soiled Holding | 4/1/18 | 4/1/19 |  |  |  | Oximeter, Pulse | OXIMETERPULSE-Masimo Corp-RADICAL 7 | [12 empty] | OP-A | [9 empty] | Oximeter, Pulse | OXIMETERPULSE | Oximeter, Pulse | Masimo Corp
YES | YES |  |  |  | 133-08838 | 133-08837 | Masimo Corp | RADICAL 7 |  |  | KATY - NURSERY |  |  |  |  | 133-08838 | 133-08837 | Katy | Memorial Hermann Katy Hospital | KATY - NURSERY | Soiled Holding | 4/1/18 | 4/1/19 |  |  |  | Oximeter, Pulse | OXIMETERPULSE-Masimo Corp-RADICAL 7 | [12 empty] | OP-A | [9 empty] | Oximeter, Pulse | OXIMETERPULSE | Oximeter, Pulse | Masimo Corp
YES | YES |  |  |  | 133-31218 | 133-31218 | Masimo Corp | RADICAL 7 |  |  | KATY - CARDIOLOGY |  |  |  |  | 133-31218 | 133-31218 | Katy | Memorial Hermann Katy Hospital | KATY - CARDIOLOGY | EEG Stress 2 | [5 empty] | Oximeter, Pulse | OXIMETERPULSE-Masimo Corp-RADICAL 7 | [12 empty] | OP-A | [9 empty] | Oximeter, Pulse | OXIMETERPULSE | Oximeter, Pulse | Masimo Corp
YES | YES |  |  |  | 129-04586 | 129-04586 | Masimo Corp | RADICAL 7 |  |  | SUGAR LAND |  |  |  |  | 129-04586 | 129-04586 | Sugar Land | Memorial Hermann Sugar Land Hospital | SUGAR LAND | In Biomed Shop | 8/1/18 | 8/1/19 |  |  |  | Oximeter, Pulse | OXIMETERPULSE-Masimo Corp-RADICAL 7 | [12 empty] | OP-A | [9 empty] | Oximeter, Pulse | OXIMETERPULSE | Oximeter, Pulse | Masimo Corp
YES | YES |  |  |  | 142-08944 | 142-08944 | Masimo Corp | RADICAL 7 |  |  | SUGAR LAND - MED/SURG - EAST 5TH |  |  |  |  | 142-08944 | 142-08944 | Sugar Land |  | SUGAR LAND - MED/SURG - EAST 5TH |  |  |  |  | No pm |  | Oximeter, Pulse | OXIMETERPULSE-Masimo Corp-RADICAL 7 | [12 empty] | OP-A | [9 empty] | Oximeter, Pulse | OXIMETERPULSE | Oximeter, Pulse | Masimo Corp
YES | YES |  |  |  | 142-08945 | 142-08945 | Masimo Corp | RADICAL 7 |  |  | SUGAR LAND - MED/SURG - EAST 5TH |  |  |  |  | 142-08945 | 142-08945 | Sugar Land |  | SUGAR LAND - MED/SURG - EAST 5TH |  |  |  |  | No pm |  | Oximeter, Pulse | OXIMETERPULSE-Masimo Corp-RADICAL 7 | [12 empty] | OP-A | [9 empty] | Oximeter, Pulse | OXIMETERPULSE | Oximeter, Pulse | Masimo Corp
YES | YES |  |  |  | 142-08946 | 142-08946 | Masimo Corp | RADICAL 7 |  |  | SUGAR LAND - MED/SURG - EAST 5TH |  |  |  |  | 142-08946 | 142-08946 | Sugar Land |  | SUGAR LAND - MED/SURG - EAST 5TH |  |  |  |  | No pm |  | Oximeter, Pulse | OXIMETERPULSE-Masimo Corp-RADICAL 7 | [12 empty] | OP-A | [9 empty] | Oximeter, Pulse | OXIMETERPULSE | Oximeter, Pulse | Masimo Corp
YES | YES |  |  |  | 142-08912 | 142-08912 | Masimo Corp | RADICAL 7 |  |  | SUGAR LAND - MED/SURG - EAST 5TH |  |  |  |  | 142-08912 | 142-08912 | Sugar Land |  | SUGAR LAND - MED/SURG - EAST 5TH |  |  |  |  | No pm |  | Oximeter, Pulse | OXIMETERPULSE-Masimo Corp-RADICAL 7 | [12 empty] | OP-A | [9 empty] | Oximeter, Pulse | OXIMETERPULSE | Oximeter, Pulse | Masimo Corp
YES | YES |  |  |  | 142-08911 | 142-08911 | Masimo Corp | RADICAL 7 |  |  | SUGAR LAND - MED/SURG - EAST 5TH |  |  |  |  | 142-08911 | 142-08911 | Sugar Land |  | SUGAR LAND - MED/SURG - EAST 5TH |  |  |  |  | No pm |  | Oximeter, Pulse | OXIMETERPULSE-Masimo Corp-RADICAL 7 | [12 empty] | OP-A | [9 empty] | Oximeter, Pulse | OXIMETERPULSE | Oximeter, Pulse | Masimo Corp
YES | YES |  |  |  | 029-06761 | 029-06761 | Masimo Corp | RADICAL 7 |  |  | WOODLANDS - PEDS |  |  |  |  | 029-06761 | 029-06761 |  |  | WOODLANDS - PEDS | Room 243 |  |  | 7/1/19 |  |  | Oximeter, Pulse | OXIMETERPULSE-Masimo Corp-RADICAL 7 | [12 empty] | OP-A | [9 empty] | Oximeter, Pulse | OXIMETERPULSE | Oximeter, Pulse | Masimo Corp
YES | YES |  |  |  | 009-33832 | 009-33832 | Masimo Corp | RADICAL 7 |  |  | GH - CANCER CENTER |  |  |  |  | 009-33832 | 009-33832 |  |  | GH - CANCER CENTER | Room 2 | [5 empty] | Oximeter, Pulse | OXIMETERPULSE-Masimo Corp-RADICAL 7 | [12 empty] | OP-A | [9 empty] | Oximeter, Pulse | OXIMETERPULSE | Oximeter, Pulse | Masimo Corp
YES | YES |  |  |  | 009-33748 | 009-33748 | Masimo Corp | RADICAL 7 |  |  | GH - WOUND CARE |  |  |  |  | 009-33748 | 009-33748 | Central | Memorial Hermann Greater Heights Hospital | GH - WOUND CARE | Wound care rm 2 | [5 empty] | Oximeter, Pulse | OXIMETERPULSE-Masimo Corp-RADICAL 7 | [12 empty] | OP-A | [9 empty] | Oximeter, Pulse | OXIMETERPULSE | Oximeter, Pulse | Masimo Corp
YES | YES |  |  |  | 009-33791 | 009-33791 | Masimo Corp | RADICAL 7 |  |  | Cardiac rehab department |  |  |  |  | 009-33791 | 009-33791 | Central | Memorial Hermann Hospital greater heights | Cardiac rehab department | Gym | [5 empty] | Oximeter, Pulse | OXIMETERPULSE-Masimo Corp-RADICAL 7 | [12 empty] | OP-A | [9 empty] | Oximeter, Pulse | OXIMETERPULSE | Oximeter, Pulse | Masimo Corp
YES | YES |  |  |  | 009-33816 | 009-33815 | Masimo Corp | RADICAL 7 |  |  | Woundcare |  |  |  |  | 009-33816 | 009-33815 | Central | Outpatient wound care | Woundcare | [6 empty] | Oximeter, Pulse | OXIMETERPULSE-Masimo Corp-RADICAL 7 | [12 empty] | OP-A | [9 empty] | Oximeter, Pulse | OXIMETERPULSE | Oximeter, Pulse | Masimo Corp
YES | YES |  |  |  | 009-33786 | 009-33786 | Masimo Corp | RADICAL 7 |  |  | Wound care |  |  |  |  | 009-33786 | 009-33786 | Central | Memorial Hermann Greater Heights Hospital | Wound care | Room 6 | [5 empty] | Oximeter, Pulse | OXIMETERPULSE-Masimo Corp-RADICAL 7 | [12 empty] | OP-A | [9 empty] | Oximeter, Pulse | OXIMETERPULSE | Oximeter, Pulse | Masimo Corp
YES | YES |  |  |  | 009-33798 | 009-33798 | Masimo Corp | RADICAL 7 |  |  | Wound care |  |  |  |  | 009-33798 | 009-33798 | Central | Memorial Hermann Greater Heights Hospital | Wound care | Room 4 | [5 empty] | Oximeter, Pulse | OXIMETERPULSE-Masimo Corp-RADICAL 7 | [12 empty] | OP-A | [9 empty] | Oximeter, Pulse | OXIMETERPULSE | Oximeter, Pulse | Masimo Corp
YES | YES |  |  |  | 009-33860 | 009-33860 | Masimo Corp | RADICAL 7 |  |  | Woundcare |  |  |  |  | 009-33860 | 009-33860 | Central | Outpatient wound care | Woundcare | Rm 3 | 3/1/20 |  | 3/1/20 |  |  | Oximeter, Pulse | OXIMETERPULSE-Masimo Corp-RADICAL 7 | [12 empty] | OP-A | [9 empty] | Oximeter, Pulse | OXIMETERPULSE | Oximeter, Pulse | Masimo Corp
YES | YES |  |  |  | 009-33882 | 009-33882 | Masimo Corp | RADICAL 7 |  |  | TIIR |  |  |  |  | 009-33882 | 009-33882 | Central | Memorial Hermann Greater Heights Hospital | TIIR | Gym | [5 empty] | Oximeter, Pulse | OXIMETERPULSE-Masimo Corp-RADICAL 7 | [12 empty] | OP-A | [9 empty] | Oximeter, Pulse | OXIMETERPULSE | Oximeter, Pulse | Masimo Corp
YES | YES |  |  |  | 009-33774 | 009-33774 | Masimo Corp | Radical 7 |  |  | Tirr |  |  |  |  | 009-33774 | 009-33774 | Central | TIRR Memorial Hermann Outpatient Rehabilitation - Greater Heights | Tirr | Physical thyraphy | [5 empty] | Oximeter, Pulse | OXIMETERPULSE-Masimo Corp-RADICAL 7 | [12 empty] | OP-A | [9 empty] | Oximeter, Pulse | OXIMETERPULSE | Oximeter, Pulse | Masimo Corp
YES | YES | [5 empty] | Masimo Corp | RADICAL 7 |  |  | Tirr | [6 empty] | Central | TIRR Memorial Hermann Outpatient Rehabilitation - Greater Heights | Tirr | Physical thyraphy | [5 empty] | Oximeter, Pulse | OXIMETERPULSE-Masimo Corp-RADICAL 7 | [12 empty] | OP-A | [9 empty] | Oximeter, Pulse | OXIMETERPULSE | Oximeter, Pulse | Masimo Corp
YES | YES |  |  |  | 009-33932 | 009-33932 | Masimo Corp | RADICAL 7 |  |  | GH-occupational health |  |  |  |  | 009-33932 | 009-33932 |  |  | GH-occupational health | [6 empty] | Oximeter, Pulse | OXIMETERPULSE-Masimo Corp-RADICAL 7 | [12 empty] | OP-A | [9 empty] | Oximeter, Pulse | OXIMETERPULSE | Oximeter, Pulse | Masimo Corp
YES | YES |  |  |  | 009-33864 | 009-33864 | Masimo Corp | RADICAL 7 |  |  | 4th Floor |  |  |  |  | 009-33864 | 009-33864 | Greater heights | Memorial Hermann Hospital | 4th Floor | Nurse Station | 12/1/19 |  | 12/1/20 |  |  | Oximeter, Pulse | OXIMETERPULSE-Masimo Corp-RADICAL 7 | [12 empty] | OP-A | [9 empty] | Oximeter, Pulse | OXIMETERPULSE | Oximeter, Pulse | Masimo Corp
YES | YES |  |  |  | 009-33926 | 009-33926 | Masimo Corp | RADICAL 7 |  |  | GH - CLINICAL DECISION UNIT (CDU) |  |  |  |  | 009-33926 | 009-33926 | Central | Memorial Hermann Hospital | GH - CLINICAL DECISION UNIT (CDU) | Hallway | [5 empty] | Oximeter, Pulse | OXIMETERPULSE-Masimo Corp-RADICAL 7 | [12 empty] | OP-A | [9 empty] | Oximeter, Pulse | OXIMETERPULSE | Oximeter, Pulse | Masimo Corp
YES | YES |  |  |  | 009-33777 | 009-33777 | Masimo Corp | RADICAL 7 |  |  | Dialysis |  |  |  |  | 009-33777 | 009-33777 | Central | Memorial Hermann Hospital | Dialysis | [6 empty] | Oximeter, Pulse | OXIMETERPULSE-Masimo Corp-RADICAL 7 | [12 empty] | OP-A | [9 empty] | Oximeter, Pulse | OXIMETERPULSE | Oximeter, Pulse | Masimo Corp
YES | YES |  |  |  | 009-33806 | 009-33806 | Masimo Corp | RADICAL 7 |  |  | GH - 3 north |  |  |  |  | 009-33806 | 009-33806 |  |  | GH - 3 north | 318A | [5 empty] | Oximeter, Pulse | OXIMETERPULSE-Masimo Corp-RADICAL 7 | [12 empty] | OP-A | [9 empty] | Oximeter, Pulse | OXIMETERPULSE | Oximeter, Pulse | Masimo Corp
YES | YES |  |  |  | 009-33846 | 009-33846 | Masimo Corp | RADICAL 7 |  |  | GH - 3 north |  |  |  |  | 009-33846 | 009-33846 |  |  | GH - 3 north | [6 empty] | Oximeter, Pulse | OXIMETERPULSE-Masimo Corp-RADICAL 7 | [12 empty] | OP-A | [9 empty] | Oximeter, Pulse | OXIMETERPULSE | Oximeter, Pulse | Masimo Corp
YES | YES |  |  |  | 009-33930 | 009-33930 | Masimo Corp | RADICAL 7 |  |  | GH - ER |  |  |  |  | 009-33930 | 009-33930 | Central | Memorial Hermann Greater Heights Hospital | GH - ER | Nurse station | [5 empty] | Oximeter, Pulse | OXIMETERPULSE-Masimo Corp-RADICAL 7 | [12 empty] | OP-A | [9 empty] | Oximeter, Pulse | OXIMETERPULSE | Oximeter, Pulse | Masimo Corp
YES | YES |  |  |  | 009-33876 | 009-33876 | Masimo Corp | RADICAL 7 |  |  | GH - ER |  |  |  |  | 009-33876 | 009-33876 | Central | Memorial Hermann Greater Heights Hospital | GH - ER | Hallway | [5 empty] | Oximeter, Pulse | OXIMETERPULSE-Masimo Corp-RADICAL 7 | [12 empty] | OP-A | [9 empty] | Oximeter, Pulse | OXIMETERPULSE | Oximeter, Pulse | Masimo Corp
YES | YES |  |  |  | 009-33762 | 009-33762 | Masimo Corp | RADICAL 7 |  |  | GH - ER |  |  |  |  | 009-33762 | 009-33762 | Central | Memorial Hermann Greater Heights Hospital | GH - ER | Rm 5 | [5 empty] | Oximeter, Pulse | OXIMETERPULSE-Masimo Corp-RADICAL 7 | [12 empty] | OP-A | [9 empty] | Oximeter, Pulse | OXIMETERPULSE | Oximeter, Pulse | Masimo Corp
YES | YES |  |  |  | 009-33922 | 009-33922 | Masimo Corp | RADICAL 7 |  |  | ER |  |  |  |  | 009-33922 | 009-33922 | Central | Memorial Hermann Greater Heights Hospital | ER | Rm 13 | [5 empty] | Oximeter, Pulse | OXIMETERPULSE-Masimo Corp-RADICAL 7 | [12 empty] | OP-A | [9 empty] | Oximeter, Pulse | OXIMETERPULSE | Oximeter, Pulse | Masimo Corp
YES | YES |  |  |  | 009-33820 | 009-33820 | Masimo Corp | RADICAL 7 |  |  | ER |  |  |  |  | 009-33820 | 009-33820 | Central | Memorial Hermann Greater Heights Hospital | ER | Triage Rm A | [5 empty] | Oximeter, Pulse | OXIMETERPULSE-Masimo Corp-RADICAL 7 | [12 empty] | OP-A | [9 empty] | Oximeter, Pulse | OXIMETERPULSE | Oximeter, Pulse | Masimo Corp
YES | YES |  |  |  | 009-33878 | 009-33878 | Masimo Corp | RADICAL 7 |  |  | ER |  |  |  |  | 009-33878 | 009-33878 | Central | Memorial Hermann Greater Heights Hospital | ER | Triage Rm B | [5 empty] | Oximeter, Pulse | OXIMETERPULSE-Masimo Corp-RADICAL 7 | [12 empty] | OP-A | [9 empty] | Oximeter, Pulse | OXIMETERPULSE | Oximeter, Pulse | Masimo Corp
YES | YES |  |  |  | 009-33886 | 009-33886 | Masimo Corp | RADICAL 7 |  |  | Ultrasound |  |  |  |  | 009-33886 | 009-33886 | Central | Memorial Hermann Greater Heights Hospital | Ultrasound | Radiology hall way | [5 empty] | Oximeter, Pulse | OXIMETERPULSE-Masimo Corp-RADICAL 7 | [12 empty] | OP-A | [9 empty] | Oximeter, Pulse | OXIMETERPULSE | Oximeter, Pulse | Masimo Corp
YES | YES |  |  |  | 009-33898 | 009-33898 | Masimo Corp | RADICAL 7 |  |  | Ultrasound |  |  |  |  | 009-33898 | 009-33898 | Central | Memorial Hermann Greater Heights Hospital | Ultrasound | Radiology hall way | [5 empty] | Oximeter, Pulse | OXIMETERPULSE-Masimo Corp-RADICAL 7 | [12 empty] | OP-A | [9 empty] | Oximeter, Pulse | OXIMETERPULSE | Oximeter, Pulse | Masimo Corp
YES | YES |  |  |  | 009-34655 | 009-34655 | Masimo Corp | RADICAL 7 |  |  | GH - RADIOLOGY |  |  |  |  | 009-34655 | 009-34655 | Central | Memorial Hermann Greater Heights Hospital | GH - RADIOLOGY | Nuclear Medicine | [5 empty] | Oximeter, Pulse | OXIMETERPULSE-Masimo Corp-RADICAL 7 | [12 empty] | OP-A | [9 empty] | Oximeter, Pulse | OXIMETERPULSE | Oximeter, Pulse | Masimo Corp
YES | YES |  |  |  | 009-33780 | 009-33780 | Masimo Corp | RADICAL 7 |  |  | GH - ER |  |  |  |  | 009-33780 | 009-33780 | Central | Memorial Hermann Cancer Center - Greater Heights (#150) | GH - ER | Rad NucMed | 12/1/19 |  | 12/1/20 |  |  | Oximeter, Pulse | OXIMETERPULSE-Masimo Corp-RADICAL 7 | [12 empty] | OP-A | [9 empty] | Oximeter, Pulse | OXIMETERPULSE | Oximeter, Pulse | Masimo Corp
YES | YES |  |  |  | 009-33758 | 009-33758 | Masimo Corp | RADICAL 7 |  |  | Cathlab |  |  |  |  | 009-33758 | 009-33758 | Central | Memorial Hermann Cancer Center - Greater Heights (#150) | Cathlab | Cathlab | 12/1/19 |  | 12/1/20 |  |  | Oximeter, Pulse | OXIMETERPULSE-Masimo Corp-RADICAL 7 | [12 empty] | OP-A | [9 empty] | Oximeter, Pulse | OXIMETERPULSE | Oximeter, Pulse | Masimo Corp
YES | YES |  |  |  | 069-45157 | 069-45157 | Masimo Corp | RADICAL 7 |  |  | SW - ENDOSCOPY |  |  |  |  | 069-45157 | 069-45157 | Southwest | Memorial Hermann Southwest Hospital | SW - ENDOSCOPY | Storage Room |  |  |  | New Add - no PM Sticker |  | Oximeter, Pulse | OXIMETERPULSE-Masimo Corp-RADICAL 7 | [12 empty] | OP-A | [9 empty] | Oximeter, Pulse | OXIMETERPULSE | Oximeter, Pulse | Masimo Corp
YES | YES |  |  |  | 069-45152 | 069-45152 | Masimo Corp | RADICAL 7 |  |  | SW - ENDOSCOPY |  |  |  |  | 069-45152 | 069-45152 | Southwest | Memorial Hermann Southwest Hospital | SW - ENDOSCOPY | Storage Room |  |  |  | New Add - no PM Sticker |  | Oximeter, Pulse | OXIMETERPULSE-Masimo Corp-RADICAL 7 | [12 empty] | OP-A | [9 empty] | Oximeter, Pulse | OXIMETERPULSE | Oximeter, Pulse | Masimo Corp
YES | YES |  |  |  | 069-45154 | 069-45154 | Masimo Corp | RADICAL 7 |  |  | SW - ENDOSCOPY |  |  |  |  | 069-45154 | 069-45154 | Southwest | Memorial Hermann Southwest Hospital | SW - ENDOSCOPY | Storage Room |  |  |  | New Add - no PM Sticker |  | Oximeter, Pulse | OXIMETERPULSE-Masimo Corp-RADICAL 7 | [12 empty] | OP-A | [9 empty] | Oximeter, Pulse | OXIMETERPULSE | Oximeter, Pulse | Masimo Corp
YES | YES |  |  |  | 013-18715 | 013-18715 | Masimo Corp | RADICAL 7 |  |  | SW - OR |  |  |  |  | 013-18715 | 013-18715 | Southwest | Memorial Hermann Southwest Hospital | SW - OR | OR 1 | 10/1/19 |  | 10/1/20 |  |  | Oximeter, Pulse | OXIMETERPULSE-Masimo Corp-RADICAL 7 | [12 empty] | OP-A | [9 empty] | Oximeter, Pulse | OXIMETERPULSE | Oximeter, Pulse | Masimo Corp
YES | YES |  |  |  | 013-18685 | 013-18685 | Masimo Corp | RADICAL 7 |  |  | SW - OR |  |  |  |  | 013-18685 | 013-18685 | Southwest | Memorial Hermann Southwest Hospital | SW - OR | OR 2 | [5 empty] | Oximeter, Pulse | OXIMETERPULSE-Masimo Corp-RADICAL 7 | [12 empty] | OP-A | [9 empty] | Oximeter, Pulse | OXIMETERPULSE | Oximeter, Pulse | Masimo Corp
YES | YES |  |  |  | 013-18705 | 013-18705 | Masimo Corp | RADICAL 7 |  |  | SW-OR |  |  |  |  | 013-18705 | 013-18705 | Southwest | Memorial Hermann Southwest Hospital | SW-OR | OR6 | [5 empty] | Oximeter, Pulse | OXIMETERPULSE-Masimo Corp-RADICAL 7 | [12 empty] | OP-A | [9 empty] | Oximeter, Pulse | OXIMETERPULSE | Oximeter, Pulse | Masimo Corp
YES | YES |  |  |  | 069-45153 | 069-45153 | Masimo Corp | RADICAL 7 |  |  | SW - OR |  |  |  |  | 069-45153 | 069-45153 | Southwest | Memorial Hermann Southwest Hospital | SW - OR | Or 24 |  |  | 3/1/20 | No pm |  | Oximeter, Pulse | OXIMETERPULSE-Masimo Corp-RADICAL 7 | [12 empty] | OP-A | [9 empty] | Oximeter, Pulse | OXIMETERPULSE | Oximeter, Pulse | Masimo Corp
YES | YES |  |  |  | 013-18735 | 013-18735 | Masimo Corp | RADICAL 7 |  |  | SW - OR |  |  |  |  | 013-18735 | 013-18735 | Southwest | Memorial Hermann Southwest Hospital | SW - OR | OR15 | [5 empty] | Oximeter, Pulse | OXIMETERPULSE-Masimo Corp-RADICAL 7 | [12 empty] | OP-A | [9 empty] | Oximeter, Pulse | OXIMETERPULSE | Oximeter, Pulse | Masimo Corp
YES | YES | Serial Number Cnf |  |  | 013-18706 | 013-18706 | Masimo Corp | RADICAL 7 |  | Cnf | SW - LABOR |  |  |  |  | 013-18706 | 013-18706 | Southwest | Memorial Hermann Southwest Hospital | SW - LABOR | Recovery | [5 empty] | Oximeter, Pulse | OXIMETERPULSE-Masimo Corp-RADICAL 7 | [12 empty] | OP-A | [9 empty] | Oximeter, Pulse | OXIMETERPULSE | Oximeter, Pulse | Masimo Corp
NO | YES |  |  |  | 013-18723 | 013-18723 | Masimo Corp | RADICAL 7 |  |  | SW-Labor & Delivery |  |  |  |  | 013-18723 | 013-18723 | Southwest | MHHS-Southwest | SW-Labor & Delivery | Delivery Room 3 | [5 empty] | Oximeter, Pulse | OXIMETERPULSE-Masimo Corp-RADICAL 7 | [12 empty] | OP-A | [9 empty] | Oximeter, Pulse | OXIMETERPULSE | Oximeter, Pulse | Masimo Corp
YES | YES |  |  |  | 099-14987 | 099-14987 | Masimo Corp | RADICAL 7 |  |  | SW - Biomed |  |  |  |  | 099-14987 | 099-14987 | Southwest | Memorial Hermann Southwest Hospital | SW - Biomed | Biomed | [5 empty] | Oximeter, Pulse | OXIMETERPULSE-Masimo Corp-RADICAL 7 | [12 empty] | OP-A | [9 empty] | Oximeter, Pulse | OXIMETERPULSE | Oximeter, Pulse | Masimo Corp
YES | YES |  |  |  | 099-14986 | 099-14986 | Masimo Corp | RADICAL 7 |  |  | SW - Biomed |  |  |  |  | 099-14986 | 099-14986 | Southwest | Memorial Hermann Southwest Hospital | SW - Biomed | Biomed | [5 empty] | Oximeter, Pulse | OXIMETERPULSE-Masimo Corp-RADICAL 7 | [12 empty] | OP-A | [9 empty] | Oximeter, Pulse | OXIMETERPULSE | Oximeter, Pulse | Masimo Corp
YES | YES |  |  |  | 013-18726 | 013-18726 | Masimo Corp | RADICAL 7 |  | Nsn locked | SW - SENIOR MEDICINE |  |  |  |  | 013-18726 | 013-18726 | Southwest | Memorial Hermann Southwest Hospital | SW - SENIOR MEDICINE | Nurse station |  |  |  | Locked |  | Oximeter, Pulse | OXIMETERPULSE-Masimo Corp-RADICAL 7 | [12 empty] | OP-A | [9 empty] | Oximeter, Pulse | OXIMETERPULSE | Oximeter, Pulse | Masimo Corp
NO | YES |  |  |  |  | 013-18815 | Masimo Corp | RADICAL 7 |  |  | SW-Med/Surg Floors | [5 empty] | 013-18815 | Southwest | MHHS-Southwest | SW-Med/Surg Floors | 9th | [5 empty] | Oximeter, Pulse | OXIMETERPULSE-Masimo Corp-RADICAL 7 | [12 empty] | OP-A | [9 empty] | Oximeter, Pulse | OXIMETERPULSE | Oximeter, Pulse | Masimo Corp
YES | YES |  |  |  | 241-05105 | 241-05105 | Masimo Corp | RADICAL 7 |  |  | TIRR - 3C |  |  |  |  | 241-05105 | 241-05105 | TMC | TIRR Memorial Hermann | TIRR - 3C | Hallway |  |  |  | New Add - ?AuNo PM Required?Au sticker - locked into Root unit |  | Oximeter, Pulse | OXIMETERPULSE-Masimo Corp-RADICAL 7 | [12 empty] | OP-A | [9 empty] | Oximeter, Pulse | OXIMETERPULSE | Oximeter, Pulse | Masimo Corp
YES | YES |  |  |  | 099-14865 | 099-14865 | Masimo Corp | RADICAL 7 |  |  | SE - CANCER CENTER |  |  |  |  | 099-14865 | 099-14865 | Southeast | Memorial Hermann Sports Medicine | SE - CANCER CENTER | #100 Plaza 2 | 2/1/20 |  | 2/1/21 |  |  | Oximeter, Pulse | OXIMETERPULSE-Masimo Corp-RADICAL 7 | [12 empty] | OP-A | [9 empty] | Oximeter, Pulse | OXIMETERPULSE | Oximeter, Pulse | Masimo Corp
NO | YES | Asset Tag 069-46491 |  |  | 069-46491 | 069-46491 | Masimo Corp | RADICAL 7 |  |  | TMC-Cullen-Oncology/Hematology (4C) |  |  |  |  | 069-46491 | 069-46491 | TMC | MHHS-TMC | TMC-Cullen-Oncology/Hematology (4C) | [6 empty] | Oximeter, Pulse | OXIMETERPULSE-Masimo Corp-RADICAL 7 | [12 empty] | OP-A | [9 empty] | Oximeter, Pulse | OXIMETERPULSE | Oximeter, Pulse | Masimo Corp
YES | YES |  |  |  | 069-33027 | 069-33027 | Masimo Corp | RADICAL 7 |  | Nsn | TMC - MHTMC - CENTRAL SUPPLY (OLD) |  |  |  |  | 069-33027 | 069-33027 | TMC | Memorial Hermann-Texas Medical Center | TMC - MHTMC - CENTRAL SUPPLY (OLD) | L and D 691 |  |  |  | Locked |  | Oximeter, Pulse | OXIMETERPULSE-Masimo Corp-RADICAL 7 | [12 empty] | OP-A | [9 empty] | Oximeter, Pulse | OXIMETERPULSE | Oximeter, Pulse | Masimo Corp
YES | YES |  |  |  | 069-41964 | 069-41964 | Masimo Corp | RADICAL 7 |  |  | TMC - Jones - GI lab |  |  |  |  | 069-41964 | 069-41964 | TMC | Memorial Hermann-Texas Medical Center | TMC - Jones - GI lab | GI Lab | 10/1/19 |  | 10/1/20 |  |  | Oximeter, Pulse | OXIMETERPULSE-Masimo Corp-RADICAL 7 | [12 empty] | OP-A | [9 empty] | Oximeter, Pulse | OXIMETERPULSE | Oximeter, Pulse | Masimo Corp
YES | YES |  |  |  |  | 077-07251 | Masimo Corp | RADICAL 7 |  |  | TMC - Jones - GI lab | [5 empty] | 077-07251 | TMC | Memorial Hermann-Texas Medical Center | TMC - Jones - GI lab | GI Lab | [5 empty] | Oximeter, Pulse | OXIMETERPULSE-Masimo Corp-RADICAL 7 | [12 empty] | OP-A | [9 empty] | Oximeter, Pulse | OXIMETERPULSE | Oximeter, Pulse | Masimo Corp
NO | YES |  |  |  | 077-07072 | 077-07072 | Masimo Corp | RADICAL 7 |  |  | TMC-MHTMC-Central Supply |  |  |  |  | 077-07072 | 077-07072 | TMC | MHHS-TMC | TMC-MHTMC-Central Supply | Central supply | 2/1/19 |  | 2/1/20 |  |  | Oximeter, Pulse | OXIMETERPULSE-Masimo Corp-RADICAL 7 | [12 empty] | OP-A | [9 empty] | Oximeter, Pulse | OXIMETERPULSE | Oximeter, Pulse | Masimo Corp
YES | YES |  |  |  | 069-33022 | 069-33022 | Masimo Corp | RADICAL 7 |  |  | TMC - Central supply |  |  |  |  | 069-33022 | 069-33022 | TMC | Memorial Hermann-Texas Medical Center | TMC - Central supply | Central supply | [5 empty] | Oximeter, Pulse | OXIMETERPULSE-Masimo Corp-RADICAL 7 | [12 empty] | OP-A | [9 empty] | Oximeter, Pulse | OXIMETERPULSE | Oximeter, Pulse | Masimo Corp
YES | YES |  |  |  | 069-41961 | 069-41961 | Masimo Corp | RADICAL 7 |  |  | TMC - OR - ANESTHESIA (CONTRACT EQUIP) |  |  |  |  | 069-41961 | 069-41961 | TMC | Memorial Hermann-Texas Medical Center | TMC - OR - ANESTHESIA (CONTRACT EQUIP) | OR 9 | 10/1/19 |  | 10/1/20 |  |  | Oximeter, Pulse | OXIMETERPULSE-Masimo Corp-RADICAL 7 | [12 empty] | OP-A | [9 empty] | Oximeter, Pulse | OXIMETERPULSE | Oximeter, Pulse | Masimo Corp
NO | YES |  |  |  | 069-37417 | 069-37417 | Masimo Corp | RADICAL 7 |  |  | TMC-OR-Pedi OR (2R) |  |  |  |  | 069-37417 | 069-37417 | TMC | MHHS-TMC | TMC-OR-Pedi OR (2R) | OR 7 | 12/1/19 |  |  |  |  | Oximeter, Pulse | OXIMETERPULSE-Masimo Corp-RADICAL 7 | [12 empty] | OP-A | [9 empty] | Oximeter, Pulse | OXIMETERPULSE | Oximeter, Pulse | Masimo Corp
YES | YES |  |  |  | 077-07204 | 077-07204 | Masimo Corp | RADICAL 7 |  |  | TMC - OR - HERMANN (2HP) |  |  |  |  | 077-07204 | 077-07204 | TMC | Memorial Hermann-Texas Medical Center | TMC - OR - HERMANN (2HP) | OR 54 | 10/1/19 |  | 10/1/20 |  |  | Oximeter, Pulse | OXIMETERPULSE-Masimo Corp-RADICAL 7 | [12 empty] | OP-A | [9 empty] | Oximeter, Pulse | OXIMETERPULSE | Oximeter, Pulse | Masimo Corp
NO | YES |  |  |  | 077-07086 | 077-07086 | Masimo Corp | Radical 7 |  |  | Memorial Hermann- T exas Medical Center Childrens OR |  |  |  |  | 077-07086 | 077-07086 |  | TCM | Memorial Hermann- T exas Medical Center Childrens OR | OR 53 | 4/1/20 |  |  | No PM Sticker |  | Oximeter, Pulse | OXIMETERPULSE-Masimo Corp-RADICAL 7 | [12 empty] | OP-A | [9 empty] | Oximeter, Pulse | OXIMETERPULSE | Oximeter, Pulse | Masimo Corp
YES | YES |  |  |  | 069-41767 | 069-41767 | Masimo Corp | RADICAL 7 |  |  | TMC - OR - PEDI OR (2R) |  |  |  |  | 069-41767 | 069-41767 | TMC | Memorial Hermann-Texas Medical Center | TMC - OR - PEDI OR (2R) | PEDI OR (2R) | [5 empty] | Oximeter, Pulse | OXIMETERPULSE-Masimo Corp-RADICAL 7 | [12 empty] | OP-A | [9 empty] | Oximeter, Pulse | OXIMETERPULSE | Oximeter, Pulse | Masimo Corp
YES | YES |  |  |  | 077-06864 | 077-06864 | Masimo Corp | RADICAL 7 |  |  | 2nd floor childrens surgery |  |  |  |  | 077-06864 | 077-06864 | TMC | Memorial Hermann-Texas Medical Center | 2nd floor childrens surgery | PACU | [5 empty] | Oximeter, Pulse | OXIMETERPULSE-Masimo Corp-RADICAL 7 | [12 empty] | OP-A | [9 empty] | Oximeter, Pulse | OXIMETERPULSE | Oximeter, Pulse | Masimo Corp
YES | YES |  |  |  | 069-41966 | 069-41966 | Masimo Corp | RADICAL 7 |  |  | Childrens 2 nd floor OR |  |  |  |  | 069-41966 | 069-41966 | TMC |  | Childrens 2 nd floor OR | PACI | [5 empty] | Oximeter, Pulse | OXIMETERPULSE-Masimo Corp-RADICAL 7 | [12 empty] | OP-A | [9 empty] | Oximeter, Pulse | OXIMETERPULSE | Oximeter, Pulse | Masimo Corp
YES | YES |  |  |  | 077-07216 | 077-07216 | Masimo Corp | RADICAL 7 |  |  | Childrens 2 nd floor OR |  |  |  |  | 077-07216 | 077-07216 | TMC |  | Childrens 2 nd floor OR | PACI | [5 empty] | Oximeter, Pulse | OXIMETERPULSE-Masimo Corp-RADICAL 7 | [12 empty] | OP-A | [9 empty] | Oximeter, Pulse | OXIMETERPULSE | Oximeter, Pulse | Masimo Corp
YES | YES |  |  |  | 099-07049 | 099-07049 | Masimo Corp | RADICAL 7 |  |  | SE - EMERGENCY CENTER |  |  |  |  | 099-07049 | 099-07049 | Southeast | Memorial Hermann Southeast Hospital | SE - EMERGENCY CENTER | Nurses Station |  |  |  | No pm found |  | Oximeter, Pulse | OXIMETERPULSE-Masimo Corp-RADICAL 7 | [12 empty] | OP-A | [9 empty] | Oximeter, Pulse | OXIMETERPULSE | Oximeter, Pulse | Masimo Corp
YES | YES | Serial Number Cnf |  |  | 099-07816 | 099-07816 | Masimo Corp | RADICAL 7 |  | CNF | SE - Training Room |  |  |  |  | 099-07816 | 099-07816 | Southeast | Memorial Hermann-Southeast Hosptal | SE - Training Room | W1 Work Room | [5 empty] | Oximeter, Pulse | OXIMETERPULSE-Masimo Corp-RADICAL 7 | [12 empty] | OP-A | [9 empty] | Oximeter, Pulse | OXIMETERPULSE | Oximeter, Pulse | Masimo Corp
YES | YES | Serial Number Cnf |  |  | 099-07817 | 099-07817 | Masimo Corp | RADICAL 7 |  | CNF | SE - Training Room |  |  |  |  | 099-07817 | 099-07817 | Southeast | Memorial Hermann-Southeast Hosptal | SE - Training Room | W1 Work Room |  |  |  | Mews key |  | Oximeter, Pulse | OXIMETERPULSE-Masimo Corp-RADICAL 7 | [12 empty] | OP-A | [9 empty] | Oximeter, Pulse | OXIMETERPULSE | Oximeter, Pulse | Masimo Corp
YES | YES | Serial Number Cng |  |  | 099-09244 | 099-09244 | Masimo Corp | RADICAL 7 |  | Cng | Decision Unit |  |  |  |  | 099-09244 | 099-09244 | Southeast | Memorial Hermann Southeast Hospital | Decision Unit | W1 416.20 | [5 empty] | Oximeter, Pulse | OXIMETERPULSE-Masimo Corp-RADICAL 7 | [12 empty] | OP-A | [9 empty] | Oximeter, Pulse | OXIMETERPULSE | Oximeter, Pulse | Masimo Corp
YES | YES |  |  |  | 099-07547 | 099-07547 | Masimo Corp | RADICAL 7 |  |  | SE - CLINICAL DECISION UNIT |  |  |  |  | 099-07547 | 099-07547 | Southeast | Memorial Hermann Southeast Hospital | SE - CLINICAL DECISION UNIT | [6 empty] | Oximeter, Pulse | OXIMETERPULSE-Masimo Corp-RADICAL 7 | [12 empty] | OP-A | [9 empty] | Oximeter, Pulse | OXIMETERPULSE | Oximeter, Pulse | Masimo Corp
YES | YES |  |  |  | 099-07821 | 099-07821 | Masimo Corp | RADICAL 7 |  |  | SE - CDU |  |  |  |  | 099-07821 | 099-07821 | Southeast | Memorial Hermann-Southeast Hosptal | SE - CDU | W1 416.30 | [5 empty] | Oximeter, Pulse | OXIMETERPULSE-Masimo Corp-RADICAL 7 | [12 empty] | OP-A | [9 empty] | Oximeter, Pulse | OXIMETERPULSE | Oximeter, Pulse | Masimo Corp
YES | YES |  |  |  | 099-07697 | 099-07697 | Masimo Corp | RADICAL 7 |  |  | SE - OR - PACU |  |  |  |  | 099-07697 | 099-07697 | Southeast | Memorial Hermann Southeast Hospital | SE - OR - PACU | Clean Utility |  |  |  | No pm found |  | Oximeter, Pulse | OXIMETERPULSE-Masimo Corp-RADICAL 7 | [12 empty] | OP-A | [9 empty] | Oximeter, Pulse | OXIMETERPULSE | Oximeter, Pulse | Masimo Corp
YES | YES |  |  |  | 099-07288 | 099-07288 | Masimo Corp | RADICAL 7 |  |  | SE - ESOPHAGEAL DISEASE CENTER |  |  |  |  | 099-07288 | 099-07288 | Southeast | Memorial Hermann Southeast Hospital | SE - ESOPHAGEAL DISEASE CENTER | Procedure Room 4 |  |  |  | No pm found |  | Oximeter, Pulse | OXIMETERPULSE-Masimo Corp-RADICAL 7 | [12 empty] | OP-A | [9 empty] | Oximeter, Pulse | OXIMETERPULSE | Oximeter, Pulse | Masimo Corp
YES | YES |  |  |  | 005-34855 | 005-34855 | Masimo Corp | RADICAL 7 |  |  | SE- Pre Assesment |  |  |  |  | 005-34855 | 005-34855 | Southeast | Memorial Hermann South East | SE- Pre Assesment | W2 209 assesment 5 | [5 empty] | Oximeter, Pulse | OXIMETERPULSE-Masimo Corp-RADICAL 7 | [12 empty] | OP-A | [9 empty] | Oximeter, Pulse | OXIMETERPULSE | Oximeter, Pulse | Masimo Corp
YES | YES |  |  |  | 099-06469 | 099-06469 | Masimo Corp | RADICAL 7 |  |  | Radiology |  |  |  |  | 099-06469 | 099-06469 | Southeast | Memorial Hermann Southeast Hospital | Radiology | W2 211 pre-assessment 6 | [5 empty] | Oximeter, Pulse | OXIMETERPULSE-Masimo Corp-RADICAL 7 | [12 empty] | OP-A | [9 empty] | Oximeter, Pulse | OXIMETERPULSE | Oximeter, Pulse | Masimo Corp
YES | YES |  |  |  | 005-34854 | 005-34854 | Masimo Corp | RADICAL 7 |  |  | Radioly W2:207 |  |  |  |  | 005-34854 | 005-34854 | Southeast | Memorial Hermann Southeast Hospital | Radioly W2:207 | Assessment 4 | [5 empty] | Oximeter, Pulse | OXIMETERPULSE-Masimo Corp-RADICAL 7 | [12 empty] | OP-A | [9 empty] | Oximeter, Pulse | OXIMETERPULSE | Oximeter, Pulse | Masimo Corp
YES | YES |  |  |  | 005-34853 | 005-34853 | Masimo Corp | RADICAL 7 |  |  | SE- Pre Assesment |  |  |  |  | 005-34853 | 005-34853 | Southeast | Memorial Hermann South East | SE- Pre Assesment | W2 205 assesment 3 | [5 empty] | Oximeter, Pulse | OXIMETERPULSE-Masimo Corp-RADICAL 7 | [12 empty] | OP-A | [9 empty] | Oximeter, Pulse | OXIMETERPULSE | Oximeter, Pulse | Masimo Corp
YES | YES |  |  |  | 005-34679 | 005-34679 | Masimo Corp | RADICAL 7 |  |  | Radiology |  |  |  |  | 005-34679 | 005-34679 | Southeast | Memorial Hermann Southeast Hospital | Radiology | W2 211 pre-assessment storage | [5 empty] | Oximeter, Pulse | OXIMETERPULSE-Masimo Corp-RADICAL 7 | [12 empty] | OP-A | [9 empty] | Oximeter, Pulse | OXIMETERPULSE | Oximeter, Pulse | Masimo Corp
YES | YES |  |  |  | 005-34670 | 005-34670 | Masimo Corp | RADICAL 7 |  |  | Radioly W2:204 |  |  |  |  | 005-34670 | 005-34670 | Southeast | Memorial Hermann Southeast Hospital | Radioly W2:204 | Assessment 2 | [5 empty] | Oximeter, Pulse | OXIMETERPULSE-Masimo Corp-RADICAL 7 | [12 empty] | OP-A | [9 empty] | Oximeter, Pulse | OXIMETERPULSE | Oximeter, Pulse | Masimo Corp
YES | YES |  |  |  | 005-34781 | 005-34781 | Masimo Corp | RADICAL 7 |  |  | Radiology |  |  |  |  | 005-34781 | 005-34781 | Southeast | Memorial Hermann Southeast Hospital | Radiology | W2 201 pre-assessment 1 | [5 empty] | Oximeter, Pulse | OXIMETERPULSE-Masimo Corp-RADICAL 7 | [12 empty] | OP-A | [9 empty] | Oximeter, Pulse | OXIMETERPULSE | Oximeter, Pulse | Masimo Corp
YES | YES |  |  |  | 099-06353 | 099-06353 | Masimo Corp | RADICAL 7 |  |  | SE - NONINVASIVE CARDIOLOGY |  |  |  |  | 099-06353 | 099-06353 | Southeast | Memorial Hermann Southeast Hospital | SE - NONINVASIVE CARDIOLOGY | Stress Lab |  |  |  | No pm sticker
YES | YES |  |  |  | 099-06299 | 099-06299 | Masimo Corp | RADICAL 7 |  |  | Nuc medicine |  |  |  |  | 099-06299 | 099-06299 | Southeast | Memorial Hermann Southeast Hospital | Nuc medicine | W2406 pulmonary Function | [5 empty] | Oximeter, Pulse | OXIMETERPULSE-Masimo Corp-RADICAL 7 | [12 empty] | OP-A | [9 empty] | Oximeter, Pulse | OXIMETERPULSE | Oximeter, Pulse | Masimo Corp
YES | YES |  |  |  | 005-34673 | 005-34673 | Masimo Corp | RADICAL 7 |  |  | Biomed |  |  |  |  | 005-34673 | 005-34673 | Southeast | Memorial Hermann Southeast Hospital | Biomed | Biomed | 2/1/20 |  | 2/1/21 |  |  | Oximeter, Pulse | OXIMETERPULSE-Masimo Corp-RADICAL 7 | [12 empty] | OP-A | [9 empty] | Oximeter, Pulse | OXIMETERPULSE | Oximeter, Pulse | Masimo Corp
YES | YES |  |  |  | 099-06145 | 099-06145 | Masimo Corp | RADICAL 7 |  |  | SE - FAMILY CENTER |  |  |  |  | 099-06145 | 099-06145 | Southeast | Memorial Hermann Southeast Hospital | SE - FAMILY CENTER | S4 009 |  |  |  | No pm found |  | Oximeter, Pulse | OXIMETERPULSE-Masimo Corp-RADICAL 7 | [12 empty] | OP-A | [9 empty] | Oximeter, Pulse | OXIMETERPULSE | Oximeter, Pulse | Masimo Corp
YES | YES |  |  |  | 099-06679 | 099-06679 | Masimo Corp | RADICAL 7 |  |  | SE-Labor and delivery |  |  |  |  | 099-06679 | 099-06679 | Southeast | Memorial Hermann Southeast Hospital | SE-Labor and delivery | [6 empty] | Oximeter, Pulse | OXIMETERPULSE-Masimo Corp-RADICAL 7 | [12 empty] | OP-A | [9 empty] | Oximeter, Pulse | OXIMETERPULSE | Oximeter, Pulse | Masimo Corp
YES | YES |  |  |  | 005-13269 | 005-13269 | Masimo Corp | RADICAL 7 |  |  | SE - UNIT 4B (WOMENS SERVICES) |  |  |  |  | 005-13269 | 005-13269 | Southeast | Memorial Hermann Southeast Hospital | SE - UNIT 4B (WOMENS SERVICES) | Storage 409A | 2/1/20 |  | 2/1/21 |  |  | Oximeter, Pulse | OXIMETERPULSE-Masimo Corp-RADICAL 7 | [12 empty] | OP-A | [9 empty] | Oximeter, Pulse | OXIMETERPULSE | Oximeter, Pulse | Masimo Corp
YES | YES |  |  |  | 099-06489 | 099-06489 | Masimo Corp | RADICAL 7 |  |  | SE- Central Supply |  |  |  |  | 099-06489 | 099-06489 | Southeast | Memorial Hermann Southeast Hospital | SE- Central Supply | Family Life Hallway | [5 empty] | Oximeter, Pulse | OXIMETERPULSE-Masimo Corp-RADICAL 7 | [12 empty] | OP-A | [9 empty] | Oximeter, Pulse | OXIMETERPULSE | Oximeter, Pulse | Masimo Corp
YES | YES |  |  |  | 099-06529 | 099-06529 | Masimo Corp | RADICAL 7 |  |  | SE - UNIT 4B (WOMENS SERVICES) |  |  |  |  | 099-06529 | 099-06529 | Southeast | Memorial Hermann South East | SE - UNIT 4B (WOMENS SERVICES) | Hall way L | [5 empty] | Oximeter, Pulse | OXIMETERPULSE-Masimo Corp-RADICAL 7 | [12 empty] | OP-A | [9 empty] | Oximeter, Pulse | OXIMETERPULSE | Oximeter, Pulse | Masimo Corp
YES | YES |  |  |  | 099-06766 | 099-06766 | Masimo Corp | RADICAL 7 |  |  | SE-Labor |  |  |  |  | 099-06766 | 099-06766 | Southeast | Memorial Hermann Southeast Hospital | SE-Labor | [6 empty] | Oximeter, Pulse | OXIMETERPULSE-Masimo Corp-RADICAL 7 | [12 empty] | OP-A | [9 empty] | Oximeter, Pulse | OXIMETERPULSE | Oximeter, Pulse | Masimo Corp
YES | YES |  |  |  | 099-06765 | 099-06765 | Masimo Corp | RADICAL 7 |  |  | SE-Labor |  |  |  |  | 099-06765 | 099-06765 | Southeast | Memorial Hermann Southeast Hospital | SE-Labor | [6 empty] | Oximeter, Pulse | OXIMETERPULSE-Masimo Corp-RADICAL 7 | [12 empty] | OP-A | [9 empty] | Oximeter, Pulse | OXIMETERPULSE | Oximeter, Pulse | Masimo Corp
YES | YES |  |  |  | 005-13272 | 005-13272 | Masimo Corp | RADICAL 7 |  |  | SE - UNIT 4B (WOMENS SERVICES) |  |  |  |  | 005-13272 | 005-13272 | Southeast | Memorial Hermann South East | SE - UNIT 4B (WOMENS SERVICES) | Nurse station | [5 empty] | Oximeter, Pulse | OXIMETERPULSE-Masimo Corp-RADICAL 7 | [12 empty] | OP-A | [9 empty] | Oximeter, Pulse | OXIMETERPULSE | Oximeter, Pulse | Masimo Corp
YES | YES |  |  |  | 005-11809 | 005-11809 | Masimo Corp | RADICAL 7 |  |  | SE - OB ED |  |  |  |  | 005-11809 | 005-11809 | Southeast | Memorial Hermann Southeast Hospital | SE - OB ED | Recovery | [5 empty] | Oximeter, Pulse | OXIMETERPULSE-Masimo Corp-RADICAL 7 | [12 empty] | OP-A | [9 empty] | Oximeter, Pulse | OXIMETERPULSE | Oximeter, Pulse | Masimo Corp
YES | YES |  |  |  | 099-06729 | 099-06729 | Masimo Corp | RADICAL 7 |  |  | SE - UNIT 4B (WOMENS SERVICES) |  |  |  |  | 099-06729 | 099-06729 | Southeast | Memorial Hermann South East | SE - UNIT 4B (WOMENS SERVICES) | Nurse station | [5 empty] | Oximeter, Pulse | OXIMETERPULSE-Masimo Corp-RADICAL 7 | [12 empty] | OP-A | [9 empty] | Oximeter, Pulse | OXIMETERPULSE | Oximeter, Pulse | Masimo Corp
YES | YES | Serial Number Cnf |  |  | 005-13266 | 005-13266 | Masimo Corp | RADICAL 7 |  | Cnf | SE - LABOR |  |  |  |  | 005-13266 | 005-13266 | Southeast | Memorial Hermann Southeast Hospital | SE - LABOR | Delivery OR2 | 4/1/20 |  |  |  |  | Oximeter, Pulse | OXIMETERPULSE-Masimo Corp-RADICAL 7 | [12 empty] | OP-A | [9 empty] | Oximeter, Pulse | OXIMETERPULSE | Oximeter, Pulse | Masimo Corp
YES | YES |  |  |  | 099-06422 | 099-06422 | Masimo Corp | RADICAL 7 |  |  | Nicu |  |  |  |  | 099-06422 | 099-06422 | TMC | Memorial Hermann-Texas Medical Center | Nicu | E4005 | [5 empty] | Oximeter, Pulse | OXIMETERPULSE-Masimo Corp-RADICAL 7 | [12 empty] | OP-A | [9 empty] | Oximeter, Pulse | OXIMETERPULSE | Oximeter, Pulse | Masimo Corp
YES | YES |  |  |  | 005-34677 | 005-34677 | Masimo Corp | RADICAL 7 |  |  | SE - WOUND CARE |  |  |  |  | 005-34677 | 005-34677 | Southeast | Memorial Hermann Southeast Hospital | SE - WOUND CARE | Progessional Building 1 | 2/1/20 |  | 2/1/21 |  |  | Oximeter, Pulse | OXIMETERPULSE-Masimo Corp-RADICAL 7 | [12 empty] | OP-A | [9 empty] | Oximeter, Pulse | OXIMETERPULSE | Oximeter, Pulse | Masimo Corp
YES | YES |  |  |  | 005-34681 | 005-34681 | Masimo Corp | RADICAL 7 |  |  | SE - WOUND CARE |  |  |  |  | 005-34681 | 005-34681 | Southeast | Memorial Hermann Southeast Hospital | SE - WOUND CARE | Progessional Building 1 | 2/1/20 |  | 2/1/21 |  |  | Oximeter, Pulse | OXIMETERPULSE-Masimo Corp-RADICAL 7 | [12 empty] | OP-A | [9 empty] | Oximeter, Pulse | OXIMETERPULSE | Oximeter, Pulse | Masimo Corp
YES | YES |  |  |  | 041-33391 | 041-33391 | Masimo Corp | RADICAL 7 |  |  | Cancer Center |  |  |  |  | 041-33391 | 041-33391 | West | Memorial Hermann Cancer Center - Memorial City (#100) | Cancer Center | Registration |  |  |  | No pm found |  |  | OXIMETERPULSE-Masimo Corp-RADICAL 7
YES | YES |  |  |  | 041-33121 | 041-33121 | Masimo Corp | RADICAL 7 |  |  | MEMORIAL CITY - LABOR |  |  |  |  | 041-33121 | 041-33121 | West | Womens Memorial Hermann | MEMORIAL CITY - LABOR | Nurse Station | [6 empty] | OXIMETERPULSE-Masimo Corp-RADICAL 7
YES | YES |  |  |  | 041-33120 | 041-33120 | Masimo Corp | RADICAL 7 |  |  | MEMORIAL CITY - LABOR |  |  |  |  | 041-33120 | 041-33120 | West | Womens Memorial Hermann | MEMORIAL CITY - LABOR | Nurse Station | [6 empty] | OXIMETERPULSE-Masimo Corp-RADICAL 7
YES | YES |  |  |  | 041-33630 | 041-33630 | Masimo Corp | RADICAL 7 |  |  | Bldg 925 suite 100 |  |  |  |  | 041-33630 | 041-33630 | West | Memorial Hermann Medical Group Memorial City Cardiology (#400) | Bldg 925 suite 100 | Linear Excelerator | [6 empty] | OXIMETERPULSE-Masimo Corp-RADICAL 7
YES | YES |  |  |  | 041-33112 | 041-33112 | Masimo Corp | RADICAL 7 |  |  | MEMORIAL CITY - LABOR |  |  |  |  | 041-33112 | 041-33112 | West | Womens Memorial Hermann | MEMORIAL CITY - LABOR | Nurse Station | [6 empty] | OXIMETERPULSE-Masimo Corp-RADICAL 7
YES | YES |  |  |  | 041-33852 | 041-33852 | Masimo Corp | RADICAL 7 |  |  | MEMORIAL CITY - POSTPARTUM - NURSERY |  |  |  |  | 041-33852 | 041-33852 | West | Womens Memorial Hermann | MEMORIAL CITY - POSTPARTUM - NURSERY | Medication room | [6 empty] | OXIMETERPULSE-Masimo Corp-RADICAL 7
YES | YES |  |  |  | 005-13274 | 005-13274 | Masimo Corp | RADICAL 7 |  |  | Biomed |  |  |  |  | 005-13274 | 005-13274 | Southeast | Memorial Hermann South East | Biomed | Storage | [6 empty] | OXIMETERPULSE-Masimo Corp-RADICAL 7
YES | YES |  |  |  | 005-13275 | 005-13275 | Masimo Corp | RADICAL 7 |  |  | Biomed |  |  |  |  | 005-13275 | 005-13275 | Southeast | Memorial Hermann South East | Biomed | Storage | [6 empty] | OXIMETERPULSE-Masimo Corp-RADICAL 7
YES | YES |  |  |  | 005-13277 | 005-13277 | Masimo Corp | RADICAL 7 |  |  | Biomed |  |  |  |  | 005-13277 | 005-13277 | Southeast | Memorial Hermann South East | Biomed | Storage | [6 empty] | OXIMETERPULSE-Masimo Corp-RADICAL 7
YES | YES |  |  |  | 005-13278 | 005-13278 | Masimo Corp | RADICAL 7 |  |  | Biomed |  |  |  |  | 005-13278 | 005-13278 | Southeast | Memorial Hermann South East | Biomed | Storage | [6 empty] | OXIMETERPULSE-Masimo Corp-RADICAL 7
YES | YES |  |  |  | 005-13279 | 005-13279 | Masimo Corp | RADICAL 7 |  |  | Biomed |  |  |  |  | 005-13279 | 005-13279 | Southeast | Memorial Hermann South East | Biomed | Storage | [6 empty] | OXIMETERPULSE-Masimo Corp-RADICAL 7
YES | YES |  |  |  | 041-33862 | 041-33862 | Masimo Corp | RADICAL 7 |  |  | Biomed |  |  |  |  | 041-33862 | 041-33862 | Southeast | Memorial Hermann South East | Biomed | Storage | [6 empty] | OXIMETERPULSE-Masimo Corp-RADICAL 7
YES | YES |  |  |  | 041-33861 | 041-33861 | Masimo Corp | RADICAL 7 |  |  | Biomed |  |  |  |  | 041-33861 | 041-33861 | Southeast | Memorial Hermann South East | Biomed | Storage | [6 empty] | OXIMETERPULSE-Masimo Corp-RADICAL 7
YES | YES |  |  |  | 005-13113 | 005-13113 | Masimo Corp | RADICAL 7 |  |  | Biomed |  |  |  |  | 005-13113 | 005-13113 | Southeast | Memorial Hermann South East | Biomed | Storage | [6 empty] | OXIMETERPULSE-Masimo Corp-RADICAL 7
YES | YES |  |  |  | 005-13114 | 005-13114 | Masimo Corp | RADICAL 7 |  |  | Biomed |  |  |  |  | 005-13114 | 005-13114 | Southeast | Memorial Hermann South East | Biomed | Storage | [6 empty] | OXIMETERPULSE-Masimo Corp-RADICAL 7
YES | YES |  |  |  | 005-13115 | 005-13115 | Masimo Corp | RADICAL 7 |  |  | Biomed |  |  |  |  | 005-13115 | 005-13115 | Southeast | Memorial Hermann South East | Biomed | Storage | [6 empty] | OXIMETERPULSE-Masimo Corp-RADICAL 7
YES | YES |  |  |  | 005-13116 | 005-13116 | Masimo Corp | RADICAL 7 |  |  | Biomed |  |  |  |  | 005-13116 | 005-13116 | Southeast | Memorial Hermann South East | Biomed | Storage | [6 empty] | OXIMETERPULSE-Masimo Corp-RADICAL 7
YES | YES |  |  |  | 005-13117 | 005-13117 | Masimo Corp | RADICAL 7 |  |  | Biomed |  |  |  |  | 005-13117 | 005-13117 | Southeast | Memorial Hermann South East | Biomed | Storage | [6 empty] | OXIMETERPULSE-Masimo Corp-RADICAL 7
YES | YES |  |  |  | 041-33677 | 041-33677 | Masimo Corp | RADICAL 7 |  |  | MEMORIAL CITY - LABOR |  |  |  |  | 041-33677 | 041-33677 | West | Women?s Memorial Hermann Memorial City Hospital | MEMORIAL CITY - LABOR | 3M09 |  |  |  | No pm found |  |  | OXIMETERPULSE-Masimo Corp-RADICAL 7
YES | YES |  |  |  | 041-33688 | 041-33688 | Masimo Corp | RADICAL 7 |  |  | MEMORIAL CITY - LABOR |  |  |  |  | 041-33688 | 041-33688 | West | Women?s Memorial Hermann Memorial City Hospital | MEMORIAL CITY - LABOR | MH3 203 | [6 empty] | OXIMETERPULSE-Masimo Corp-RADICAL 7
YES | YES |  |  |  | 041-33980 | 041-33980 | Masimo Corp | RADICAL 7 |  |  | Ante-partum |  |  |  |  | 041-33980 | 041-33980 | West | Womens Memorial Hermann Memorial City Hospital | Ante-partum | Storage | [6 empty] | OXIMETERPULSE-Masimo Corp-RADICAL 7
YES | YES |  |  |  | 041-33713 | 041-33713 | Masimo Corp | RADICAL 7 |  |  | MEMORIAL CITY - LABOR |  |  |  |  | 041-33713 | 041-33713 | West | Women?s Memorial Hermann Memorial City Hospital | MEMORIAL CITY - LABOR | 3M26 | [6 empty] | OXIMETERPULSE-Masimo Corp-RADICAL 7
YES | YES |  |  |  | 151-04411 | 151-04411 | Masimo Corp | RADICAL 7 |  |  | ER |  |  |  |  | 151-04411 | 151-04411 | West | Memorial Hermann Memorial City Medical Center Emergency Center | ER | Nurses Station
YES | YES |  |  |  | 151-04372 | 151-04372 | Masimo Corp | RADICAL 7 |  |  | Emergency Room |  |  |  |  | 151-04372 | 151-04372 | West | Memorial Hermann - Memorial City Emergency Dept. | Emergency Room | Emergency Room
YES | YES | Serial Number Cnf |  |  | 041-15789 | 041-15789 | Masimo Corp | RADICAL 7 |  | CNF | Memorial Ciry Day Surgery |  |  |  |  | 041-15789 | 041-15789 | West | Memorial Hermann - Memorial City | Memorial Ciry Day Surgery | Memorial City Day Surgery West Tower 1st Foor Stepdown Room 5
YES | YES |  |  |  | 151-04353 | 151-04353 | Masimo Corp | RADICAL 7 |  |  | Memorial City Day Surgery |  |  |  |  | 151-04353 | 151-04353 | West | Memorial Hermann - Memorial City | Memorial City Day Surgery | Day Surgery West Tower 1st Floor Step Down 7
YES | YES |  |  |  | 005-13177 | 005-13177 | Masimo Corp | RADICAL 7 |  |  | MEMORIAL CITY - NUCLEAR MEDICINE |  |  |  |  | 005-13177 | 005-13177 | West | Memorial Hermann - Memorial City | MEMORIAL CITY - NUCLEAR MEDICINE | East Tower Patient Assessment
YES | YES |  |  |  | 099-06444 | 099-06444 | Masimo Corp | RADICAL 7 |  |  | MEMORIAL CITY - Dialysis |  |  |  |  | 099-06444 | 099-06444 | West | Memorial Hermann - Memorial City | MEMORIAL CITY - Dialysis | East Tower Patient Assessment
YES | YES |  |  |  | 041-33825 | 041-33825 | Masimo Corp | RADICAL 7 |  |  | Memeoial City - Nuclear Medicine |  |  |  |  | 041-33825 | 041-33825 | West | Memorial Hermann Memorial City Medical Center | Memeoial City - Nuclear Medicine | E8 Pre-Admit Testing
YES | YES | [5 empty] | Masimo Corp | RADICAL 7 |  |  | Endocospy | [6 empty] | West | Memorial Hermann Memorial City Medical Center | Endocospy | Endocospy by room2
YES | YES | [5 empty] | Masimo Corp | RADICAL 7 |  |  | Memorial City-MOR Recovery | [6 empty] | West | Memorial Hermann Memorial City Medical Center | Memorial City-MOR Recovery | E2 220
YES | YES | Serial Number Cnf |  |  | 041-15661 |  | Masimo Corp | RADICAL 7 |  | CNF | Memorial City - Recovery |  |  |  |  | 041-15661 |  | West | Memorial Hermann - Memorial City | Memorial City - Recovery | E2 MOR Pre-Surgical Room 10
YES | YES |  |  |  | 041-34889 | 041-34889 | Masimo Corp | RADICAL 7 |  |  | Memorial City - Recovery |  |  |  |  | 041-34889 | 041-34889 | West | Memorial Hermann - Memorial City | Memorial City - Recovery | E2 MOR Pre-Surgical Room 10
YES | YES |  |  |  | 041-34916 | 041-34916 | Masimo Corp | RADICAL 7 |  |  | MEMORIAL CITY - MOR RECOVERY |  |  |  |  | 041-34916 | 041-34916 | West | Memorial Hermann Memorial City Medical Center | MEMORIAL CITY - MOR RECOVERY | MEMORIAL CITY - MOR RECOVER
YES | YES |  |  |  | 041-34890 | 041-34890 | Masimo Corp | RADICAL 7 |  |  | Memorial City OR Recovery |  |  |  |  | 041-34890 | 041-34890 | West | Memorial Hermann Memorial City Medical Center | Memorial City OR Recovery | Memorial City - OR Recovery Bay 9
YES | YES | [5 empty] | Masimo Corp | RADICAL 7 |  |  | MEMORIAL CITY - Orthopedic Surgery | [6 empty] | West | Memorial Hermann Memorial City Medical Center | MEMORIAL CITY - Orthopedic Surgery | Memorial City - Recovery Stage 2 Bay 6
YES | YES | [5 empty] | Masimo Corp | RADICAL 7 |  |  | MEMORIAL CITY - MHT - JHC PRE ADMIT | [6 empty] | West | Memorial Hermann - Memorial City | MEMORIAL CITY - MHT - JHC PRE ADMIT | MH12 101.11
YES | YES | [5 empty] | Masimo Corp | RADICAL 7 |  |  | MEMORIAL CITY - MHT - JHC PRE ADMIT | [6 empty] | West | Memorial Hermann - Memorial City | MEMORIAL CITY - MHT - JHC PRE ADMIT | MH12 101.10
YES | YES | [5 empty] | Masimo Corp | RADICAL 7 |  |  | MEMORIAL CITY - MHT - JHC PRE ADMIT | [6 empty] | West | Memorial Hermann - Memorial City | MEMORIAL CITY - MHT - JHC PRE ADMIT | MH12 101.9
YES | YES | [5 empty] | Masimo Corp | RADICAL 7 |  |  | MEMORIAL CITY - MHT -JHC INPATIENT UNIT | [6 empty] | West | Memorial Hermann - Memorial City | MEMORIAL CITY - MHT -JHC INPATIENT UNIT | MH8 Room 121 Storage
YES | YES | [5 empty] | Masimo Corp | RADICAL 7 |  |  | MEMORIAL CITY - MHT -JHC INPATIENT UNIT | [6 empty] | West | Memorial Hermann - Memorial City | MEMORIAL CITY - MHT -JHC INPATIENT UNIT | MH8 Room 121 Storage
YES | YES | [5 empty] | Masimo Corp | RADICAL 7 |  |  | Memorial City - Orthopedics center | [6 empty] | West | Memorial Hermann Memorial City Medical Center | Memorial City - Orthopedics center | Memorial City - Orthopedics center MH8 121 Storage
YES | YES |  |  |  | 041-34645 | 041-34645 | Masimo Corp | RADICAL 7 |  |  | MEMORIAL CITY - MHT -JHC INPATIENT UNIT |  |  |  |  | 041-34645 | 041-34645 | West | Memorial Hermann - Memorial City | MEMORIAL CITY - MHT -JHC INPATIENT UNIT | MH8 Room 121 Storage
YES | YES | [5 empty] | Masimo Corp | RADICAL 7 |  |  | MEMORIAL CITY | [6 empty] | West | Memorial Hermann Memorial City Medical Center | MEMORIAL CITY | MEMORIAL CITY MH8:121
YES | YES | [5 empty] | Masimo Corp | RADICAL 7 |  |  | MEMORIAL CITY - MHT -JHC INPATIENT UNIT | [6 empty] | West | Memorial Hermann - Memorial City | MEMORIAL CITY - MHT -JHC INPATIENT UNIT | MH8 Room 121 Storage
YES | YES | [5 empty] | Masimo Corp | RADICAL 7 |  |  | Memorial City - Joint Center | [6 empty] | West | Memorial Hermann Memorial City Medical Center | Memorial City - Joint Center | Memorial City - Joint Center MH8 121 Storage
YES | YES | [5 empty] | Masimo Corp | RADICAL 7 |  |  | MEMORIAL CITY | [6 empty] | West | Memorial Hermann Memorial City Medical Center | MEMORIAL CITY | MEMORIAL CITY MH8:121
YES | YES | [5 empty] | Masimo Corp | RADICAL 7 |  |  | MEMORIAL CITY - MHT -JHC INPATIENT UNIT | [6 empty] | West | Memorial Hermann - Memorial City | MEMORIAL CITY - MHT -JHC INPATIENT UNIT | MH8 Room 121 Storage
YES | YES | [5 empty] | Masimo Corp | RADICAL 7 |  |  | Memorial City - Joint Center | [6 empty] | West | Memorial Hermann Memorial City Medical Center | Memorial City - Joint Center | Memorial City - Joint Center MH8 121 Storage
YES | YES |  |  |  | 041-34862 | 041-34862 | Masimo Corp | RADICAL 7 |  |  | Memorial City -MHT - Med/Surg |  |  |  |  | 041-34862 | 041-34862 | West | Memorial Hermann Memorial City Medical Center | Memorial City -MHT - Med/Surg | MH 6 Nurses Station
YES | YES | [5 empty] | Masimo Corp | RADICAL 7 |  |  | Memorial City / Pediatrics | [6 empty] | West | Memorial Hermann - Memorial City | Memorial City / Pediatrics | MH4 204 Room 4M04
YES | YES | [5 empty] | Masimo Corp | RADICAL 7 |  |  | Memorial City / Pediatrics | [6 empty] | West | Memorial Hermann - Memorial City | Memorial City / Pediatrics | MH4 400.1 Treatment Room
YES | YES | [5 empty] | Masimo Corp | RADICAL 7 |  |  | Memorial City / Pediatrics | [6 empty] | West | Memorial Hermann - Memorial City | Memorial City / Pediatrics | MH4 400.1 Treatment Room
YES | YES | [5 empty] | Masimo Corp | RADICAL 7 |  |  | Memorial City / Pediatrics | [6 empty] | West | Memorial Hermann - Memorial City | Memorial City / Pediatrics | MH4 400.1 Treatment Room
YES | YES | [5 empty] | Masimo Corp | RADICAL 7 |  |  | Memorial City / Pediatrics | [6 empty] | West | Memorial Hermann - Memorial City | Memorial City / Pediatrics | MH4 400.1 Treatment Room
YES | YES | [5 empty] | Masimo Corp | RADICAL 7 |  |  | MEMORIAL CITY - PEDS - NURSERY | [6 empty] | West | Memorial Hermann Memorial City Medical Center | MEMORIAL CITY - PEDS - NURSERY | MEMORIAL CITY PEDS
YES | YES | [5 empty] | Masimo Corp | RADICAL 7 |  |  | Emergency Center | [6 empty] | West | Memorial Hermann Memorial City Medical Center Emergency Center | Emergency Center | ER Nurses Station
YES | YES | [5 empty] | Masimo Corp | RADICAL 7 |  |  | Emergency Center | [6 empty] | West | Memorial Hermann Memorial City Medical Center Emergency Center | Emergency Center | E1 Triage
YES | YES | [5 empty] | Masimo Corp | Radical 7 | [10 empty] | Memorial hermann |  | 1st floor
YES | YES | [5 empty] | Masimo Corp | RADICAL 7 |  |  | Memorial city general surgery | [6 empty] | West and Memorial city | Memorial Hermann Memorial city medical center | Memorial city general surgery | 5 floor general surgery
YES | YES | [5 empty] | Masimo Corp | RADICAL 7 |  |  | MEMORIAL CITY - General Surgery | [6 empty] | West | Memorial Hermann Memorial City Medical Center | MEMORIAL CITY - General Surgery | MEMORIAL CITY - General Surgery E5 207 Room 528
YES | YES | [5 empty] | Masimo Corp | RADICAL 7 |  |  | Memorial city general surgery | [6 empty] | West and Memorial city | Memorial Hermann Memorial city medical center | Memorial city general surgery | 5 floor general surgery
YES | YES |  |  |  | 583-01604 | 583-01604 | Masimo Corp | Radical 7 | [7 empty] | 583-01604 | 583-01604 |  | Memorial hermann |  | 1st floor
YES | YES | [5 empty] | Masimo Corp | RADICAL 7 |  |  | MEMORIAL CITY - General Surgery | [6 empty] | West | Memorial Hermann Memorial City Medical Center | MEMORIAL CITY - General Surgery | MEMORIAL CITY - General Surgery E5 207 Room 538
YES | YES |  |  |  | 583-01696 | 583-01696 | Masimo Corp | RADICAL 7 |  |  | Memorial city-general surgery |  |  |  |  | 583-01696 | 583-01696 | West | Memorial Hermann Memorial City Medical Center | Memorial city-general surgery | E5 420 storage
YES | YES | [5 empty] | Masimo Corp | RADICAL 7 |  |  | MH MG - (MC) - MC EXEC HEALTH (MHT) | [6 empty] | West | Memorial Hermann Memorial City Medical Center | MH MG - (MC) - MC EXEC HEALTH (MHT) | MH MG - (MC) - MC EXEC HEALTH (MHT) Exam Room 2
YES | YES |  |  |  | 041-33758 | 041-33758 | Masimo Corp | RADICAL 7 |  |  | Memorial City - Med Surg |  |  |  |  | 041-33758 | 041-33758 | West | Memorial Hermann Memorial City Medical Center | Memorial City - Med Surg | E7 Med Surg by RM 702
YES | YES | Serial Number 1000155798 |  |  | 583-01638 | 583-01638 | Masimo Corp | Radical 7 | [7 empty] | 583-01638 | 583-01638 | Med surge | Memorial hermann |  | 7th floor |  |  |  | No pm
YES | YES |  |  |  | 583-01637 | 583-01637 | Masimo Corp | Radical 7 | [7 empty] | 583-01637 | 583-01637 | Med surge | Memorial hermann |  | 7th floor |  |  |  | No pm
YES | YES | Serial Number Cnf |  |  |  |  | Masimo Corp | RADICAL 7 |  | CNF | Medical Plaza 4 Pelvic Floor Health Center | [6 empty] | West | Memorial Hermann Memorial City Medical Center | Medical Plaza 4 Pelvic Floor Health Center | Suite 350 |  |  |  | I apologize John; took photo of SN. Snapped back in place before I entered into system.
YES | YES | [5 empty] | Masimo Corp | RADICAL 7 |  |  | Medical Plaza 4 Pelvic Floor Health Center | [6 empty] | West | Memorial Hermann Memorial City Medical Center | Medical Plaza 4 Pelvic Floor Health Center | Suite 350
NO | YES |  |  |  | 041-15795 | 041-15795 | Masimo Corp | RADICAL 7 |  |  | Memorial city |  |  |  |  | 041-15795 | 041-15795 | West | Memorial Hermann Medical Group Memorial City (#100) | Memorial city | 10 floor storage
NO | YES |  |  |  |  | 041-15692 | Masimo Corp | RADICAL 7 |  | To37617 | emorial city-10th floor storage | [5 empty] | 041-15692 | West | Memorial herman memorial city | emorial city-10th floor storage | Memorial city-10th floor storage
NO | YES |  |  |  | 041-15686 | 041-15686 | Masimo Corp | RADICAL 7 |  | T042161 | emorial city-10th floor storage |  |  |  |  | 041-15686 | 041-15686 | West | Memorial herman memorial city | emorial city-10th floor storage | Memorial city-10th floor storage
YES | YES |  |  |  | 009-33790 | 009-33790 | Masimo Corp | RADICAL 7 |  |  | Memorial Hermann Greater Heights Emergency |  |  |  |  | 009-33790 | 009-33790 | Central | Memorial Hermann Greater Heights Hospital | Memorial Hermann Greater Heights Emergency | Memorial Hermann Greater Heights Emergency Room 10
YES | YES |  |  |  | 009-33868 | 009-33868 | Masimo Corp | RADICAL 7 |  |  | Memorial Hermann Greater Heights Emergency |  |  |  |  | 009-33868 | 009-33868 | Central | Memorial Hermann Greater Heights Hospital | Memorial Hermann Greater Heights Emergency | Memorial Hermann Greater Heights Emergency Respite
YES | YES |  |  |  | 009-33862 | 009-33862 | Masimo Corp | RADICAL 7 |  |  | Memorial Hermann Greater Heights Hospital CDU |  |  |  |  | 009-33862 | 009-33862 | Central | Memorial Hermann Greater Heights Hospital | Memorial Hermann Greater Heights Hospital CDU | CDU 4th floor |  |  |  | On pm sticker
YES | YES |  |  |  | 009-33742 | 009-33742 | Masimo Corp | RADICAL 7 |  |  | GH - CLINICAL DECISION UNIT (CDU) |  |  |  |  | 009-33742 | 009-33742 | Central | Memorial Hermann Greater Heights Hospital | GH - CLINICAL DECISION UNIT (CDU) | CDU hallway
YES | YES | Asset Tag 009-33928 |  |  | 009-33928 | 009-33928 | Masimo Corp | RADICAL 7 |  |  | Memorial Hermann GH - CDU |  |  |  |  | 009-33928 | 009-33928 | Central | Memorial Hermann Greater Heights Hospital | Memorial Hermann GH - CDU | GH - CDU Hallway
NO | YES |  |  |  | 009-07590 | 009-07590 | Masimo Corp | RADICAL 7 |  | T033553 | GH - Nicu |  |  |  |  | 009-07590 | 009-07590 | Central | Memorial Hermann Greater Heights Hospital | GH - Nicu | Nicu
YES | YES |  |  |  | 009-33870 | 009-33870 | Masimo Corp | RADICAL 7 |  |  | GH - LABOR |  |  |  |  | 009-33870 | 009-33870 | Central | GH-Labor | GH - LABOR | OBS 14
YES | YES |  |  |  | 009-34709 | 009-34709 | Masimo Corp | RADICAL 7 |  |  | GH-Labor |  |  |  |  | 009-34709 | 009-34709 | Central | Memorial Hermann Greater Heights Hospital | GH-Labor | Nursery |  |  |  | No p.m.
YES | YES |  |  |  | 009-34710 | 009-34710 | Masimo Corp | RADICAL 7 |  |  | GH - RESPIRATORY |  |  |  |  | 009-34710 | 009-34710 | Central | GH | GH - RESPIRATORY
YES | YES |  |  |  | 009-33844 | 009-33844 | Masimo Corp | RADICAL 7 |  |  | GH - LND |  |  |  |  | 009-33844 | 009-33844 | Central | Memorial Hermann Greater Heights Hospital | GH - LND | GH - LND Hallway
YES | YES |  |  |  | 009-33193 | 009-33193 | Masimo Corp | RADICAL 7 |  |  | Radiology |  |  |  |  | 009-33193 | 009-33193 | West | Memorial Hermann Memorial City Medical Center | Radiology | Ct
YES | YES | [5 empty] | Masimo Corp | RADICAL 7 |  |  | Cath Lab | [6 empty] | Southeast | Memorial Hermann Southeast Hospital | Cath Lab | Cath Lab 2 |  |  |  | No pm sticker
YES | YES |  |  |  | 009-33771 | 009-33771 | Masimo Corp | RADICAL 7p |  |  | GH - LABOR |  |  |  |  | 009-33771 | 009-33771 | Central | Memorial Hermann Hospital greater heights | GH - LABOR | Nursery | 12/1/19 |  | 12/1/20 |  |  |  | OXIMETERPULSE-Masimo Corp-RADICAL 7
NO | YES |  |  |  | 009-07540 | 009-07540 | Masimo Corp | RADICAL 7p |  |  | GH-Labor & Delivery |  |  |  |  | 009-07540 | 009-07540 | Central | MHHS-Greater Heights | GH-Labor & Delivery | Nursery | 5/1/19 |  | 5/1/20
YES | YES |  |  |  | 009-33800 | 009-33800 | Masimo Corp | RADICAL 7p |  |  | 4N |  |  |  |  | 009-33800 | 009-33800 | Central | Memorial Hermann Hospital greater heights | 4N | [7 empty] | OXIMETERPULSE-Masimo Corp-RADICAL 7
YES | YES |  |  |  | 009-33880 | 009-33880 | Masimo Corp | RADICAL 7p |  |  | 6N |  |  |  |  | 009-33880 | 009-33880 | Central | Memorial Hermann Hospital greater heights | 6N | Nurse Station | [6 empty] | OXIMETERPULSE-Masimo Corp-RADICAL 7
YES | YES |  |  |  | 009-33760 | 009-33760 | Masimo Corp | RADICAL 7p |  |  | GH - ER |  |  |  |  | 009-33760 | 009-33760 | Central | Memorial Hermann greater heights ER | GH - ER | [7 empty] | OXIMETERPULSE-Masimo Corp-RADICAL 7
YES | YES |  |  |  | 009-33766 | 009-33766 | Masimo Corp | RADICAL 7p |  |  | GH - ER |  |  |  |  | 009-33766 | 009-33766 | Central | Memorial Hermann greater heights ER | GH - ER | Triage | [6 empty] | OXIMETERPULSE-Masimo Corp-RADICAL 7
NO | YES |  |  |  | 077-07381 | 077-07381 | Masimo Corp | Radical 87 |  | J11435 | TMC-MHTMC-Central Supply |  |  |  |  | 077-07381 | 077-07381 | TMC | MHHS-TMC | TMC-MHTMC-Central Supply | Central Supply | 12/1/18 |  | 12/1/19
NO | YES |  |  |  | 069-33018 | 069-33018 | Masimo Corp | Radical 87 |  |  | TMC-MHTMC-Central Supply |  |  |  |  | 069-33018 | 069-33018 | TMC | MHHS-TMC | TMC-MHTMC-Central Supply | Central Supply
YES | YES |  |  |  | 151-03524 | 151-03524 | Masimo Corp | RADICAL-7 | [7 empty] | 151-03524 | 151-03524 | Northwest | Memorial Hermann Cypress Hospital |  | S406 | 2/1/20 | 12/1/20 |  |  |  | Oximeter, Pulse | OXIMETERPULSE-Masimo Corp-RADICAL 7 | [12 empty] | OP-A | [10 empty] | OXIMETERPULSE | Oximeter, Pulse | Masimo Corp
YES | YES |  |  |  | 151-03566 | 151-03566 | Masimo Corp | RADICAL-7 |  |  | Med-surg |  |  |  |  | 151-03566 | 151-03566 | Northwest | Memorial Hermann Cypress Hospital | Med-surg | S405 | 2/1/20 | 12/1/20 |  |  |  | Oximeter, Pulse | OXIMETERPULSE-Masimo Corp-RADICAL 7 | [12 empty] | OP-A | [10 empty] | OXIMETERPULSE | Oximeter, Pulse | Masimo Corp
YES | YES |  |  |  | 151-03558 | 151-03558 | Masimo Corp | RADICAL-7 |  |  | CY- 3 South |  |  |  |  | 151-03558 | 151-03558 | Northwest | Memorial Hermann Cypress Hospital | CY- 3 South | S3: 305 | 12/1/19 | 12/1/20 |  |  |  | Oximeter, Pulse | OXIMETERPULSE-Masimo Corp-RADICAL 7 | [12 empty] | OP-A | [10 empty] | OXIMETERPULSE | Oximeter, Pulse | Masimo Corp
YES | YES |  |  |  | 151-03540 | 151-03540 | Masimo Corp | RADICAL-7 |  |  | CY- 3South |  |  |  |  | 151-03540 | 151-03540 | Northwest | Memorial Hermann Cypress Hospital | CY- 3South | S304 room | 12/1/19 | 12/1/20 |  |  |  | Oximeter, Pulse | OXIMETERPULSE-Masimo Corp-RADICAL 7 | [12 empty] | OP-A | [10 empty] | OXIMETERPULSE | Oximeter, Pulse | Masimo Corp
YES | YES |  |  |  | 151-04141 | 151-04141 | Masimo Corp | Radical-7 |  |  | MEMORIAL CITY - OUTPATIENT SURGERY |  |  |  |  | 151-04141 | 151-04141 | West | Memorial herman - memorial city medical center | MEMORIAL CITY - OUTPATIENT SURGERY | Day surgery |  |  |  | No pm sticker found
YES | YES |  |  |  | 151-04140 | 151-04140 | Masimo Corp | Radical-7 |  |  | MEMORIAL CITY - OUTPATIENT SURGERY |  |  |  |  | 151-04140 | 151-04140 | West | Memorial herman - memorial city medical center | MEMORIAL CITY - OUTPATIENT SURGERY | Day surgery |  |  |  | No pm sticker found
YES | YES |  |  |  | 151-04137 | 151-04137 | Masimo Corp | Radical-7 |  |  | MEMORIAL CITY - OUTPATIENT SURGERY |  |  |  |  | 151-04137 | 151-04137 | West | Memorial herman - memorial city medical center | MEMORIAL CITY - OUTPATIENT SURGERY | Day surgery |  |  |  | No pm sticker found
YES | YES |  |  |  | 151-04134 | 151-04134 | Masimo Corp | Radical-7 |  |  | MEMORIAL CITY - OUTPATIENT SURGERY |  |  |  |  | 151-04134 | 151-04134 | West | Memorial herman - memorial city medical center | MEMORIAL CITY - OUTPATIENT SURGERY | Day surgery |  |  |  | No pm sticker found
YES | YES |  |  |  | 151-04132 | 151-04132 | Masimo Corp | Radical-7 |  |  | MEMORIAL CITY - OUTPATIENT SURGERY |  |  |  |  | 151-04132 | 151-04132 | West | Memorial herman - memorial city medical center | MEMORIAL CITY - OUTPATIENT SURGERY | Day surgery |  |  |  | No pm sticker found
YES | YES |  |  |  | 151-04131 | 151-04131 | Masimo Corp | Radical-7 |  |  | MEMORIAL CITY - OUTPATIENT SURGERY |  |  |  |  | 151-04131 | 151-04131 | West | Memorial herman - memorial city medical center | MEMORIAL CITY - OUTPATIENT SURGERY | Day surgery |  |  |  | No pm sticker found
YES | YES |  |  |  | 151-04128 | 151-04128 | Masimo Corp | Radical-7 |  |  | MEMORIAL CITY - OUTPATIENT SURGERY |  |  |  |  | 151-04128 | 151-04128 | West | Memorial herman - memorial city medical center | MEMORIAL CITY - OUTPATIENT SURGERY | Day surgery |  |  |  | No pm sticker found
YES | YES |  |  |  | 151-04108 | 151-04108 | Masimo Corp | Radical-7 |  |  | Memorial city - out patient surgery |  |  |  |  | 151-04108 | 151-04108 | West and memorial city | Memorial city - memorial herman hospital | Memorial city - out patient surgery | W1 302 |  |  |  | No pm sticker found
YES | YES |  |  |  | 151-04111 | 151-04111 | Masimo Corp | Radical-7 |  |  | Memorial city - out patient surgery |  |  |  |  | 151-04111 | 151-04111 | West and memorial city | Memorial city - memorial herman hospital | Memorial city - out patient surgery | W1 hallway preop |  |  |  | No pm sticker found
YES | YES |  |  |  | 151-04117 | 151-04117 | Masimo Corp | Radical-7 |  |  | Memorial city - out patient surgery |  |  |  |  | 151-04117 | 151-04117 | West and memorial city | Memorial city - memorial herman hospital | Memorial city - out patient surgery | Preop |  |  |  | No pm sticker found
YES | YES |  |  |  | 151-04118 | 151-04118 | Masimo Corp | Radical-7 |  |  | Memorial city - out patient surgery |  |  |  |  | 151-04118 | 151-04118 | West and memorial city | Memorial city - memorial herman hospital | Memorial city - out patient surgery | Preop |  |  |  | No pm sticker found
YES | YES | [5 empty] | Masimo Corp | Radical-7 |  |  | Cardiology | [6 empty] | West and memorial city | Cardiolgy 7 east | Cardiology | E7210 |  |  |  | No pm found
YES | YES | [5 empty] | Masimo Corp | Radical-7 |  |  | Cardiology | [6 empty] | West and memorial city | Cardiolgy 7 east | Cardiology | E7210 |  |  |  | No pm found
YES | YES | [5 empty] | Masimo Corp | Radical-7 |  |  | Cardiology | [6 empty] | West and memorial city | Cardiolgy 7 east | Cardiology | E7210 |  |  |  | No pm found
YES | YES | Serial Number 1000155798 |  |  |  |  | Masimo Corp | Radical-7 |  |  | Cardiology | [6 empty] | West and memorial city | Cardiolgy 7 east | Cardiology | E7210 |  |  |  | No pm date found
YES | YES | [5 empty] | Masimo Corp | Radical-7 |  |  | Neural science | [6 empty] | Memorial city - memorial herman hospital | Memorial city | Neural science | Hallway |  |  |  | No pm found
YES | YES |  |  |  | 041-34610 | 041-34610 | Masimo Corp | Radical-7 |  |  | MEMORIAL CITY - OUTPATIENT SURGERY RECOVERY |  |  |  |  | 041-34610 | 041-34610 | West | West memorial hospital - memorial herman hospital | MEMORIAL CITY - OUTPATIENT SURGERY RECOVERY | Imaging
YES | YES |  |  |  | 099-06014 | 099-06014 | Masimo Corp | Radical7 |  |  | SE - EMERGENCY CENTER |  |  |  |  | 099-06014 | 099-06014 |  | Memorial Hermann- South East | SE - EMERGENCY CENTER | Hallway | 4/1/20 |  |  | No PM Sticker |  |  | OXIMETERPULSE-Masimo Corp-RADICAL 7
NO | YES |  |  |  | 069-37407 | 069-37407 | Masimo Corp | Rainbow |  |  | Memorial Hermann- T exas Medical Center Childrens OR |  |  |  |  | 069-37407 | 069-37407 |  | TCM | Memorial Hermann- T exas Medical Center Childrens OR | OR 53 | 2/1/20 |  | 2/1/21
YES | YES |  |  |  | 099-06198 | 099-06198 | Masimo Corp | Rainbow tester |  | 19mk | Biomedical |  |  |  |  | 099-06198 | 099-06198 | Southeast | Memorial Hermann Southeast Hospital | Biomedical | Biomed shop |  |  |  | No pm
YES | YES |  |  |  | 099-06235 | 099-06235 | Masimo Corp | Rainbow tester |  | 19ndr | Biomedical |  |  |  |  | 099-06235 | 099-06235 | Southeast | Memorial Hermann Southeast Hospital | Biomedical | Biomed shop |  |  |  | No pm
YES | YES |  |  |  | 099-14984 | 099-14984 | Masimo Corp | RDS-1 |  |  | SW - Biomed |  |  |  |  | 099-14984 | 099-14984 | Southwest | Memorial Hermann Southwest Hospital | SW - Biomed | Biomed | [5 empty] | Charger, Battery | CHARGERBATTERY-Masimo Corp-RDS-1 | [22 empty] | Charger, Battery | CHARGERBATTERY | Charger, Battery | Masimo Corp
YES | YES |  |  |  | 099-14983 | 099-14983 | Masimo Corp | RDS-1 |  |  | SW - Biomed |  |  |  |  | 099-14983 | 099-14983 | Southwest | Memorial Hermann Southwest Hospital | SW - Biomed | Biomed | [5 empty] | Charger, Battery | CHARGERBATTERY-Masimo Corp-RDS-1 | [22 empty] | Charger, Battery | CHARGERBATTERY | Charger, Battery | Masimo Corp
NO | YES |  |  |  | 013-18727 | 013-18727 | Masimo Corp | RDS-1 |  |  | SW-Senior Medicine |  |  |  |  | 013-18727 | 013-18727 | Southwest | MHHS-Southwest | SW-Senior Medicine | Nurse station | 9/1/14 |  |  | PM Not Required |  | Charger, Battery | CHARGERBATTERY-Masimo Corp-RDS-1 | [22 empty] | Charger, Battery | CHARGERBATTERY | Charger, Battery | Masimo Corp
YES | YES |  |  |  | 077-07120 | 077-07120 | Masimo Corp | RDS-1 |  |  | TMI - Jones 9 - Transplant Surgical |  |  |  |  | 077-07120 | 077-07120 | TMC | Memorial Hermann-Texas Medical Center | TMI - Jones 9 - Transplant Surgical | Supply Room | [5 empty] | Charger, Battery | CHARGERBATTERY-Masimo Corp-RDS-1 | [22 empty] | Charger, Battery | CHARGERBATTERY | Charger, Battery | Masimo Corp
NO | YES |  |  |  | 099-09569 | 099-09569 | Masimo Corp | RDS-1 |  |  | Gi lab |  |  |  |  | 099-09569 | 099-09569 | TMC | Memorial Hermann-Texas Medical Center | Gi lab | Storage | [5 empty] | Charger, Battery | CHARGERBATTERY-Masimo Corp-RDS-1 | [22 empty] | Charger, Battery | CHARGERBATTERY | Charger, Battery | Masimo Corp
NO | YES |  |  |  | 069-43879 | 069-43879 | Masimo Corp | RDS-1 |  |  | Gi lab |  |  |  |  | 069-43879 | 069-43879 | TMC | Memorial Hermann-Texas Medical Center | Gi lab | Storage area |  |  |  | Broken case |  | Charger, Battery | CHARGERBATTERY-Masimo Corp-RDS-1 | [22 empty] | Charger, Battery | CHARGERBATTERY | Charger, Battery | Masimo Corp
NO | YES |  |  |  | 077-07058 | 077-07058 | Masimo Corp | RDS-1 |  |  | Gi lab |  |  |  |  | 077-07058 | 077-07058 | TMC | Memorial Hermann-Texas Medical Center | Gi lab | Storage area | [5 empty] | Charger, Battery | CHARGERBATTERY-Masimo Corp-RDS-1 | [22 empty] | Charger, Battery | CHARGERBATTERY | Charger, Battery | Masimo Corp
YES | YES |  |  |  | 041-15685 | 041-15685 | Masimo Corp | RDS-1 |  |  | emorial city-10th floor storage |  |  |  |  | 041-15685 | 041-15685 | West | Memorial herman memorial city | emorial city-10th floor storage | Memorial city-10th floor storage |  |  |  | No serial nunber
NO | YES |  |  |  | 013-18697 | 013-18697 | Masimo Corp | RDS-3 |  |  | SW-OR |  |  |  |  | 013-18697 | 013-18697 | Southwest | MHHS-Southwest | SW-OR | Or 24 | 2/1/20 |  | 2/1/21 |  |  | Charger, Battery | CHARGERBATTERY-Masimo Corp-RDS-3 | [22 empty] | Charger, Battery | CHARGERBATTERY | Charger, Battery | Masimo Corp
YES | YES |  |  |  | 069-33038 | 069-33038 | Masimo Corp | RDS-3 |  |  | TMC - Jones - GI lab |  |  |  |  | 069-33038 | 069-33038 | TMC | Memorial Hermann-Texas Medical Center | TMC - Jones - GI lab | GI Lab | [5 empty] | Charger, Battery | CHARGERBATTERY-Masimo Corp-RDS-3 | [22 empty] | Charger, Battery | CHARGERBATTERY | Charger, Battery | Masimo Corp
YES | YES |  |  |  | 151-03569 | 151-03569 | Masimo Corp | RDS-7 |  |  | CY - MEDSURG |  |  |  |  | 151-03569 | 151-03569 | Northwest | Memorial Hermann Cypress Hospital | CY - MEDSURG | MEDSURG 302 | [5 empty] | Charger, Battery | CHARGERBATTERY-Masimo Corp-RDS-7 | [22 empty] | Charger, Battery | CHARGERBATTERY | Charger, Battery | Masimo Corp
NO | YES | Serial Number T037594 |  |  | 041-15655 | 041-15655 | Masimo Corp | RDS-7 |  | T037594 | Central Supply |  |  |  |  | 041-15655 | 041-15655 | West | Memorial Hermann Memorial city medical center emergency center | Central Supply | Storage
YES | YES |  |  |  | 151-03497 | 151-03497 | Masimo Corp | RDS7A |  |  | CY - MEDSURG |  |  |  |  | 151-03497 | 151-03497 | Northwest | Memorial Hermann Cypress Hospital | CY - MEDSURG | MEDSURG 316 | 12/1/19 | 12/1/20
YES | YES |  |  |  | 151-03512 | 151-03512 | Masimo Corp | Redical-7 |  |  | CY - 3 SOUTH |  |  |  |  | 151-03512 | 151-03512 | Northwest | Memorial Hermann Cypress Hospital | CY - 3 SOUTH |  | 12/1/19 | 12/1/20
YES | YES |  |  |  | 151-03543 | 151-03543 | Masimo Corp | Root |  |  | Med surg |  |  |  |  | 151-03543 | 151-03543 | Northwest | Memorial Hermann Cypress Hospital | Med surg | Room 420 | 2/1/20 | 2/1/21 |  |  |  | Monitor, Cardiac, Fixed | MONITORCARDIACFIXED-Masimo Corp-Root | [12 empty] | MCH-A | [9 empty] | Monitor, Cardiac, Fixed | MONITORCARDIACFIXED | Monitor, Cardiac, Fixed | Masimo Corp
YES | YES |  |  |  | 151-03533 | 151-03533 | Masimo Corp | Root |  |  | Medsurg |  |  |  |  | 151-03533 | 151-03533 | Northwest | Memorial Hermann Cypress Hospital | Medsurg | S416 | 12/1/19 | 12/1/20 |  |  |  | Monitor, Cardiac, Fixed | MONITORCARDIACFIXED-Masimo Corp-Root | [12 empty] | MCH-A | [9 empty] | Monitor, Cardiac, Fixed | MONITORCARDIACFIXED | Monitor, Cardiac, Fixed | Masimo Corp
YES | YES |  |  |  | 151-03561 | 151-03561 | Masimo Corp | Root |  |  | Med surg |  |  |  |  | 151-03561 | 151-03561 | Northwest | Memorial Hermann Cypress Hospital | Med surg | Room 418 | 12/1/20 | 12/1/21 |  |  |  | Monitor, Cardiac, Fixed | MONITORCARDIACFIXED-Masimo Corp-Root | [12 empty] | MCH-A | [9 empty] | Monitor, Cardiac, Fixed | MONITORCARDIACFIXED | Monitor, Cardiac, Fixed | Masimo Corp
YES | YES |  |  |  | 151-03531 | 151-03531 | Masimo Corp | Root |  |  | Medsurg |  |  |  |  | 151-03531 | 151-03531 | Northwest | Memorial Hermann Cypress Hospital | Medsurg | S417 | 12/1/19 | 12/1/20 |  |  |  | Monitor, Cardiac, Fixed | MONITORCARDIACFIXED-Masimo Corp-Root | [12 empty] | MCH-A | [9 empty] | Monitor, Cardiac, Fixed | MONITORCARDIACFIXED | Monitor, Cardiac, Fixed | Masimo Corp
YES | YES |  |  |  | 009-33741 | 009-33741 | Masimo Corp | Root |  |  | Med surg |  |  |  |  | 009-33741 | 009-33741 | Northwest | Memorial Hermann Cypress Hospital | Med surg | Room 415 | 12/1/20 | 12/1/20 |  |  |  | Monitor, Cardiac, Fixed | MONITORCARDIACFIXED-Masimo Corp-Root | [12 empty] | MCH-A | [9 empty] | Monitor, Cardiac, Fixed | MONITORCARDIACFIXED | Monitor, Cardiac, Fixed | Masimo Corp
YES | YES |  |  |  | 151-03529 | 151-03529 | Masimo Corp | Root |  |  | Medsurg |  |  |  |  | 151-03529 | 151-03529 | Northwest | Cypress | Medsurg | Room S401 | 12/1/19 | 12/1/20 |  |  |  | Monitor, Cardiac, Fixed | MONITORCARDIACFIXED-Masimo Corp-Root | [12 empty] | MCH-A | [9 empty] | Monitor, Cardiac, Fixed | MONITORCARDIACFIXED | Monitor, Cardiac, Fixed | Masimo Corp
YES | YES |  |  |  | 151-03501 | 151-03501 | Masimo Corp | Root |  |  | Med surg |  |  |  |  | 151-03501 | 151-03501 | Northwest | Memorial Hermann Cypress Hospital | Med surg | Room 414 | 12/1/20 | 12/1/21 |  |  |  | Monitor, Cardiac, Fixed | MONITORCARDIACFIXED-Masimo Corp-Root | [12 empty] | MCH-A | [9 empty] | Monitor, Cardiac, Fixed | MONITORCARDIACFIXED | Monitor, Cardiac, Fixed | Masimo Corp
YES | YES |  |  |  | 151-03551 | 151-03551 | Masimo Corp | Root |  |  | Medsurg |  |  |  |  | 151-03551 | 151-03551 | Northwest | Memorial Hermann Cypress Hospital | Medsurg | Nurses station | 12/1/19 | 12/1/20 |  |  |  | Monitor, Cardiac, Fixed | MONITORCARDIACFIXED-Masimo Corp-Root | [12 empty] | MCH-A | [9 empty] | Monitor, Cardiac, Fixed | MONITORCARDIACFIXED | Monitor, Cardiac, Fixed | Masimo Corp
YES | YES |  |  |  | 151-03500 | 151-03500 | Masimo Corp | Root |  |  | Med surg |  |  |  |  | 151-03500 | 151-03500 | Northwest | Memorial Hermann Cypress Hospital | Med surg | Room 412 | 12/1/20 | 12/1/21 |  |  |  | Monitor, Cardiac, Fixed | MONITORCARDIACFIXED-Masimo Corp-Root | [12 empty] | MCH-A | [9 empty] | Monitor, Cardiac, Fixed | MONITORCARDIACFIXED | Monitor, Cardiac, Fixed | Masimo Corp
YES | YES |  |  |  | 151-03541 | 151-03541 | Masimo Corp | Root |  |  | Medsurg |  |  |  |  | 151-03541 | 151-03541 | Northwest | Cypress | Medsurg | Room 403 | 12/1/19 | 12/1/20 |  |  |  | Monitor, Cardiac, Fixed | MONITORCARDIACFIXED-Masimo Corp-Root | [12 empty] | MCH-A | [9 empty] | Monitor, Cardiac, Fixed | MONITORCARDIACFIXED | Monitor, Cardiac, Fixed | Masimo Corp
YES | YES |  |  |  | 151-03515 | 151-03515 | Masimo Corp | Root |  |  | Medsurg |  |  |  |  | 151-03515 | 151-03515 | Northwest | Memorial Hermann Cypress Hospital | Medsurg | S411 | 12/1/19 | 12/1/20 |  |  |  | Monitor, Cardiac, Fixed | MONITORCARDIACFIXED-Masimo Corp-Root | [12 empty] | MCH-A | [9 empty] | Monitor, Cardiac, Fixed | MONITORCARDIACFIXED | Monitor, Cardiac, Fixed | Masimo Corp
YES | YES |  |  |  | 151-03513 | 151-03513 | Masimo Corp | Root |  |  | Medsurg |  |  |  |  | 151-03513 | 151-03513 | Northwest | Cypress | Medsurg | Room 404 | 12/1/19 | 12/1/20 |  |  |  | Monitor, Cardiac, Fixed | MONITORCARDIACFIXED-Masimo Corp-Root | [12 empty] | MCH-A | [9 empty] | Monitor, Cardiac, Fixed | MONITORCARDIACFIXED | Monitor, Cardiac, Fixed | Masimo Corp
YES | YES |  |  |  | 151-03499 | 151-03499 | Masimo Corp | Root |  |  | Med surg |  |  |  |  | 151-03499 | 151-03499 | Northwest | Memorial Hermann Cypress Hospital | Med surg | Room 410 | 2/1/20 |  |  | No pm sticker |  | Monitor, Cardiac, Fixed | MONITORCARDIACFIXED-Masimo Corp-Root | [12 empty] | MCH-A | [9 empty] | Monitor, Cardiac, Fixed | MONITORCARDIACFIXED | Monitor, Cardiac, Fixed | Masimo Corp
YES | YES |  |  |  | 151-03519 | 151-03519 | Masimo Corp | Root |  |  | Medsurg |  |  |  |  | 151-03519 | 151-03519 | Northwest | Memorial Hermann Cypress Hospital | Medsurg | S409 | 12/1/19 | 12/1/20 |  |  |  | Monitor, Cardiac, Fixed | MONITORCARDIACFIXED-Masimo Corp-Root | [12 empty] | MCH-A | [9 empty] | Monitor, Cardiac, Fixed | MONITORCARDIACFIXED | Monitor, Cardiac, Fixed | Masimo Corp
YES | YES |  |  |  | 151-03559 | 151-03559 | Masimo Corp | Root |  |  | Medsurg |  |  |  |  | 151-03559 | 151-03559 | Northwest | Memorial Hermann Cypress Hospital | Medsurg | S408 | 12/1/19 | 12/1/20 |  |  |  | Monitor, Cardiac, Fixed | MONITORCARDIACFIXED-Masimo Corp-Root | [12 empty] | MCH-A | [9 empty] | Monitor, Cardiac, Fixed | MONITORCARDIACFIXED | Monitor, Cardiac, Fixed | Masimo Corp
YES | YES |  |  |  | 151-03563 | 151-03563 | Masimo Corp | Root |  |  | CY - 3 SOUTH |  |  |  |  | 151-03563 | 151-03563 | Northwest | Cypress | CY - 3 SOUTH | S3307 | 12/1/19 | 12/1/20 |  |  |  | Monitor, Cardiac, Fixed | MONITORCARDIACFIXED-Masimo Corp-Root | [12 empty] | MCH-A | [9 empty] | Monitor, Cardiac, Fixed | MONITORCARDIACFIXED | Monitor, Cardiac, Fixed | Masimo Corp
YES | YES |  |  |  | 151-03567 | 151-03567 | Masimo Corp | Root |  |  | 3 south |  |  |  |  | 151-03567 | 151-03567 | Northwest | Memorial Hermann Cypress Hospital | 3 south | Room s320 | 12/1/19 | 12/1/20 |  |  |  | Monitor, Cardiac, Fixed | MONITORCARDIACFIXED-Masimo Corp-Root | [12 empty] | MCH-A | [9 empty] | Monitor, Cardiac, Fixed | MONITORCARDIACFIXED | Monitor, Cardiac, Fixed | Masimo Corp
YES | YES |  |  |  | 151-03511 | 151-03511 | Masimo Corp | Root |  |  | CY - 3 SOUTH |  |  |  |  | 151-03511 | 151-03511 | Northwest | Memorial Hermann Cypress Hospital | CY - 3 SOUTH |  | 12/1/19 | 12/1/20 |  |  |  | Monitor, Cardiac, Fixed | MONITORCARDIACFIXED-Masimo Corp-Root | [12 empty] | MCH-A | [9 empty] | Monitor, Cardiac, Fixed | MONITORCARDIACFIXED | Monitor, Cardiac, Fixed | Masimo Corp
YES | YES |  |  |  | 151-03549 | 151-03549 | Masimo Corp | Root |  |  | CY - 3 SOUTH |  |  |  |  | 151-03549 | 151-03549 | Northwest | Cypress | CY - 3 SOUTH | S3308 | 12/1/19 | 12/1/20 |  |  |  | Monitor, Cardiac, Fixed | MONITORCARDIACFIXED-Masimo Corp-Root | [12 empty] | MCH-A | [9 empty] | Monitor, Cardiac, Fixed | MONITORCARDIACFIXED | Monitor, Cardiac, Fixed | Masimo Corp
YES | YES |  |  |  | 151-03527 | 151-03527 | Masimo Corp | Root |  |  | 3 south |  |  |  |  | 151-03527 | 151-03527 | Northwest | Memorial Hermann Cypress Hospital | 3 south | S319 | 12/1/19 | 12/1/20 |  |  |  | Monitor, Cardiac, Fixed | MONITORCARDIACFIXED-Masimo Corp-Root | [12 empty] | MCH-A | [9 empty] | Monitor, Cardiac, Fixed | MONITORCARDIACFIXED | Monitor, Cardiac, Fixed | Masimo Corp
YES | YES |  |  |  | 151-03498 | 151-03498 | Masimo Corp | Root |  |  | 3 south |  |  |  |  | 151-03498 | 151-03498 | Northwest | Cypress | 3 south | S309 | 12/1/19 | 12/1/20 |  |  |  | Monitor, Cardiac, Fixed | MONITORCARDIACFIXED-Masimo Corp-Root | [12 empty] | MCH-A | [9 empty] | Monitor, Cardiac, Fixed | MONITORCARDIACFIXED | Monitor, Cardiac, Fixed | Masimo Corp
YES | YES |  |  |  | 151-03571 | 151-03571 | Masimo Corp | Root |  |  | CY - 3 SOUTH |  |  |  |  | 151-03571 | 151-03571 | Northwest | Memorial Hermann Cypress Hospital | CY - 3 SOUTH |  | 12/1/19 | 12/1/20 |  |  |  | Monitor, Cardiac, Fixed | MONITORCARDIACFIXED-Masimo Corp-Root | [12 empty] | MCH-A | [9 empty] | Monitor, Cardiac, Fixed | MONITORCARDIACFIXED | Monitor, Cardiac, Fixed | Masimo Corp
YES | YES |  |  |  | 151-03537 | 151-03537 | Masimo Corp | Root |  |  | 3 south |  |  |  |  | 151-03537 | 151-03537 | Northwest | Cypress | 3 south | S309 | 12/1/19 | 12/1/20 |  |  |  | Monitor, Cardiac, Fixed | MONITORCARDIACFIXED-Masimo Corp-Root | [12 empty] | MCH-A | [9 empty] | Monitor, Cardiac, Fixed | MONITORCARDIACFIXED | Monitor, Cardiac, Fixed | Masimo Corp
YES | YES |  |  |  | 151-03503 | 151-03503 | Masimo Corp | Root |  |  | 3 south |  |  |  |  | 151-03503 | 151-03503 | Northwest | Memorial Hermann Cypress Hospital | 3 south | Room 301 | 12/1/19 | 12/1/20 |  |  |  | Monitor, Cardiac, Fixed | MONITORCARDIACFIXED-Masimo Corp-Root | [12 empty] | MCH-A | [9 empty] | Monitor, Cardiac, Fixed | MONITORCARDIACFIXED | Monitor, Cardiac, Fixed | Masimo Corp
YES | YES |  |  |  | 151-03555 | 151-03555 | Masimo Corp | Root |  |  | 3 south |  |  |  |  | 151-03555 | 151-03555 | Northwest | Memorial Hermann Cypress Hospital | 3 south | Room 303 | 12/1/19 | 12/1/20 |  |  |  | Monitor, Cardiac, Fixed | MONITORCARDIACFIXED-Masimo Corp-Root | [12 empty] | MCH-A | [9 empty] | Monitor, Cardiac, Fixed | MONITORCARDIACFIXED | Monitor, Cardiac, Fixed | Masimo Corp
YES | YES |  |  |  | 151-03545 | 151-03545 | Masimo Corp | Root |  |  | 3 south |  |  |  |  | 151-03545 | 151-03545 | Northwest | Cypress | 3 south | S311 | 12/1/19 | 12/1/20 |  |  |  | Monitor, Cardiac, Fixed | MONITORCARDIACFIXED-Masimo Corp-Root | [12 empty] | MCH-A | [9 empty] | Monitor, Cardiac, Fixed | MONITORCARDIACFIXED | Monitor, Cardiac, Fixed | Masimo Corp
YES | YES |  |  |  | 151-03553 | 151-03553 | Masimo Corp | Root |  |  | 3 south |  |  |  |  | 151-03553 | 151-03553 | Northwest | Memorial Hermann Cypress Hospital | 3 south | Room 306 | 12/1/19 | 12/1/20 |  |  |  | Monitor, Cardiac, Fixed | MONITORCARDIACFIXED-Masimo Corp-Root | [12 empty] | MCH-A | [9 empty] | Monitor, Cardiac, Fixed | MONITORCARDIACFIXED | Monitor, Cardiac, Fixed | Masimo Corp
YES | YES |  |  |  | 151-03535 | 151-03535 | Masimo Corp | Root |  |  | 3 south |  |  |  |  | 151-03535 | 151-03535 | Northwest | Cypress | 3 south | S312 | 12/1/19 | 12/1/20 |  |  |  | Monitor, Cardiac, Fixed | MONITORCARDIACFIXED-Masimo Corp-Root | [12 empty] | MCH-A | [9 empty] | Monitor, Cardiac, Fixed | MONITORCARDIACFIXED | Monitor, Cardiac, Fixed | Masimo Corp
YES | YES |  |  |  | 099-00924 | 099-00924 | Masimo Corp | Root |  |  | SUGAR LAND - MED/SURG - WEST 4TH |  |  |  |  | 099-00924 | 099-00924 | Sugar Land |  | SUGAR LAND - MED/SURG - WEST 4TH | BioMed Shop |  |  |  | No pm |  | Monitor, Cardiac, Fixed | MONITORCARDIACFIXED-Masimo Corp-Root | [12 empty] | MCH-A | [9 empty] | Monitor, Cardiac, Fixed | MONITORCARDIACFIXED | Monitor, Cardiac, Fixed | Masimo Corp
NO | YES | Asset Tag 129-07917 |  |  | 129-07917 | 129-07917 | Masimo Corp | Root |  |  | 5 east |  |  |  |  | 129-07917 | 129-07917 | Sugar Land | Memorial Hermann Sugar Land Hospital | 5 east | By room 527 | 9/1/19 |  | 9/1/20 |  |  | Monitor, Cardiac, Fixed | MONITORCARDIACFIXED-Masimo Corp-Root | [12 empty] | MCH-A | [9 empty] | Monitor, Cardiac, Fixed | MONITORCARDIACFIXED | Monitor, Cardiac, Fixed | Masimo Corp
YES | YES |  |  |  | 129-31492 | 129-31492 | Masimo Corp | Root |  |  | Observation |  |  |  |  | 129-31492 | 129-31492 | Sugar Land | Memorial Hermann Sugar Land Hospital | Observation | Observation | [5 empty] | Monitor, Cardiac, Fixed | MONITORCARDIACFIXED-Masimo Corp-Root | [12 empty] | MCH-A | [9 empty] | Monitor, Cardiac, Fixed | MONITORCARDIACFIXED | Monitor, Cardiac, Fixed | Masimo Corp
YES | YES |  |  |  | 009-33903 | 009-33903 | Masimo Corp | Root |  |  | Biomed |  |  |  |  | 009-33903 | 009-33903 | Central | Memorial Hermann Greater Heights Hospital | Biomed | Biomed | [5 empty] | Monitor, Cardiac, Fixed | MONITORCARDIACFIXED-Masimo Corp-Root | [12 empty] | MCH-A | [9 empty] | Monitor, Cardiac, Fixed | MONITORCARDIACFIXED | Monitor, Cardiac, Fixed | Masimo Corp
YES | YES |  |  |  | 009-33831 | 009-33831 | Masimo Corp | Root |  |  | GH - CANCER CENTER |  |  |  |  | 009-33831 | 009-33831 |  |  | GH - CANCER CENTER | Room 2 |  |  | 12/1/20 |  |  | Monitor, Cardiac, Fixed | MONITORCARDIACFIXED-Masimo Corp-Root | [12 empty] | MCH-A | [9 empty] | Monitor, Cardiac, Fixed | MONITORCARDIACFIXED | Monitor, Cardiac, Fixed | Masimo Corp
YES | YES |  |  |  | 009-33905 | 009-33905 | Masimo Corp | Root |  |  | Sports medicine |  |  |  |  | 009-33905 | 009-33905 | Central | Memorial Hermann Greater Heights Hospital | Sports medicine | Sports medicine | 12/1/19 |  | 12/1/20 |  |  | Monitor, Cardiac, Fixed | MONITORCARDIACFIXED-Masimo Corp-Root | [12 empty] | MCH-A | [9 empty] | Monitor, Cardiac, Fixed | MONITORCARDIACFIXED | Monitor, Cardiac, Fixed | Masimo Corp
YES | YES |  |  |  | 009-33747 | 009-33747 | Masimo Corp | Root |  |  | GH - WOUND CARE |  |  |  |  | 009-33747 | 009-33747 | Central | Memorial Hermann Greater Heights Hospital | GH - WOUND CARE | Wound care rm 2 | 12/1/19 |  | 12/1/20 |  |  | Monitor, Cardiac, Fixed | MONITORCARDIACFIXED-Masimo Corp-Root | [12 empty] | MCH-A | [9 empty] | Monitor, Cardiac, Fixed | MONITORCARDIACFIXED | Monitor, Cardiac, Fixed | Masimo Corp
YES | YES |  |  |  | 009-33815 | 009-33815 | Masimo Corp | Root |  |  | Woundcare |  |  |  |  | 009-33815 | 009-33815 |  | Outpatient wound care | Woundcare |  | 12/1/19 |  | 12/1/20 |  |  | Monitor, Cardiac, Fixed | MONITORCARDIACFIXED-Masimo Corp-Root | [12 empty] | MCH-A | [9 empty] | Monitor, Cardiac, Fixed | MONITORCARDIACFIXED | Monitor, Cardiac, Fixed | Masimo Corp
YES | YES |  |  |  | 009-33785 | 009-33785 | Masimo Corp | Root |  |  | Wound care |  |  |  |  | 009-33785 | 009-33785 | Central | Memorial Hermann Greater Heights Hospital | Wound care | Room 6 | 12/1/19 |  | 12/1/20 |  |  | Monitor, Cardiac, Fixed | MONITORCARDIACFIXED-Masimo Corp-Root | [12 empty] | MCH-A | [9 empty] | Monitor, Cardiac, Fixed | MONITORCARDIACFIXED | Monitor, Cardiac, Fixed | Masimo Corp
YES | YES |  |  |  | 009-33859 | 009-33859 | Masimo Corp | Root |  |  | Woundcare |  |  |  |  | 009-33859 | 009-33859 | Central | Outpatient wound care | Woundcare | Rm 3 | 12/1/19 |  | 12/1/20 |  |  | Monitor, Cardiac, Fixed | MONITORCARDIACFIXED-Masimo Corp-Root | [12 empty] | MCH-A | [9 empty] | Monitor, Cardiac, Fixed | MONITORCARDIACFIXED | Monitor, Cardiac, Fixed | Masimo Corp
YES | YES |  |  |  | 009-33797 | 009-33797 | Masimo Corp | Root |  |  | Wound care |  |  |  |  | 009-33797 | 009-33797 | Central | Memorial Hermann Greater Heights Hospital | Wound care | Room 4 | 12/1/19 |  | 12/1/20 |  |  | Monitor, Cardiac, Fixed | MONITORCARDIACFIXED-Masimo Corp-Root | [12 empty] | MCH-A | [9 empty] | Monitor, Cardiac, Fixed | MONITORCARDIACFIXED | Monitor, Cardiac, Fixed | Masimo Corp
YES | YES |  |  |  | 009-33881 | 009-33881 | Masimo Corp | Root |  |  | TIIR |  |  |  |  | 009-33881 | 009-33881 | Central | Memorial Hermann Greater Heights Hospital | TIIR | Gym | [5 empty] | Monitor, Cardiac, Fixed | MONITORCARDIACFIXED-Masimo Corp-Root | [12 empty] | MCH-A | [9 empty] | Monitor, Cardiac, Fixed | MONITORCARDIACFIXED | Monitor, Cardiac, Fixed | Masimo Corp
YES | YES |  |  |  | 009-33773 | 009-33773 | Masimo Corp | Root |  |  | Tirr |  |  |  |  | 009-33773 | 009-33773 | Central | TIRR Memorial Hermann Outpatient Rehabilitation - Greater Heights | Tirr | Physical thyraphy | 12/1/19 |  | 12/1/20 |  |  | Monitor, Cardiac, Fixed | MONITORCARDIACFIXED-Masimo Corp-Root | [12 empty] | MCH-A | [9 empty] | Monitor, Cardiac, Fixed | MONITORCARDIACFIXED | Monitor, Cardiac, Fixed | Masimo Corp
YES | YES |  |  |  | 009-33745 | 009-33745 | Masimo Corp | Root |  |  | Tirr |  |  |  |  | 009-33745 | 009-33745 | Central | TIRR Memorial Hermann Outpatient Rehabilitation - Greater Heights | Tirr | Physical thyraphy | 12/1/19 |  | 12/1/20 |  |  | Monitor, Cardiac, Fixed | MONITORCARDIACFIXED-Masimo Corp-Root | [12 empty] | MCH-A | [9 empty] | Monitor, Cardiac, Fixed | MONITORCARDIACFIXED | Monitor, Cardiac, Fixed | Masimo Corp
YES | YES |  |  |  | 009-33851 | 009-33851 | Masimo Corp | Root |  |  | Tirr |  |  |  |  | 009-33851 | 009-33851 | Central | TIRR Memorial Hermann Outpatient Rehabilitation - Greater Heights | Tirr | Physical thyraphy | 12/1/20 |  | 12/1/20 |  |  | Monitor, Cardiac, Fixed | MONITORCARDIACFIXED-Masimo Corp-Root | [12 empty] | MCH-A | [9 empty] | Monitor, Cardiac, Fixed | MONITORCARDIACFIXED | Monitor, Cardiac, Fixed | Masimo Corp
YES | YES |  |  |  | 009-33931 | 009-33931 | Masimo Corp | Root |  |  | GH-occupational health |  |  |  |  | 009-33931 | 009-33931 |  |  | GH-occupational health |  |  |  | 12/1/20 |  |  | Monitor, Cardiac, Fixed | MONITORCARDIACFIXED-Masimo Corp-Root | [12 empty] | MCH-A | [9 empty] | Monitor, Cardiac, Fixed | MONITORCARDIACFIXED | Monitor, Cardiac, Fixed | Masimo Corp
YES | YES |  |  |  | 009-33827 | 009-33827 | Masimo Corp | Root |  |  | Pcu 5 N |  |  |  |  | 009-33827 | 009-33827 | Central | Memorial Hermann Greater Heights Hospital | Pcu 5 N | PCU 5 N | 12/1/19 |  | 12/1/20 |  |  | Monitor, Cardiac, Fixed | MONITORCARDIACFIXED-Masimo Corp-Root | [12 empty] | MCH-A | [9 empty] | Monitor, Cardiac, Fixed | MONITORCARDIACFIXED | Monitor, Cardiac, Fixed | Masimo Corp
YES | YES |  |  |  | 009-33873 | 009-33873 | Masimo Corp | Root |  |  | PCU 5 N |  |  |  |  | 009-33873 | 009-33873 | Central | Memorial Hermann Greater Heights Hospital | PCU 5 N | PCU 5 N | 12/1/19 |  | 12/1/20 |  |  | Monitor, Cardiac, Fixed | MONITORCARDIACFIXED-Masimo Corp-Root | [12 empty] | MCH-A | [9 empty] | Monitor, Cardiac, Fixed | MONITORCARDIACFIXED | Monitor, Cardiac, Fixed | Masimo Corp
YES | YES |  |  |  | 009-33749 | 009-33749 | Masimo Corp | Root |  |  | PCU 5 N |  |  |  |  | 009-33749 | 009-33749 | Central | Memorial Hermann Greater Heights Hospital | PCU 5 N | PCU 5 N | 12/1/19 |  | 12/1/20 |  |  | Monitor, Cardiac, Fixed | MONITORCARDIACFIXED-Masimo Corp-Root | [12 empty] | MCH-A | [9 empty] | Monitor, Cardiac, Fixed | MONITORCARDIACFIXED | Monitor, Cardiac, Fixed | Masimo Corp
YES | YES |  |  |  | 009-33799 | 009-33799 | Masimo Corp | Root |  |  | 4N |  |  |  |  | 009-33799 | 009-33799 | Central | Memorial Hermann Hospital greater heights | 4N | [6 empty] | Monitor, Cardiac, Fixed | MONITORCARDIACFIXED-Masimo Corp-Root | [12 empty] | MCH-A | [9 empty] | Monitor, Cardiac, Fixed | MONITORCARDIACFIXED | Monitor, Cardiac, Fixed | Masimo Corp
YES | YES |  |  |  | 009-33805 | 009-33805 | Masimo Corp | Root |  |  | GH - 3 north |  |  |  |  | 009-33805 | 009-33805 |  |  | GH - 3 north | 318A |  |  | 12/1/20 |  |  | Monitor, Cardiac, Fixed | MONITORCARDIACFIXED-Masimo Corp-Root | [12 empty] | MCH-A | [9 empty] | Monitor, Cardiac, Fixed | MONITORCARDIACFIXED | Monitor, Cardiac, Fixed | Masimo Corp
YES | YES |  |  |  | 009-33955 | 009-33955 | Masimo Corp | Root |  |  | GH - IMU |  |  |  |  | 009-33955 | 009-33955 | Central | Memorial Hermann Greater Heights Hospital | GH - IMU | IMU 3 | 2/1/19 |  | 10/1/20 |  |  | Monitor, Cardiac, Fixed | MONITORCARDIACFIXED-Masimo Corp-Root | [12 empty] | MCH-A | [9 empty] | Monitor, Cardiac, Fixed | MONITORCARDIACFIXED | Monitor, Cardiac, Fixed | Masimo Corp
YES | YES |  |  |  | 009-33845 | 009-33845 | Masimo Corp | Root |  |  | GH - 3 north |  |  |  |  | 009-33845 | 009-33845 |  |  | GH - 3 north | [6 empty] | Monitor, Cardiac, Fixed | MONITORCARDIACFIXED-Masimo Corp-Root | [12 empty] | MCH-A | [9 empty] | Monitor, Cardiac, Fixed | MONITORCARDIACFIXED | Monitor, Cardiac, Fixed | Masimo Corp
YES | YES |  |  |  | 009-33879 | 009-33879 | Masimo Corp | Root |  |  | 6N |  |  |  |  | 009-33879 | 009-33879 | Central | Memorial Hermann Hospital greater heights | 6N | Nurse Station | [5 empty] | Monitor, Cardiac, Fixed | MONITORCARDIACFIXED-Masimo Corp-Root | [12 empty] | MCH-A | [9 empty] | Monitor, Cardiac, Fixed | MONITORCARDIACFIXED | Monitor, Cardiac, Fixed | Masimo Corp
YES | YES |  |  |  | 099-08360 | 099-08360 | Masimo Corp | Root |  |  | GH - ER |  |  |  |  | 099-08360 | 099-08360 | Central | Memorial Hermann Greater Heights Hospital | GH - ER | Nurse station | [5 empty] | Monitor, Cardiac, Fixed | MONITORCARDIACFIXED-Masimo Corp-Root | [12 empty] | MCH-A | [9 empty] | Monitor, Cardiac, Fixed | MONITORCARDIACFIXED | Monitor, Cardiac, Fixed | Masimo Corp
YES | YES |  |  |  | 009-33875 | 009-33875 | Masimo Corp | Root |  |  | GH - ER |  |  |  |  | 009-33875 | 009-33875 | Central | Memorial Hermann Greater Heights Hospital | GH - ER | Hallway | [5 empty] | Monitor, Cardiac, Fixed | MONITORCARDIACFIXED-Masimo Corp-Root | [12 empty] | MCH-A | [9 empty] | Monitor, Cardiac, Fixed | MONITORCARDIACFIXED | Monitor, Cardiac, Fixed | Masimo Corp
YES | YES |  |  |  | 009-33761 | 009-33761 | Masimo Corp | Root |  |  | GH - ER |  |  |  |  | 009-33761 | 009-33761 | Central | Memorial Hermann Greater Heights Hospital | GH - ER | Rm 5 | [5 empty] | Monitor, Cardiac, Fixed | MONITORCARDIACFIXED-Masimo Corp-Root | [12 empty] | MCH-A | [9 empty] | Monitor, Cardiac, Fixed | MONITORCARDIACFIXED | Monitor, Cardiac, Fixed | Masimo Corp
YES | YES |  |  |  | 009-33759 | 009-33759 | Masimo Corp | Root |  |  | GH - ER |  |  |  |  | 009-33759 | 009-33759 | Central | Memorial Hermann greater heights ER | GH - ER |  | 12/1/19 |  | 12/1/20 |  |  | Monitor, Cardiac, Fixed | MONITORCARDIACFIXED-Masimo Corp-Root | [12 empty] | MCH-A | [9 empty] | Monitor, Cardiac, Fixed | MONITORCARDIACFIXED | Monitor, Cardiac, Fixed | Masimo Corp
YES | YES |  |  |  | 009-33921 | 009-33921 | Masimo Corp | Root |  |  | ER |  |  |  |  | 009-33921 | 009-33921 | Central | Memorial Hermann Greater Heights Hospital | ER | Rm 13 | [5 empty] | Monitor, Cardiac, Fixed | MONITORCARDIACFIXED-Masimo Corp-Root | [12 empty] | MCH-A | [9 empty] | Monitor, Cardiac, Fixed | MONITORCARDIACFIXED | Monitor, Cardiac, Fixed | Masimo Corp
YES | YES |  |  |  | 009-33819 | 009-33819 | Masimo Corp | Root |  |  | ER |  |  |  |  | 009-33819 | 009-33819 | Central | Memorial Hermann Greater Heights Hospital | ER | Triage Rm A | [5 empty] | Monitor, Cardiac, Fixed | MONITORCARDIACFIXED-Masimo Corp-Root | [12 empty] | MCH-A | [9 empty] | Monitor, Cardiac, Fixed | MONITORCARDIACFIXED | Monitor, Cardiac, Fixed | Masimo Corp
YES | YES |  |  |  | 009-33765 | 009-33765 | Masimo Corp | Root |  |  | GH - ER |  |  |  |  | 009-33765 | 009-33765 | Central | Memorial Hermann greater heights ER | GH - ER | Triage C | 12/1/19 |  | 12/1/20 |  |  | Monitor, Cardiac, Fixed | MONITORCARDIACFIXED-Masimo Corp-Root | [12 empty] | MCH-A | [9 empty] | Monitor, Cardiac, Fixed | MONITORCARDIACFIXED | Monitor, Cardiac, Fixed | Masimo Corp
YES | YES |  |  |  | 009-33877 | 009-33877 | Masimo Corp | Root |  |  | ER |  |  |  |  | 009-33877 | 009-33877 | Central | Memorial Hermann Greater Heights Hospital | ER | Triage Rm B | 12/1/19 |  | 12/1/20 |  |  | Monitor, Cardiac, Fixed | MONITORCARDIACFIXED-Masimo Corp-Root | [12 empty] | MCH-A | [9 empty] | Monitor, Cardiac, Fixed | MONITORCARDIACFIXED | Monitor, Cardiac, Fixed | Masimo Corp
YES | YES |  |  |  | 009-33885 | 009-33885 | Masimo Corp | Root |  |  | Ultrasound |  |  |  |  | 009-33885 | 009-33885 | Central | Memorial Hermann Greater Heights Hospital | Ultrasound | Radiology hall way | 12/1/19 |  | 12/1/20 |  |  | Monitor, Cardiac, Fixed | MONITORCARDIACFIXED-Masimo Corp-Root | [12 empty] | MCH-A | [9 empty] | Monitor, Cardiac, Fixed | MONITORCARDIACFIXED | Monitor, Cardiac, Fixed | Masimo Corp
YES | YES |  |  |  | 009-33897 | 009-33897 | Masimo Corp | Root |  |  | Ultrasound |  |  |  |  | 009-33897 | 009-33897 | Central | Memorial Hermann Greater Heights Hospital | Ultrasound | Radiology hall way | 12/1/19 |  | 12/1/20 |  |  | Monitor, Cardiac, Fixed | MONITORCARDIACFIXED-Masimo Corp-Root | [12 empty] | MCH-A | [9 empty] | Monitor, Cardiac, Fixed | MONITORCARDIACFIXED | Monitor, Cardiac, Fixed | Masimo Corp
YES | YES |  |  |  | 009-33779 | 009-33779 | Masimo Corp | Root |  |  | GH - ER |  |  |  |  | 009-33779 | 009-33779 | Central | Memorial Hermann Cancer Center - Greater Heights (#150) | GH - ER | Rad NucMed | 12/1/19 |  | 12/1/20 |  |  | Monitor, Cardiac, Fixed | MONITORCARDIACFIXED-Masimo Corp-Root | [12 empty] | MCH-A | [9 empty] | Monitor, Cardiac, Fixed | MONITORCARDIACFIXED | Monitor, Cardiac, Fixed | Masimo Corp
YES | YES |  |  |  | 009-33857 | 009-33857 | Masimo Corp | Root |  |  | GH - CATH LAB |  |  |  |  | 009-33857 | 009-33857 | Central | Memorial Hermann Greater Heights Hospital | GH - CATH LAB | GH CATH LAB | 12/1/19 |  | 12/1/20 |  |  | Monitor, Cardiac, Fixed | MONITORCARDIACFIXED-Masimo Corp-Root | [12 empty] | MCH-A | [9 empty] | Monitor, Cardiac, Fixed | MONITORCARDIACFIXED | Monitor, Cardiac, Fixed | Masimo Corp
YES | YES |  |  |  | 009-33757 | 009-33757 | Masimo Corp | Root |  |  | Cathlab |  |  |  |  | 009-33757 | 009-33757 | Central | Memorial Hermann Cancer Center - Greater Heights (#150) | Cathlab | Cathlab | 12/1/19 |  | 12/1/20 |  |  | Monitor, Cardiac, Fixed | MONITORCARDIACFIXED-Masimo Corp-Root | [12 empty] | MCH-A | [9 empty] | Monitor, Cardiac, Fixed | MONITORCARDIACFIXED | Monitor, Cardiac, Fixed | Masimo Corp
YES | YES |  |  |  | 241-05102 | 241-05102 | Masimo Corp | Root |  |  | TIRR - PATIENT CARE UNIT 6 - 2414378 |  |  |  |  | 241-05102 | 241-05102 | TMC | Memorial Hermann Imaging Center - TIRR | TIRR - PATIENT CARE UNIT 6 - 2414378 | TIRR - PATIENT CARE UNIT 6- | 2/1/20 |  | 2/1/21 |  |  | Monitor, Cardiac, Fixed | MONITORCARDIACFIXED-Masimo Corp-Root | [12 empty] | MCH-A | [9 empty] | Monitor, Cardiac, Fixed | MONITORCARDIACFIXED | Monitor, Cardiac, Fixed | Masimo Corp
YES | YES |  |  |  | 241-05098 | 241-05098 | Masimo Corp | Root |  |  | TIRR - PCU 5 |  |  |  |  | 241-05098 | 241-05098 | TMC | TIRR Memorial Hermann | TIRR - PCU 5 | Nurses Station | 2/1/20 |  | 2/1/21 | New Add |  | Monitor, Cardiac, Fixed | MONITORCARDIACFIXED-Masimo Corp-Root | [12 empty] | MCH-A | [9 empty] | Monitor, Cardiac, Fixed | MONITORCARDIACFIXED | Monitor, Cardiac, Fixed | Masimo Corp
YES | YES |  |  |  | 241-05100 | 241-05100 | Masimo Corp | Root |  |  | TIRR - PATIENT CARE UNIT 4 - 2414374 |  |  |  |  | 241-05100 | 241-05100 | TMC | TIRR Memorial Hermann | TIRR - PATIENT CARE UNIT 4 - 2414374 | TIRR - PCU 4 | 2/1/20 |  | 2/1/21 |  |  | Monitor, Cardiac, Fixed | MONITORCARDIACFIXED-Masimo Corp-Root | [12 empty] | MCH-A | [9 empty] | Monitor, Cardiac, Fixed | MONITORCARDIACFIXED | Monitor, Cardiac, Fixed | Masimo Corp
YES | YES |  |  |  | 241-05104 | 241-05104 | Masimo Corp | Root |  |  | TIRR - 3C |  |  |  |  | 241-05104 | 241-05104 | TMC | TIRR Memorial Hermann | TIRR - 3C | Hallway | 2/1/20 |  | 2/1/21 | New Add |  | Monitor, Cardiac, Fixed | MONITORCARDIACFIXED-Masimo Corp-Root | [12 empty] | MCH-A | [9 empty] | Monitor, Cardiac, Fixed | MONITORCARDIACFIXED | Monitor, Cardiac, Fixed | Masimo Corp
YES | YES |  |  |  | 241-05096 | 241-05096 | Masimo Corp | Root |  |  | TIRR - 2C |  |  |  |  | 241-05096 | 241-05096 | TMC | TIRR Memorial Hermann | TIRR - 2C | Nurses Station | 2/1/20 |  | 2/1/21 | New Add |  | Monitor, Cardiac, Fixed | MONITORCARDIACFIXED-Masimo Corp-Root | [12 empty] | MCH-A | [9 empty] | Monitor, Cardiac, Fixed | MONITORCARDIACFIXED | Monitor, Cardiac, Fixed | Masimo Corp
YES | YES |  |  |  | 241-04733 | 241-04733 | Masimo Corp | Root |  |  | TIRR - SCan |  |  |  |  | 241-04733 | 241-04733 | TMC | TIRR Memorial Hermann | TIRR - SCan | St scan | [5 empty] | Monitor, Cardiac, Fixed | MONITORCARDIACFIXED-Masimo Corp-Root | [12 empty] | MCH-A | [9 empty] | Monitor, Cardiac, Fixed | MONITORCARDIACFIXED | Monitor, Cardiac, Fixed | Masimo Corp
YES | YES |  |  |  | 005-34502 | 005-34502 | Masimo Corp | Root |  |  | SE - CANCER CENTER |  |  |  |  | 005-34502 | 005-34502 | Southeast | Memorial Hermann Sports Medicine | SE - CANCER CENTER | #100 Plaza 2 | 2/1/20 |  | 2/1/21 |  |  | Monitor, Cardiac, Fixed | MONITORCARDIACFIXED-Masimo Corp-Root | [12 empty] | MCH-A | [9 empty] | Monitor, Cardiac, Fixed | MONITORCARDIACFIXED | Monitor, Cardiac, Fixed | Masimo Corp
NO | YES | Asset Tag 069-46488 |  |  | 069-46488 | 069-46488 | Masimo Corp | Root |  |  | TMC-Cullen-Oncology/Hematology (4C) |  |  |  |  | 069-46488 | 069-46488 | TMC | MHHS-TMC | TMC-Cullen-Oncology/Hematology (4C) | Hall | 3/1/20 |  |  |  |  | Monitor, Cardiac, Fixed | MONITORCARDIACFIXED-Masimo Corp-Root | [12 empty] | MCH-A | [9 empty] | Monitor, Cardiac, Fixed | MONITORCARDIACFIXED | Monitor, Cardiac, Fixed | Masimo Corp
YES | YES |  |  |  | 005-34575 | 005-34575 | Masimo Corp | Root |  |  | SE - EMERGENCY CENTER |  |  |  |  | 005-34575 | 005-34575 | Southeast | Memorial Hermann Southeast Hospital | SE - EMERGENCY CENTER | Nurses Station | [5 empty] | Monitor, Cardiac, Fixed | MONITORCARDIACFIXED-Masimo Corp-Root | [12 empty] | MCH-A | [9 empty] | Monitor, Cardiac, Fixed | MONITORCARDIACFIXED | Monitor, Cardiac, Fixed | Masimo Corp
YES | YES |  |  |  | 005-34605 | 005-34605 | Masimo Corp | Root |  |  | SE - EMERGENCY CENTER |  |  |  |  | 005-34605 | 005-34605 | Southeast | Memorial Hermann Southeast Hospital | SE - EMERGENCY CENTER | ER3 | 2/1/20 |  | 2/1/21 |  |  | Monitor, Cardiac, Fixed | MONITORCARDIACFIXED-Masimo Corp-Root | [12 empty] | MCH-A | [9 empty] | Monitor, Cardiac, Fixed | MONITORCARDIACFIXED | Monitor, Cardiac, Fixed | Masimo Corp
YES | YES |  |  |  | 005-34584 | 005-34584 | Masimo Corp | Root |  |  | SE - EMERGENCY CENTER |  |  |  |  | 005-34584 | 005-34584 |  | Memorial Hermann- South East | SE - EMERGENCY CENTER | Hallway | 2/1/20 |  | 2/1/21 |  |  | Monitor, Cardiac, Fixed | MONITORCARDIACFIXED-Masimo Corp-Root | [12 empty] | MCH-A | [9 empty] | Monitor, Cardiac, Fixed | MONITORCARDIACFIXED | Monitor, Cardiac, Fixed | Masimo Corp
YES | YES |  |  |  | 005-34585 | 005-34585 | Masimo Corp | Root |  |  | CDU |  |  |  |  | 005-34585 | 005-34585 | Southeast | Memorial Hermann Southeast Hospital | CDU | CDU | [5 empty] | Monitor, Cardiac, Fixed | MONITORCARDIACFIXED-Masimo Corp-Root | [12 empty] | MCH-A | [9 empty] | Monitor, Cardiac, Fixed | MONITORCARDIACFIXED | Monitor, Cardiac, Fixed | Masimo Corp
YES | YES |  |  |  | 005-34625 | 005-34625 | Masimo Corp | Root |  |  | SE - Training Room |  |  |  |  | 005-34625 | 005-34625 | Southeast | Memorial Hermann-Southeast Hosptal | SE - Training Room | W1 Work Room | 2/1/20 |  | 2/1/21 |  |  | Monitor, Cardiac, Fixed | MONITORCARDIACFIXED-Masimo Corp-Root | [12 empty] | MCH-A | [9 empty] | Monitor, Cardiac, Fixed | MONITORCARDIACFIXED | Monitor, Cardiac, Fixed | Masimo Corp
YES | YES |  |  |  | 005-34623 | 005-34623 | Masimo Corp | Root |  |  | SE - CDU |  |  |  |  | 005-34623 | 005-34623 | Southeast | Memorial Hermann Southeast Hospital | SE - CDU | SE - CDU | 2/1/20 |  | 2/1/21 |  |  | Monitor, Cardiac, Fixed | MONITORCARDIACFIXED-Masimo Corp-Root | [12 empty] | MCH-A | [9 empty] | Monitor, Cardiac, Fixed | MONITORCARDIACFIXED | Monitor, Cardiac, Fixed | Masimo Corp
YES | YES |  |  |  | 005-34608 | 005-34608 | Masimo Corp | Root |  |  | SE - Training Room |  |  |  |  | 005-34608 | 005-34608 | Southeast | Memorial Hermann-Southeast Hosptal | SE - Training Room | W1 Work Room | [5 empty] | Monitor, Cardiac, Fixed | MONITORCARDIACFIXED-Masimo Corp-Root | [12 empty] | MCH-A | [9 empty] | Monitor, Cardiac, Fixed | MONITORCARDIACFIXED | Monitor, Cardiac, Fixed | Masimo Corp
YES | YES |  |  |  | 005-34498 | 005-34498 | Masimo Corp | Root |  |  | CDU |  |  |  |  | 005-34498 | 005-34498 | Southeast | Memorial Hermann Southeast Hospital | CDU | CDU | 2/1/20 |  | 2/1/21 |  |  | Monitor, Cardiac, Fixed | MONITORCARDIACFIXED-Masimo Corp-Root | [12 empty] | MCH-A | [9 empty] | Monitor, Cardiac, Fixed | MONITORCARDIACFIXED | Monitor, Cardiac, Fixed | Masimo Corp
YES | YES |  |  |  | 005-34614 | 005-34614 | Masimo Corp | Root |  |  | Decision Unit |  |  |  |  | 005-34614 | 005-34614 | Southeast | Memorial Hermann Southeast Hospital | Decision Unit | W1 416.20 | 2/1/20 |  | 2/1/21 |  |  | Monitor, Cardiac, Fixed | MONITORCARDIACFIXED-Masimo Corp-Root | [12 empty] | MCH-A | [9 empty] | Monitor, Cardiac, Fixed | MONITORCARDIACFIXED | Monitor, Cardiac, Fixed | Masimo Corp
YES | YES |  |  |  | 005-34580 | 005-34580 | Masimo Corp | Root |  |  | SE - CLINICAL DECISION UNIT |  |  |  |  | 005-34580 | 005-34580 | Southeast | Memorial Hermann Southeast Hospital | SE - CLINICAL DECISION UNIT | [6 empty] | Monitor, Cardiac, Fixed | MONITORCARDIACFIXED-Masimo Corp-Root | [12 empty] | MCH-A | [9 empty] | Monitor, Cardiac, Fixed | MONITORCARDIACFIXED | Monitor, Cardiac, Fixed | Masimo Corp
YES | YES |  |  |  | 005-34506 | 005-34506 | Masimo Corp | Root |  |  | SE - OR - PACU |  |  |  |  | 005-34506 | 005-34506 | Southeast | Memorial Hermann Southeast Hospital | SE - OR - PACU | Clean Utility | 2/1/20 |  | 2/1/21 |  |  | Monitor, Cardiac, Fixed | MONITORCARDIACFIXED-Masimo Corp-Root | [12 empty] | MCH-A | [9 empty] | Monitor, Cardiac, Fixed | MONITORCARDIACFIXED | Monitor, Cardiac, Fixed | Masimo Corp
YES | YES |  |  |  | 005-34496 | 005-34496 | Masimo Corp | Root |  |  | SE - ESOPHAGEAL DISEASE CENTER |  |  |  |  | 005-34496 | 005-34496 | Southeast | Memorial Hermann Southeast Hospital | SE - ESOPHAGEAL DISEASE CENTER | Procedure Room 4 | 2/1/20 |  | 2/1/21 |  |  | Monitor, Cardiac, Fixed | MONITORCARDIACFIXED-Masimo Corp-Root | [12 empty] | MCH-A | [9 empty] | Monitor, Cardiac, Fixed | MONITORCARDIACFIXED | Monitor, Cardiac, Fixed | Masimo Corp
YES | YES |  |  |  | 005-34624 | 005-34624 | Masimo Corp | Root |  |  | SE- Pre Assesment |  |  |  |  | 005-34624 | 005-34624 | Southeast | Memorial Hermann South East | SE- Pre Assesment | W2 209 assesment 5 | 2/1/20 |  |  |  |  | Monitor, Cardiac, Fixed | MONITORCARDIACFIXED-Masimo Corp-Root | [12 empty] | MCH-A | [9 empty] | Monitor, Cardiac, Fixed | MONITORCARDIACFIXED | Monitor, Cardiac, Fixed | Masimo Corp
YES | YES |  |  |  | 005-34581 | 005-34581 | Masimo Corp | Root |  |  | Radiology |  |  |  |  | 005-34581 | 005-34581 | Southeast | Memorial Hermann Southeast Hospital | Radiology | W2 211 pre-assessment 6 | 2/1/20 |  | 2/1/21 |  |  | Monitor, Cardiac, Fixed | MONITORCARDIACFIXED-Masimo Corp-Root | [12 empty] | MCH-A | [9 empty] | Monitor, Cardiac, Fixed | MONITORCARDIACFIXED | Monitor, Cardiac, Fixed | Masimo Corp
YES | YES |  |  |  | 005-34616 | 005-34616 | Masimo Corp | Root |  |  | Radioly W2:207 |  |  |  |  | 005-34616 | 005-34616 | Southeast | Memorial Hermann Southeast Hospital | Radioly W2:207 | Assessment 4 |  |  | 4/1/20 |  |  | Monitor, Cardiac, Fixed | MONITORCARDIACFIXED-Masimo Corp-Root | [12 empty] | MCH-A | [9 empty] | Monitor, Cardiac, Fixed | MONITORCARDIACFIXED | Monitor, Cardiac, Fixed | Masimo Corp
YES | YES |  |  |  | 005-34647 | 005-34647 | Masimo Corp | Root |  |  | Radiology |  |  |  |  | 005-34647 | 005-34647 | Southeast | Memorial Hermann Southeast Hospital | Radiology | W2 211 pre-assessment storage | 2/1/20 |  | 2/1/21 |  |  | Monitor, Cardiac, Fixed | MONITORCARDIACFIXED-Masimo Corp-Root | [12 empty] | MCH-A | [9 empty] | Monitor, Cardiac, Fixed | MONITORCARDIACFIXED | Monitor, Cardiac, Fixed | Masimo Corp
YES | YES |  |  |  | 005-34644 | 005-34644 | Masimo Corp | Root |  |  | Radioly W2:204 |  |  |  |  | 005-34644 | 005-34644 | Southeast | Memorial Hermann Southeast Hospital | Radioly W2:204 | Assessment 2 | [5 empty] | Monitor, Cardiac, Fixed | MONITORCARDIACFIXED-Masimo Corp-Root | [12 empty] | MCH-A | [9 empty] | Monitor, Cardiac, Fixed | MONITORCARDIACFIXED | Monitor, Cardiac, Fixed | Masimo Corp
YES | YES |  |  |  | 005-34655 | 005-34655 | Masimo Corp | Root |  |  | Radiology |  |  |  |  | 005-34655 | 005-34655 | Southeast | Memorial Hermann Southeast Hospital | Radiology | W2 201 pre-assessment 1 | [5 empty] | Monitor, Cardiac, Fixed | MONITORCARDIACFIXED-Masimo Corp-Root | [12 empty] | MCH-A | [9 empty] | Monitor, Cardiac, Fixed | MONITORCARDIACFIXED | Monitor, Cardiac, Fixed | Masimo Corp
YES | YES |  |  |  | 005-34633 | 005-34633 | Masimo Corp | Root |  |  | SE - NONINVASIVE CARDIOLOGY |  |  |  |  | 005-34633 | 005-34633 | Southeast | Memorial Hermann Southeast Hospital | SE - NONINVASIVE CARDIOLOGY | Stress Lab | [5 empty] | Monitor, Cardiac, Fixed | MONITORCARDIACFIXED-Masimo Corp-Root | [12 empty] | MCH-A | [9 empty] | Monitor, Cardiac, Fixed | MONITORCARDIACFIXED | Monitor, Cardiac, Fixed | Masimo Corp
YES | YES |  |  |  | 005-34579 | 005-34579 | Masimo Corp | Root |  |  | Nuc medicine |  |  |  |  | 005-34579 | 005-34579 | Southeast | Memorial Hermann Southeast Hospital | Nuc medicine | W2406 pulmonary Function | 2/1/20 |  | 2/1/21 |  |  | Monitor, Cardiac, Fixed | MONITORCARDIACFIXED-Masimo Corp-Root | [12 empty] | MCH-A | [9 empty] | Monitor, Cardiac, Fixed | MONITORCARDIACFIXED | Monitor, Cardiac, Fixed | Masimo Corp
YES | YES |  |  |  | 005-34492 | 005-34492 | Masimo Corp | Root |  |  | SE - NONINVASIVE CARDIOLOGY |  |  |  |  | 005-34492 | 005-34492 | Southeast | Memorial Hermann Southeast Hospital | SE - NONINVASIVE CARDIOLOGY | Stress Lab | [5 empty] | Monitor, Cardiac, Fixed | MONITORCARDIACFIXED-Masimo Corp-Root | [12 empty] | MCH-A | [9 empty] | Monitor, Cardiac, Fixed | MONITORCARDIACFIXED | Monitor, Cardiac, Fixed | Masimo Corp
YES | YES |  |  |  | 005-34598 | 005-34598 | Masimo Corp | Root |  | 200-005-5986 | SE - CARDIAC REHAB |  |  |  |  | 005-34598 | 005-34598 | Southeast | Memorial Hermann Southeast Hospital | SE - CARDIAC REHAB | W2.424 | 2/1/20 |  | 2/1/21 |  |  | Monitor, Cardiac, Fixed | MONITORCARDIACFIXED-Masimo Corp-Root | [12 empty] | MCH-A | [9 empty] | Monitor, Cardiac, Fixed | MONITORCARDIACFIXED | Monitor, Cardiac, Fixed | Masimo Corp
YES | YES |  |  |  | 005-34501 | 005-34501 | Masimo Corp | Root |  |  | SE - Physical therapy |  |  |  |  | 005-34501 | 005-34501 | Southeast | Memorial Hermann Southeast Hospital | SE - Physical therapy | E2.031.25 | 2/1/20 |  | 2/1/21 |  |  | Monitor, Cardiac, Fixed | MONITORCARDIACFIXED-Masimo Corp-Root | [12 empty] | MCH-A | [9 empty] | Monitor, Cardiac, Fixed | MONITORCARDIACFIXED | Monitor, Cardiac, Fixed | Masimo Corp
YES | YES |  |  |  | 005-34637 | 005-34637 | Masimo Corp | Root |  |  | Biomed |  |  |  |  | 005-34637 | 005-34637 | Southeast | Memorial Hermann Southeast Hospital | Biomed | Biomed | 2/1/20 |  | 2/1/21 |  |  | Monitor, Cardiac, Fixed | MONITORCARDIACFIXED-Masimo Corp-Root | [12 empty] | MCH-A | [9 empty] | Monitor, Cardiac, Fixed | MONITORCARDIACFIXED | Monitor, Cardiac, Fixed | Masimo Corp
YES | YES |  |  |  | 005-34499 | 005-34499 | Masimo Corp | Root |  |  | SE - FAMILY CENTER |  |  |  |  | 005-34499 | 005-34499 | Southeast | Memorial Hermann Southeast Hospital | SE - FAMILY CENTER | S4 009 | 2/1/20 |  | 2/1/21 |  |  | Monitor, Cardiac, Fixed | MONITORCARDIACFIXED-Masimo Corp-Root | [12 empty] | MCH-A | [9 empty] | Monitor, Cardiac, Fixed | MONITORCARDIACFIXED | Monitor, Cardiac, Fixed | Masimo Corp
YES | YES |  |  |  | 005-34617 | 005-34617 | Masimo Corp | Root |  |  | SE-Labor and delivery |  |  |  |  | 005-34617 | 005-34617 | Southeast | Memorial Hermann Southeast Hospital | SE-Labor and delivery |  |  |  | 4/1/20 |  |  | Monitor, Cardiac, Fixed | MONITORCARDIACFIXED-Masimo Corp-Root | [12 empty] | MCH-A | [9 empty] | Monitor, Cardiac, Fixed | MONITORCARDIACFIXED | Monitor, Cardiac, Fixed | Masimo Corp
YES | YES |  |  |  | 005-34569 | 005-34569 | Masimo Corp | Root |  |  | SE- Central Supply |  |  |  |  | 005-34569 | 005-34569 | Southeast | Memorial Hermann Southeast Hospital | SE- Central Supply | Family Life Hallway | 2/1/20 |  | 2/1/21 |  |  | Monitor, Cardiac, Fixed | MONITORCARDIACFIXED-Masimo Corp-Root | [12 empty] | MCH-A | [9 empty] | Monitor, Cardiac, Fixed | MONITORCARDIACFIXED | Monitor, Cardiac, Fixed | Masimo Corp
YES | YES |  |  |  | 005-34577 | 005-34577 | Masimo Corp | Root |  |  | SE - UNIT 4B (WOMENS SERVICES) |  |  |  |  | 005-34577 | 005-34577 | Southeast | Memorial Hermann South East | SE - UNIT 4B (WOMENS SERVICES) | Hall way L | 2/1/20 |  | 2/1/21 |  |  | Monitor, Cardiac, Fixed | MONITORCARDIACFIXED-Masimo Corp-Root | [12 empty] | MCH-A | [9 empty] | Monitor, Cardiac, Fixed | MONITORCARDIACFIXED | Monitor, Cardiac, Fixed | Masimo Corp
YES | YES |  |  |  | 005-34583 | 005-34583 | Masimo Corp | Root |  |  | SE-Labor |  |  |  |  | 005-34583 | 005-34583 | Southeast | Memorial Hermann Southeast Hospital | SE-Labor | [6 empty] | Monitor, Cardiac, Fixed | MONITORCARDIACFIXED-Masimo Corp-Root | [12 empty] | MCH-A | [9 empty] | Monitor, Cardiac, Fixed | MONITORCARDIACFIXED | Monitor, Cardiac, Fixed | Masimo Corp
YES | YES |  |  |  | 005-34510 | 005-34510 | Masimo Corp | Root |  |  | SE-Labor |  |  |  |  | 005-34510 | 005-34510 | Southeast | Memorial Hermann Southeast Hospital | SE-Labor | [6 empty] | Monitor, Cardiac, Fixed | MONITORCARDIACFIXED-Masimo Corp-Root | [12 empty] | MCH-A | [9 empty] | Monitor, Cardiac, Fixed | MONITORCARDIACFIXED | Monitor, Cardiac, Fixed | Masimo Corp
YES | YES |  |  |  | 005-34601 | 005-34601 | Masimo Corp | Root |  |  | Ob Ed |  |  |  |  | 005-34601 | 005-34601 | Southeast | Memorial Hermann Southeast Hospital | Ob Ed | Storage | 2/1/20 |  | 2/1/21 |  |  | Monitor, Cardiac, Fixed | MONITORCARDIACFIXED-Masimo Corp-Root | [12 empty] | MCH-A | [9 empty] | Monitor, Cardiac, Fixed | MONITORCARDIACFIXED | Monitor, Cardiac, Fixed | Masimo Corp
YES | YES |  |  |  | 005-34599 | 005-34599 | Masimo Corp | Root |  |  | SE - UNIT 4B (WOMENS SERVICES) |  |  |  |  | 005-34599 | 005-34599 | Southeast | Memorial Hermann South East | SE - UNIT 4B (WOMENS SERVICES) | Nurse station | 2/1/20 |  |  |  |  | Monitor, Cardiac, Fixed | MONITORCARDIACFIXED-Masimo Corp-Root | [12 empty] | MCH-A | [9 empty] | Monitor, Cardiac, Fixed | MONITORCARDIACFIXED | Monitor, Cardiac, Fixed | Masimo Corp
YES | YES |  |  |  | 005-34620 | 005-34620 | Masimo Corp | Root |  |  | Nicu |  |  |  |  | 005-34620 | 005-34620 | TMC | Memorial Hermann-Texas Medical Center | Nicu | E4005 | 2/1/20 |  | 2/1/21 |  |  | Monitor, Cardiac, Fixed | MONITORCARDIACFIXED-Masimo Corp-Root | [12 empty] | MCH-A | [9 empty] | Monitor, Cardiac, Fixed | MONITORCARDIACFIXED | Monitor, Cardiac, Fixed | Masimo Corp
YES | YES |  |  |  | 005-34638 | 005-34638 | Masimo Corp | Root |  |  | SE - WOUND CARE |  |  |  |  | 005-34638 | 005-34638 | Southeast | Memorial Hermann Southeast Hospital | SE - WOUND CARE | Progessional Building 1 | 2/1/20 |  | 2/1/21 |  |  | Monitor, Cardiac, Fixed | MONITORCARDIACFIXED-Masimo Corp-Root | [12 empty] | MCH-A | [9 empty] | Monitor, Cardiac, Fixed | MONITORCARDIACFIXED | Monitor, Cardiac, Fixed | Masimo Corp
YES | YES |  |  |  | 005-34631 | 005-34631 | Masimo Corp | Root |  |  | SE - WOUND CARE |  |  |  |  | 005-34631 | 005-34631 | Southeast | Memorial Hermann Southeast Hospital | SE - WOUND CARE | Progessional Building 1 | 2/1/20 |  | 2/1/21 |  |  | Monitor, Cardiac, Fixed | MONITORCARDIACFIXED-Masimo Corp-Root | [12 empty] | MCH-A | [9 empty] | Monitor, Cardiac, Fixed | MONITORCARDIACFIXED | Monitor, Cardiac, Fixed | Masimo Corp
YES | YES |  |  |  | 041-34506 | 041-34506 | Masimo Corp | Root |  |  | SMR - (MC) - MC IRONMAN [GARAGE5-STE101] |  |  |  |  | 041-34506 | 041-34506 | West | Memorial Hermann Memorial City | SMR - (MC) - MC IRONMAN [GARAGE5-STE101] | Plaza 4. Pelvic Center Ste 350 | [5 empty] | Monitor, Cardiac, Fixed | MONITORCARDIACFIXED-Masimo Corp-Root | [12 empty] | MCH-A | [9 empty] | Monitor, Cardiac, Fixed | MONITORCARDIACFIXED | Monitor, Cardiac, Fixed | Masimo Corp
YES | YES |  |  |  | 041-34485 | 041-34485 | Masimo Corp | Root |  |  | MEMORIAL CITY - POSTPARTUM - NURSERY |  |  |  |  | 041-34485 | 041-34485 | West | Women?s Memorial Hermann Memorial City Hospital | MEMORIAL CITY - POSTPARTUM - NURSERY | Room 1 | 1/1/20 |  | 1/1/21 |  |  |  | MONITORCARDIACFIXED-Masimo Corp-Root
YES | YES |  |  |  | 041-34550 | 041-34550 | Masimo Corp | Root |  |  | MH MG - (MC) - MC CARDIOLOGY (MP4) STE400 |  |  |  |  | 041-34550 | 041-34550 |  | Memorial Hermann City - suite 100 | MH MG - (MC) - MC CARDIOLOGY (MP4) STE400 | Cancer Center | 1/1/20 |  | 1/1/21 |  |  |  | MONITORCARDIACFIXED-Masimo Corp-Root
YES | YES |  |  |  | 041-34565 | 041-34565 | Masimo Corp | Root |  |  | MEMORIAL CITY - POSTPARTUM - NURSERY |  |  |  |  | 041-34565 | 041-34565 | West | Women?s Memorial Hermann Memorial City Hospital | MEMORIAL CITY - POSTPARTUM - NURSERY | Hallway | 4/1/20 |  | 1/1/21 |  |  |  | MONITORCARDIACFIXED-Masimo Corp-Root
YES | YES |  |  |  | 041-34558 | 041-34558 | Masimo Corp | Root |  |  | MEMORIAL CITY - LABOR |  |  |  |  | 041-34558 | 041-34558 | West | Womens Memorial Hermann | MEMORIAL CITY - LABOR | Nurse Station | 4/1/20 |  | 1/1/21 |  |  |  | MONITORCARDIACFIXED-Masimo Corp-Root
YES | YES |  |  |  | 041-34658 | 041-34658 | Masimo Corp | Root |  |  | MEMORIAL CITY - LABOR |  |  |  |  | 041-34658 | 041-34658 | West | Womens Memorial Hermann | MEMORIAL CITY - LABOR | Nurse Station | 1/1/20 |  | 1/1/21 |  |  |  | MONITORCARDIACFIXED-Masimo Corp-Root
YES | YES |  |  |  | 041-34524 | 041-34524 | Masimo Corp | Root |  |  | Bldg 925 suite 100 |  |  |  |  | 041-34524 | 041-34524 | West | Memorial Hermann Medical Group Memorial City Cardiology (#400) | Bldg 925 suite 100 | Linear Excelerator | 1/1/20 |  | 1/1/21 |  |  |  | MONITORCARDIACFIXED-Masimo Corp-Root
YES | YES |  |  |  | 041-34566 | 041-34566 | Masimo Corp | Root |  |  | MEMORIAL CITY - LABOR |  |  |  |  | 041-34566 | 041-34566 | West | Womens Memorial Hermann | MEMORIAL CITY - LABOR | Nurse Station | 1/1/20 |  | 1/1/21 |  |  |  | MONITORCARDIACFIXED-Masimo Corp-Root
YES | YES |  |  |  | 041-34623 | 041-34623 | Masimo Corp | Root |  |  | MEMORIAL CITY - POSTPARTUM - NURSERY |  |  |  |  | 041-34623 | 041-34623 | West | Women?s Memorial Hermann Memorial City Hospital | MEMORIAL CITY - POSTPARTUM - NURSERY | Hallway | 1/1/20 |  | 1/1/21 |  |  |  | MONITORCARDIACFIXED-Masimo Corp-Root
YES | YES |  |  |  | 041-34475 | 041-34475 | Masimo Corp | Root |  |  | MEMORIAL CITY - POSTPARTUM |  |  |  |  | 041-34475 | 041-34475 | West | Women?s Memorial Hermann Memorial City Hospital | MEMORIAL CITY - POSTPARTUM | Hallway | 4/1/20 |  | 1/1/21 |  |  |  | MONITORCARDIACFIXED-Masimo Corp-Root
YES | YES |  |  |  | 041-34613 | 041-34613 | Masimo Corp | Root |  |  | MEMORIAL CITY - POSTPARTUM |  |  |  |  | 041-34613 | 041-34613 | West | Women?s Memorial Hermann Memorial City Hospital | MEMORIAL CITY - POSTPARTUM | Room 18 | 4/1/20 |  | 1/1/21 |  |  |  | MONITORCARDIACFIXED-Masimo Corp-Root
YES | YES |  |  |  | 041-34640 | 041-34640 | Masimo Corp | Root |  |  | MEMORIAL CITY - POSTPARTUM |  |  |  |  | 041-34640 | 041-34640 | West | Women?s Memorial Hermann Memorial City Hospital | MEMORIAL CITY - POSTPARTUM | Room 20 | 1/1/20 |  | 1/1/21 |  |  |  | MONITORCARDIACFIXED-Masimo Corp-Root
YES | YES |  |  |  | 041-32640 | 041-32640 | Masimo Corp | Root |  |  | MEMORIAL CITY - POSTPARTUM - NURSERY |  |  |  |  | 041-32640 | 041-32640 | West | Womens Memorial Hermann | MEMORIAL CITY - POSTPARTUM - NURSERY | Medication room | 1/1/20 | [5 empty] | MONITORCARDIACFIXED-Masimo Corp-Root
YES | YES |  |  |  | 041-34615 | 041-34615 | Masimo Corp | Root |  |  | MEMORIAL CITY - POSTPARTUM |  |  |  |  | 041-34615 | 041-34615 | West | Women?s Memorial Hermann Memorial City Hospital | MEMORIAL CITY - POSTPARTUM | Room 26 | 1/1/20 |  | 1/1/21 |  |  |  | MONITORCARDIACFIXED-Masimo Corp-Root
YES | YES |  |  |  | 005-34600 | 005-34600 | Masimo Corp | Root |  |  | Biomed |  |  |  |  | 005-34600 | 005-34600 | Southeast | Memorial Hermann South East | Biomed | Storage | 2/1/20 | [5 empty] | MONITORCARDIACFIXED-Masimo Corp-Root
YES | YES |  |  |  | 005-34609 | 005-34609 | Masimo Corp | Root |  |  | Biomed |  |  |  |  | 005-34609 | 005-34609 | Southeast | Memorial Hermann South East | Biomed | Storage | 2/1/20 | [5 empty] | MONITORCARDIACFIXED-Masimo Corp-Root
YES | YES |  |  |  | 005-34592 | 005-34592 | Masimo Corp | Root |  |  | Biomed |  |  |  |  | 005-34592 | 005-34592 | Southeast | Memorial Hermann South East | Biomed | Storage | 2/1/20 | [5 empty] | MONITORCARDIACFIXED-Masimo Corp-Root
YES | YES |  |  |  | 005-34591 | 005-34591 | Masimo Corp | Root |  |  | Biomed |  |  |  |  | 005-34591 | 005-34591 | Southeast | Memorial Hermann South East | Biomed | Storage | 2/1/20 | [5 empty] | MONITORCARDIACFIXED-Masimo Corp-Root
YES | YES |  |  |  | 005-34603 | 005-34603 | Masimo Corp | Root |  |  | Biomed |  |  |  |  | 005-34603 | 005-34603 | Southeast | Memorial Hermann South East | Biomed | Storage | 2/1/20 | [5 empty] | MONITORCARDIACFIXED-Masimo Corp-Root
YES | YES |  |  |  | 005-34612 | 005-34612 | Masimo Corp | Root |  |  | Biomed |  |  |  |  | 005-34612 | 005-34612 | Southeast | Memorial Hermann South East | Biomed | Storage | 2/1/20 | [5 empty] | MONITORCARDIACFIXED-Masimo Corp-Root
YES | YES |  |  |  | 005-34626 | 005-34626 | Masimo Corp | Root |  |  | Biomed |  |  |  |  | 005-34626 | 005-34626 | Southeast | Memorial Hermann South East | Biomed | Storage | 2/1/20 | [5 empty] | MONITORCARDIACFIXED-Masimo Corp-Root
YES | YES |  |  |  | 005-34595 | 005-34595 | Masimo Corp | Root |  |  | Biomed |  |  |  |  | 005-34595 | 005-34595 | Southeast | Memorial Hermann South East | Biomed | Storage | 2/1/20 | [5 empty] | MONITORCARDIACFIXED-Masimo Corp-Root
YES | YES |  |  |  | 005-34606 | 005-34606 | Masimo Corp | Root |  |  | Biomed |  |  |  |  | 005-34606 | 005-34606 | Southeast | Memorial Hermann South East | Biomed | Storage | 2/1/20 | [5 empty] | MONITORCARDIACFIXED-Masimo Corp-Root
YES | YES |  |  |  | 005-34571 | 005-34571 | Masimo Corp | Root |  |  | Biomed |  |  |  |  | 005-34571 | 005-34571 | Southeast | Memorial Hermann South East | Biomed | Storage | 2/1/20 | [5 empty] | MONITORCARDIACFIXED-Masimo Corp-Root
YES | YES |  |  |  | 005-34594 | 005-34594 | Masimo Corp | Root |  |  | Biomed |  |  |  |  | 005-34594 | 005-34594 | Southeast | Memorial Hermann South East | Biomed | Storage | 2/1/20 | [5 empty] | MONITORCARDIACFIXED-Masimo Corp-Root
YES | YES |  |  |  | 005-34666 | 005-34666 | Masimo Corp | Root |  |  | Biomed |  |  |  |  | 005-34666 | 005-34666 | Southeast | Memorial Hermann South East | Biomed | Storage | 2/1/20 | [5 empty] | MONITORCARDIACFIXED-Masimo Corp-Root
YES | YES |  |  |  | 041-34521 | 041-34521 | Masimo Corp | Root |  |  | Ante-partum |  |  |  |  | 041-34521 | 041-34521 | West | Womens Memorial Hermann Memorial City Hospital | Ante-partum | Nurse station | 1/1/20 |  | 1/1/21 |  |  |  | MONITORCARDIACFIXED-Masimo Corp-Root
YES | YES |  |  |  | 041-34535 | 041-34535 | Masimo Corp | Root |  |  | Biomed |  |  |  |  | 041-34535 | 041-34535 | Mem city | Memorial city - memorial herman hospital | Biomed | Biomed shop
YES | YES |  |  |  | 041-34490 | 041-34490 | Masimo Corp | Root |  |  | ER |  |  |  |  | 041-34490 | 041-34490 | West | Memorial Hermann Memorial City Medical Center Emergency Center | ER | Nurses Station
YES | YES |  |  |  | 041-34509 | 041-34509 | Masimo Corp | Root |  |  | Emergency Room |  |  |  |  | 041-34509 | 041-34509 | West | Memorial Hermann - Memorial City Emergency Dept. | Emergency Room | Emergency Room
YES | YES |  |  |  | 041-34605 | 041-34605 | Masimo Corp | Root |  |  | Memorial City ER RME Triage 2 |  |  |  |  | 041-34605 | 041-34605 | West | Memorial City ER | Memorial City ER RME Triage 2 | Memorial City ER RME Triage 2
YES | YES |  |  |  | 041-34536 | 041-34536 | Masimo Corp | Root |  |  | MEMORIAL CITY - OUTPATIENT SURGERY |  |  |  |  | 041-34536 | 041-34536 | West | Memorial herman - memorial city medical center | MEMORIAL CITY - OUTPATIENT SURGERY | Day surgery
YES | YES |  |  |  | 041-34537 | 041-34537 | Masimo Corp | Root |  |  | MEMORIAL CITY - OUTPATIENT SURGERY |  |  |  |  | 041-34537 | 041-34537 | West | Memorial herman - memorial city medical center | MEMORIAL CITY - OUTPATIENT SURGERY | Day surgery
YES | YES |  |  |  | 041-34667 | 041-34667 | Masimo Corp | Root |  |  | MEMORIAL CITY - OUTPATIENT SURGERY |  |  |  |  | 041-34667 | 041-34667 | West | Memorial herman - memorial city medical center | MEMORIAL CITY - OUTPATIENT SURGERY | Day surgery
YES | YES |  |  |  | 041-34517 | 041-34517 | Masimo Corp | Root |  |  | MEMORIAL CITY - OUTPATIENT SURGERY |  |  |  |  | 041-34517 | 041-34517 | West | Memorial herman - memorial city medical center | MEMORIAL CITY - OUTPATIENT SURGERY | Day surgery
YES | YES |  |  |  | 041-34525 | 041-34525 | Masimo Corp | Root |  |  | MEMORIAL CITY - OUTPATIENT SURGERY |  |  |  |  | 041-34525 | 041-34525 | West | Memorial herman - memorial city medical center | MEMORIAL CITY - OUTPATIENT SURGERY | Day surgery
YES | YES |  |  |  | 041-34554 | 041-34554 | Masimo Corp | Root |  |  | MEMORIAL CITY - OUTPATIENT SURGERY |  |  |  |  | 041-34554 | 041-34554 | West | Memorial herman - memorial city medical center | MEMORIAL CITY - OUTPATIENT SURGERY | Day surgery
YES | YES |  |  |  | 041-34650 | 041-34650 | Masimo Corp | Root |  |  | MEMORIAL CITY - OUTPATIENT SURGERY |  |  |  |  | 041-34650 | 041-34650 | West | Memorial herman - memorial city medical center | MEMORIAL CITY - OUTPATIENT SURGERY | Day surgery
YES | YES |  |  |  | 041-34477 | 041-34477 | Masimo Corp | Root |  |  | Memorial city - out patient surgery |  |  |  |  | 041-34477 | 041-34477 | West and memorial city | Memorial city - memorial herman hospital | Memorial city - out patient surgery | W1 302
YES | YES |  |  |  | 041-34508 | 041-34508 | Masimo Corp | Root |  |  | Memorial city - out patient surgery |  |  |  |  | 041-34508 | 041-34508 | West and memorial city | Memorial city - memorial herman hospital | Memorial city - out patient surgery | W1 302
YES | YES |  |  |  | 041-34473 | 041-34473 | Masimo Corp | Root |  |  | Memorial city - out patient surgery |  |  |  |  | 041-34473 | 041-34473 | West and memorial city | Memorial city - memorial herman hospital | Memorial city - out patient surgery | W1 hallway
YES | YES |  |  |  | 041-34630 | 041-34630 | Masimo Corp | Root |  |  | Memorial city - out patient surgery |  |  |  |  | 041-34630 | 041-34630 | West and memorial city | Memorial city - memorial herman hospital | Memorial city - out patient surgery | Preop
YES | YES |  |  |  | 041-34539 | 041-34539 | Masimo Corp | Root |  |  | Memorial city - out patient surgery |  |  |  |  | 041-34539 | 041-34539 | West and memorial city | Memorial city - memorial herman hospital | Memorial city - out patient surgery | Preop
YES | YES |  |  |  | 151-04354 | 151-04354 | Masimo Corp | Root |  |  | Memorial City Day Surgery |  |  |  |  | 151-04354 | 151-04354 | West | Memorial Hermann - Memorial City | Memorial City Day Surgery | Day Surgery West Tower 1st Floor Step Down 7
YES | YES |  |  |  | 041-34528 | 041-34528 | Masimo Corp | Root |  |  | MEMORIAL CITY - NUCLEAR MEDICINE |  |  |  |  | 041-34528 | 041-34528 | West | Memorial Hermann - Memorial City | MEMORIAL CITY - NUCLEAR MEDICINE | East Tower Patient Assessment
YES | YES |  |  |  | 041-34631 | 041-34631 | Masimo Corp | Root |  |  | MEMORIAL CITY - Dialysis |  |  |  |  | 041-34631 | 041-34631 | West | Memorial Hermann - Memorial City | MEMORIAL CITY - Dialysis | East Tower Patient Assessment
YES | YES |  |  |  | 041-34497 | 041-34497 | Masimo Corp | Root |  |  | MEMORIAL CITY - Dialysis |  |  |  |  | 041-34497 | 041-34497 | West | Memorial Hermann Memorial City Medical Center | MEMORIAL CITY - Dialysis | MEMORIAL CITY - Dialysis
YES | YES |  |  |  | 041-34673 | 041-34673 | Masimo Corp | Root |  |  | Memeoial City - Nuclear Medicine |  |  |  |  | 041-34673 | 041-34673 | West | Memorial Hermann Memorial City Medical Center | Memeoial City - Nuclear Medicine | E8 Pre-Admit Testing
YES | YES |  |  |  | 041-34661 | 041-34661 | Masimo Corp | Root |  |  | 7E Cardiology |  |  |  |  | 041-34661 | 041-34661 | West | Memorial Hermann Memorial City Medical Center | 7E Cardiology | Memorial Hermann cardio 7E
YES | YES |  |  |  | 041-34625 | 041-34625 | Masimo Corp | Root |  |  | 7E Cardiology |  |  |  |  | 041-34625 | 041-34625 | West | Memorial Hermann Memorial City Medical Center | 7E Cardiology | Memorial Hermann cardio 7E
YES | YES |  |  |  | 041-34629 | 041-34629 | Masimo Corp | Root |  |  | 7E Cardiology |  |  |  |  | 041-34629 | 041-34629 | West | Memorial Hermann Memorial City Medical Center | 7E Cardiology | Memorial Hermann cardio 7E
YES | YES |  |  |  | 041-34659 | 041-34659 | Masimo Corp | Root |  |  | 7E Cardiology |  |  |  |  | 041-34659 | 041-34659 | West | Memorial Hermann Memorial City Medical Center | 7E Cardiology | Memorial Hermann cardio 7E
YES | YES |  |  |  | 041-34542 | 041-34542 | Masimo Corp | Root |  |  | Cardiology |  |  |  |  | 041-34542 | 041-34542 | West and memorial city | Cardiolgy 7 east | Cardiology | E7210
YES | YES |  |  |  | 041-34663 | 041-34663 | Masimo Corp | Root |  |  | Cardiology |  |  |  |  | 041-34663 | 041-34663 | West and memorial city | Cardiolgy 7 east | Cardiology | E7210
YES | YES |  |  |  | 041-34492 | 041-34492 | Masimo Corp | Root |  |  | Cardiology |  |  |  |  | 041-34492 | 041-34492 | West and memorial city | Cardiolgy 7 east | Cardiology | E7210
YES | YES |  |  |  | 041-34514 | 041-34514 | Masimo Corp | Root |  |  | Cardiology |  |  |  |  | 041-34514 | 041-34514 | West and memorial city | Cardiolgy 7 east | Cardiology | E7210
YES | YES |  |  |  | 041-34634 | 041-34634 | Masimo Corp | Root |  |  | Neural science |  |  |  |  | 041-34634 | 041-34634 | Memorial city - memorial herman hospital | Memorial city | Neural science | Hallway
YES | YES |  |  |  | 041-34481 | 041-34481 | Masimo Corp | Root |  |  | Endocospy |  |  |  |  | 041-34481 | 041-34481 | West | Memorial Hermann Memorial City Medical Center | Endocospy | Endocospy by room2
YES | YES |  |  |  | 041-34609 | 041-34609 | Masimo Corp | Root |  |  | MEMORIAL CITY - OUTPATIENT SURGERY RECOVERY |  |  |  |  | 041-34609 | 041-34609 | West | West memorial hospital - memorial herman hospital | MEMORIAL CITY - OUTPATIENT SURGERY RECOVERY | Imaging
YES | YES |  |  |  | 041-34604 | 041-34604 | Masimo Corp | Root |  |  | Memorial City-MOR Recovery |  |  |  |  | 041-34604 | 041-34604 | West | Memorial Hermann Memorial City Medical Center | Memorial City-MOR Recovery | E2 220
YES | YES |  |  |  | 041-34561 | 041-34561 | Masimo Corp | Root |  |  | Memorial City Surgery Dept - Stage 2 PACU |  |  |  |  | 041-34561 | 041-34561 | West | Memorial Hermann - Memorial City | Memorial City Surgery Dept - Stage 2 PACU | Bay 6 Hallway
YES | YES |  |  |  | 041-34538 | 041-34538 | Masimo Corp | Root |  |  | MEMORIAL CITY - MHT - JHC PRE ADMIT |  |  |  |  | 041-34538 | 041-34538 | West | Memorial Hermann - Memorial City | MEMORIAL CITY - MHT - JHC PRE ADMIT | MH12 101.11
YES | YES |  |  |  | 041-34472 | 041-34472 | Masimo Corp | Root |  |  | MEMORIAL CITY - MHT - JHC PRE ADMIT |  |  |  |  | 041-34472 | 041-34472 | West | Memorial Hermann - Memorial City | MEMORIAL CITY - MHT - JHC PRE ADMIT | MH12 101.10
YES | YES |  |  |  | 041-34474 | 041-34474 | Masimo Corp | Root |  |  | MEMORIAL CITY - MHT - JHC PRE ADMIT |  |  |  |  | 041-34474 | 041-34474 | West | Memorial Hermann - Memorial City | MEMORIAL CITY - MHT - JHC PRE ADMIT | MH12 101.9
YES | YES | [5 empty] | Masimo Corp | Root |  |  | MEMORIAL CITY - MHT - JHC PRE ADMIT | [6 empty] | West | Memorial Hermann - Memorial City | MEMORIAL CITY - MHT - JHC PRE ADMIT | MH12 101.7
YES | YES |  |  |  | 041-34666 | 041-34666 | Masimo Corp | Root |  |  | MEMORIAL CITY - MHT - JHC PRE ADMIT |  |  |  |  | 041-34666 | 041-34666 | West | Memorial Hermann - Memorial City | MEMORIAL CITY - MHT - JHC PRE ADMIT | MH12 101.7
YES | YES |  |  |  | 041-34669 | 041-34669 | Masimo Corp | Root |  |  | MEMORIAL CITY - MHT -JHC INPATIENT UNIT |  |  |  |  | 041-34669 | 041-34669 | West | Memorial Hermann - Memorial City | MEMORIAL CITY - MHT -JHC INPATIENT UNIT | MH8 Room 121 Storage
YES | YES |  |  |  | 041-34534 | 041-34534 | Masimo Corp | Root |  |  | Memorial Hermann-JHC |  |  |  |  | 041-34534 | 041-34534 | West | Memorial Hermann Memorial City Medical Center | Memorial Hermann-JHC | MH8 121 Storage Room
YES | YES |  |  |  | 041-34476 | 041-34476 | Masimo Corp | Root |  |  | MEMORIAL CITY |  |  |  |  | 041-34476 | 041-34476 | West | Memorial Hermann Memorial City Medical Center | MEMORIAL CITY | MEMORIAL CITY MH8:121
YES | YES |  |  |  | 041-34515 | 041-34515 | Masimo Corp | Root |  |  | Memorial City - Orthopedics center |  |  |  |  | 041-34515 | 041-34515 | West | Memorial Hermann Memorial City Medical Center | Memorial City - Orthopedics center | Memorial City - Orthopedics center MH8 121 Storage
YES | YES |  |  |  | 041-34611 | 041-34611 | Masimo Corp | Root |  |  | MEMORIAL CITY |  |  |  |  | 041-34611 | 041-34611 | West | Memorial Hermann Memorial City Medical Center | MEMORIAL CITY | MEMORIAL CITY MH8:121
YES | YES |  |  |  | 041-34618 | 041-34618 | Masimo Corp | Root |  |  | MEMORIAL CITY - MHT -JHC INPATIENT UNIT |  |  |  |  | 041-34618 | 041-34618 | West | Memorial Hermann - Memorial City | MEMORIAL CITY - MHT -JHC INPATIENT UNIT | MH8 Room 121 Storage
YES | YES |  |  |  | 041-34493 | 041-34493 | Masimo Corp | Root |  |  | Memorial City - Joint Center |  |  |  |  | 041-34493 | 041-34493 | West | Memorial Hermann Memorial City Medical Center | Memorial City - Joint Center | Memorial City - Joint Center MH8 121 Storage
YES | YES |  |  |  | 041-34637 | 041-34637 | Masimo Corp | Root |  |  | MEMORIAL CITY - MHT -JHC INPATIENT UNIT |  |  |  |  | 041-34637 | 041-34637 | West | Memorial Hermann - Memorial City | MEMORIAL CITY - MHT -JHC INPATIENT UNIT | MH8 Room 121 Storage
YES | YES |  |  |  | 041-34612 | 041-34612 | Masimo Corp | Root |  |  | Memorial City -MHT - Med/Surg |  |  |  |  | 041-34612 | 041-34612 | West | Memorial Hermann Memorial City Medical Center | Memorial City -MHT - Med/Surg | MH 6 Nurses Station
YES | YES |  |  |  | 041-34529 | 041-34529 | Masimo Corp | Root |  |  | Memorial City / Pediatrics |  |  |  |  | 041-34529 | 041-34529 | West | Memorial Hermann - Memorial City | Memorial City / Pediatrics | MH4 400.1 Treatment Room
YES | YES |  |  |  | 041-34595 | 041-34595 | Masimo Corp | Root |  |  | Memorial City / Pediatrics |  |  |  |  | 041-34595 | 041-34595 | West | Memorial Hermann - Memorial City | Memorial City / Pediatrics | MH4 400.1 Treatment Room
YES | YES |  |  |  | 041-34647 | 041-34647 | Masimo Corp | Root |  |  | Memorial City / Pediatrics |  |  |  |  | 041-34647 | 041-34647 | West | Memorial Hermann - Memorial City | Memorial City / Pediatrics | MH4 400.1 Treatment Room
YES | YES |  |  |  | 041-34598 | 041-34598 | Masimo Corp | Root |  |  | Memorial City / Pediatrics |  |  |  |  | 041-34598 | 041-34598 | West | Memorial Hermann - Memorial City | Memorial City / Pediatrics | MH4 400.1 Treatment Room
YES | YES |  |  |  | 041-34603 | 041-34603 | Masimo Corp | Root |  |  | MEMORIAL CITY - PEDS - NURSERY |  |  |  |  | 041-34603 | 041-34603 | West | Memorial Hermann Memorial City Medical Center | MEMORIAL CITY - PEDS - NURSERY | MEMORIAL CITY PEDS
YES | YES |  |  |  | 041-34499 | 041-34499 | Masimo Corp | Root |  |  | Emergency Center |  |  |  |  | 041-34499 | 041-34499 | West | Memorial Hermann Memorial City Medical Center Emergency Center | Emergency Center | ER Nurses Station
YES | YES |  |  |  | 041-34670 | 041-34670 | Masimo Corp | Root |  |  | Wound Care |  |  |  |  | 041-34670 | 041-34670 | West | Memorial Hermann Memorial city medical center emergency center | Wound Care | Room 2
YES | YES |  |  |  | 041-34489 | 041-34489 | Masimo Corp | Root |  |  | Hyperbarics |  |  |  |  | 041-34489 | 041-34489 | West | Memorial Hermann Memorial city medical center emergency center | Hyperbarics | HBOT
YES | YES |  |  |  | 041-34587 | 041-34587 | Masimo Corp | Root |  |  | Genaeral Surgery |  |  |  |  | 041-34587 | 041-34587 | Memorial City | Memorial City | Genaeral Surgery | Room 512
YES | YES |  |  |  | 041-34584 | 041-34584 | Masimo Corp | Root |  |  | Genaeral Surgery |  |  |  |  | 041-34584 | 041-34584 | Memorial City | Memorial City | Genaeral Surgery | Room 505
YES | YES |  |  |  | 041-34559 | 041-34559 | Masimo Corp | Root | [7 empty] | 041-34559 | 041-34559 |  | Memorial hermann |  | 1st floor
YES | YES |  |  |  | 041-34575 | 041-34575 | Masimo Corp | Root |  |  | General Surgery |  |  |  |  | 041-34575 | 041-34575 | West | Memorial Hermann Memorial city medical center emergency center | General Surgery | Room 519
YES | YES |  |  |  | 041-34568 | 041-34568 | Masimo Corp | Root |  |  | Memorial city general surgery |  |  |  |  | 041-34568 | 041-34568 | West and Memorial city | Memorial Hermann Memorial city medical center | Memorial city general surgery | 5 floor general surgery
YES | YES |  |  |  | 041-34512 | 041-34512 | Masimo Corp | Root |  | E0C2B70151F6 | MEMORIAL CITY - General Surgery |  |  |  |  | 041-34512 | 041-34512 | West | Memorial Hermann Memorial City Medical Center | MEMORIAL CITY - General Surgery | MEMORIAL CITY - General Surgery E5 207 Room 528
YES | YES |  |  |  | 041-34572 | 041-34572 | Masimo Corp | Root |  |  | MEMORIAL CITY - General Surgery |  |  |  |  | 041-34572 | 041-34572 | West | Memorial Hermann Memorial City Medical Center | MEMORIAL CITY - General Surgery | MEMORIAL CITY - General Surgery E5 207 Room 538
YES | YES |  |  |  | 041-34504 | 041-34504 | Masimo Corp | Root |  |  | Memorial city general surgery |  |  |  |  | 041-34504 | 041-34504 | West and Memorial city | Memorial Hermann Memorial city medical center | Memorial city general surgery | 5 floor general surgery
YES | YES |  |  |  | 041-34586 | 041-34586 | Masimo Corp | Root |  |  | Genaeral Surgery |  |  |  |  | 041-34586 | 041-34586 | Memorial City | Memorial City | Genaeral Surgery | Room 543
YES | YES |  |  |  | 041-32641 | 041-32641 | Masimo Corp | Root |  |  | Memorial city-general surgery |  |  |  |  | 041-32641 | 041-32641 | West | Memorial Hermann Memorial City Medical Center | Memorial city-general surgery | E5 420 storage
YES | YES |  |  |  | 041-34548 | 041-34548 | Masimo Corp | Root | [7 empty] | 041-34548 | 041-34548 |  | Memorial hermann |  | 1st floor
YES | YES |  |  |  | 041-34552 | 041-34552 | Masimo Corp | Root |  |  | Genaeral Surgery |  |  |  |  | 041-34552 | 041-34552 | Memorial City | Memorial City | Genaeral Surgery | Room 508
YES | YES |  |  |  | 041-34482 | 041-34482 | Masimo Corp | Root |  |  | MH MG - (MC) - MC EXEC HEALTH (MHT) |  |  |  |  | 041-34482 | 041-34482 | West | Memorial Hermann Memorial City Medical Center | MH MG - (MC) - MC EXEC HEALTH (MHT) | MH MG - (MC) - MC EXEC HEALTH (MHT) Exam Room 2
YES | YES |  |  |  | 041-34664 | 041-34664 | Masimo Corp | Root |  |  | Memorial City - Med Surg |  |  |  |  | 041-34664 | 041-34664 | West | Memorial Hermann Memorial City Medical Center | Memorial City - Med Surg | E7 Med Surg by RM 702
YES | YES |  |  |  | 041-34622 | 041-34622 | Masimo Corp | Root |  |  | E7 Med Surg |  |  |  |  | 041-34622 | 041-34622 | West | Memorial Hermann Medical Group Memorial City (#100) | E7 Med Surg | Nurse Station
YES | YES |  |  |  | 041-34627 | 041-34627 | Masimo Corp | Root | [7 empty] | 041-34627 | 041-34627 | Med surge | Memorial hermann |  | 7th floor
YES | YES |  |  |  | 041-34606 | 041-34606 | Masimo Corp | Root |  |  | Medical Plaza 4 Pelvic Floor Health Center |  |  |  |  | 041-34606 | 041-34606 | West | Memorial Hermann Memorial City Medical Center | Medical Plaza 4 Pelvic Floor Health Center | Suite 350
YES | YES |  |  |  | 009-33789 | 009-33789 | Masimo Corp | Root |  |  | Memorial Hermann Greater Heights Emergency |  |  |  |  | 009-33789 | 009-33789 | Central | Memorial Hermann Greater Heights Hospital | Memorial Hermann Greater Heights Emergency | Memorial Hermann Greater Heights Emergency Room 10
YES | YES |  |  |  | 009-33867 | 009-33867 | Masimo Corp | Root |  |  | Memorial Hermann Greater Heights Emergency |  |  |  |  | 009-33867 | 009-33867 | Central | Memorial Hermann Greater Heights Hospital | Memorial Hermann Greater Heights Emergency | Memorial Hermann Greater Heights Emergency Respite Room
YES | YES |  |  |  | 009-33865 | 009-33865 | Masimo Corp | Root |  |  | r Heights Hospital ER nurce statio |  |  |  |  | 009-33865 | 009-33865 | Central | Memorial Hermann Greater Heights Hospital ER nurce station | r Heights Hospital ER nurce statio | Memorial Hermann Greater Heights Hospital ER nurce station
YES | YES |  |  |  | 009-33739 | 009-33739 | Masimo Corp | Root |  |  | GH - CLINICAL DECISION UNIT (CDU) |  |  |  |  | 009-33739 | 009-33739 | Central | Memorial Hermann Greater Heights Hospital | GH - CLINICAL DECISION UNIT (CDU) | CDU hallway
YES | YES |  |  |  | 009-33843 | 009-33843 | Masimo Corp | Root |  |  | GH - LABOR |  |  |  |  | 009-33843 | 009-33843 | Central | Greater heights | GH - LABOR | GH - LABOR
YES | YES |  |  |  | 009-33084 | 009-33084 | Masimo Corp | Root |  |  | GH - LABOR |  |  |  |  | 009-33084 | 009-33084 | Central | GH-Labor | GH - LABOR | OBS 14
YES | YES |  |  |  | 041-34478 | 041-34478 | Masimo Corp | Root |  |  | Radiology |  |  |  |  | 041-34478 | 041-34478 | West | Memorial Hermann Memorial City Medical Center | Radiology | Ct
YES | YES |  |  |  | 005-34607 | 005-34607 | Masimo Corp | Root |  | E0C2B70151C9 | Cath Lab |  |  |  |  | 005-34607 | 005-34607 | Southeast | Memorial Hermann Southeast Hospital | Cath Lab | Cath Lab 2
YES | YES |  |  |  | 151-03573 | 151-03573 | Masimo Corp | Roots-RDS7A | [7 empty] | 151-03573 | 151-03573 | Northwest | Memorial Hermann Cypress Hospital |  | S4:107 room S407 | 2/1/20 | 12/1/20 |  |  |  | Oximeter, Pulse | OXIMETERPULSE-Masimo Corp-Roots-RDS7A | [12 empty] | OP-A | [9 empty] | Oximeter, Pulse | OXIMETERPULSE | Oximeter, Pulse | Masimo Corp
YES | YES |  |  |  | 151-03523 | 151-03523 | Masimo Corp | Roots-RDS7A | [7 empty] | 151-03523 | 151-03523 | Northwest | Memorial Hermann Cypress Hospital |  | S406 | 12/1/19 | 12/1/20 |  |  |  | Oximeter, Pulse | OXIMETERPULSE-Masimo Corp-Roots-RDS7A | [12 empty] | OP-A | [9 empty] | Oximeter, Pulse | OXIMETERPULSE | Oximeter, Pulse | Masimo Corp
YES | YES |  |  |  | 151-03565 | 151-03565 | Masimo Corp | Roots-RDS7A |  |  | Med-surg |  |  |  |  | 151-03565 | 151-03565 | Northwest | Memorial Hermann Cypress Hospital | Med-surg | S405 | 11/1/20 | 12/1/20 |  |  |  | Oximeter, Pulse | OXIMETERPULSE-Masimo Corp-Roots-RDS7A | [12 empty] | OP-A | [9 empty] | Oximeter, Pulse | OXIMETERPULSE | Oximeter, Pulse | Masimo Corp
YES | YES |  |  |  | 151-03557 | 151-03557 | Masimo Corp | Roots-RDS7A |  |  | CY - 3 South |  |  |  |  | 151-03557 | 151-03557 | Northwest | Memorial Hermann Cypress Hospital | CY - 3 South | S3:305 | 12/1/20 | 12/1/20 |  |  |  | Oximeter, Pulse | OXIMETERPULSE-Masimo Corp-Roots-RDS7A | [12 empty] | OP-A | [9 empty] | Oximeter, Pulse | OXIMETERPULSE | Oximeter, Pulse | Masimo Corp
YES | YES |  |  |  | 151-03539 | 151-03539 | Masimo Corp | Roots-RDS7A |  |  | CY- 3South |  |  |  |  | 151-03539 | 151-03539 | Northwest | Memorial Hermann Cypress Hospital | CY- 3South | S304 room | 12/1/19 | 12/1/20 |  |  |  | Oximeter, Pulse | OXIMETERPULSE-Masimo Corp-Roots-RDS7A | [12 empty] | OP-A | [9 empty] | Oximeter, Pulse | OXIMETERPULSE | Oximeter, Pulse | Masimo Corp
YES | YES |  |  |  | 009-33923 | 009-33923 | Masimo Corp | Roots-RDS7A |  |  | Cardiac rehab department |  |  |  |  | 009-33923 | 009-33923 | Central | Memorial Hermann Hospital greater heights | Cardiac rehab department | Gym | 12/1/19 |  | 12/1/20 |  |  | Oximeter, Pulse | OXIMETERPULSE-Masimo Corp-Roots-RDS7A | [12 empty] | OP-A | [9 empty] | Oximeter, Pulse | OXIMETERPULSE | Oximeter, Pulse | Masimo Corp
YES | YES |  |  |  | 009-33925 | 009-33925 | Masimo Corp | Roots-RDS7A |  |  | GH - CLINICAL DECISION UNIT (CDU) |  |  |  |  | 009-33925 | 009-33925 | Central | Memorial Hermann Hospital | GH - CLINICAL DECISION UNIT (CDU) | Hallway | 12/1/19 |  | 12/1/20 |  |  | Oximeter, Pulse | OXIMETERPULSE-Masimo Corp-Roots-RDS7A | [12 empty] | OP-A | [9 empty] | Oximeter, Pulse | OXIMETERPULSE | Oximeter, Pulse | Masimo Corp
YES | YES |  |  |  | 041-34541 | 041-34541 | Masimo Corp | Roots-RDS7A |  |  | Cancer Center |  |  |  |  | 041-34541 | 041-34541 | West | Memorial Hermann Cancer Center - Memorial City (#100) | Cancer Center | Registration | 1/1/20 |  | 1/1/21 |  |  |  | OXIMETERPULSE-Masimo Corp-Roots-RDS7A
YES | YES |  |  |  | 041-34608 | 041-34608 | Masimo Corp | Roots-RDS7A |  |  | MEMORIAL CITY - LABOR |  |  |  |  | 041-34608 | 041-34608 | West | Women?s Memorial Hermann Memorial City Hospital | MEMORIAL CITY - LABOR | 3M09 | 1/1/20 |  | 1/1/21 |  |  |  | OXIMETERPULSE-Masimo Corp-Roots-RDS7A
YES | YES |  |  |  | 041-34599 | 041-34599 | Masimo Corp | Roots-RDS7A |  |  | MEMORIAL CITY - LABOR |  |  |  |  | 041-34599 | 041-34599 | West | Women?s Memorial Hermann Memorial City Hospital | MEMORIAL CITY - LABOR | MH3 203 | 1/1/20 |  | 1/1/21 |  |  |  | OXIMETERPULSE-Masimo Corp-Roots-RDS7A
YES | YES |  |  |  | 041-34665 | 041-34665 | Masimo Corp | Roots-RDS7A |  |  | MEMORIAL CITY - LABOR |  |  |  |  | 041-34665 | 041-34665 | West | Women?s Memorial Hermann Memorial City Hospital | MEMORIAL CITY - LABOR | 3M26 | 1/1/20 |  | 1/1/21 |  |  |  | OXIMETERPULSE-Masimo Corp-Roots-RDS7A
YES | YES |  |  |  | 009-33861 | 009-33861 | Masimo Corp | Roots-RDS7A |  |  | Memorial Hermann Greater Heights Hospital CDU |  |  |  |  | 009-33861 | 009-33861 | Central | Memorial Hermann Greater Heights Hospital | Memorial Hermann Greater Heights Hospital CDU | CDU 4th floor
YES | YES | Asset Tag 009-33928 |  |  | 009-33928 | 009-33928 | Masimo Corp | Roots-RDS7A |  |  | Memorial Hermann Greater Heights Hospital CDU |  |  |  |  | 009-33928 | 009-33928 | Central | Memorial Hermann Greater Heights Hospital | Memorial Hermann Greater Heights Hospital CDU | CDU 4th floor room cdu
NO | YES | Serial Number 148678 |  |  | 013-18707 | 013-18707 | Masimo Corp | RS-232 |  |  | SW-Labor & Delivery |  |  |  |  | 013-18707 | 013-18707 | Southwest | MHHS-Southwest | SW-Labor & Delivery | Recovery
NO | YES |  |  |  | 013-18691 | 013-18691 | Masimo Corp | RS-232 |  |  | SW-Labor |  |  |  |  | 013-18691 | 013-18691 | Southwest | MHHS-Southwest | SW-Labor | OR 1
NO | YES |  |  |  | 077-07382 | 077-07382 | Masimo Corp | RS-232 |  | J16027 | TMC-Sarofim 2-Adult PACU |  |  |  |  | 077-07382 | 077-07382 | TMC | MHHS-TMC | TMC-Sarofim 2-Adult PACU | Soiled Utility | 2/1/19 |  | 2/1/20
YES | YES |  |  |  | 069-45318 | 069-45318 | Masimo Corp | Set |  |  | TMC - CATH LAB - ADULT (2HVI) |  |  |  |  | 069-45318 | 069-45318 | TMC | Memorial Hermann-Texas Medical Center | TMC - CATH LAB - ADULT (2HVI) | OR6
YES | YES |  |  |  | 099-12466 | 099-12466 | Masimo Corp | Set |  |  | TMC - OR - CVOR (7HVI) |  |  |  |  | 099-12466 | 099-12466 | TMC | Memorial Hermann-Texas Medical Center | TMC - OR - CVOR (7HVI) | CVOR (7HVI
YES | YES |  |  |  | 099-07277 | 099-07277 | Masimo Corp | SET |  |  | SE - EMERGENCY CENTER |  |  |  |  | 099-07277 | 099-07277 | Southeast | Memorial Hermann Southeast Hospital | SE - EMERGENCY CENTER | ER
YES | YES |  |  |  | 099-07263 | 099-07263 | Masimo Corp | SET |  |  | CDU |  |  |  |  | 099-07263 | 099-07263 | Southeast | Memorial Hermann Southeast Hospital | CDU | CDU
YES | YES |  |  |  | 099-09752 | 099-09752 | Masimo Corp | SET |  |  | CDU |  |  |  |  | 099-09752 | 099-09752 | Southeast | Memorial Hermann Southeast Hospital | CDU | CDU
YES | YES |  |  |  | 099-09761 | 099-09761 | Masimo Corp | SET |  |  | CDU |  |  |  |  | 099-09761 | 099-09761 | Southeast | Memorial Hermann Southeast Hospital | CDU | CDU
YES | YES |  |  |  | 099-06357 | 099-06357 | Masimo Corp | SET |  |  | SE - Cadiac Rehab |  |  |  |  | 099-06357 | 099-06357 | Southeast | Memorial Hermann Southeast Hospital | SE - Cadiac Rehab | Cardiac Rehab
YES | YES |  |  |  | 005-13267 | 005-13267 | Masimo Corp | SET |  |  | SE - OB ED |  |  |  |  | 005-13267 | 005-13267 | Southeast | Memorial Hermann Southeast Hospital | SE - OB ED | Recovery
NO | YES | Serial Number R28965 |  |  | 013-19547 | 013-19547 | Masimo Corp | SET Rainbow |  | R28965 | SW-Telemetry |  |  |  |  | 013-19547 | 013-19547 | Southwest | MHHS-Southwest | SW-Telemetry | 10th Floor nurse store | 1/1/18 |  | 1/1/19
YES | YES |  |  |  | 041-32749 | 041-32749 | Masimo Corp | Xltek Brain Monitor |  | 10388N6237 | 4th Floor Pediactrics |  |  |  |  | 041-32749 | 041-32749 | West | Memorial Hermann - Memorial City | 4th Floor Pediactrics | MH4 416 Equipment Storage
NO | YES |  |  |  | 151-03254 | 151-03254 | Masimo Corp. | 2267 SET INTELLIVUE MODULE |  | B51967 | CY-NICU | MHHS-Cypress |  |  |  | 151-03254 | 151-03254 | Northwest | MHHS-Cypress | CY-NICU | Nursery | 6/1/19 | 6/1/20 |  |  | PHYSIOLOGIC MONITOR MODULES, PULSE OXIMETRY | Module, SPO2 | MODULESPO2-Masimo Corp-Set IntelliVue 2267 |  |  |  |  | MODULESPO2-Masimo Corp-Set IntelliVue 2267 | Masimo Corp | [6 empty] | MSP-A | Covered PM Repair - Biomedical | MHHS-Cypress | [8 empty] | MODULESPO2 | Module, SPO2 | Masimo Corp
NO | YES |  |  |  | 151-03256 | 151-03256 | Masimo Corp. | 2267 SET INTELLIVUE MODULE |  | B51986 | CY-NICU | MHHS-Cypress |  |  |  | 151-03256 | 151-03256 | Northwest | MHHS-Cypress | CY-NICU | NICU 1 | 2/1/20 | 2/1/21 |  |  | PHYSIOLOGIC MONITOR MODULES, PULSE OXIMETRY | Module, SPO2 | MODULESPO2-Masimo Corp-Set IntelliVue 2267 |  |  |  |  | MODULESPO2-Masimo Corp-Set IntelliVue 2267 | Masimo Corp |  |  |  |  | 5/15/15 |  | MSP-A | Covered PM Repair - Biomedical | MHHS-Cypress | [8 empty] | MODULESPO2 | Module, SPO2 | Masimo Corp
NO | YES |  |  |  | 151-03257 | 151-03257 | Masimo Corp. | 2267 SET INTELLIVUE MODULE |  | B51985 | CY - NICU | MHHS-Cypress |  |  |  | 151-03257 | 151-03257 | Northwest | HM cypress hospital | CY - NICU | NICU 4 | 2/1/20 | 2/1/21 |  |  | PHYSIOLOGIC MONITOR MODULES, PULSE OXIMETRY | Module, SPO2 | MODULESPO2-Masimo Corp-Set IntelliVue 2267 |  |  |  |  | MODULESPO2-Masimo Corp-Set IntelliVue 2267 | Masimo Corp |  |  |  |  | 2/1/20 |  | MSP-A | Covered PM Repair - Biomedical | MHHS-Cypress | [8 empty] | MODULESPO2 | Module, SPO2 | Masimo Corp
NO | YES |  |  |  | 013-38451 | 013-38451 | Masimo Corp. | 2267 SET INTELLIVUE MODULE |  | B52446 | SW-NICU | MHHS-Southwest |  |  |  | 013-38451 | 013-38451 | Southwest | MHHS-Southwest | SW-NICU | NICU | 1/1/19 |  |  |  | PHYSIOLOGIC MONITOR MODULES, PULSE OXIMETRY | Module, SPO2 | MODULESPO2-Masimo Corp-Set IntelliVue 2267 |  |  |  |  | MODULESPO2-Masimo Corp-Set IntelliVue 2267 | Masimo Corp |  |  |  |  | 5/12/16 |  | MSP-A | Covered PM Repair - Biomedical | MHHS-Southwest | [8 empty] | MODULESPO2 | Module, SPO2 | Masimo Corp
NO | YES |  |  |  | 013-38452 | 013-38452 | Masimo Corp. | 2267 SET INTELLIVUE MODULE |  | B52501 | SW-NICU | MHHS-Southwest |  |  |  | 013-38452 | 013-38452 | Southwest | MHHS-Southwest | SW-NICU | NICU | 12/1/19 |  |  |  | PHYSIOLOGIC MONITOR MODULES, PULSE OXIMETRY | Module, SPO2 | MODULESPO2-Masimo Corp-Set IntelliVue 2267 |  |  |  |  | MODULESPO2-Masimo Corp-Set IntelliVue 2267 | Masimo Corp | [6 empty] | MSP-A | Covered PM Repair - Biomedical | MHHS-Southwest | [8 empty] | MODULESPO2 | Module, SPO2 | Masimo Corp
NO | YES |  |  |  | 013-38453 | 013-38453 | Masimo Corp. | 2267 SET INTELLIVUE MODULE |  | B52503 | SW-NICU | MHHS-Southwest |  |  |  | 013-38453 | 013-38453 | Southwest | MHHS-Southwest | SW-NICU | NICU | 12/1/19 |  |  |  | PHYSIOLOGIC MONITOR MODULES, PULSE OXIMETRY | Module, SPO2 | MODULESPO2-Masimo Corp-Set IntelliVue 2267 |  |  |  |  | MODULESPO2-Masimo Corp-Set IntelliVue 2267 | Masimo Corp | [6 empty] | MSP-A | Covered PM Repair - Biomedical | MHHS-Southwest | [8 empty] | MODULESPO2 | Module, SPO2 | Masimo Corp
NO | YES |  |  |  | 013-38454 | 013-38454 | Masimo Corp. | 2267 SET INTELLIVUE MODULE |  | B52520 | SW-NICU | MHHS-Southwest |  |  |  | 013-38454 | 013-38454 | Southwest | MHHS-Southwest | SW-NICU | NICU | 1/1/19 |  |  |  | PHYSIOLOGIC MONITOR MODULES, PULSE OXIMETRY | Module, SPO2 | MODULESPO2-Masimo Corp-Set IntelliVue 2267 |  |  |  |  | MODULESPO2-Masimo Corp-Set IntelliVue 2267 | Masimo Corp | [6 empty] | MSP-A | Covered PM Repair - Biomedical | MHHS-Southwest | [8 empty] | MODULESPO2 | Module, SPO2 | Masimo Corp
NO | YES |  |  |  | 013-38455 | 013-38455 | Masimo Corp. | 2267 SET INTELLIVUE MODULE |  | B52583 | SW-NICU | MHHS-Southwest |  |  |  | 013-38455 | 013-38455 | Southwest | MHHS-Southwest | SW-NICU | NICU | 1/1/19 |  |  |  | PHYSIOLOGIC MONITOR MODULES, PULSE OXIMETRY | Module, SPO2 | MODULESPO2-Masimo Corp-Set IntelliVue 2267 |  |  |  |  | MODULESPO2-Masimo Corp-Set IntelliVue 2267 | Masimo Corp | [6 empty] | MSP-A | Covered PM Repair - Biomedical | MHHS-Southwest | [8 empty] | MODULESPO2 | Module, SPO2 | Masimo Corp
NO | YES |  |  |  | 013-38457 | 013-38457 | Masimo Corp. | 2267 SET INTELLIVUE MODULE |  | B52533 | SW-NICU | MHHS-Southwest |  |  |  | 013-38457 | 013-38457 | Southwest | MHHS-Southwest | SW-NICU | NICU | 12/1/19 |  |  |  | PHYSIOLOGIC MONITOR MODULES, PULSE OXIMETRY | Module, SPO2 | MODULESPO2-Masimo Corp-Set IntelliVue 2267 |  |  |  |  | MODULESPO2-Masimo Corp-Set IntelliVue 2267 | Masimo Corp | [6 empty] | MSP-A | Covered PM Repair - Biomedical | MHHS-Southwest | [8 empty] | MODULESPO2 | Module, SPO2 | Masimo Corp
NO | YES |  |  |  | 013-38458 | 013-38458 | Masimo Corp. | 2267 SET INTELLIVUE MODULE |  | B52504 | SW-NICU | MHHS-Southwest |  |  |  | 013-38458 | 013-38458 | Southwest | MHHS-Southwest | SW-NICU | NICU level 3 | 2/1/20 |  | 2/1/21 |  | PHYSIOLOGIC MONITOR MODULES, PULSE OXIMETRY | Module, SPO2 | MODULESPO2-Masimo Corp-Set IntelliVue 2267 |  |  |  |  | MODULESPO2-Masimo Corp-Set IntelliVue 2267 | Masimo Corp | [6 empty] | MSP-A | Covered PM Repair - Biomedical | MHHS-Southwest | [8 empty] | MODULESPO2 | Module, SPO2 | Masimo Corp
NO | YES |  |  |  | 077-07166 | 077-07166 | Masimo Corp. | 2267 SET INTELLIVUE MODULE |  | B29292 | TMC-Children's-PICU (9Hp) | MHHS-TMC |  |  |  | 077-07166 | 077-07166 | TMC | MHHS-TMC | TMC-Children's-PICU (9Hp) |  | 4/5/19 |  |  |  | PHYSIOLOGIC MONITOR MODULES, PULSE OXIMETRY |  | MODULESPO2-Masimo Corp-Set IntelliVue 2267 |  |  |  |  | MODULESPO2-Masimo Corp-Set IntelliVue 2267 | Masimo Corp | [5 empty] | Verified 3/30/2020 4:07pm (Central) |  | Covered PM Repair - Biomedical | MHHS-TMC
NO | YES |  |  |  | 077-07167 | 077-07167 | Masimo Corp. | 2267 SET INTELLIVUE MODULE |  | B29299 | PICU | MHHS-TMC |  |  |  | 077-07167 | 077-07167 | TMC | TMC | PICU | Memorial Hermann- texas medical center | 4/1/19 |  | 4/1/20 |  | PHYSIOLOGIC MONITOR MODULES, PULSE OXIMETRY |  | MODULESPO2-Masimo Corp-Set IntelliVue 2267 |  |  |  |  | MODULESPO2-Masimo Corp-Set IntelliVue 2267 | Masimo Corp |  |  |  |  | 2/1/13 |  |  | Covered PM Repair - Biomedical | MHHS-TMC
NO | YES | [5 empty] | Masimo Corp. | 2267 SET INTELLIVUE MODULE |  | B29868 | TMC-Children's-PICU (9Hp) | MHHS-TMC | [5 empty] | TMC | MHHS-TMC | TMC-Children's-PICU (9Hp) |  | 4/5/19 |  |  |  | PHYSIOLOGIC MONITOR MODULES, PULSE OXIMETRY |  | MODULESPO2-Masimo Corp-Set IntelliVue 2267 |  |  |  |  | MODULESPO2-Masimo Corp-Set IntelliVue 2267 | Masimo Corp | [5 empty] | Verified 3/30/2020 4:07pm (Central) |  | Covered PM Repair - Biomedical | MHHS-TMC
NO | YES | [5 empty] | Masimo Corp. | 2267 SET INTELLIVUE MODULE |  | B29961 | TMC-Children's-PICU (9Hp) | MHHS-TMC | [5 empty] | TMC | MHHS-TMC | TMC-Children's-PICU (9Hp) |  | 4/10/19 |  |  |  | PHYSIOLOGIC MONITOR MODULES, PULSE OXIMETRY |  | MODULESPO2-Masimo Corp-Set IntelliVue 2267 |  |  |  |  | MODULESPO2-Masimo Corp-Set IntelliVue 2267 | Masimo Corp |  |  |  |  | 8/8/14 | Verified 3/30/2020 4:07pm (Central) |  | Covered PM Repair - Biomedical | MHHS-TMC
NO | YES | [5 empty] | Masimo Corp. | 2267 SET INTELLIVUE MODULE |  | B29974 | TMC-Children's-PICU (9Hp) | MHHS-TMC | [5 empty] | TMC | MHHS-TMC | TMC-Children's-PICU (9Hp) |  | 4/5/19 |  |  |  | PHYSIOLOGIC MONITOR MODULES, PULSE OXIMETRY |  | MODULESPO2-Masimo Corp-Set IntelliVue 2267 |  |  |  |  | MODULESPO2-Masimo Corp-Set IntelliVue 2267 | Masimo Corp | [5 empty] | Verified 3/30/2020 4:07pm (Central) |  | Covered PM Repair - Biomedical | MHHS-TMC
NO | NO |  |  |  | 151-03255 |  | Masimo Corp. | 2267 SET INTELLIVUE MODULE |  | B51050 | CY - NICU | MHHS-Cypress |  |  |  | 151-03255 |  | Northwest & Cypress |  | CY - NICU | [5 empty] | PHYSIOLOGIC MONITOR MODULES, PULSE OXIMETRY |  | MODULESPO2-Masimo Corp-Set IntelliVue 2267 |  |  |  |  | MODULESPO2-Masimo Corp-Set IntelliVue 2267 | Masimo Corp | [7 empty] | Covered PM Repair - Biomedical | MHHS-Cypress
NO | NO |  |  |  | B59895 |  | Masimo Corp. | 2267 SET INTELLIVUE MODULE |  | B59895 | CY - NICU | MHHS-Cypress |  |  |  | B59895 |  | Northwest & Cypress |  | CY - NICU | [5 empty] | PHYSIOLOGIC MONITOR MODULES, PULSE OXIMETRY |  | MODULESPO2-Masimo Corp-Set IntelliVue 2267 |  |  |  |  | MODULESPO2-Masimo Corp-Set IntelliVue 2267 | Masimo Corp | [7 empty] | Covered PM Repair - Biomedical | MHHS-Cypress
NO | NO |  |  |  | B59915 |  | Masimo Corp. | 2267 SET INTELLIVUE MODULE |  | B59915 | CY - NICU | MHHS-Cypress |  |  |  | B59915 |  | Northwest & Cypress |  | CY - NICU | [5 empty] | PHYSIOLOGIC MONITOR MODULES, PULSE OXIMETRY |  | MODULESPO2-Masimo Corp-Set IntelliVue 2267 |  |  |  |  | MODULESPO2-Masimo Corp-Set IntelliVue 2267 | Masimo Corp | [7 empty] | Covered PM Repair - Biomedical | MHHS-Cypress
NO | NO |  |  |  | B59948 |  | Masimo Corp. | 2267 SET INTELLIVUE MODULE |  | B59948 | CY - NICU | MHHS-Cypress |  |  |  | B59948 |  | Northwest & Cypress |  | CY - NICU | [5 empty] | PHYSIOLOGIC MONITOR MODULES, PULSE OXIMETRY |  | MODULESPO2-Masimo Corp-Set IntelliVue 2267 |  |  |  |  | MODULESPO2-Masimo Corp-Set IntelliVue 2267 | Masimo Corp | [7 empty] | Covered PM Repair - Biomedical | MHHS-Cypress
NO | NO |  |  |  | B59996 |  | Masimo Corp. | 2267 SET INTELLIVUE MODULE |  | B59996 | CY - NICU | MHHS-Cypress |  |  |  | B59996 |  | Northwest & Cypress |  | CY - NICU | [5 empty] | PHYSIOLOGIC MONITOR MODULES, PULSE OXIMETRY |  | MODULESPO2-Masimo Corp-Set IntelliVue 2267 |  |  |  |  | MODULESPO2-Masimo Corp-Set IntelliVue 2267 | Masimo Corp | [7 empty] | Covered PM Repair - Biomedical | MHHS-Cypress
NO | NO | [5 empty] | Masimo Corp. | 2267 SET INTELLIVUE MODULE |  | B21812 | MEMORIAL CITY - MHT - NICU | MHHS-Mem City | [5 empty] | West & Memorial City |  | MEMORIAL CITY - MHT - NICU | [5 empty] | PHYSIOLOGIC MONITOR MODULES, PULSE OXIMETRY |  | MODULESPO2-Masimo Corp-Set IntelliVue 2267 |  |  |  |  | MODULESPO2-Masimo Corp-Set IntelliVue 2267 | Masimo Corp | [7 empty] | Not Covered Vendor Only - Biomedical | MHHS-Mem City
NO | NO |  |  |  | 013-35617 |  | Masimo Corp. | 2267 SET INTELLIVUE MODULE |  | DE037A1859 | SW - ER | MHHS-Southwest |  |  |  | 013-35617 |  | Southwest |  | SW - ER | [5 empty] | PHYSIOLOGIC MONITOR MODULES, PULSE OXIMETRY |  | MODULESPO2-Masimo Corp-Set IntelliVue 2267 |  |  |  |  | MODULESPO2-Masimo Corp-Set IntelliVue 2267 | Masimo Corp | [7 empty] | Covered PM Repair - Biomedical | MHHS-Southwest
NO | NO |  |  |  | 013-35619 |  | Masimo Corp. | 2267 SET INTELLIVUE MODULE |  | DE037A1883 | SW - ER | MHHS-Southwest |  |  |  | 013-35619 |  | Southwest |  | SW - ER | [5 empty] | PHYSIOLOGIC MONITOR MODULES, PULSE OXIMETRY |  | MODULESPO2-Masimo Corp-Set IntelliVue 2267 |  |  |  |  | MODULESPO2-Masimo Corp-Set IntelliVue 2267 | Masimo Corp | [7 empty] | Covered PM Repair - Biomedical | MHHS-Southwest
NO | NO |  |  |  | 013-35620 |  | Masimo Corp. | 2267 SET INTELLIVUE MODULE |  |  | SW - ER | MHHS-Southwest |  |  |  | 013-35620 |  | Southwest |  | SW - ER | [5 empty] | PHYSIOLOGIC MONITOR MODULES, PULSE OXIMETRY |  | MODULESPO2-Masimo Corp-Set IntelliVue 2267 |  |  |  |  | MODULESPO2-Masimo Corp-Set IntelliVue 2267 | Masimo Corp | [7 empty] | Covered PM Repair - Radiology, Low End | MHHS-Southwest
NO | NO |  |  |  | 013-35940 |  | Masimo Corp. | 2267 SET INTELLIVUE MODULE |  | DE037A1877 | SW - ER | MHHS-Southwest |  |  |  | 013-35940 |  | Southwest |  | SW - ER | [5 empty] | PHYSIOLOGIC MONITOR MODULES, PULSE OXIMETRY |  | MODULESPO2-Masimo Corp-Set IntelliVue 2267 |  |  |  |  | MODULESPO2-Masimo Corp-Set IntelliVue 2267 | Masimo Corp | [7 empty] | Covered PM Repair - Biomedical | MHHS-Southwest
NO | NO |  |  |  | 013-38456 |  | Masimo Corp. | 2267 SET INTELLIVUE MODULE |  | B525688 | SW - NICU | MHHS-Southwest |  |  |  | 013-38456 |  | Southwest |  | SW - NICU | [5 empty] | PHYSIOLOGIC MONITOR MODULES, PULSE OXIMETRY |  | MODULESPO2-Masimo Corp-Set IntelliVue 2267 |  |  |  |  | MODULESPO2-Masimo Corp-Set IntelliVue 2267 | Masimo Corp | [7 empty] | Covered PM Repair - Biomedical | MHHS-Southwest
NO | NO | [5 empty] | Masimo Corp. | 2267 SET INTELLIVUE MODULE |  | B29873 | TMC - CHILDRENS - CSC (9HP) | MHHS-TMC | [5 empty] | TMC |  | TMC - CHILDRENS - CSC (9HP) | [5 empty] | PHYSIOLOGIC MONITOR MODULES, PULSE OXIMETRY |  | MODULESPO2-Masimo Corp-Set IntelliVue 2267 |  |  |  |  | MODULESPO2-Masimo Corp-Set IntelliVue 2267 | Masimo Corp | [7 empty] | No Coverage Specified | MHHS-TMC
NO | NO |  |  |  | 077-07170 |  | Masimo Corp. | 2267 SET INTELLIVUE MODULE |  | B29940 | TMC - CHILDRENS - PICU (9HP) | MHHS-TMC |  |  |  | 077-07170 |  | TMC |  | TMC - CHILDRENS - PICU (9HP) | [5 empty] | PHYSIOLOGIC MONITOR MODULES, PULSE OXIMETRY |  | MODULESPO2-Masimo Corp-Set IntelliVue 2267 |  |  |  |  | MODULESPO2-Masimo Corp-Set IntelliVue 2267 | Masimo Corp | [7 empty] | Covered PM Repair - Biomedical | MHHS-TMC
NO | NO | [5 empty] | Masimo Corp. | 2267 SET INTELLIVUE MODULE |  | B29955 | TMC - CHILDRENS - PICU (9HP) | MHHS-TMC | [5 empty] | TMC |  | TMC - CHILDRENS - PICU (9HP) | [5 empty] | PHYSIOLOGIC MONITOR MODULES, PULSE OXIMETRY |  | MODULESPO2-Masimo Corp-Set IntelliVue 2267 |  |  |  |  | MODULESPO2-Masimo Corp-Set IntelliVue 2267 | Masimo Corp | [7 empty] | Covered PM Repair - Biomedical | MHHS-TMC
NO | NO | [5 empty] | Masimo Corp. | 2267 SET INTELLIVUE MODULE |  | B29887 | TMC - CHILDRENS - PICU (9HP) | MHHS-TMC | [5 empty] | TMC |  | TMC - CHILDRENS - PICU (9HP) | [5 empty] | PHYSIOLOGIC MONITOR MODULES, PULSE OXIMETRY |  | MODULESPO2-Masimo Corp-Set IntelliVue 2267 |  |  |  |  | MODULESPO2-Masimo Corp-Set IntelliVue 2267 | Masimo Corp | [7 empty] | Covered PM Repair - Biomedical | MHHS-TMC
NO | NO | [5 empty] | Masimo Corp. | 2267 SET INTELLIVUE MODULE |  | B29951 | TMC - CHILDRENS - PICU (9HP) | MHHS-TMC | [5 empty] | TMC |  | TMC - CHILDRENS - PICU (9HP) | [5 empty] | PHYSIOLOGIC MONITOR MODULES, PULSE OXIMETRY |  | MODULESPO2-Masimo Corp-Set IntelliVue 2267 |  |  |  |  | MODULESPO2-Masimo Corp-Set IntelliVue 2267 | Masimo Corp | [7 empty] | Covered PM Repair - Biomedical | MHHS-TMC
NO | NO | [5 empty] | Masimo Corp. | 2267 SET INTELLIVUE MODULE |  | B29941 | TMC - CHILDRENS - PICU (9HP) | MHHS-TMC | [5 empty] | TMC |  | TMC - CHILDRENS - PICU (9HP) | [5 empty] | PHYSIOLOGIC MONITOR MODULES, PULSE OXIMETRY |  | MODULESPO2-Masimo Corp-Set IntelliVue 2267 |  |  |  |  | MODULESPO2-Masimo Corp-Set IntelliVue 2267 | Masimo Corp | [7 empty] | Covered PM Repair - Biomedical | MHHS-TMC
NO | NO | [5 empty] | Masimo Corp. | 2267 SET INTELLIVUE MODULE |  | B29960 | TMC - CHILDRENS - PICU (9HP) | MHHS-TMC | [5 empty] | TMC |  | TMC - CHILDRENS - PICU (9HP) | [5 empty] | PHYSIOLOGIC MONITOR MODULES, PULSE OXIMETRY |  | MODULESPO2-Masimo Corp-Set IntelliVue 2267 |  |  |  |  | MODULESPO2-Masimo Corp-Set IntelliVue 2267 | Masimo Corp | [7 empty] | Covered PM Repair - Biomedical | MHHS-TMC
NO | NO | [5 empty] | Masimo Corp. | 2267 SET INTELLIVUE MODULE |  | B29852 | TMC - CHILDRENS - PICU (9HP) | MHHS-TMC | [5 empty] | TMC |  | TMC - CHILDRENS - PICU (9HP) | [5 empty] | PHYSIOLOGIC MONITOR MODULES, PULSE OXIMETRY |  | MODULESPO2-Masimo Corp-Set IntelliVue 2267 |  |  |  |  | MODULESPO2-Masimo Corp-Set IntelliVue 2267 | Masimo Corp | [7 empty] | Covered PM Repair - Biomedical | MHHS-TMC
NO | NO | [5 empty] | Masimo Corp. | 2267 SET INTELLIVUE MODULE |  | B29969 | TMC - CHILDRENS - PICU (9HP) | MHHS-TMC | [5 empty] | TMC |  | TMC - CHILDRENS - PICU (9HP) | [5 empty] | PHYSIOLOGIC MONITOR MODULES, PULSE OXIMETRY |  | MODULESPO2-Masimo Corp-Set IntelliVue 2267 |  |  |  |  | MODULESPO2-Masimo Corp-Set IntelliVue 2267 | Masimo Corp | [7 empty] | Not Covered Vendor Only - Biomedical | MHHS-TMC
NO | NO | [5 empty] | Masimo Corp. | 2267 SET INTELLIVUE MODULE |  | B29886 | TMC - CHILDRENS - PICU (9HP) | MHHS-TMC | [5 empty] | TMC |  | TMC - CHILDRENS - PICU (9HP) | [5 empty] | PHYSIOLOGIC MONITOR MODULES, PULSE OXIMETRY |  | MODULESPO2-Masimo Corp-Set IntelliVue 2267 |  |  |  |  | MODULESPO2-Masimo Corp-Set IntelliVue 2267 | Masimo Corp | [7 empty] | Not Covered Vendor Only - Biomedical | MHHS-TMC
NO | NO | [5 empty] | Masimo Corp. | 2267 SET INTELLIVUE MODULE |  | B29954 | TMC - CHILDRENS - PICU (9HP) | MHHS-TMC | [5 empty] | TMC |  | TMC - CHILDRENS - PICU (9HP) | [5 empty] | PHYSIOLOGIC MONITOR MODULES, PULSE OXIMETRY |  | MODULESPO2-Masimo Corp-Set IntelliVue 2267 |  |  |  |  | MODULESPO2-Masimo Corp-Set IntelliVue 2267 | Masimo Corp | [7 empty] | Covered PM Repair - Biomedical | MHHS-TMC
NO | NO | [5 empty] | Masimo Corp. | 2267 SET INTELLIVUE MODULE |  | B29988 | TMC - CHILDRENS - PICU (9HP) | MHHS-TMC | [5 empty] | TMC |  | TMC - CHILDRENS - PICU (9HP) | [5 empty] | PHYSIOLOGIC MONITOR MODULES, PULSE OXIMETRY |  | MODULESPO2-Masimo Corp-Set IntelliVue 2267 |  |  |  |  | MODULESPO2-Masimo Corp-Set IntelliVue 2267 | Masimo Corp | [7 empty] | Covered PM Repair - Biomedical | MHHS-TMC
NO | NO | [5 empty] | Masimo Corp. | 2267 SET INTELLIVUE MODULE |  | B29956 | TMC - CHILDRENS - PICU (9HP) | MHHS-TMC | [5 empty] | TMC |  | TMC - CHILDRENS - PICU (9HP) | [5 empty] | PHYSIOLOGIC MONITOR MODULES, PULSE OXIMETRY |  | MODULESPO2-Masimo Corp-Set IntelliVue 2267 |  |  |  |  | MODULESPO2-Masimo Corp-Set IntelliVue 2267 | Masimo Corp | [7 empty] | Not Covered Vendor Only - Biomedical | MHHS-TMC
NO | NO | [5 empty] | Masimo Corp. | 2267 SET INTELLIVUE MODULE |  | B29853 | TMC - CHILDRENS - PICU (9HP) | MHHS-TMC | [5 empty] | TMC |  | TMC - CHILDRENS - PICU (9HP) | [5 empty] | PHYSIOLOGIC MONITOR MODULES, PULSE OXIMETRY |  | MODULESPO2-Masimo Corp-Set IntelliVue 2267 |  |  |  |  | MODULESPO2-Masimo Corp-Set IntelliVue 2267 | Masimo Corp | [7 empty] | Not Covered Vendor Only - Biomedical | MHHS-TMC
NO | NO | [5 empty] | Masimo Corp. | 2267 SET INTELLIVUE MODULE |  | B29958 | TMC - CHILDRENS - PICU (9HP) | MHHS-TMC | [5 empty] | TMC |  | TMC - CHILDRENS - PICU (9HP) | [5 empty] | PHYSIOLOGIC MONITOR MODULES, PULSE OXIMETRY |  | MODULESPO2-Masimo Corp-Set IntelliVue 2267 |  |  |  |  | MODULESPO2-Masimo Corp-Set IntelliVue 2267 | Masimo Corp | [7 empty] | Not Covered Vendor Only - Biomedical | MHHS-TMC
NO | NO | [5 empty] | Masimo Corp. | 2267 SET INTELLIVUE MODULE |  | B29869 | TMC - CHILDRENS - PICU (9HP) | MHHS-TMC | [5 empty] | TMC |  | TMC - CHILDRENS - PICU (9HP) | [5 empty] | PHYSIOLOGIC MONITOR MODULES, PULSE OXIMETRY |  | MODULESPO2-Masimo Corp-Set IntelliVue 2267 |  |  |  |  | MODULESPO2-Masimo Corp-Set IntelliVue 2267 | Masimo Corp | [7 empty] | Not Covered Vendor Only - Biomedical | MHHS-TMC
NO | NO | [5 empty] | Masimo Corp. | 2267 SET INTELLIVUE MODULE |  | B29949 | TMC - CHILDRENS - PICU (9HP) | MHHS-TMC | [5 empty] | TMC |  | TMC - CHILDRENS - PICU (9HP) | [5 empty] | PHYSIOLOGIC MONITOR MODULES, PULSE OXIMETRY |  | MODULESPO2-Masimo Corp-Set IntelliVue 2267 |  |  |  |  | MODULESPO2-Masimo Corp-Set IntelliVue 2267 | Masimo Corp | [7 empty] | Not Covered Vendor Only - Biomedical | MHHS-TMC
NO | NO |  |  |  | 241-03142 |  | Masimo Corp. | EMMA |  |  | TIRR - RESPIRATORY | MHHS-TIRR |  | Monitor, End Tidal CO2 |  | 241-03142 |  | TMC |  | TIRR - RESPIRATORY | [5 empty] | MONITORS, BEDSIDE, RESPIRATION, EXHALED CARBON DIO |  | MONITORENDTIDALCO2-Masimo Corp-EMMA | MONITORENDTIDALCO2 | EMMA |  |  |  | Masimo Corp | Monitor, End Tidal CO2 |  | MONITORENDTIDALCO2-Masimo Corp-EMMA |  |  |  |  | Covered PM Repair - Biomedical | MHHS-TIRR
NO | YES |  |  |  | 013-36434 | 013-36434 | Masimo Corp. | IPX1 |  |  | SW-Endoscopy | MHHS-Southwest |  | Oximeter, Pulse |  | 013-36434 | 013-36434 | Memorial Hermann Hospital - Southwest | MHHS-Southwest | SW-Endoscopy | Endoscopy - GI Lab | 9/1/19 |  |  |  | OXIMETERS, PULSE | Oximeter, Pulse | OXIMETERPULSE-Masimo Corp-IPX1 | OXIMETERPULSE | IPX1 |  |  |  | Masimo Corp | Oximeter, Pulse |  | OXIMETERPULSE-Masimo Corp-IPX1 |  |  |  | OP-A | Covered PM Repair - Biomedical | MHHS-Southwest | [8 empty] | OXIMETERPULSE | Oximeter, Pulse | Masimo Corp
NO | NO |  |  |  | L-077-09956 |  | Masimo Corp. | M-NSAT |  |  | TMC - OR - ANESTHESIA (2HP) | MHHS-TMC |  | Module, SPO2 |  | L-077-09956 |  | TMC |  | TMC - OR - ANESTHESIA (2HP) | [5 empty] | PHYSIOLOGIC MONITOR MODULES, PULSE OXIMETRY |  | MODULESPO2-Datex-Ohmeda-M-NSAT | MODULESPO2 | M-NSAT |  |  |  | Datex-Ohmeda | Module, SPO2 |  |  | MODULESPO2-Datex-Ohmeda-M-NSAT |  |  |  | Covered PM Repair - Biomedical | MHHS-TMC
NO | YES |  |  |  | 041-34948 | 041-34948 | Masimo Corp. | M3001A |  | DE6520JBGT | Katy-OR | MHHS-Katy |  | Module, Multi-Parameter |  | 041-34948 | 041-34948 | Katy | MHHS-Katy | Katy-OR | Biomed shop |  |  |  |  | PHYSIOLOGIC MONITOR MODULES, MULTIPARAMETER | Module, Multi-Parameter | MODULEMULTIPARAMETER-Philips-M3001A | MODULEMULTIPARAMETER | M3001A |  |  |  | Philips | Module, Multi-Parameter |  |  | MODULEMULTIPARAMETER-Philips-M3001A |  |  | MMP-A | Not Covered Vendor Only - Biomedical | MHHS-Katy | [8 empty] | MODULEMULTIPARAMETER | Module, Multi-Parameter | Philips
NO | YES |  |  |  | 041-34924 | 041-34924 | Masimo Corp. | M3001A |  | DE6520JBJY | MEMORIAL CITY - DIGESTIVE DISEASE CENTER | MHHS-Mem City |  | Module, Multi-Parameter |  | 041-34924 | 041-34924 | West | Endoscopy | MEMORIAL CITY - DIGESTIVE DISEASE CENTER | Procedure room 3 |  |  |  |  | PHYSIOLOGIC MONITOR MODULES, MULTIPARAMETER |  | MODULEMULTIPARAMETER-Philips-M3001A | MODULEMULTIPARAMETER | M3001A |  |  |  | Philips | Module, Multi-Parameter |  |  | MODULEMULTIPARAMETER-Philips-M3001A |  |  |  | Covered PM Repair - Respiratory/Steriliz | MHHS-Mem City
NO | YES |  |  |  | 041-34926 | 041-34926 | Masimo Corp. | M3001A |  | DE6520JBLK | Memorial City-Labor & Delivery | MHHS-Mem City |  | Module, Multi-Parameter |  | 041-34926 | 041-34926 | West | MHHS-Mem City | Memorial City-Labor & Delivery | O.R.1 |  |  |  |  | PHYSIOLOGIC MONITOR MODULES, MULTIPARAMETER |  | MODULEMULTIPARAMETER-Philips-M3001A | MODULEMULTIPARAMETER | M3001A |  |  |  | Philips | Module, Multi-Parameter |  |  | MODULEMULTIPARAMETER-Philips-M3001A | 6/1/19 |  |  | Covered PM Repair - Respiratory/Steriliz | MHHS-Mem City
NO | YES |  |  |  | 041-34965 | 041-34965 | Masimo Corp. | M3001A |  | DE6520JBGK | MEMORIAL CITY - MOR RECOVERY | MHHS-Mem City |  | Module, Multi-Parameter |  | 041-34965 | 041-34965 | West | Memorial Hermann Memorial City Medical Center | MEMORIAL CITY - MOR RECOVERY | MEMORIAL CITY - MOR RECOVER |  |  |  |  | PHYSIOLOGIC MONITOR MODULES, MULTIPARAMETER |  | MODULEMULTIPARAMETER-Philips-M3001A | MODULEMULTIPARAMETER | M3001A |  |  |  | Philips | Module, Multi-Parameter |  |  | MODULEMULTIPARAMETER-Philips-M3001A |  |  |  | Covered PM Repair - Respiratory/Steriliz | MHHS-Mem City
NO | YES | Serial Number DE6520JBLM |  |  | 041-34966 | 041-34966 | Masimo Corp. | M3001A |  | DE6520JBLM | MEMORIAL CITY - MOR RECOVERY | MHHS-Mem City |  | Module, Multi-Parameter |  | 041-34966 | 041-34966 | West | Memorial City | MEMORIAL CITY - MOR RECOVERY | O.R.2 L |  |  |  |  | PHYSIOLOGIC MONITOR MODULES, MULTIPARAMETER |  | MODULEMULTIPARAMETER-Philips-M3001A | MODULEMULTIPARAMETER | M3001A |  |  |  | Philips | Module, Multi-Parameter |  |  | MODULEMULTIPARAMETER-Philips-M3001A | 11/2/19 |  |  | Covered PM Repair - Biomedical | MHHS-Mem City
NO | YES |  |  |  | 041-34971 | 041-34971 | Masimo Corp. | M3001A |  | DE6520JBM5 | MEMORIAL CITY - MOR RECOVERY | MHHS-Mem City |  | Module, Multi-Parameter |  | 041-34971 | 041-34971 | West | Memorial Hermann Memorial City Medical Center | MEMORIAL CITY - MOR RECOVERY | Biomed lab |  |  |  |  | PHYSIOLOGIC MONITOR MODULES, MULTIPARAMETER |  | MODULEMULTIPARAMETER-Philips-M3001A | MODULEMULTIPARAMETER | M3001A |  |  |  | Philips | Module, Multi-Parameter |  |  | MODULEMULTIPARAMETER-Philips-M3001A |  |  |  | Covered PM Repair - Biomedical | MHHS-Mem City
NO | YES |  |  |  | 041-34972 | 041-34972 | Masimo Corp. | M3001A |  | DE6520JBH0 | MEMORIAL CITY - MOR RECOVERY | MHHS-Mem City |  | Module, Multi-Parameter |  | 041-34972 | 041-34972 | West | Memorial Hermann Memorial City Medical Center | MEMORIAL CITY - MOR RECOVERY | Biomed lab |  |  |  |  | PHYSIOLOGIC MONITOR MODULES, MULTIPARAMETER |  | MODULEMULTIPARAMETER-Philips-M3001A | MODULEMULTIPARAMETER | M3001A |  |  |  | Philips | Module, Multi-Parameter |  |  | MODULEMULTIPARAMETER-Philips-M3001A |  |  |  | Covered PM Repair - Biomedical | MHHS-Mem City
NO | YES |  |  |  | 041-34974 | 041-34974 | Masimo Corp. | M3001A |  | DE6520JBHA | MEMORIAL CITY - MHT - NICU | MHHS-Mem City |  | Module, Multi-Parameter |  | 041-34974 | 041-34974 | West | West | MEMORIAL CITY - MHT - NICU | MH4:117 Room4M20 |  |  |  |  | PHYSIOLOGIC MONITOR MODULES, MULTIPARAMETER |  | MODULEMULTIPARAMETER-Philips-M3001A | MODULEMULTIPARAMETER | M3001A |  |  |  | Philips | Module, Multi-Parameter |  |  | MODULEMULTIPARAMETER-Philips-M3001A |  |  |  | Covered PM Repair - Biomedical | MHHS-Mem City
NO | YES |  |  |  | 041-34976 | 041-34976 | Masimo Corp. | M3001A |  | DE6520JBLZ | Memorial City-Labor & Delivery | MHHS-Mem City |  | Module, Multi-Parameter |  | 041-34976 | 041-34976 | West | MHHS-Mem City | Memorial City-Labor & Delivery | Recovery |  |  |  |  | PHYSIOLOGIC MONITOR MODULES, MULTIPARAMETER |  | MODULEMULTIPARAMETER-Philips-M3001A | MODULEMULTIPARAMETER | M3001A |  |  |  | Philips | Module, Multi-Parameter |  |  | MODULEMULTIPARAMETER-Philips-M3001A | 5/1/20 |  |  | Not Covered Vendor Only - Biomedical | MHHS-Mem City
NO | YES |  |  |  | 041-34953 | 041-34953 | Masimo Corp. | M3001A |  | DE6520JBL4 | Memorial City OR Recovery | MHHS-Mem City |  | Module, Multi-Parameter |  | 041-34953 | 041-34953 | West | Memorial Hermann Memorial City Medical Center | Memorial City OR Recovery | Memorial City - OR Recovery Bay 3 |  |  |  |  | PHYSIOLOGIC MONITOR MODULES, MULTIPARAMETER |  | MODULEMULTIPARAMETER-Philips-M3001A | MODULEMULTIPARAMETER | M3001A |  |  |  | Philips | Module, Multi-Parameter |  |  | MODULEMULTIPARAMETER-Philips-M3001A |  |  |  | Covered PM Repair - Biomedical | MHHS-Mem City
NO | YES |  |  |  | 041-34954 | 041-34954 | Masimo Corp. | M3001A |  | DE6520JBGP | Biomed | MHHS-Mem City |  | Module, Multi-Parameter |  | 041-34954 | 041-34954 | West | Memorial Hermann Memorial City Medical Center | Biomed | Biomed lab |  |  |  |  | PHYSIOLOGIC MONITOR MODULES, MULTIPARAMETER |  | MODULEMULTIPARAMETER-Philips-M3001A | MODULEMULTIPARAMETER | M3001A |  |  |  | Philips | Module, Multi-Parameter |  |  | MODULEMULTIPARAMETER-Philips-M3001A |  |  |  | Covered PM Repair - Biomedical | MHHS-Mem City
NO | YES |  |  |  | 041-34967 | 041-34967 | Masimo Corp. | M3001A |  | DE6520JBGY | MEMORIAL CITY - LDR - OR | MHHS-Mem City |  | Module, Multi-Parameter |  | 041-34967 | 041-34967 | West | Memorial City | MEMORIAL CITY - LDR - OR | O.R4 |  |  |  |  | PHYSIOLOGIC MONITOR MODULES, MULTIPARAMETER |  | MODULEMULTIPARAMETER-Philips-M3001A | MODULEMULTIPARAMETER | M3001A |  |  |  | Philips | Module, Multi-Parameter |  |  | MODULEMULTIPARAMETER-Philips-M3001A | 2/22/17 |  |  | Covered PM Repair - Biomedical | MHHS-Mem City
NO | YES |  |  |  | 041-34969 | 041-34969 | Masimo Corp. | M3001A |  | DE6520JBLJ |  | MHHS-Mem City |  | Module, Multi-Parameter |  | 041-34969 | 041-34969 | West | Women?s Memorial Hermann Memorial City Hospital |  | Memorial City - Labor |  |  |  |  | PHYSIOLOGIC MONITOR MODULES, MULTIPARAMETER |  | MODULEMULTIPARAMETER-Philips-M3001A | MODULEMULTIPARAMETER | M3001A |  |  |  | Philips | Module, Multi-Parameter |  |  | MODULEMULTIPARAMETER-Philips-M3001A | 2/22/17 |  |  | Covered PM Repair - Biomedical | MHHS-Mem City
NO | YES |  |  |  | 041-34978 | 041-34978 | Masimo Corp. | M3001A |  | DE6520JBLI | MEMORIAL CITY - MOR | MHHS-Mem City |  | Module, Multi-Parameter |  | 041-34978 | 041-34978 | West | Memorial City - Memorial Hermann Hospital | MEMORIAL CITY - MOR | E2 321 Surgery Rm 6 |  |  |  |  | PHYSIOLOGIC MONITOR MODULES, MULTIPARAMETER |  | MODULEMULTIPARAMETER-Philips-M3001A | MODULEMULTIPARAMETER | M3001A |  |  |  | Philips | Module, Multi-Parameter |  |  | MODULEMULTIPARAMETER-Philips-M3001A |  |  |  | Covered PM Repair - Biomedical | MHHS-Mem City
NO | YES |  |  |  | 041-34982 | 041-34982 | Masimo Corp. | M3001A |  | DE6520JBLO | MEMORIAL CITY MOR | MHHS-Mem City |  | Module, Multi-Parameter |  | 041-34982 | 041-34982 | West | Memorial Hermann Memorial City Medical Center | MEMORIAL CITY MOR | MEMORIAL CITY MOR |  |  |  |  | PHYSIOLOGIC MONITOR MODULES, MULTIPARAMETER |  | MODULEMULTIPARAMETER-Philips-M3001A | MODULEMULTIPARAMETER | M3001A |  |  |  | Philips | Module, Multi-Parameter |  |  | MODULEMULTIPARAMETER-Philips-M3001A |  |  |  | Covered PM Repair - Biomedical | MHHS-Mem City
NO | YES |  |  |  | 005-10409 | 005-10409 | Masimo Corp. | M3001A |  | DE5220EPZP | SE-Emergency Center | MHHS-Southeast |  | Module, Multi-Parameter |  | 005-10409 | 005-10409 | Southeast | MHHS-Southeast | SE-Emergency Center |  | 12/1/19 |  |  |  | PHYSIOLOGIC MONITOR MODULES, MULTIPARAMETER |  | MODULEMULTIPARAMETER-Philips-M3001A | MODULEMULTIPARAMETER | M3001A |  |  |  | Philips | Module, Multi-Parameter |  |  | MODULEMULTIPARAMETER-Philips-M3001A | 12/18/18 |  |  | Covered PM Repair - Biomedical | MHHS-Southeast
NO | YES |  |  |  | 005-10539 | 005-10539 | Masimo Corp. | M3001A |  | DE5220EWT5 | SE-OR-PACU | MHHS-Southeast |  | Module, Multi-Parameter |  | 005-10539 | 005-10539 | Southeast | MHHS-Southeast | SE-OR-PACU | PACU | 12/1/19 |  | 12/1/20 |  | PHYSIOLOGIC MONITOR MODULES, MULTIPARAMETER |  | MODULEMULTIPARAMETER-Philips-M3001A | MODULEMULTIPARAMETER | M3001A |  |  |  | Philips | Module, Multi-Parameter |  |  | MODULEMULTIPARAMETER-Philips-M3001A |  |  |  | Covered PM Repair - Biomedical | MHHS-Southeast
NO | YES |  |  |  | 005-10544 | 005-10544 | Masimo Corp. | M3001A |  | DE5220EWT1 | SE-OR | MHHS-Southeast |  | Module, Multi-Parameter |  | 005-10544 | 005-10544 | Southeast | MHHS-Southeast | SE-OR | OR4 | 10/1/19 |  | 10/1/20 |  | PHYSIOLOGIC MONITOR MODULES, MULTIPARAMETER |  | MODULEMULTIPARAMETER-Philips-M3001A | MODULEMULTIPARAMETER | M3001A |  |  |  | Philips | Module, Multi-Parameter |  |  | MODULEMULTIPARAMETER-Philips-M3001A |  |  |  | Covered PM Repair - Biomedical | MHHS-Southeast
NO | YES | [5 empty] | Masimo Corp. | M3001A |  | DE9070B2PW | TMC-Children's-CSC (9Hp) | MHHS-TMC |  | Module, Multi-Parameter |  |  |  | TMC | MHHS-TMC | TMC-Children's-CSC (9Hp) |  | 4/3/19 |  |  |  | PHYSIOLOGIC MONITOR MODULES, MULTIPARAMETER |  | MODULEMULTIPARAMETER-Philips-M3001A | MODULEMULTIPARAMETER | M3001A |  |  |  | Philips | Module, Multi-Parameter |  |  | MODULEMULTIPARAMETER-Philips-M3001A |  | Verified 3/30/2020 4:07pm (Central) |  | Covered PM Repair - Biomedical | MHHS-TMC
NO | YES |  |  |  | 077-06735 | 077-06735 | Masimo Corp. | M3001A |  | DE522OEWKM | TMC-Children's-RCW (8Hp) | MHHS-TMC |  | Module, Multi-Parameter |  | 077-06735 | 077-06735 | TMC | MHHS-TMC | TMC-Children's-RCW (8Hp) |  | 1/11/19 |  |  |  | PHYSIOLOGIC MONITOR MODULES, MULTIPARAMETER |  | MODULEMULTIPARAMETER-Philips-M3001A | MODULEMULTIPARAMETER | M3001A |  |  |  | Philips | Module, Multi-Parameter |  |  | MODULEMULTIPARAMETER-Philips-M3001A | 7/1/17 | Verified 3/30/2020 4:07pm (Central) |  | Covered PM Repair - Biomedical | MHHS-TMC
NO | YES |  |  |  | 077-08216 | 077-08216 | Masimo Corp. | M3001A |  | DE907V5281 | TMC-Children's-RCW (8Hp) | MHHS-TMC |  | Module, Multi-Parameter |  | 077-08216 | 077-08216 | TMC | MHHS-TMC | TMC-Children's-RCW (8Hp) |  | 1/14/19 |  |  |  | PHYSIOLOGIC MONITOR MODULES, MULTIPARAMETER |  | MODULEMULTIPARAMETER-Philips-M3001A | MODULEMULTIPARAMETER | M3001A |  |  |  | Philips | Module, Multi-Parameter |  |  | MODULEMULTIPARAMETER-Philips-M3001A | 7/13/17 | Verified 3/30/2020 4:07pm (Central) |  | Covered PM Repair - Biomedical | MHHS-TMC
YES | YES |  |  |  | 005-34551 | 005-34551 | Masimo Corp. | M3001A |  | 6520jcuy | SE - OR - PACU |  |  |  |  | 005-34551 | 005-34551 | Southeast | Memorial Hermann Southeast Hospital | SE - OR - PACU | PACU | 11/1/19 |  | 11/1/20 |  |  |  | MODULEMULTIPARAMETER-Philips-M3001A
YES | YES |  |  |  | 005-34524 | 005-34524 | Masimo Corp. | M3001A |  | 6520jcv4 | SE - OR - PACU |  |  |  |  | 005-34524 | 005-34524 | Southeast | Memorial Hermann Southeast Hospital | SE - OR - PACU | OR - PACU | [6 empty] | MODULEMULTIPARAMETER-Philips-M3001A
NO | NO |  |  |  | 041-34973 |  | Masimo Corp. | M3001A |  | DE6520JBLP | MEMORIAL CITY - MOR RECOVERY | MHHS-Mem City |  | Module, Multi-Parameter |  | 041-34973 |  | West & Memorial City |  | MEMORIAL CITY - MOR RECOVERY | [5 empty] | PHYSIOLOGIC MONITOR MODULES, MULTIPARAMETER |  | MODULEMULTIPARAMETER-Philips-M3001A | MODULEMULTIPARAMETER | M3001A |  |  |  | Philips | Module, Multi-Parameter |  |  | MODULEMULTIPARAMETER-Philips-M3001A |  |  |  | Covered PM Repair - Biomedical | MHHS-Mem City
NO | NO |  |  |  | 041-34975 |  | Masimo Corp. | M3001A |  | DE6520JBLL | MEMORIAL CITY - MOR RECOVERY | MHHS-Mem City |  | Module, Multi-Parameter |  | 041-34975 |  | West & Memorial City |  | MEMORIAL CITY - MOR RECOVERY | [5 empty] | PHYSIOLOGIC MONITOR MODULES, MULTIPARAMETER |  | MODULEMULTIPARAMETER-Philips-M3001A | MODULEMULTIPARAMETER | M3001A |  |  |  | Philips | Module, Multi-Parameter |  |  | MODULEMULTIPARAMETER-Philips-M3001A |  |  |  | Covered PM Repair - Biomedical | MHHS-Mem City
NO | NO |  |  |  | 041-34968 |  | Masimo Corp. | M3001A |  | DE6520JBH6 | MEMORIAL CITY - OUTPATIENT SURGERY | MHHS-Mem City |  | Module, Multi-Parameter |  | 041-34968 |  | West & Memorial City |  | MEMORIAL CITY - OUTPATIENT SURGERY | [5 empty] | PHYSIOLOGIC MONITOR MODULES, MULTIPARAMETER |  | MODULEMULTIPARAMETER-Philips-M3001A | MODULEMULTIPARAMETER | M3001A |  |  |  | Philips | Module, Multi-Parameter |  |  | MODULEMULTIPARAMETER-Philips-M3001A |  |  |  | Covered PM Repair - Biomedical | MHHS-Mem City
NO | NO |  |  |  | 041-34970 |  | Masimo Corp. | M3001A |  | DE6520JBLG | MEMORIAL CITY - OUTPATIENT SURGERY | MHHS-Mem City |  | Module, Multi-Parameter |  | 041-34970 |  | West & Memorial City |  | MEMORIAL CITY - OUTPATIENT SURGERY | [5 empty] | PHYSIOLOGIC MONITOR MODULES, MULTIPARAMETER |  | MODULEMULTIPARAMETER-Philips-M3001A | MODULEMULTIPARAMETER | M3001A |  |  |  | Philips | Module, Multi-Parameter |  |  | MODULEMULTIPARAMETER-Philips-M3001A |  |  |  | Covered PM Repair - Biomedical | MHHS-Mem City
NO | NO |  |  |  | 041-34977 |  | Masimo Corp. | M3001A |  | DE6520JBLF | MEMORIAL CITY - OUTPATIENT SURGERY | MHHS-Mem City |  | Module, Multi-Parameter |  | 041-34977 |  | West & Memorial City |  | MEMORIAL CITY - OUTPATIENT SURGERY | [5 empty] | PHYSIOLOGIC MONITOR MODULES, MULTIPARAMETER |  | MODULEMULTIPARAMETER-Philips-M3001A | MODULEMULTIPARAMETER | M3001A |  |  |  | Philips | Module, Multi-Parameter |  |  | MODULEMULTIPARAMETER-Philips-M3001A |  |  |  | Covered PM Repair - Biomedical | MHHS-Mem City
NO | NO |  |  |  | 041-34979 |  | Masimo Corp. | M3001A |  | DE6520JBM4 | MEMORIAL CITY - OUTPATIENT SURGERY | MHHS-Mem City |  | Module, Multi-Parameter |  | 041-34979 |  | West & Memorial City |  | MEMORIAL CITY - OUTPATIENT SURGERY | [5 empty] | PHYSIOLOGIC MONITOR MODULES, MULTIPARAMETER |  | MODULEMULTIPARAMETER-Philips-M3001A | MODULEMULTIPARAMETER | M3001A |  |  |  | Philips | Module, Multi-Parameter |  |  | MODULEMULTIPARAMETER-Philips-M3001A |  |  |  | Covered PM Repair - Biomedical | MHHS-Mem City
NO | NO |  |  |  | 005-10534 |  | Masimo Corp. | M3001A |  | DE5220EWT9 | SE - OR - ANESTHESIA | MHHS-Southeast |  | Module, Multi-Parameter |  | 005-10534 |  | Southeast & Bay Area |  | SE - OR - ANESTHESIA | [5 empty] | PHYSIOLOGIC MONITOR MODULES, MULTIPARAMETER |  | MODULEMULTIPARAMETER-Philips-M3001A | MODULEMULTIPARAMETER | M3001A |  |  |  | Philips | Module, Multi-Parameter |  |  | MODULEMULTIPARAMETER-Philips-M3001A |  |  |  | Covered PM Repair - Biomedical | MHHS-Southeast
NO | NO |  |  |  | 077-09387 |  | Masimo Corp. | M3001A |  | DE5220FCZN | TMC - CHILDRENS - CCN (10HP) | MHHS-TMC |  | Module, Multi-Parameter |  | 077-09387 |  | TMC |  | TMC - CHILDRENS - CCN (10HP) | [5 empty] | PHYSIOLOGIC MONITOR MODULES, MULTIPARAMETER |  | MODULEMULTIPARAMETER-Philips-M3001A | MODULEMULTIPARAMETER | M3001A |  |  |  | Philips | Module, Multi-Parameter |  |  | MODULEMULTIPARAMETER-Philips-M3001A |  |  |  | Covered PM Repair - Biomedical | MHHS-TMC
NO | NO | [5 empty] | Masimo Corp. | M3001A |  | DE9070B2PU | TMC - CHILDRENS - CSC (9HP) | MHHS-TMC |  | Module, Multi-Parameter |  |  |  | TMC |  | TMC - CHILDRENS - CSC (9HP) | [5 empty] | PHYSIOLOGIC MONITOR MODULES, MULTIPARAMETER |  | MODULEMULTIPARAMETER-Philips-M3001A | MODULEMULTIPARAMETER | M3001A |  |  |  | Philips | Module, Multi-Parameter |  |  | MODULEMULTIPARAMETER-Philips-M3001A |  |  |  | Covered PM Repair - Radiology, Low End | MHHS-TMC
NO | NO |  |  |  | 241-04522 |  | Masimo Corp. | MIGHTYSAT RX |  |  | TIRR - KIRBY GLENN | MHHS-TIRR |  |  |  | 241-04522 |  | TMC |  | TIRR - KIRBY GLENN | [5 empty] | OXIMETERS, PULSE |  | .needs class | [5 empty] | Masimo Corp | [7 empty] | Clinical Miscellaneous | MHHS-TIRR
NO | NO |  |  |  | 241-04523 |  | Masimo Corp. | MIGHTYSAT RX |  |  | TIRR - KIRBY GLENN | MHHS-TIRR |  |  |  | 241-04523 |  | TMC |  | TIRR - KIRBY GLENN | [5 empty] | OXIMETERS, PULSE |  | .needs class | [5 empty] | Masimo Corp | [7 empty] | Clinical Miscellaneous | MHHS-TIRR
NO | NO |  |  |  | 241-04524 |  | Masimo Corp. | MIGHTYSAT RX |  |  | TIRR - KIRBY GLENN | MHHS-TIRR |  |  |  | 241-04524 |  | TMC |  | TIRR - KIRBY GLENN | [5 empty] | OXIMETERS, PULSE |  | .needs class | [5 empty] | Masimo Corp | [7 empty] | Clinical Miscellaneous | MHHS-TIRR
NO | NO |  |  |  | 241-04525 |  | Masimo Corp. | MIGHTYSAT RX |  |  | TIRR - KIRBY GLENN | MHHS-TIRR |  |  |  | 241-04525 |  | TMC |  | TIRR - KIRBY GLENN | [5 empty] | OXIMETERS, PULSE |  | .needs class | [5 empty] | Masimo Corp | [7 empty] | Clinical Miscellaneous | MHHS-TIRR
NO | NO |  |  |  | 241-04526 |  | Masimo Corp. | MIGHTYSAT RX |  |  | TIRR - KIRBY GLENN | MHHS-TIRR |  |  |  | 241-04526 |  | TMC |  | TIRR - KIRBY GLENN | [5 empty] | OXIMETERS, PULSE |  | .needs class | [5 empty] | Masimo Corp | [7 empty] | Covered PM Repair - Biomedical | MHHS-TIRR
NO | NO |  |  |  | 005-11811 |  | Masimo Corp. | MX1 |  | T036597 | SE - LABOR & DELIVERY | MHHS-Southeast |  |  |  | 005-11811 |  | Southeast & Bay Area |  | SE - LABOR & DELIVERY | [5 empty] | OXIMETERS, PULSE |  | .needs class | [5 empty] | Masimo Corp | [7 empty] | Not Covered Vendor Only - Lab Ana/Anes | MHHS-Southeast
NO | YES |  |  |  | 041-15720 | 041-15720 | Masimo Corp. | RAD-1 |  | T041792 | MEMORIAL CITY - OUTPATIENT SURGERY RECOVERY | MHHS-Mem City |  |  |  | 041-15720 | 041-15720 | West | West memorial hospital - memorial herman hospital | MEMORIAL CITY - OUTPATIENT SURGERY RECOVERY | Central supply |  |  |  |  | OXIMETERS, PULSE |  | .needs class | [5 empty] | Masimo Corp | [7 empty] | Covered PM Repair - Biomedical | MHHS-Mem City
NO | YES |  |  |  | 041-15664 | 041-15664 | Masimo Corp. | RAD-1 |  | T041861 | MEMORIAL CITY - OUTPATIENT SURGERY RECOVERY | MHHS-Mem City |  |  |  | 041-15664 | 041-15664 | West | Memorial Hermann Memorial City Medical Center | MEMORIAL CITY - OUTPATIENT SURGERY RECOVERY | MH CS |  |  |  |  | OXIMETERS, PULSE |  | .needs class | [5 empty] | Masimo Corp | [7 empty] | Covered PM Repair - Biomedical | MHHS-Mem City
NO | YES |  |  |  | 041-15676 | 041-15676 | Masimo Corp. | RAD-1 |  | T042489 | MEMORIAL CITY - OUTPATIENT SURGERY RECOVERY | MHHS-Mem City |  |  |  | 041-15676 | 041-15676 | West | Memorial Hermann Memorial City Medical Center | MEMORIAL CITY - OUTPATIENT SURGERY RECOVERY | MH CS |  |  |  |  | OXIMETERS, PULSE |  | .needs class | [5 empty] | Masimo Corp | [7 empty] | Covered PM Repair - Biomedical | MHHS-Mem City
NO | YES | Serial Number T037594 |  |  |  | 041-15656 | Masimo Corp. | RAD-1 |  | T037594 | MEMORIAL CITY - OUTPATIENT SURGERY RECOVERY | MHHS-Mem City |  |  |  |  | 041-15656 | West | West memorial hospital - memorial herman hospital | MEMORIAL CITY - OUTPATIENT SURGERY RECOVERY | Central supply |  |  |  |  | OXIMETERS, PULSE |  | .needs class | [5 empty] | Masimo Corp | [7 empty] | Not Covered Vendor Only - Biomedical | MHHS-Mem City
NO | YES |  |  |  |  | 041-15794 | Masimo Corp. | RAD-1 |  | T037603 | MEMORIAL CITY - MED/SURG | MHHS-Mem City |  |  |  |  | 041-15794 | West | Memorial city | MEMORIAL CITY - MED/SURG | Memorial city med surge |  |  |  |  | OXIMETERS, PULSE |  | .needs class | [5 empty] | Masimo Corp | [7 empty] | Covered PM Repair - Biomedical | MHHS-Mem City
NO | NO | [5 empty] | Masimo Corp. | RAD-1 |  | T041872 | MEMORIAL CITY - MOR PREOP | MHHS-Mem City | [5 empty] | West & Memorial City |  | MEMORIAL CITY - MOR PREOP | [5 empty] | OXIMETERS, PULSE |  | .needs class | [5 empty] | Masimo Corp | [7 empty] | Covered PM Repair - Biomedical | MHHS-Mem City
NO | NO | [5 empty] | Masimo Corp. | RAD-1 |  | T041933 | MEMORIAL CITY - MOR PREOP | MHHS-Mem City | [5 empty] | West & Memorial City |  | MEMORIAL CITY - MOR PREOP | [5 empty] | OXIMETERS, PULSE |  | .needs class | [5 empty] | Masimo Corp | [7 empty] | Covered PM Repair - Biomedical | MHHS-Mem City
NO | YES |  |  |  | N58762 | 099-02096 | Masimo Corp. | RAD-5 |  | N58762 | Katy-Nursery | MHHS-Katy |  | Oximeter, Pulse |  | N58762 | 099-02096 | Katy | MHHS-Katy | Katy-Nursery | L |  | 2/1/20 |  | No pm | OXIMETERS, PULSE | Oximeter, Pulse | OXIMETERPULSE-Masimo Corp-RADICAL 5 | OXIMETERPULSE | RADICAL 5 |  |  |  | Masimo Corp | Oximeter, Pulse |  | OXIMETERPULSE-Masimo Corp-RADICAL 5 |  |  |  | OP-A | Covered PM Repair - Biomedical | MHHS-Katy | [8 empty] | OXIMETERPULSE | Oximeter, Pulse | Masimo Corp
NO | YES |  |  |  | N58624 | 099-03238 | Masimo Corp. | RAD-5 |  | N58624 | Katy-Labor & Delivery OR | MHHS-Katy |  | Oximeter, Pulse |  | N58624 | 099-03238 | Katy | MHHS-Katy | Katy-Labor & Delivery OR | L and d | 4/1/18 | 4/1/19 |  |  | OXIMETERS, PULSE | Oximeter, Pulse | OXIMETERPULSE-Masimo Corp-RADICAL 5 | OXIMETERPULSE | RADICAL 5 |  |  |  | Masimo Corp | Oximeter, Pulse |  | OXIMETERPULSE-Masimo Corp-RADICAL 5 |  |  |  | OP-A | Covered PM Repair - Biomedical | MHHS-Katy | [8 empty] | OXIMETERPULSE | Oximeter, Pulse | Masimo Corp
NO | YES |  |  |  | 133-09945 | 133-09945 | Masimo Corp. | RAD-5 |  | N15385 | KATY - NEW TOWER | MHHS-Katy |  | Oximeter, Pulse |  | 133-09945 | 133-09945 | Katy | Memorial Hermann Katy Hospital | KATY - NEW TOWER | 4th Floor Respiratory Workroom |  |  |  |  | OXIMETERS, PULSE | Oximeter, Pulse | OXIMETERPULSE-Masimo Corp-RADICAL 5 | OXIMETERPULSE | RADICAL 5 |  |  |  | Masimo Corp | Oximeter, Pulse |  | OXIMETERPULSE-Masimo Corp-RADICAL 5 |  |  |  | OP-A | Covered PM Repair - Biomedical | MHHS-Katy | [8 empty] | OXIMETERPULSE | Oximeter, Pulse | Masimo Corp
NO | YES | [5 empty] | Masimo Corp. | RAD-5 |  | N88413 | NE-Labor & Delivery | MHHS-Northeast |  | Oximeter, Pulse |  |  |  | Katy | MHHS-Northeast | NE-Labor & Delivery | Outside 2013 | 4/1/19 | 4/1/20 |  |  | OXIMETERS, PULSE | Oximeter, Pulse | OXIMETERPULSE-Masimo Corp-RADICAL 5 | OXIMETERPULSE | RADICAL 5 |  |  |  | Masimo Corp | Oximeter, Pulse |  | OXIMETERPULSE-Masimo Corp-RADICAL 5 |  |  |  | OP-A | Covered PM Repair - Biomedical | MHHS-Northeast | [8 empty] | OXIMETERPULSE | Oximeter, Pulse | Masimo Corp
NO | YES |  |  |  |  | 099-00638 | Masimo Corp. | RAD-5 |  | N88412 | NE-Labor & Delivery-Recovery | MHHS-Northeast |  | Oximeter, Pulse |  |  | 099-00638 | Katy | MHHS-Northeast | NE-Labor & Delivery-Recovery | Recovery Room | 4/1/19 | 4/1/20 |  |  | OXIMETERS, PULSE | Oximeter, Pulse | OXIMETERPULSE-Masimo Corp-RADICAL 5 | OXIMETERPULSE | RADICAL 5 |  |  |  | Masimo Corp | Oximeter, Pulse |  | OXIMETERPULSE-Masimo Corp-RADICAL 5 |  |  |  | OP-A | Covered PM Repair - Biomedical | MHHS-Northeast | [8 empty] | OXIMETERPULSE | Oximeter, Pulse | Masimo Corp
NO | YES |  |  |  |  | 099-00096 | Masimo Corp. | RAD-5 |  | N88298 | NE-Nursery | MHHS-Northeast |  | Oximeter, Pulse |  |  | 099-00096 | Katy | MHHS-Northeast | NE-Nursery | Nursery | 4/1/19 | 4/1/20 |  |  | OXIMETERS, PULSE | Oximeter, Pulse | OXIMETERPULSE-Masimo Corp-RADICAL 5 | OXIMETERPULSE | RADICAL 5 |  |  |  | Masimo Corp | Oximeter, Pulse |  | OXIMETERPULSE-Masimo Corp-RADICAL 5 |  |  |  | OP-A | Covered PM Repair - Biomedical | MHHS-Northeast | [8 empty] | OXIMETERPULSE | Oximeter, Pulse | Masimo Corp
NO | YES | [5 empty] | Masimo Corp. | RAD-5 |  | N88360 | NE-Labor & Delivery | MHHS-Northeast |  | Oximeter, Pulse |  |  |  | Katy | MHHS-Northeast | NE-Labor & Delivery | Outside 2013 | 4/1/19 | 4/1/20 |  |  | OXIMETERS, PULSE | Oximeter, Pulse | OXIMETERPULSE-Masimo Corp-RADICAL 5 | OXIMETERPULSE | RADICAL 5 |  |  |  | Masimo Corp | Oximeter, Pulse |  | OXIMETERPULSE-Masimo Corp-RADICAL 5 |  | 1/1/10 |  | OP-A | Covered PM Repair - Biomedical | MHHS-Northeast | [8 empty] | OXIMETERPULSE | Oximeter, Pulse | Masimo Corp
NO | YES |  |  |  |  | 099-02383 | Masimo Corp. | RAD-5 |  | N88384 | NE-Labor & Delivery | MHHS-Northeast |  | Oximeter, Pulse |  |  | 099-02383 | Katy | MHHS-Northeast | NE-Labor & Delivery |  | 4/1/19 | 4/1/20 |  |  | OXIMETERS, PULSE | Oximeter, Pulse | OXIMETERPULSE-Masimo Corp-RADICAL 5 | OXIMETERPULSE | RADICAL 5 |  |  |  | Masimo Corp | Oximeter, Pulse |  | OXIMETERPULSE-Masimo Corp-RADICAL 5 |  |  |  | OP-A | Covered PM Repair - Biomedical | MHHS-Northeast | [8 empty] | OXIMETERPULSE | Oximeter, Pulse | Masimo Corp
NO | YES |  |  |  | 142-01690 | 142-01690 | Masimo Corp. | RAD-5 |  | N15421 | SMR-(NE)-Ne Hospital | MHHS-SMR |  | Oximeter, Pulse |  | 142-01690 | 142-01690 | Katy | MHHS-Others | SMR-(NE)-Ne Hospital | Sports medicine | 8/1/18 | 8/1/19 |  |  | OXIMETERS, PULSE | Oximeter, Pulse | OXIMETERPULSE-Masimo Corp-RADICAL 5 | OXIMETERPULSE | RADICAL 5 |  |  |  | Masimo Corp | Oximeter, Pulse |  | OXIMETERPULSE-Masimo Corp-RADICAL 5 |  | 8/28/20 |  | OP-A | Not Covered Vendor Only - Biomedical | MHHS-SMR | [8 empty] | OXIMETERPULSE | Oximeter, Pulse | Masimo Corp
NO | YES |  |  |  | 005-34282 | 005-34282 | Masimo Corp. | RAD-5 |  | N186618 | SE-Unit 4B (Women'S Services) | MHHS-Southeast |  | Oximeter, Pulse |  | 005-34282 | 005-34282 | Southeast | MHHS-Southeast | SE-Unit 4B (Women'S Services) | Nurse station | 7/1/19 |  |  |  | OXIMETERS, PULSE |  | OXIMETERPULSE-Masimo Corp-RADICAL 5 | OXIMETERPULSE | RADICAL 5 |  |  |  | Masimo Corp | Oximeter, Pulse |  | OXIMETERPULSE-Masimo Corp-RADICAL 5 |  |  |  |  | Covered PM Repair - Biomedical | MHHS-Southeast
NO | YES |  |  |  | 241-02048 | 241-02048 | Masimo Corp. | RAD-5 |  | N133157 | TIRR-PCU 5 | MHHS-TIRR |  | Oximeter, Pulse |  | 241-02048 | 241-02048 | TMC | MHHS-Others | TIRR-PCU 5 | Nurses Station | 9/1/18 |  | 9/1/19 |  | OXIMETERS, PULSE | Oximeter, Pulse | OXIMETERPULSE-Masimo Corp-RADICAL 5 | OXIMETERPULSE | RADICAL 5 |  |  |  | Masimo Corp | Oximeter, Pulse |  | OXIMETERPULSE-Masimo Corp-RADICAL 5 |  |  |  | OP-A | Covered PM Repair - Biomedical | MHHS-TIRR | [8 empty] | OXIMETERPULSE | Oximeter, Pulse | Masimo Corp
NO | YES |  |  |  | 241-01818 | 241-01818 | Masimo Corp. | RAD-5 |  | N29744 | TIRR-Patient Care Unit 4-2414374 | MHHS-TIRR |  | Oximeter, Pulse |  | 241-01818 | 241-01818 | TMC | MHHS-Others | TIRR-Patient Care Unit 4-2414374 | TIRR - PCU 4 | 10/1/18 |  | 10/1/19 |  | OXIMETERS, PULSE | Oximeter, Pulse | OXIMETERPULSE-Masimo Corp-RADICAL 5 | OXIMETERPULSE | RADICAL 5 |  |  |  | Masimo Corp | Oximeter, Pulse |  | OXIMETERPULSE-Masimo Corp-RADICAL 5 |  |  |  | OP-A | Covered PM Repair - Biomedical | MHHS-TIRR | [8 empty] | OXIMETERPULSE | Oximeter, Pulse | Masimo Corp
NO | YES |  |  |  | 129-05923 | 129-05923 | Masimo Corp. | RAD-5 |  | N81671 | TIRR-Sugar Land | MHHS-TIRR |  | Oximeter, Pulse |  | 129-05923 | 129-05923 | Sugar Land | MHHS-Others | TIRR-Sugar Land | Gym Floor | 2/1/17 |  |  |  | OXIMETERS, PULSE | Oximeter, Pulse | OXIMETERPULSE-Masimo Corp-RADICAL 5 | OXIMETERPULSE | RADICAL 5 |  |  |  | Masimo Corp | Oximeter, Pulse |  | OXIMETERPULSE-Masimo Corp-RADICAL 5 |  |  |  | OP-A | Covered PM Repair - Biomedical | MHHS-TIRR | [8 empty] | OXIMETERPULSE | Oximeter, Pulse | Masimo Corp
NO | YES |  |  |  | 129-05924 | 129-05924 | Masimo Corp. | RAD-5 |  | N81712 | TIRR-Sugar Land | MHHS-TIRR |  | Oximeter, Pulse |  | 129-05924 | 129-05924 | Sugar Land | MHHS-Others | TIRR-Sugar Land | Gym Floor | 2/1/17 |  |  |  | OXIMETERS, PULSE | Oximeter, Pulse | OXIMETERPULSE-Masimo Corp-RADICAL 5 | OXIMETERPULSE | RADICAL 5 |  |  |  | Masimo Corp | Oximeter, Pulse |  | OXIMETERPULSE-Masimo Corp-RADICAL 5 |  |  |  | OP-A | Covered PM Repair - Biomedical | MHHS-TIRR | [8 empty] | OXIMETERPULSE | Oximeter, Pulse | Masimo Corp
NO | YES |  |  |  | 029-10313 | 029-10313 | Masimo Corp. | RAD-5 |  | N103228 | Woodlands-Birth Center | MHHS-Woodlands |  | Oximeter, Pulse |  | 029-10313 | 029-10313 | Woodlands | MHHS-Woodlands | Woodlands-Birth Center | OR 2 |  |  |  | Cracked at the top of the device | OXIMETERS, PULSE | Oximeter, Pulse | OXIMETERPULSE-Masimo Corp-RADICAL 5 | OXIMETERPULSE | RADICAL 5 |  |  |  | Masimo Corp | Oximeter, Pulse |  | OXIMETERPULSE-Masimo Corp-RADICAL 5 |  | 8/28/20 |  | OP-A | Not Covered Vendor Only - Biomedical | MHHS-Woodlands | [8 empty] | OXIMETERPULSE | Oximeter, Pulse | Masimo Corp
NO | YES |  |  |  | 029-08395 | 029-08395 | Masimo Corp. | RAD-5 |  | N48075 | Woodlands-Cardiopulmonary | MHHS-Woodlands |  | Oximeter, Pulse |  | 029-08395 | 029-08395 | Woodlands | MHHS-Woodlands | Woodlands-Cardiopulmonary | Cardiac Rehab | 12/1/19 |  | 12/1/20 |  | OXIMETERS, PULSE | Oximeter, Pulse | OXIMETERPULSE-Masimo Corp-RADICAL 5 | OXIMETERPULSE | RADICAL 5 |  |  |  | Masimo Corp | Oximeter, Pulse |  | OXIMETERPULSE-Masimo Corp-RADICAL 5 |  | 8/28/20 |  | OP-A | Not Covered Vendor Only - Biomedical | MHHS-Woodlands | [8 empty] | OXIMETERPULSE | Oximeter, Pulse | Masimo Corp
NO | YES |  |  |  | 029-06238 | 029-06238 | Masimo Corp. | RAD-5 |  |  | Woodlands-Respiratory | MHHS-Woodlands |  | Oximeter, Pulse |  | 029-06238 | 029-06238 | Woodlands | MHHS-Woodlands | Woodlands-Respiratory | Respiratory | 2/1/18 |  | 2/1/19 |  | OXIMETERS, PULSE | Oximeter, Pulse | OXIMETERPULSE-Masimo Corp-RADICAL 5 | OXIMETERPULSE | RADICAL 5 |  |  |  | Masimo Corp | Oximeter, Pulse |  | OXIMETERPULSE-Masimo Corp-RADICAL 5 |  | 8/1/20 |  | OP-A | Not Covered Vendor Only - Biomedical | MHHS-Woodlands | [8 empty] | OXIMETERPULSE | Oximeter, Pulse | Masimo Corp
NO | YES |  |  |  | 029-09901 | 029-09901 | Masimo Corp. | RAD-5 |  | N89717 | Woodlands-Respiratory | MHHS-Woodlands |  | Oximeter, Pulse |  | 029-09901 | 029-09901 | Woodlands | MHHS-Woodlands | Woodlands-Respiratory | Respiratory | 5/1/19 |  | 5/1/20 |  | OXIMETERS, PULSE | Oximeter, Pulse | OXIMETERPULSE-Masimo Corp-RADICAL 5 | OXIMETERPULSE | RADICAL 5 |  |  |  | Masimo Corp | Oximeter, Pulse |  | OXIMETERPULSE-Masimo Corp-RADICAL 5 |  | 8/1/20 |  | OP-A | Not Covered Vendor Only - Biomedical | MHHS-Woodlands | [8 empty] | OXIMETERPULSE | Oximeter, Pulse | Masimo Corp
NO | YES |  |  |  | 029-09902 | N89553 | Masimo Corp. | RAD-5 |  | N89553 | Woodlands-Respiratory | MHHS-Woodlands |  | Oximeter, Pulse |  | 029-09902 | N89553 | Woodlands | MHHS-Woodlands | Woodlands-Respiratory | Respiratory what is it yeah | 4/1/18 |  | 4/1/19 |  | OXIMETERS, PULSE | Oximeter, Pulse | OXIMETERPULSE-Masimo Corp-RADICAL 5 | OXIMETERPULSE | RADICAL 5 |  |  |  | Masimo Corp | Oximeter, Pulse |  | OXIMETERPULSE-Masimo Corp-RADICAL 5 |  | 8/1/20 |  | OP-A | Not Covered Vendor Only - Biomedical | MHHS-Woodlands | [8 empty] | OXIMETERPULSE | Oximeter, Pulse | Masimo Corp
NO | YES |  |  |  | 029-10849 | 029-10849 | Masimo Corp. | RAD-5 |  | N106853 | Woodlands-Respiratory | MHHS-Woodlands |  | Oximeter, Pulse |  | 029-10849 | 029-10849 | Woodlands | MHHS-Woodlands | Woodlands-Respiratory | Respiratory | 5/1/19 |  | 5/1/20 |  | OXIMETERS, PULSE | Oximeter, Pulse | OXIMETERPULSE-Masimo Corp-RADICAL 5 | OXIMETERPULSE | RADICAL 5 |  |  |  | Masimo Corp | Oximeter, Pulse |  | OXIMETERPULSE-Masimo Corp-RADICAL 5 |  | 8/1/20 |  | OP-A | Not Covered Vendor Only - Biomedical | MHHS-Woodlands | [8 empty] | OXIMETERPULSE | Oximeter, Pulse | Masimo Corp
NO | NO |  |  |  | 009-06990 |  | Masimo Corp. | RAD-5 |  |  | GH - RESPIRATORY | MHHS-Greater Heights |  | Oximeter, Pulse |  | 009-06990 |  | Central & Greater Heights |  | GH - RESPIRATORY | [5 empty] | OXIMETERS, PULSE |  | OXIMETERPULSE-Masimo Corp-RADICAL 5 | OXIMETERPULSE | RADICAL 5 |  |  |  | Masimo Corp | Oximeter, Pulse |  | OXIMETERPULSE-Masimo Corp-RADICAL 5 |  |  |  |  | Covered PM Repair - Biomedical | MHHS-Greater Heights
NO | NO |  |  |  | 009-07655 |  | Masimo Corp. | RAD-5 |  | N15323 | GH - RESPIRATORY | MHHS-Greater Heights |  | Oximeter, Pulse |  | 009-07655 |  | Central & Greater Heights |  | GH - RESPIRATORY | [5 empty] | OXIMETERS, PULSE |  | OXIMETERPULSE-Masimo Corp-RADICAL 5 | OXIMETERPULSE | RADICAL 5 |  |  |  | Masimo Corp | Oximeter, Pulse |  | OXIMETERPULSE-Masimo Corp-RADICAL 5 |  |  |  |  | Covered PM Repair - Biomedical | MHHS-Greater Heights
NO | NO |  |  |  | 009-09982 |  | Masimo Corp. | RAD-5 |  | N107460 | GH - RESPIRATORY | MHHS-Greater Heights |  | Oximeter, Pulse |  | 009-09982 |  | Central & Greater Heights |  | GH - RESPIRATORY | [5 empty] | OXIMETERS, PULSE |  | OXIMETERPULSE-Masimo Corp-RADICAL 5 | OXIMETERPULSE | RADICAL 5 |  |  |  | Masimo Corp | Oximeter, Pulse |  | OXIMETERPULSE-Masimo Corp-RADICAL 5 |  |  |  |  | Covered PM Repair - Biomedical | MHHS-Greater Heights
NO | NO |  |  |  | 009-09984 |  | Masimo Corp. | RAD-5 |  | N107463 | GH - RESPIRATORY | MHHS-Greater Heights |  | Oximeter, Pulse |  | 009-09984 |  | Central & Greater Heights |  | GH - RESPIRATORY | [5 empty] | OXIMETERS, PULSE |  | OXIMETERPULSE-Masimo Corp-RADICAL 5 | OXIMETERPULSE | RADICAL 5 |  |  |  | Masimo Corp | Oximeter, Pulse |  | OXIMETERPULSE-Masimo Corp-RADICAL 5 |  |  |  |  | Covered PM Repair - Biomedical | MHHS-Greater Heights
NO | NO |  |  |  | 009-09985 |  | Masimo Corp. | RAD-5 |  | N107464 | GH - RESPIRATORY | MHHS-Greater Heights |  | Oximeter, Pulse |  | 009-09985 |  | Central & Greater Heights |  | GH - RESPIRATORY | [5 empty] | OXIMETERS, PULSE |  | OXIMETERPULSE-Masimo Corp-RADICAL 5 | OXIMETERPULSE | RADICAL 5 |  |  |  | Masimo Corp | Oximeter, Pulse |  | OXIMETERPULSE-Masimo Corp-RADICAL 5 |  |  |  |  | Covered PM Repair - Biomedical | MHHS-Greater Heights
NO | NO | [5 empty] | Masimo Corp. | RAD-5 |  |  | GH - RESPIRATORY | MHHS-Greater Heights |  | Oximeter, Pulse |  |  |  | Central & Greater Heights |  | GH - RESPIRATORY | [5 empty] | OXIMETERS, PULSE |  | OXIMETERPULSE-Masimo Corp-RADICAL 5 | OXIMETERPULSE | RADICAL 5 |  |  |  | Masimo Corp | Oximeter, Pulse |  | OXIMETERPULSE-Masimo Corp-RADICAL 5 |  |  |  |  | Covered PM Repair - Biomedical | MHHS-Greater Heights
NO | NO |  |  |  | 009-07660 |  | Masimo Corp. | RAD-5 |  | N15410 | GH - THERAPY SERVICES | MHHS-Greater Heights |  | Oximeter, Pulse |  | 009-07660 |  | Central & Greater Heights |  | GH - THERAPY SERVICES | [5 empty] | OXIMETERS, PULSE |  | OXIMETERPULSE-Masimo Corp-RADICAL 5 | OXIMETERPULSE | RADICAL 5 |  |  |  | Masimo Corp | Oximeter, Pulse |  | OXIMETERPULSE-Masimo Corp-RADICAL 5 |  |  |  |  | Covered PM Repair - Biomedical | MHHS-Greater Heights
NO | NO |  |  |  | 009-07688 |  | Masimo Corp. | RAD-5 |  | N32536 | GH - THERAPY SERVICES | MHHS-Greater Heights |  | Oximeter, Pulse |  | 009-07688 |  | Central & Greater Heights |  | GH - THERAPY SERVICES | [5 empty] | OXIMETERS, PULSE |  | OXIMETERPULSE-Masimo Corp-RADICAL 5 | OXIMETERPULSE | RADICAL 5 |  |  |  | Masimo Corp | Oximeter, Pulse |  | OXIMETERPULSE-Masimo Corp-RADICAL 5 |  |  |  |  | Covered PM Repair - Biomedical | MHHS-Greater Heights
NO | NO |  |  |  | 009-09869 |  | Masimo Corp. | RAD-5 |  | N15493 | GH - THERAPY SERVICES | MHHS-Greater Heights |  | Oximeter, Pulse |  | 009-09869 |  | Central & Greater Heights |  | GH - THERAPY SERVICES | [5 empty] | OXIMETERS, PULSE |  | OXIMETERPULSE-Masimo Corp-RADICAL 5 | OXIMETERPULSE | RADICAL 5 |  |  |  | Masimo Corp | Oximeter, Pulse |  | OXIMETERPULSE-Masimo Corp-RADICAL 5 |  |  |  |  | Covered PM Repair - Biomedical | MHHS-Greater Heights
NO | NO | [5 empty] | Masimo Corp. | RAD-5 |  | N15450 | GH - THERAPY SERVICES | MHHS-Greater Heights |  | Oximeter, Pulse |  |  |  | Central & Greater Heights |  | GH - THERAPY SERVICES | [5 empty] | OXIMETERS, PULSE |  | OXIMETERPULSE-Masimo Corp-RADICAL 5 | OXIMETERPULSE | RADICAL 5 |  |  |  | Masimo Corp | Oximeter, Pulse |  | OXIMETERPULSE-Masimo Corp-RADICAL 5 |  |  |  |  | Covered PM Repair - Biomedical | MHHS-Greater Heights
NO | NO |  |  |  | N58774 |  | Masimo Corp. | RAD-5 |  | N58774 | KATY - NURSERY | MHHS-Katy |  | Oximeter, Pulse |  | N58774 |  | Katy |  | KATY - NURSERY | [5 empty] | OXIMETERS, PULSE |  | OXIMETERPULSE-Masimo Corp-RADICAL 5 | OXIMETERPULSE | RADICAL 5 |  |  |  | Masimo Corp | Oximeter, Pulse |  | OXIMETERPULSE-Masimo Corp-RADICAL 5 |  |  |  |  | Covered PM Repair - Biomedical | MHHS-Katy
NO | NO |  |  |  | N58824 |  | Masimo Corp. | RAD-5 |  | N58824 | KATY - NURSERY | MHHS-Katy |  | Oximeter, Pulse |  | N58824 |  | Katy |  | KATY - NURSERY | [5 empty] | OXIMETERS, PULSE |  | OXIMETERPULSE-Masimo Corp-RADICAL 5 | OXIMETERPULSE | RADICAL 5 |  |  |  | Masimo Corp | Oximeter, Pulse |  | OXIMETERPULSE-Masimo Corp-RADICAL 5 |  |  |  |  | Covered PM Repair - Biomedical | MHHS-Katy
NO | NO |  |  |  | N58892 |  | Masimo Corp. | RAD-5 |  | N58892 | KATY - NURSERY | MHHS-Katy |  | Oximeter, Pulse |  | N58892 |  | Katy |  | KATY - NURSERY | [5 empty] | OXIMETERS, PULSE |  | OXIMETERPULSE-Masimo Corp-RADICAL 5 | OXIMETERPULSE | RADICAL 5 |  |  |  | Masimo Corp | Oximeter, Pulse |  | OXIMETERPULSE-Masimo Corp-RADICAL 5 |  |  |  |  | Covered PM Repair - Biomedical | MHHS-Katy
NO | NO |  |  |  | N58760 |  | Masimo Corp. | RAD-5 |  | N58760 | KATY - POSTPARTUM - 2W | MHHS-Katy |  | Oximeter, Pulse |  | N58760 |  | Katy |  | KATY - POSTPARTUM - 2W | [5 empty] | OXIMETERS, PULSE |  | OXIMETERPULSE-Masimo Corp-RADICAL 5 | OXIMETERPULSE | RADICAL 5 |  |  |  | Masimo Corp | Oximeter, Pulse |  | OXIMETERPULSE-Masimo Corp-RADICAL 5 |  |  |  |  | Covered PM Repair - Biomedical | MHHS-Katy
NO | NO |  |  |  | N58819 |  | Masimo Corp. | RAD-5 |  | N58819 | KATY - POSTPARTUM - 2W | MHHS-Katy |  | Oximeter, Pulse |  | N58819 |  | Katy |  | KATY - POSTPARTUM - 2W | [5 empty] | OXIMETERS, PULSE |  | OXIMETERPULSE-Masimo Corp-RADICAL 5 | OXIMETERPULSE | RADICAL 5 |  |  |  | Masimo Corp | Oximeter, Pulse |  | OXIMETERPULSE-Masimo Corp-RADICAL 5 |  |  |  |  | Covered PM Repair - Biomedical | MHHS-Katy
NO | NO |  |  |  | N58840 |  | Masimo Corp. | RAD-5 |  | N58840 | KATY - POSTPARTUM - 2W | MHHS-Katy |  | Oximeter, Pulse |  | N58840 |  | Katy |  | KATY - POSTPARTUM - 2W | [5 empty] | OXIMETERS, PULSE |  | OXIMETERPULSE-Masimo Corp-RADICAL 5 | OXIMETERPULSE | RADICAL 5 |  |  |  | Masimo Corp | Oximeter, Pulse |  | OXIMETERPULSE-Masimo Corp-RADICAL 5 |  |  |  |  | Covered PM Repair - Biomedical | MHHS-Katy
NO | NO |  |  |  | N58876 |  | Masimo Corp. | RAD-5 |  | N58876 | KATY - POSTPARTUM - 2W | MHHS-Katy |  | Oximeter, Pulse |  | N58876 |  | Katy |  | KATY - POSTPARTUM - 2W | [5 empty] | OXIMETERS, PULSE |  | OXIMETERPULSE-Masimo Corp-RADICAL 5 | OXIMETERPULSE | RADICAL 5 |  |  |  | Masimo Corp | Oximeter, Pulse |  | OXIMETERPULSE-Masimo Corp-RADICAL 5 |  |  |  |  | Covered PM Repair - Biomedical | MHHS-Katy
NO | NO |  |  |  | N98426 |  | Masimo Corp. | RAD-5 |  | N98426 | KATY - POSTPARTUM - 2W | MHHS-Katy |  | Oximeter, Pulse |  | N98426 |  | Katy |  | KATY - POSTPARTUM - 2W | [5 empty] | OXIMETERS, PULSE |  | OXIMETERPULSE-Masimo Corp-RADICAL 5 | OXIMETERPULSE | RADICAL 5 |  |  |  | Masimo Corp | Oximeter, Pulse |  | OXIMETERPULSE-Masimo Corp-RADICAL 5 |  |  |  |  | Covered PM Repair - Biomedical | MHHS-Katy
NO | NO |  |  |  | 133-09943 |  | Masimo Corp. | RAD-5 |  | N15380 | KATY - RESPIRATORY | MHHS-Katy |  | Oximeter, Pulse |  | 133-09943 |  | Katy |  | KATY - RESPIRATORY | [5 empty] | OXIMETERS, PULSE |  | OXIMETERPULSE-Masimo Corp-RADICAL 5 | OXIMETERPULSE | RADICAL 5 |  |  |  | Masimo Corp | Oximeter, Pulse |  | OXIMETERPULSE-Masimo Corp-RADICAL 5 |  |  |  |  | Covered PM Repair - Biomedical | MHHS-Katy
NO | NO |  |  |  | 133-09944 |  | Masimo Corp. | RAD-5 |  | N15341 | KATY - RESPIRATORY | MHHS-Katy |  | Oximeter, Pulse |  | 133-09944 |  | Katy |  | KATY - RESPIRATORY | [5 empty] | OXIMETERS, PULSE |  | OXIMETERPULSE-Masimo Corp-RADICAL 5 | OXIMETERPULSE | RADICAL 5 |  |  |  | Masimo Corp | Oximeter, Pulse |  | OXIMETERPULSE-Masimo Corp-RADICAL 5 |  |  |  |  | Covered PM Repair - Biomedical | MHHS-Katy
NO | NO |  |  |  | N160026 |  | Masimo Corp. | RAD-5 |  | N160026 | KATY - RESPIRATORY | MHHS-Katy |  | Oximeter, Pulse |  | N160026 |  | Katy |  | KATY - RESPIRATORY | [5 empty] | OXIMETERS, PULSE |  | OXIMETERPULSE-Masimo Corp-RADICAL 5 | OXIMETERPULSE | RADICAL 5 |  |  |  | Masimo Corp | Oximeter, Pulse |  | OXIMETERPULSE-Masimo Corp-RADICAL 5 |  |  |  |  | Covered PM Repair - Biomedical | MHHS-Katy
NO | NO |  |  |  | N172039 |  | Masimo Corp. | RAD-5 |  | N172039 | KATY - RESPIRATORY | MHHS-Katy |  | Oximeter, Pulse |  | N172039 |  | Katy |  | KATY - RESPIRATORY | [5 empty] | OXIMETERS, PULSE |  | OXIMETERPULSE-Masimo Corp-RADICAL 5 | OXIMETERPULSE | RADICAL 5 |  |  |  | Masimo Corp | Oximeter, Pulse |  | OXIMETERPULSE-Masimo Corp-RADICAL 5 |  |  |  |  | Covered PM Repair - Biomedical | MHHS-Katy
NO | NO |  |  |  | N172041 |  | Masimo Corp. | RAD-5 |  | N172041 | KATY - RESPIRATORY | MHHS-Katy |  | Oximeter, Pulse |  | N172041 |  | Katy |  | KATY - RESPIRATORY | [5 empty] | OXIMETERS, PULSE |  | OXIMETERPULSE-Masimo Corp-RADICAL 5 | OXIMETERPULSE | RADICAL 5 |  |  |  | Masimo Corp | Oximeter, Pulse |  | OXIMETERPULSE-Masimo Corp-RADICAL 5 |  |  |  |  | Covered PM Repair - Biomedical | MHHS-Katy
NO | NO |  |  |  | 069-39611 |  | Masimo Corp. | RAD-5 |  | N151383 | CAHF - (TMC) - TMC MEDICAL PLAZA [MHMP-STE2500] | MHHS - Heart Failure Clinics |  | Oximeter, Pulse |  | 069-39611 |  | TMC |  | CAHF - (TMC) - TMC MEDICAL PLAZA [MHMP-STE2500] | [5 empty] | OXIMETERS, PULSE |  | OXIMETERPULSE-Masimo Corp-RADICAL 5 | OXIMETERPULSE | RADICAL 5 |  |  |  | Masimo Corp | Oximeter, Pulse |  | OXIMETERPULSE-Masimo Corp-RADICAL 5 |  |  |  |  | Not Covered Vendor Only - Biomedical | MHHS - Heart Failure Clinics
NO | NO |  |  |  | 069-43426 |  | Masimo Corp. | RAD-5 |  | N121022 | CAHF - (TMC) - TMC MEDICAL PLAZA [MHMP-STE2500] | MHHS - Heart Failure Clinics |  | Oximeter, Pulse |  | 069-43426 |  | TMC |  | CAHF - (TMC) - TMC MEDICAL PLAZA [MHMP-STE2500] | [5 empty] | OXIMETERS, PULSE |  | OXIMETERPULSE-Masimo Corp-RADICAL 5 | OXIMETERPULSE | RADICAL 5 |  |  |  | Masimo Corp | Oximeter, Pulse |  | OXIMETERPULSE-Masimo Corp-RADICAL 5 |  |  |  |  | Not Covered Vendor Only - Biomedical | MHHS - Heart Failure Clinics
NO | NO | [5 empty] | Masimo Corp. | RAD-5 |  | N15315 | MEMORIAL CITY - RESPIRATORY | MHHS-Mem City |  | Oximeter, Pulse |  |  |  | West & Memorial City |  | MEMORIAL CITY - RESPIRATORY | [5 empty] | OXIMETERS, PULSE |  | OXIMETERPULSE-Masimo Corp-RADICAL 5 | OXIMETERPULSE | RADICAL 5 |  |  |  | Masimo Corp | Oximeter, Pulse |  | OXIMETERPULSE-Masimo Corp-RADICAL 5 |  |  |  |  | Covered PM Repair - Biomedical | MHHS-Mem City
NO | NO |  |  |  | N31857 |  | Masimo Corp. | RAD-5 |  | N31857 | MEMORIAL CITY - RESPIRATORY | MHHS-Mem City |  | Oximeter, Pulse |  | N31857 |  | West & Memorial City |  | MEMORIAL CITY - RESPIRATORY | [5 empty] | OXIMETERS, PULSE |  | OXIMETERPULSE-Masimo Corp-RADICAL 5 | OXIMETERPULSE | RADICAL 5 |  |  |  | Masimo Corp | Oximeter, Pulse |  | OXIMETERPULSE-Masimo Corp-RADICAL 5 |  |  |  |  | Covered PM Repair - Biomedical | MHHS-Mem City
NO | NO |  |  |  | 241-02667 |  | Masimo Corp. | RAD-5 |  | N35103 | KIRBY GLENN - TIRR - PEDI | MHHS-TIRR |  | Oximeter, Pulse |  | 241-02667 |  | TMC |  | KIRBY GLENN - TIRR - PEDI | [5 empty] | OXIMETERS, PULSE |  | OXIMETERPULSE-Masimo Corp-RADICAL 5 | OXIMETERPULSE | RADICAL 5 |  |  |  | Masimo Corp | Oximeter, Pulse |  | OXIMETERPULSE-Masimo Corp-RADICAL 5 |  |  |  |  | Covered PM Repair - Biomedical | MHHS-TIRR
NO | NO | [5 empty] | Masimo Corp. | RAD-5 |  | N88356 | NE - LABOR & DELIVERY | MHHS-Northeast |  | Oximeter, Pulse |  |  |  | Katy |  | NE - LABOR & DELIVERY | [5 empty] | OXIMETERS, PULSE |  | OXIMETERPULSE-Masimo Corp-RADICAL 5 | OXIMETERPULSE | RADICAL 5 |  |  |  | Masimo Corp | Oximeter, Pulse |  | OXIMETERPULSE-Masimo Corp-RADICAL 5 |  |  |  |  | Covered PM Repair - Biomedical | MHHS-Northeast
NO | NO | [5 empty] | Masimo Corp. | RAD-5 |  | N88319 | NE - LABOR & DELIVERY | MHHS-Northeast |  | Oximeter, Pulse |  |  |  | Katy |  | NE - LABOR & DELIVERY | [5 empty] | OXIMETERS, PULSE |  | OXIMETERPULSE-Masimo Corp-RADICAL 5 | OXIMETERPULSE | RADICAL 5 |  |  |  | Masimo Corp | Oximeter, Pulse |  | OXIMETERPULSE-Masimo Corp-RADICAL 5 |  |  |  |  | Covered PM Repair - Biomedical | MHHS-Northeast
NO | NO | [5 empty] | Masimo Corp. | RAD-5 |  | N88350 | NE - LABOR & DELIVERY | MHHS-Northeast |  | Oximeter, Pulse |  |  |  | Katy |  | NE - LABOR & DELIVERY | [5 empty] | OXIMETERS, PULSE |  | OXIMETERPULSE-Masimo Corp-RADICAL 5 | OXIMETERPULSE | RADICAL 5 |  |  |  | Masimo Corp | Oximeter, Pulse |  | OXIMETERPULSE-Masimo Corp-RADICAL 5 |  |  |  |  | Covered PM Repair - Biomedical | MHHS-Northeast
NO | NO | [5 empty] | Masimo Corp. | RAD-5 |  | N15526 | NE - PREASSESSMENT LAB | MHHS-Northeast |  | Oximeter, Pulse |  |  |  | Katy |  | NE - PREASSESSMENT LAB | [5 empty] | OXIMETERS, PULSE |  | OXIMETERPULSE-Masimo Corp-RADICAL 5 | OXIMETERPULSE | RADICAL 5 |  |  |  | Masimo Corp | Oximeter, Pulse |  | OXIMETERPULSE-Masimo Corp-RADICAL 5 |  |  |  |  | Covered PM Repair - Biomedical | MHHS-Northeast
NO | NO | [5 empty] | Masimo Corp. | RAD-5 |  | N15383 | NE - RESPIRATORY | MHHS-Northeast |  | Oximeter, Pulse |  |  |  | Katy |  | NE - RESPIRATORY | [5 empty] | OXIMETERS, PULSE |  | OXIMETERPULSE-Masimo Corp-RADICAL 5 | OXIMETERPULSE | RADICAL 5 |  |  |  | Masimo Corp | Oximeter, Pulse |  | OXIMETERPULSE-Masimo Corp-RADICAL 5 |  |  |  |  | Covered PM Repair - Biomedical | MHHS-Northeast
NO | NO | [5 empty] | Masimo Corp. | RAD-5 |  | N19414 | NE - RESPIRATORY | MHHS-Northeast |  | Oximeter, Pulse |  |  |  | Katy |  | NE - RESPIRATORY | [5 empty] | OXIMETERS, PULSE |  | OXIMETERPULSE-Masimo Corp-RADICAL 5 | OXIMETERPULSE | RADICAL 5 |  |  |  | Masimo Corp | Oximeter, Pulse |  | OXIMETERPULSE-Masimo Corp-RADICAL 5 |  |  |  |  | Covered PM Repair - Biomedical | MHHS-Northeast
NO | NO | [5 empty] | Masimo Corp. | RAD-5 |  | N14032 | NE - RESPIRATORY | MHHS-Northeast |  | Oximeter, Pulse |  |  |  | Katy |  | NE - RESPIRATORY | [5 empty] | OXIMETERS, PULSE |  | OXIMETERPULSE-Masimo Corp-RADICAL 5 | OXIMETERPULSE | RADICAL 5 |  |  |  | Masimo Corp | Oximeter, Pulse |  | OXIMETERPULSE-Masimo Corp-RADICAL 5 |  |  |  |  | Covered PM Repair - Biomedical | MHHS-Northeast
NO | NO | [5 empty] | Masimo Corp. | RAD-5 |  | N13131 | NE - RESPIRATORY | MHHS-Northeast |  | Oximeter, Pulse |  |  |  | Katy |  | NE - RESPIRATORY | [5 empty] | OXIMETERS, PULSE |  | OXIMETERPULSE-Masimo Corp-RADICAL 5 | OXIMETERPULSE | RADICAL 5 |  |  |  | Masimo Corp | Oximeter, Pulse |  | OXIMETERPULSE-Masimo Corp-RADICAL 5 |  |  |  |  | Not Covered Vendor Only - Lab Ana/Anes | MHHS-Northeast
NO | NO | [5 empty] | Masimo Corp. | RAD-5 |  | N15368 | NE - RESPIRATORY | MHHS-Northeast |  | Oximeter, Pulse |  |  |  | Katy |  | NE - RESPIRATORY | [5 empty] | OXIMETERS, PULSE |  | OXIMETERPULSE-Masimo Corp-RADICAL 5 | OXIMETERPULSE | RADICAL 5 |  |  |  | Masimo Corp | Oximeter, Pulse |  | OXIMETERPULSE-Masimo Corp-RADICAL 5 |  |  |  |  | Covered PM Repair - Biomedical | MHHS-Northeast
NO | NO | [5 empty] | Masimo Corp. | RAD-5 |  | N13012 | NE - RESPIRATORY | MHHS-Northeast |  | Oximeter, Pulse |  |  |  | Katy |  | NE - RESPIRATORY | [5 empty] | OXIMETERS, PULSE |  | OXIMETERPULSE-Masimo Corp-RADICAL 5 | OXIMETERPULSE | RADICAL 5 |  |  |  | Masimo Corp | Oximeter, Pulse |  | OXIMETERPULSE-Masimo Corp-RADICAL 5 |  |  |  |  | Covered PM Repair - Biomedical | MHHS-Northeast
NO | NO | [5 empty] | Masimo Corp. | RAD-5 |  | N15427 | NE - RESPIRATORY | MHHS-Northeast |  | Oximeter, Pulse |  |  |  | Katy |  | NE - RESPIRATORY | [5 empty] | OXIMETERS, PULSE |  | OXIMETERPULSE-Masimo Corp-RADICAL 5 | OXIMETERPULSE | RADICAL 5 |  |  |  | Masimo Corp | Oximeter, Pulse |  | OXIMETERPULSE-Masimo Corp-RADICAL 5 |  |  |  |  | Covered PM Repair - Biomedical | MHHS-Northeast
NO | NO | [5 empty] | Masimo Corp. | RAD-5 |  | N19600 | NE - RESPIRATORY | MHHS-Northeast |  | Oximeter, Pulse |  |  |  | Katy |  | NE - RESPIRATORY | [5 empty] | OXIMETERS, PULSE |  | OXIMETERPULSE-Masimo Corp-RADICAL 5 | OXIMETERPULSE | RADICAL 5 |  |  |  | Masimo Corp | Oximeter, Pulse |  | OXIMETERPULSE-Masimo Corp-RADICAL 5 |  |  |  |  | Covered PM Repair - Biomedical | MHHS-Northeast
NO | NO | [5 empty] | Masimo Corp. | RAD-5 |  | N14100 | NE - RESPIRATORY | MHHS-Northeast |  | Oximeter, Pulse |  |  |  | Katy |  | NE - RESPIRATORY | [5 empty] | OXIMETERS, PULSE |  | OXIMETERPULSE-Masimo Corp-RADICAL 5 | OXIMETERPULSE | RADICAL 5 |  |  |  | Masimo Corp | Oximeter, Pulse |  | OXIMETERPULSE-Masimo Corp-RADICAL 5 |  |  |  |  | Covered PM Repair - Biomedical | MHHS-Northeast
NO | NO | [5 empty] | Masimo Corp. | RAD-5 |  | N19436 | NE - RESPIRATORY | MHHS-Northeast |  | Oximeter, Pulse |  |  |  | Katy |  | NE - RESPIRATORY | [5 empty] | OXIMETERS, PULSE |  | OXIMETERPULSE-Masimo Corp-RADICAL 5 | OXIMETERPULSE | RADICAL 5 |  |  |  | Masimo Corp | Oximeter, Pulse |  | OXIMETERPULSE-Masimo Corp-RADICAL 5 |  |  |  |  | Covered PM Repair - Biomedical | MHHS-Northeast
NO | NO |  |  |  | 142-01683 |  | Masimo Corp. | RAD-5 |  | N18248 | NE - RESPIRATORY | MHHS-Northeast |  | Oximeter, Pulse |  | 142-01683 |  | Katy |  | NE - RESPIRATORY | [5 empty] | OXIMETERS, PULSE |  | OXIMETERPULSE-Masimo Corp-RADICAL 5 | OXIMETERPULSE | RADICAL 5 |  |  |  | Masimo Corp | Oximeter, Pulse |  | OXIMETERPULSE-Masimo Corp-RADICAL 5 |  |  |  |  | Covered PM Repair - Biomedical | MHHS-Northeast
NO | NO | [5 empty] | Masimo Corp. | RAD-5 |  | N15414 | SMR - (NE) - NE HOSPITAL | MHHS-SMR |  | Oximeter, Pulse |  |  |  | Katy |  | SMR - (NE) - NE HOSPITAL | [5 empty] | OXIMETERS, PULSE |  | OXIMETERPULSE-Masimo Corp-RADICAL 5 | OXIMETERPULSE | RADICAL 5 |  |  |  | Masimo Corp | Oximeter, Pulse |  | OXIMETERPULSE-Masimo Corp-RADICAL 5 |  |  |  |  | Not Covered Vendor Only - Biomedical | MHHS-SMR
NO | NO |  |  |  | 005-34221 |  | Masimo Corp. | RAD-5 |  | N151833 | SE - RESPIRATORY | MHHS-Southeast |  | Oximeter, Pulse |  | 005-34221 |  | Southeast & Bay Area |  | SE - RESPIRATORY | [5 empty] | OXIMETERS, PULSE |  | OXIMETERPULSE-Masimo Corp-RADICAL 5 | OXIMETERPULSE | RADICAL 5 |  |  |  | Masimo Corp | Oximeter, Pulse |  | OXIMETERPULSE-Masimo Corp-RADICAL 5 |  |  |  |  | Covered PM Repair - Biomedical | MHHS-Southeast
NO | NO |  |  |  | 005-08073 |  | Masimo Corp. | RAD-5 |  | N13162 | SE - RESPIRATORY | MHHS-Southeast |  | Oximeter, Pulse |  | 005-08073 |  | Southeast & Bay Area |  | SE - RESPIRATORY | [5 empty] | OXIMETERS, PULSE |  | OXIMETERPULSE-Masimo Corp-RADICAL 5 | OXIMETERPULSE | RADICAL 5 |  |  |  | Masimo Corp | Oximeter, Pulse |  | OXIMETERPULSE-Masimo Corp-RADICAL 5 |  |  |  |  | Covered PM Repair - Biomedical | MHHS-Southeast
NO | NO |  |  |  | 005-09827 |  | Masimo Corp. | RAD-5 |  | N59400 | SE - RESPIRATORY | MHHS-Southeast |  | Oximeter, Pulse |  | 005-09827 |  | Southeast & Bay Area |  | SE - RESPIRATORY | [5 empty] | OXIMETERS, PULSE |  | OXIMETERPULSE-Masimo Corp-RADICAL 5 | OXIMETERPULSE | RADICAL 5 |  |  |  | Masimo Corp | Oximeter, Pulse |  | OXIMETERPULSE-Masimo Corp-RADICAL 5 |  |  |  |  | Covered PM Repair - Biomedical | MHHS-Southeast
NO | NO |  |  |  | 005-09243 |  | Masimo Corp. | RAD-5 |  | N43261 | SE - UNIT 3B (SCU) | MHHS-Southeast |  | Oximeter, Pulse |  | 005-09243 |  | Southeast & Bay Area |  | SE - UNIT 3B (SCU) | [5 empty] | OXIMETERS, PULSE |  | OXIMETERPULSE-Masimo Corp-RADICAL 5 | OXIMETERPULSE | RADICAL 5 |  |  |  | Masimo Corp | Oximeter, Pulse |  | OXIMETERPULSE-Masimo Corp-RADICAL 5 |  |  |  |  | Covered PM Repair - Biomedical | MHHS-Southeast
NO | NO |  |  |  | 013-35972 |  | Masimo Corp. | RAD-5 |  | N63038 | SW - NICU | MHHS-Southwest |  | Oximeter, Pulse |  | 013-35972 |  | Southwest |  | SW - NICU | [5 empty] | OXIMETERS, PULSE |  | OXIMETERPULSE-Masimo Corp-RADICAL 5 | OXIMETERPULSE | RADICAL 5 |  |  |  | Masimo Corp | Oximeter, Pulse |  | OXIMETERPULSE-Masimo Corp-RADICAL 5 |  |  |  |  | Not Covered Vendor Only - Biomedical | MHHS-Southwest
NO | NO |  |  |  | 013-38460 |  | Masimo Corp. | RAD-5 |  | N57694 | SW - NURSERY | MHHS-Southwest |  | Oximeter, Pulse |  | 013-38460 |  | Southwest |  | SW - NURSERY | [5 empty] | OXIMETERS, PULSE |  | OXIMETERPULSE-Masimo Corp-RADICAL 5 | OXIMETERPULSE | RADICAL 5 |  |  |  | Masimo Corp | Oximeter, Pulse |  | OXIMETERPULSE-Masimo Corp-RADICAL 5 |  |  |  |  | Covered PM Repair - Biomedical | MHHS-Southwest
NO | NO |  |  |  | 013-38461 |  | Masimo Corp. | RAD-5 |  | N60177 | SW - NURSERY | MHHS-Southwest |  | Oximeter, Pulse |  | 013-38461 |  | Southwest |  | SW - NURSERY | [5 empty] | OXIMETERS, PULSE |  | OXIMETERPULSE-Masimo Corp-RADICAL 5 | OXIMETERPULSE | RADICAL 5 |  |  |  | Masimo Corp | Oximeter, Pulse |  | OXIMETERPULSE-Masimo Corp-RADICAL 5 |  |  |  |  | Covered PM Repair - Biomedical | MHHS-Southwest
NO | NO |  |  |  | 013-38102 |  | Masimo Corp. | RAD-5 |  | N114882 | SW - PULMONARY FUNCTION | MHHS-Southwest |  | Oximeter, Pulse |  | 013-38102 |  | Southwest |  | SW - PULMONARY FUNCTION | [5 empty] | OXIMETERS, PULSE |  | OXIMETERPULSE-Masimo Corp-RADICAL 5 | OXIMETERPULSE | RADICAL 5 |  |  |  | Masimo Corp | Oximeter, Pulse |  | OXIMETERPULSE-Masimo Corp-RADICAL 5 |  |  |  |  | Covered PM Repair - Biomedical | MHHS-Southwest
NO | NO |  |  |  | 013-38103 |  | Masimo Corp. | RAD-5 |  | N 114925 | SW - PULMONARY FUNCTION | MHHS-Southwest |  | Oximeter, Pulse |  | 013-38103 |  | Southwest |  | SW - PULMONARY FUNCTION | [5 empty] | OXIMETERS, PULSE |  | OXIMETERPULSE-Masimo Corp-RADICAL 5 | OXIMETERPULSE | RADICAL 5 |  |  |  | Masimo Corp | Oximeter, Pulse |  | OXIMETERPULSE-Masimo Corp-RADICAL 5 |  |  |  |  | Covered PM Repair - Biomedical | MHHS-Southwest
NO | NO |  |  |  | 013-19341 |  | Masimo Corp. | RAD-5 |  | N32930 | SW - RADIOLOGY | MHHS-Southwest |  | Oximeter, Pulse |  | 013-19341 |  | Southwest |  | SW - RADIOLOGY | [5 empty] | OXIMETERS, PULSE |  | OXIMETERPULSE-Masimo Corp-RADICAL 5 | OXIMETERPULSE | RADICAL 5 |  |  |  | Masimo Corp | Oximeter, Pulse |  | OXIMETERPULSE-Masimo Corp-RADICAL 5 |  |  |  |  | Covered PM Repair - Biomedical | MHHS-Southwest
NO | NO |  |  |  | 013-19344 |  | Masimo Corp. | RAD-5 |  | N32484 | SW - RADIOLOGY | MHHS-Southwest |  | Oximeter, Pulse |  | 013-19344 |  | Southwest |  | SW - RADIOLOGY | [5 empty] | OXIMETERS, PULSE |  | OXIMETERPULSE-Masimo Corp-RADICAL 5 | OXIMETERPULSE | RADICAL 5 |  |  |  | Masimo Corp | Oximeter, Pulse |  | OXIMETERPULSE-Masimo Corp-RADICAL 5 |  |  |  |  | Covered PM Repair - Biomedical | MHHS-Southwest
NO | NO |  |  |  | 013-19339 |  | Masimo Corp. | RAD-5 |  | N32980 | SW - RESPIRATORY | MHHS-Southwest |  | Oximeter, Pulse |  | 013-19339 |  | Southwest |  | SW - RESPIRATORY | [5 empty] | OXIMETERS, PULSE |  | OXIMETERPULSE-Masimo Corp-RADICAL 5 | OXIMETERPULSE | RADICAL 5 |  |  |  | Masimo Corp | Oximeter, Pulse |  | OXIMETERPULSE-Masimo Corp-RADICAL 5 |  |  |  |  | Covered PM Repair - Biomedical | MHHS-Southwest
NO | NO |  |  |  | 013-19340 |  | Masimo Corp. | RAD-5 |  | N32537 | SW - RESPIRATORY | MHHS-Southwest |  | Oximeter, Pulse |  | 013-19340 |  | Southwest |  | SW - RESPIRATORY | [5 empty] | OXIMETERS, PULSE |  | OXIMETERPULSE-Masimo Corp-RADICAL 5 | OXIMETERPULSE | RADICAL 5 |  |  |  | Masimo Corp | Oximeter, Pulse |  | OXIMETERPULSE-Masimo Corp-RADICAL 5 |  |  |  |  | Covered PM Repair - Biomedical | MHHS-Southwest
NO | NO |  |  |  | 013-19342 |  | Masimo Corp. | RAD-5 |  | N32963 | SW - RESPIRATORY | MHHS-Southwest |  | Oximeter, Pulse |  | 013-19342 |  | Southwest |  | SW - RESPIRATORY | [5 empty] | OXIMETERS, PULSE |  | OXIMETERPULSE-Masimo Corp-RADICAL 5 | OXIMETERPULSE | RADICAL 5 |  |  |  | Masimo Corp | Oximeter, Pulse |  | OXIMETERPULSE-Masimo Corp-RADICAL 5 |  |  |  |  | Covered PM Repair - Biomedical | MHHS-Southwest
NO | NO |  |  |  | 013-19343 |  | Masimo Corp. | RAD-5 |  | N32688 | SW - RESPIRATORY | MHHS-Southwest |  | Oximeter, Pulse |  | 013-19343 |  | Southwest |  | SW - RESPIRATORY | [5 empty] | OXIMETERS, PULSE |  | OXIMETERPULSE-Masimo Corp-RADICAL 5 | OXIMETERPULSE | RADICAL 5 |  |  |  | Masimo Corp | Oximeter, Pulse |  | OXIMETERPULSE-Masimo Corp-RADICAL 5 |  |  |  |  | Covered PM Repair - Biomedical | MHHS-Southwest
NO | NO |  |  |  | 009-10152 |  | Masimo Corp. | RAD-5 |  | N110308 | TIRR - GREATER HEIGHTS | MHHS-TIRR |  | Oximeter, Pulse |  | 009-10152 |  | Central & Greater Heights |  | TIRR - GREATER HEIGHTS | [5 empty] | OXIMETERS, PULSE |  | OXIMETERPULSE-Masimo Corp-RADICAL 5 | OXIMETERPULSE | RADICAL 5 |  |  |  | Masimo Corp | Oximeter, Pulse |  | OXIMETERPULSE-Masimo Corp-RADICAL 5 |  |  |  |  | Covered PM Repair - Biomedical | MHHS-TIRR
NO | NO |  |  |  | 009-10153 |  | Masimo Corp. | RAD-5 |  | N110347 | TIRR - GREATER HEIGHTS | MHHS-TIRR |  | Oximeter, Pulse |  | 009-10153 |  | Central & Greater Heights |  | TIRR - GREATER HEIGHTS | [5 empty] | OXIMETERS, PULSE |  | OXIMETERPULSE-Masimo Corp-RADICAL 5 | OXIMETERPULSE | RADICAL 5 |  |  |  | Masimo Corp | Oximeter, Pulse |  | OXIMETERPULSE-Masimo Corp-RADICAL 5 |  |  |  |  | Covered PM Repair - Biomedical | MHHS-TIRR
NO | NO |  |  |  | 009-33726 |  | Masimo Corp. | RAD-5 |  | N175331 | TIRR - GREATER HEIGHTS | MHHS-TIRR |  | Oximeter, Pulse |  | 009-33726 |  | Central & Greater Heights |  | TIRR - GREATER HEIGHTS | [5 empty] | OXIMETERS, PULSE |  | OXIMETERPULSE-Masimo Corp-RADICAL 5 | OXIMETERPULSE | RADICAL 5 |  |  |  | Masimo Corp | Oximeter, Pulse |  | OXIMETERPULSE-Masimo Corp-RADICAL 5 |  |  |  |  | Covered PM Repair - Biomedical | MHHS-TIRR
NO | NO |  |  |  | 241-04527 |  | Masimo Corp. | RAD-5 |  | N177799 | TIRR - KIRBY GLENN | MHHS-TIRR |  | Oximeter, Pulse |  | 241-04527 |  | TMC |  | TIRR - KIRBY GLENN | [5 empty] | OXIMETERS, PULSE |  | OXIMETERPULSE-Masimo Corp-RADICAL 5 | OXIMETERPULSE | RADICAL 5 |  |  |  | Masimo Corp | Oximeter, Pulse |  | OXIMETERPULSE-Masimo Corp-RADICAL 5 |  |  |  |  | Covered PM Repair - Biomedical | MHHS-TIRR
NO | NO |  |  |  | 241-03564 |  | Masimo Corp. | RAD-5 |  | N163249 | TIRR - OP - WEST UNIVERSITY CLINIC | MHHS-TIRR |  | Oximeter, Pulse |  | 241-03564 |  | TMC |  | TIRR - OP - WEST UNIVERSITY CLINIC | [5 empty] | OXIMETERS, PULSE |  | OXIMETERPULSE-Masimo Corp-RADICAL 5 | OXIMETERPULSE | RADICAL 5 |  |  |  | Masimo Corp | Oximeter, Pulse |  | OXIMETERPULSE-Masimo Corp-RADICAL 5 |  |  |  |  | Covered PM Repair - Biomedical | MHHS-TIRR
NO | NO | [5 empty] | Masimo Corp. | RAD-5 |  | N16012 | TIRR - PCU 4 | MHHS-TIRR |  | Oximeter, Pulse |  |  |  | TMC |  | TIRR - PCU 4 | [5 empty] | OXIMETERS, PULSE |  | OXIMETERPULSE-Masimo Corp-RADICAL 5 | OXIMETERPULSE | RADICAL 5 |  |  |  | Masimo Corp | Oximeter, Pulse |  | OXIMETERPULSE-Masimo Corp-RADICAL 5 |  |  |  |  | Covered PM Repair - Biomedical | MHHS-TIRR
NO | NO |  |  |  | 241-02844 |  | Masimo Corp. | RAD-5 |  | N78159 | TIRR - SPEECH DEPARTMENT | MHHS-TIRR |  | Oximeter, Pulse |  | 241-02844 |  | TMC |  | TIRR - SPEECH DEPARTMENT | [5 empty] | OXIMETERS, PULSE |  | OXIMETERPULSE-Masimo Corp-RADICAL 5 | OXIMETERPULSE | RADICAL 5 |  |  |  | Masimo Corp | Oximeter, Pulse |  | OXIMETERPULSE-Masimo Corp-RADICAL 5 |  |  |  |  | Covered PM Repair - Biomedical | MHHS-TIRR
NO | NO |  |  |  | 241-03093 |  | Masimo Corp. | RAD-5 |  | N22426 | TIRR - SPEECH DEPARTMENT | MHHS-TIRR |  | Oximeter, Pulse |  | 241-03093 |  | TMC |  | TIRR - SPEECH DEPARTMENT | [5 empty] | OXIMETERS, PULSE |  | OXIMETERPULSE-Masimo Corp-RADICAL 5 | OXIMETERPULSE | RADICAL 5 |  |  |  | Masimo Corp | Oximeter, Pulse |  | OXIMETERPULSE-Masimo Corp-RADICAL 5 |  |  |  |  | Covered PM Repair - Biomedical | MHHS-TIRR
NO | NO |  |  |  | 069-33129 |  | Masimo Corp. | RAD-5 |  | N15443 | TMC - RESPIRATORY - PULMONARY LAB | MHHS-TMC |  | Oximeter, Pulse |  | 069-33129 |  | TMC |  | TMC - RESPIRATORY - PULMONARY LAB | [5 empty] | OXIMETERS, PULSE |  | OXIMETERPULSE-Masimo Corp-RADICAL 5 | OXIMETERPULSE | RADICAL 5 |  |  |  | Masimo Corp | Oximeter, Pulse |  | OXIMETERPULSE-Masimo Corp-RADICAL 5 |  |  |  |  | Covered PM Repair - Biomedical | MHHS-TMC
NO | NO |  |  |  | 029-07501 |  | Masimo Corp. | RAD-5 |  | N15590 | WOODLANDS - NICU | MHHS-Woodlands |  | Oximeter, Pulse |  | 029-07501 |  | Woodlands |  | WOODLANDS - NICU | [5 empty] | OXIMETERS, PULSE |  | OXIMETERPULSE-Masimo Corp-RADICAL 5 | OXIMETERPULSE | RADICAL 5 |  |  |  | Masimo Corp | Oximeter, Pulse |  | OXIMETERPULSE-Masimo Corp-RADICAL 5 |  |  |  |  | Covered PM Repair - Biomedical | MHHS-Woodlands
NO | NO |  |  |  | 029-08959 |  | Masimo Corp. | RAD-5 |  | N60097 | WOODLANDS - NICU | MHHS-Woodlands |  | Oximeter, Pulse |  | 029-08959 |  | Woodlands |  | WOODLANDS - NICU | [5 empty] | OXIMETERS, PULSE |  | OXIMETERPULSE-Masimo Corp-RADICAL 5 | OXIMETERPULSE | RADICAL 5 |  |  |  | Masimo Corp | Oximeter, Pulse |  | OXIMETERPULSE-Masimo Corp-RADICAL 5 |  |  |  |  | Not Covered Vendor Only - Biomedical | MHHS-Woodlands
NO | NO |  |  |  | 029-06772 |  | Masimo Corp. | RAD-5 |  | N15740 | WOODLANDS - RESPIRATORY | MHHS-Woodlands |  | Oximeter, Pulse |  | 029-06772 |  | Woodlands |  | WOODLANDS - RESPIRATORY | [5 empty] | OXIMETERS, PULSE |  | OXIMETERPULSE-Masimo Corp-RADICAL 5 | OXIMETERPULSE | RADICAL 5 |  |  |  | Masimo Corp | Oximeter, Pulse |  | OXIMETERPULSE-Masimo Corp-RADICAL 5 |  |  |  |  | Not Covered Vendor Only - Biomedical | MHHS-Woodlands
NO | NO |  |  |  | 029-06774 |  | Masimo Corp. | RAD-5 |  | N15611 | WOODLANDS - RESPIRATORY | MHHS-Woodlands |  | Oximeter, Pulse |  | 029-06774 |  | Woodlands |  | WOODLANDS - RESPIRATORY | [5 empty] | OXIMETERS, PULSE |  | OXIMETERPULSE-Masimo Corp-RADICAL 5 | OXIMETERPULSE | RADICAL 5 |  |  |  | Masimo Corp | Oximeter, Pulse |  | OXIMETERPULSE-Masimo Corp-RADICAL 5 |  |  |  |  | Not Covered Vendor Only - Biomedical | MHHS-Woodlands
NO | NO |  |  |  | 029-07509 |  | Masimo Corp. | RAD-5 |  | N2255 | WOODLANDS - RESPIRATORY | MHHS-Woodlands |  | Oximeter, Pulse |  | 029-07509 |  | Woodlands |  | WOODLANDS - RESPIRATORY | [5 empty] | OXIMETERS, PULSE |  | OXIMETERPULSE-Masimo Corp-RADICAL 5 | OXIMETERPULSE | RADICAL 5 |  |  |  | Masimo Corp | Oximeter, Pulse |  | OXIMETERPULSE-Masimo Corp-RADICAL 5 |  |  |  |  | Not Covered Vendor Only - Biomedical | MHHS-Woodlands
NO | NO |  |  |  | 029-07510 |  | Masimo Corp. | RAD-5 |  | N22249 | WOODLANDS - RESPIRATORY | MHHS-Woodlands |  | Oximeter, Pulse |  | 029-07510 |  | Woodlands |  | WOODLANDS - RESPIRATORY | [5 empty] | OXIMETERS, PULSE |  | OXIMETERPULSE-Masimo Corp-RADICAL 5 | OXIMETERPULSE | RADICAL 5 |  |  |  | Masimo Corp | Oximeter, Pulse |  | OXIMETERPULSE-Masimo Corp-RADICAL 5 |  |  |  |  | Not Covered Vendor Only - Biomedical | MHHS-Woodlands
NO | NO |  |  |  | 029-07511 |  | Masimo Corp. | RAD-5 |  | N22216 | WOODLANDS - RESPIRATORY | MHHS-Woodlands |  | Oximeter, Pulse |  | 029-07511 |  | Woodlands |  | WOODLANDS - RESPIRATORY | [5 empty] | OXIMETERS, PULSE |  | OXIMETERPULSE-Masimo Corp-RADICAL 5 | OXIMETERPULSE | RADICAL 5 |  |  |  | Masimo Corp | Oximeter, Pulse |  | OXIMETERPULSE-Masimo Corp-RADICAL 5 |  |  |  |  | Not Covered Vendor Only - Biomedical | MHHS-Woodlands
NO | NO | [5 empty] | Masimo Corp. | RAD-5 |  | N22175 | WOODLANDS - RESPIRATORY | MHHS-Woodlands |  | Oximeter, Pulse |  |  |  | Woodlands |  | WOODLANDS - RESPIRATORY | [5 empty] | OXIMETERS, PULSE |  | OXIMETERPULSE-Masimo Corp-RADICAL 5 | OXIMETERPULSE | RADICAL 5 |  |  |  | Masimo Corp | Oximeter, Pulse |  | OXIMETERPULSE-Masimo Corp-RADICAL 5 |  |  |  |  | Not Covered Vendor Only - Biomedical | MHHS-Woodlands
NO | YES |  |  |  | 151-03253 | 151-03253 | Masimo Corp. | RAD-57 |  |  | CY-Respiratory Care Services | MHHS-Cypress |  | Oximeter, Pulse |  | 151-03253 | 151-03253 | Northwest | MHHS-Cypress | CY-Respiratory Care Services | Rt room on 3 | 6/1/19 |  |  |  | OXIMETERS, PULSE | Oximeter, Pulse | OXIMETERPULSE-Masimo Corp-RADICAL 57 | OXIMETERPULSE | RADICAL 57 |  |  |  | Masimo Corp | Oximeter, Pulse |  | OXIMETERPULSE-Masimo Corp-RADICAL 57 |  | 2/22/17 |  | OP-A | Covered PM Repair - Biomedical | MHHS-Cypress | [8 empty] | OXIMETERPULSE | Oximeter, Pulse | Masimo Corp
NO | YES |  |  |  | 151-03251 | 151-03251 | Masimo Corp. | RAD-57 |  |  | CY - NICU | MHHS-Cypress |  | Oximeter, Pulse |  | 151-03251 | 151-03251 | Northwest | Cypress | CY - NICU | Rt Work Room | 6/1/19 |  |  |  | OXIMETERS, PULSE | Oximeter, Pulse | OXIMETERPULSE-Masimo Corp-RADICAL 57 | OXIMETERPULSE | RADICAL 57 |  |  |  | Masimo Corp | Oximeter, Pulse |  | OXIMETERPULSE-Masimo Corp-RADICAL 57 |  | 2/22/17 |  | OP-A | Covered PM Repair - Biomedical | MHHS-Cypress | [8 empty] | OXIMETERPULSE | Oximeter, Pulse | Masimo Corp
NO | YES |  |  |  | 009-34632 | 009-34632 | Masimo Corp. | RAD-57 |  |  |  | MHHS-Greater Heights |  | Oximeter, Pulse |  | 009-34632 | 009-34632 |  | Greater Heights |  | GH-RESPIRATORY |  |  |  |  | OXIMETERS, PULSE |  | OXIMETERPULSE-Masimo Corp-RADICAL 57 | OXIMETERPULSE | RADICAL 57 |  |  |  | Masimo Corp | Oximeter, Pulse |  | OXIMETERPULSE-Masimo Corp-RADICAL 57 |  |  |  |  | Not Covered Vendor Only - Biomedical | MHHS-Greater Heights
NO | YES |  |  |  | 142-08326 | 142-08326 | Masimo Corp. | RAD-57 |  |  | NE-Respiratory | MHHS-Northeast |  | Oximeter, Pulse |  | 142-08326 | 142-08326 | Katy | MHHS-Northeast | NE-Respiratory | Resp Office | 8/1/19 | 8/1/20 |  |  | OXIMETERS, PULSE | Oximeter, Pulse | OXIMETERPULSE-Masimo Corp-RADICAL 57 | OXIMETERPULSE | RADICAL 57 |  |  |  | Masimo Corp | Oximeter, Pulse |  | OXIMETERPULSE-Masimo Corp-RADICAL 57 |  | 8/28/20 |  | OP-A | Not Covered Vendor Only - Biomedical | MHHS-Northeast | [8 empty] | OXIMETERPULSE | Oximeter, Pulse | Masimo Corp
NO | YES |  |  |  | 142-08328 | 142-08328 | Masimo Corp. | RAD-57 |  |  | NE-Respiratory | MHHS-Northeast |  | Oximeter, Pulse |  | 142-08328 | 142-08328 | Katy | MHHS-Northeast | NE-Respiratory | Outside W1 105.2 | 8/1/19 | 8/1/20 |  |  | OXIMETERS, PULSE | Oximeter, Pulse | OXIMETERPULSE-Masimo Corp-RADICAL 57 | OXIMETERPULSE | RADICAL 57 |  |  |  | Masimo Corp | Oximeter, Pulse |  | OXIMETERPULSE-Masimo Corp-RADICAL 57 |  | 8/28/20 |  | OP-A | Not Covered Vendor Only - Biomedical | MHHS-Northeast | [8 empty] | OXIMETERPULSE | Oximeter, Pulse | Masimo Corp
NO | YES |  |  |  | 142-08329 | 142-08329 | Masimo Corp. | RAD-57 |  |  | NE-Respiratory | MHHS-Northeast |  | Oximeter, Pulse |  | 142-08329 | 142-08329 | Katy | MHHS-Northeast | NE-Respiratory | Blood gas lab | 8/1/19 | 8/1/20 |  |  | OXIMETERS, PULSE | Oximeter, Pulse | OXIMETERPULSE-Masimo Corp-RADICAL 57 | OXIMETERPULSE | RADICAL 57 |  |  |  | Masimo Corp | Oximeter, Pulse |  | OXIMETERPULSE-Masimo Corp-RADICAL 57 |  | 8/1/20 |  | OP-A | Not Covered Vendor Only - Biomedical | MHHS-Northeast | [8 empty] | OXIMETERPULSE | Oximeter, Pulse | Masimo Corp
NO | YES |  |  |  | 142-08331 | 142-08331 | Masimo Corp. | RAD-57 |  |  | NE-Respiratory | MHHS-Northeast |  | Oximeter, Pulse |  | 142-08331 | 142-08331 | Katy | MHHS-Northeast | NE-Respiratory | 4 West | 8/1/19 | 8/1/20 |  |  | OXIMETERS, PULSE | Oximeter, Pulse | OXIMETERPULSE-Masimo Corp-RADICAL 57 | OXIMETERPULSE | RADICAL 57 |  |  |  | Masimo Corp | Oximeter, Pulse |  | OXIMETERPULSE-Masimo Corp-RADICAL 57 |  | 8/1/20 |  | OP-A | Not Covered Vendor Only - Biomedical | MHHS-Northeast | [8 empty] | OXIMETERPULSE | Oximeter, Pulse | Masimo Corp
NO | YES |  |  |  | 142-08332 | 142-08332 | Masimo Corp. | RAD-57 |  |  | NE-Respiratory | MHHS-Northeast |  | Oximeter, Pulse |  | 142-08332 | 142-08332 | Katy | MHHS-Northeast | NE-Respiratory | PFT Room | 8/1/19 | 8/1/20 |  |  | OXIMETERS, PULSE | Oximeter, Pulse | OXIMETERPULSE-Masimo Corp-RADICAL 57 | OXIMETERPULSE | RADICAL 57 |  |  |  | Masimo Corp | Oximeter, Pulse |  | OXIMETERPULSE-Masimo Corp-RADICAL 57 |  |  |  | OP-A | Covered PM Repair - Biomedical | MHHS-Northeast | [8 empty] | OXIMETERPULSE | Oximeter, Pulse | Masimo Corp
NO | YES |  |  |  | 142-08333 | 142-08333 | Masimo Corp. | RAD-57 |  |  | NE-Respiratory | MHHS-Northeast |  | Oximeter, Pulse |  | 142-08333 | 142-08333 | Katy | MHHS-Northeast | NE-Respiratory | RT Workroom | 8/1/19 | 8/1/20 |  |  | OXIMETERS, PULSE | Oximeter, Pulse | OXIMETERPULSE-Masimo Corp-RADICAL 57 | OXIMETERPULSE | RADICAL 57 |  |  |  | Masimo Corp | Oximeter, Pulse |  | OXIMETERPULSE-Masimo Corp-RADICAL 57 |  | 2/22/17 |  | OP-A | Covered PM Repair - Biomedical | MHHS-Northeast | [8 empty] | OXIMETERPULSE | Oximeter, Pulse | Masimo Corp
NO | YES |  |  |  | 142-08334 | 142-08334 | Masimo Corp. | RAD-57 |  |  | NE-Respiratory | MHHS-Northeast |  | Oximeter, Pulse |  | 142-08334 | 142-08334 | Katy | MHHS-Northeast | NE-Respiratory | PFT Room | 8/1/19 | 8/1/20 |  |  | OXIMETERS, PULSE | Oximeter, Pulse | OXIMETERPULSE-Masimo Corp-RADICAL 57 | OXIMETERPULSE | RADICAL 57 |  |  |  | Masimo Corp | Oximeter, Pulse |  | OXIMETERPULSE-Masimo Corp-RADICAL 57 |  | 2/22/17 |  | OP-A | Covered PM Repair - Biomedical | MHHS-Northeast | [8 empty] | OXIMETERPULSE | Oximeter, Pulse | Masimo Corp
NO | YES |  |  |  | 142-08335 | 142-08335 | Masimo Corp. | RAD-57 |  |  | NE-Respiratory | MHHS-Northeast |  | Oximeter, Pulse |  | 142-08335 | 142-08335 | Katy | MHHS-Northeast | NE-Respiratory | RT Workroom | 8/1/19 | 8/1/20 |  |  | OXIMETERS, PULSE | Oximeter, Pulse | OXIMETERPULSE-Masimo Corp-RADICAL 57 | OXIMETERPULSE | RADICAL 57 |  |  |  | Masimo Corp | Oximeter, Pulse |  | OXIMETERPULSE-Masimo Corp-RADICAL 57 |  | 2/22/17 |  | OP-A | Covered PM Repair - Biomedical | MHHS-Northeast | [8 empty] | OXIMETERPULSE | Oximeter, Pulse | Masimo Corp
NO | YES |  |  |  | 142-08336 | 142-08336 | Masimo Corp. | RAD-57 |  |  | NE-Respiratory | MHHS-Northeast |  | Oximeter, Pulse |  | 142-08336 | 142-08336 | Katy | MHHS-Northeast | NE-Respiratory | Outside 4001 | 8/1/19 | 8/1/20 |  |  | OXIMETERS, PULSE | Oximeter, Pulse | OXIMETERPULSE-Masimo Corp-RADICAL 57 | OXIMETERPULSE | RADICAL 57 |  |  |  | Masimo Corp | Oximeter, Pulse |  | OXIMETERPULSE-Masimo Corp-RADICAL 57 |  | 2/22/17 |  | OP-A | Covered PM Repair - Biomedical | MHHS-Northeast | [8 empty] | OXIMETERPULSE | Oximeter, Pulse | Masimo Corp
NO | YES |  |  |  | 142-08337 | 142-08337 | Masimo Corp. | RAD-57 |  |  | NE-Respiratory | MHHS-Northeast |  | Oximeter, Pulse |  | 142-08337 | 142-08337 | Katy | MHHS-Northeast | NE-Respiratory | Respiratory | 8/1/19 | 8/1/20 |  |  | OXIMETERS, PULSE | Oximeter, Pulse | OXIMETERPULSE-Masimo Corp-RADICAL 57 | OXIMETERPULSE | RADICAL 57 |  |  |  | Masimo Corp | Oximeter, Pulse |  | OXIMETERPULSE-Masimo Corp-RADICAL 57 |  | 2/22/17 |  | OP-A | Covered PM Repair - Biomedical | MHHS-Northeast | [8 empty] | OXIMETERPULSE | Oximeter, Pulse | Masimo Corp
NO | YES |  |  |  | 142-08338 | 142-08338 | Masimo Corp. | RAD-57 |  |  | NE-Respiratory | MHHS-Northeast |  | Oximeter, Pulse |  | 142-08338 | 142-08338 | Katy | MHHS-Northeast | NE-Respiratory | Blood gas lab | 8/1/19 | 8/1/20 |  |  | OXIMETERS, PULSE | Oximeter, Pulse | OXIMETERPULSE-Masimo Corp-RADICAL 57 | OXIMETERPULSE | RADICAL 57 |  |  |  | Masimo Corp | Oximeter, Pulse |  | OXIMETERPULSE-Masimo Corp-RADICAL 57 |  | 2/22/17 |  | OP-A | Covered PM Repair - Biomedical | MHHS-Northeast | [8 empty] | OXIMETERPULSE | Oximeter, Pulse | Masimo Corp
NO | YES |  |  |  | 142-08339 | 142-08339 | Masimo Corp. | RAD-57 |  |  | NE-Respiratory | MHHS-Northeast |  | Oximeter, Pulse |  | 142-08339 | 142-08339 | Katy | MHHS-Northeast | NE-Respiratory | RT Workroom | 8/1/19 | 8/1/20 |  |  | OXIMETERS, PULSE | Oximeter, Pulse | OXIMETERPULSE-Masimo Corp-RADICAL 57 | OXIMETERPULSE | RADICAL 57 |  |  |  | Masimo Corp | Oximeter, Pulse |  | OXIMETERPULSE-Masimo Corp-RADICAL 57 |  | 2/22/17 |  | OP-A | Covered PM Repair - Biomedical | MHHS-Northeast | [8 empty] | OXIMETERPULSE | Oximeter, Pulse | Masimo Corp
NO | YES |  |  |  | 142-08340 | 142-08340 | Masimo Corp. | RAD-57 |  |  | NE-Respiratory | MHHS-Northeast |  | Oximeter, Pulse |  | 142-08340 | 142-08340 | Katy | MHHS-Northeast | NE-Respiratory | Respiratory | 8/1/19 | 8/1/20 |  |  | OXIMETERS, PULSE | Oximeter, Pulse | OXIMETERPULSE-Masimo Corp-RADICAL 57 | OXIMETERPULSE | RADICAL 57 |  |  |  | Masimo Corp | Oximeter, Pulse |  | OXIMETERPULSE-Masimo Corp-RADICAL 57 |  | 2/22/17 |  | OP-A | Covered PM Repair - Biomedical | MHHS-Northeast | [8 empty] | OXIMETERPULSE | Oximeter, Pulse | Masimo Corp
NO | YES |  |  |  | 129-07964 | 129-07964 | Masimo Corp. | RAD-57 |  |  | 4th Floor | MHHS-Sugarland |  | Oximeter, Pulse |  | 129-07964 | 129-07964 | Sugar Land | Memorial Hermann Sugar Land Hospital | 4th Floor | Storage | 10/1/19 |  |  |  | OXIMETERS, PULSE | Oximeter, Pulse | OXIMETERPULSE-Masimo Corp-RADICAL 57 | OXIMETERPULSE | RADICAL 57 |  |  |  | Masimo Corp | Oximeter, Pulse |  | OXIMETERPULSE-Masimo Corp-RADICAL 57 |  | 2/22/17 |  | OP-A | Covered PM Repair - Biomedical | MHHS-Sugarland | [8 empty] | OXIMETERPULSE | Oximeter, Pulse | Masimo Corp
NO | YES |  |  |  | 129-07965 | 129-07965 | Masimo Corp. | RAD-57 |  |  | Sugar Land-Respiratory | MHHS-Sugarland |  | Oximeter, Pulse |  | 129-07965 | 129-07965 | Sugar Land | MHHS-Sugarland | Sugar Land-Respiratory | Respiratory cart | 10/1/19 |  |  | No pm required | OXIMETERS, PULSE | Oximeter, Pulse | OXIMETERPULSE-Masimo Corp-RADICAL 57 | OXIMETERPULSE | RADICAL 57 |  |  |  | Masimo Corp | Oximeter, Pulse |  | OXIMETERPULSE-Masimo Corp-RADICAL 57 |  | 2/22/17 |  | OP-A | Covered PM Repair - Biomedical | MHHS-Sugarland | [8 empty] | OXIMETERPULSE | Oximeter, Pulse | Masimo Corp
NO | YES |  |  |  | 129-07972 | 129-07972 | Masimo Corp. | RAD-57 |  |  | TIRR-Sugar Land | MHHS-TIRR |  | Oximeter, Pulse |  | 129-07972 | 129-07972 | Sugar Land | MHHS-Others | TIRR-Sugar Land | [5 empty] | OXIMETERS, PULSE | Oximeter, Pulse | OXIMETERPULSE-Masimo Corp-RADICAL 57 | OXIMETERPULSE | RADICAL 57 |  |  |  | Masimo Corp | Oximeter, Pulse |  | OXIMETERPULSE-Masimo Corp-RADICAL 57 |  | 8/28/20 |  | OP-A | Not Covered Vendor Only - Biomedical | MHHS-TIRR | [8 empty] | OXIMETERPULSE | Oximeter, Pulse | Masimo Corp
NO | YES |  |  |  | 129-07973 | 129-07973 | Masimo Corp. | RAD-57 |  |  | TIRR-Sugar Land | MHHS-TIRR |  | Oximeter, Pulse |  | 129-07973 | 129-07973 | Sugar Land | MHHS-Others | TIRR-Sugar Land | Gym Floor |  |  |  |  | OXIMETERS, PULSE | Oximeter, Pulse | OXIMETERPULSE-Masimo Corp-RADICAL 57 | OXIMETERPULSE | RADICAL 57 |  |  |  | Masimo Corp | Oximeter, Pulse |  | OXIMETERPULSE-Masimo Corp-RADICAL 57 |  | 8/28/20 |  | OP-A | Not Covered Vendor Only - Biomedical | MHHS-TIRR | [8 empty] | OXIMETERPULSE | Oximeter, Pulse | Masimo Corp
NO | NO |  |  |  | 151-03252 |  | Masimo Corp. | RAD-57 |  |  | CY - 3 SOUTH | MHHS-Cypress |  | Oximeter, Pulse |  | 151-03252 |  | Northwest & Cypress |  | CY - 3 SOUTH | [5 empty] | OXIMETERS, PULSE |  | OXIMETERPULSE-Masimo Corp-RADICAL 57 | OXIMETERPULSE | RADICAL 57 |  |  |  | Masimo Corp | Oximeter, Pulse |  | OXIMETERPULSE-Masimo Corp-RADICAL 57 |  |  |  |  | Not Covered Vendor Only - Biomedical | MHHS-Cypress
NO | NO | [5 empty] | Masimo Corp. | RAD-57 |  |  | CY - 3 SOUTH | MHHS-Cypress |  | Oximeter, Pulse |  |  |  | Northwest & Cypress |  | CY - 3 SOUTH | [5 empty] | OXIMETERS, PULSE |  | OXIMETERPULSE-Masimo Corp-RADICAL 57 | OXIMETERPULSE | RADICAL 57 |  |  |  | Masimo Corp | Oximeter, Pulse |  | OXIMETERPULSE-Masimo Corp-RADICAL 57 |  |  |  |  | Covered PM Repair - Biomedical | MHHS-Cypress
NO | NO | [5 empty] | Masimo Corp. | RAD-57 |  |  | CY - 3 SOUTH | MHHS-Cypress |  | Oximeter, Pulse |  |  |  | Northwest & Cypress |  | CY - 3 SOUTH | [5 empty] | OXIMETERS, PULSE |  | OXIMETERPULSE-Masimo Corp-RADICAL 57 | OXIMETERPULSE | RADICAL 57 |  |  |  | Masimo Corp | Oximeter, Pulse |  | OXIMETERPULSE-Masimo Corp-RADICAL 57 |  |  |  |  | Covered PM Repair - Biomedical | MHHS-Cypress
NO | NO | [5 empty] | Masimo Corp. | RAD-57 |  |  | CY - 3 SOUTH | MHHS-Cypress |  | Oximeter, Pulse |  |  |  | Northwest & Cypress |  | CY - 3 SOUTH | [5 empty] | OXIMETERS, PULSE |  | OXIMETERPULSE-Masimo Corp-RADICAL 57 | OXIMETERPULSE | RADICAL 57 |  |  |  | Masimo Corp | Oximeter, Pulse |  | OXIMETERPULSE-Masimo Corp-RADICAL 57 |  |  |  |  | Covered PM Repair - Biomedical | MHHS-Cypress
NO | NO | [5 empty] | Masimo Corp. | RAD-57 |  |  | CY - 3 SOUTH | MHHS-Cypress |  | Oximeter, Pulse |  |  |  | Northwest & Cypress |  | CY - 3 SOUTH | [5 empty] | OXIMETERS, PULSE |  | OXIMETERPULSE-Masimo Corp-RADICAL 57 | OXIMETERPULSE | RADICAL 57 |  |  |  | Masimo Corp | Oximeter, Pulse |  | OXIMETERPULSE-Masimo Corp-RADICAL 57 |  |  |  |  | Covered PM Repair - Biomedical | MHHS-Cypress
NO | NO | [5 empty] | Masimo Corp. | RAD-57 |  |  | CY - 3 SOUTH | MHHS-Cypress |  | Oximeter, Pulse |  |  |  | Northwest & Cypress |  | CY - 3 SOUTH | [5 empty] | OXIMETERS, PULSE |  | OXIMETERPULSE-Masimo Corp-RADICAL 57 | OXIMETERPULSE | RADICAL 57 |  |  |  | Masimo Corp | Oximeter, Pulse |  | OXIMETERPULSE-Masimo Corp-RADICAL 57 |  |  |  |  | Covered PM Repair - Biomedical | MHHS-Cypress
NO | NO | [5 empty] | Masimo Corp. | RAD-57 |  |  | CY - 3 SOUTH | MHHS-Cypress |  | Oximeter, Pulse |  |  |  | Northwest & Cypress |  | CY - 3 SOUTH | [5 empty] | OXIMETERS, PULSE |  | OXIMETERPULSE-Masimo Corp-RADICAL 57 | OXIMETERPULSE | RADICAL 57 |  |  |  | Masimo Corp | Oximeter, Pulse |  | OXIMETERPULSE-Masimo Corp-RADICAL 57 |  |  |  |  | Covered PM Repair - Biomedical | MHHS-Cypress
NO | NO | [5 empty] | Masimo Corp. | RAD-57 |  |  | CY - 3 SOUTH | MHHS-Cypress |  | Oximeter, Pulse |  |  |  | Northwest & Cypress |  | CY - 3 SOUTH | [5 empty] | OXIMETERS, PULSE |  | OXIMETERPULSE-Masimo Corp-RADICAL 57 | OXIMETERPULSE | RADICAL 57 |  |  |  | Masimo Corp | Oximeter, Pulse |  | OXIMETERPULSE-Masimo Corp-RADICAL 57 |  |  |  |  | Covered PM Repair - Biomedical | MHHS-Cypress
NO | NO |  |  |  | 151-03282 |  | Masimo Corp. | RAD-57 |  |  | CY - RESPIRATORY CARE SERVICES | MHHS-Cypress |  | Oximeter, Pulse |  | 151-03282 |  | Northwest & Cypress |  | CY - RESPIRATORY CARE SERVICES | [5 empty] | OXIMETERS, PULSE |  | OXIMETERPULSE-Masimo Corp-RADICAL 57 | OXIMETERPULSE | RADICAL 57 |  |  |  | Masimo Corp | Oximeter, Pulse |  | OXIMETERPULSE-Masimo Corp-RADICAL 57 |  |  |  |  | Covered PM Repair - Biomedical | MHHS-Cypress
NO | NO |  |  |  | 009-33691 |  | Masimo Corp. | RAD-57 |  | N177704 | GH - MED SURG 6 | MHHS-Greater Heights |  | Oximeter, Pulse |  | 009-33691 |  | Central & Greater Heights |  | GH - MED SURG 6 | [5 empty] | OXIMETERS, PULSE |  | OXIMETERPULSE-Masimo Corp-RADICAL 57 | OXIMETERPULSE | RADICAL 57 |  |  |  | Masimo Corp | Oximeter, Pulse |  | OXIMETERPULSE-Masimo Corp-RADICAL 57 |  |  |  |  | Not Covered Vendor Only - Biomedical | MHHS-Greater Heights
NO | NO |  |  |  | 009-07000 |  | Masimo Corp. | RAD-57 |  |  | GH - RESPIRATORY | MHHS-Greater Heights |  | Oximeter, Pulse |  | 009-07000 |  | Central & Greater Heights |  | GH - RESPIRATORY | [5 empty] | OXIMETERS, PULSE |  | OXIMETERPULSE-Masimo Corp-RADICAL 57 | OXIMETERPULSE | RADICAL 57 |  |  |  | Masimo Corp | Oximeter, Pulse |  | OXIMETERPULSE-Masimo Corp-RADICAL 57 |  |  |  |  | Not Covered Vendor Only - Biomedical | MHHS-Greater Heights
NO | NO |  |  |  | 009-07996 |  | Masimo Corp. | RAD-57 |  |  | GH - RESPIRATORY | MHHS-Greater Heights |  | Oximeter, Pulse |  | 009-07996 |  | Central & Greater Heights |  | GH - RESPIRATORY | [5 empty] | OXIMETERS, PULSE |  | OXIMETERPULSE-Masimo Corp-RADICAL 57 | OXIMETERPULSE | RADICAL 57 |  |  |  | Masimo Corp | Oximeter, Pulse |  | OXIMETERPULSE-Masimo Corp-RADICAL 57 |  |  |  |  | Not Covered Vendor Only - Biomedical | MHHS-Greater Heights
NO | NO |  |  |  | 009-33633 |  | Masimo Corp. | RAD-57 |  |  | GH - RESPIRATORY | MHHS-Greater Heights |  | Oximeter, Pulse |  | 009-33633 |  | Central & Greater Heights |  | GH - RESPIRATORY | [5 empty] | OXIMETERS, PULSE |  | OXIMETERPULSE-Masimo Corp-RADICAL 57 | OXIMETERPULSE | RADICAL 57 |  |  |  | Masimo Corp | Oximeter, Pulse |  | OXIMETERPULSE-Masimo Corp-RADICAL 57 |  |  |  |  | Not Covered Vendor Only - Biomedical | MHHS-Greater Heights
NO | NO |  |  |  | 009-33686 |  | Masimo Corp. | RAD-57 |  |  | GH - RESPIRATORY | MHHS-Greater Heights |  | Oximeter, Pulse |  | 009-33686 |  | Central & Greater Heights |  | GH - RESPIRATORY | [5 empty] | OXIMETERS, PULSE |  | OXIMETERPULSE-Masimo Corp-RADICAL 57 | OXIMETERPULSE | RADICAL 57 |  |  |  | Masimo Corp | Oximeter, Pulse |  | OXIMETERPULSE-Masimo Corp-RADICAL 57 |  |  |  |  | Not Covered Vendor Only - Biomedical | MHHS-Greater Heights
NO | NO |  |  |  | 009-33689 |  | Masimo Corp. | RAD-57 |  |  | GH - RESPIRATORY | MHHS-Greater Heights |  | Oximeter, Pulse |  | 009-33689 |  | Central & Greater Heights |  | GH - RESPIRATORY | [5 empty] | OXIMETERS, PULSE |  | OXIMETERPULSE-Masimo Corp-RADICAL 57 | OXIMETERPULSE | RADICAL 57 |  |  |  | Masimo Corp | Oximeter, Pulse |  | OXIMETERPULSE-Masimo Corp-RADICAL 57 |  |  |  |  | Not Covered Vendor Only - Biomedical | MHHS-Greater Heights
NO | NO |  |  |  | 009-33690 |  | Masimo Corp. | RAD-57 |  |  | GH - RESPIRATORY | MHHS-Greater Heights |  | Oximeter, Pulse |  | 009-33690 |  | Central & Greater Heights |  | GH - RESPIRATORY | [5 empty] | OXIMETERS, PULSE |  | OXIMETERPULSE-Masimo Corp-RADICAL 57 | OXIMETERPULSE | RADICAL 57 |  |  |  | Masimo Corp | Oximeter, Pulse |  | OXIMETERPULSE-Masimo Corp-RADICAL 57 |  |  |  |  | Not Covered Vendor Only - Biomedical | MHHS-Greater Heights
NO | NO |  |  |  | 009-34361 |  | Masimo Corp. | RAD-57 |  |  | GH - RESPIRATORY | MHHS-Greater Heights |  | Oximeter, Pulse |  | 009-34361 |  | Central & Greater Heights |  | GH - RESPIRATORY | [5 empty] | OXIMETERS, PULSE |  | OXIMETERPULSE-Masimo Corp-RADICAL 57 | OXIMETERPULSE | RADICAL 57 |  |  |  | Masimo Corp | Oximeter, Pulse |  | OXIMETERPULSE-Masimo Corp-RADICAL 57 |  |  |  |  | Not Covered Vendor Only - Biomedical | MHHS-Greater Heights
NO | NO | [5 empty] | Masimo Corp. | RAD-57 |  |  | GH - RESPIRATORY | MHHS-Greater Heights |  | Oximeter, Pulse |  |  |  | Central & Greater Heights |  | GH - RESPIRATORY | [5 empty] | OXIMETERS, PULSE |  | OXIMETERPULSE-Masimo Corp-RADICAL 57 | OXIMETERPULSE | RADICAL 57 |  |  |  | Masimo Corp | Oximeter, Pulse |  | OXIMETERPULSE-Masimo Corp-RADICAL 57 |  |  |  |  | Not Covered Vendor Only - Biomedical | MHHS-Greater Heights
NO | NO | [5 empty] | Masimo Corp. | RAD-57 |  |  | GH - RESPIRATORY | MHHS-Greater Heights |  | Oximeter, Pulse |  |  |  | Central & Greater Heights |  | GH - RESPIRATORY | [5 empty] | OXIMETERS, PULSE |  | OXIMETERPULSE-Masimo Corp-RADICAL 57 | OXIMETERPULSE | RADICAL 57 |  |  |  | Masimo Corp | Oximeter, Pulse |  | OXIMETERPULSE-Masimo Corp-RADICAL 57 |  |  |  |  | Not Covered Vendor Only - Biomedical | MHHS-Greater Heights
NO | NO |  |  |  | 041-34957 |  | Masimo Corp. | RAD-57 |  |  | MEMORIAL CITY - RESPIRATORY | MHHS-Mem City |  | Oximeter, Pulse |  | 041-34957 |  | West & Memorial City |  | MEMORIAL CITY - RESPIRATORY | [5 empty] | OXIMETERS, PULSE |  | OXIMETERPULSE-Masimo Corp-RADICAL 57 | OXIMETERPULSE | RADICAL 57 |  |  |  | Masimo Corp | Oximeter, Pulse |  | OXIMETERPULSE-Masimo Corp-RADICAL 57 |  |  |  |  | Not Covered Vendor Only - Biomedical | MHHS-Mem City
NO | NO |  |  |  | 041-34958 |  | Masimo Corp. | RAD-57 |  |  | MEMORIAL CITY - RESPIRATORY | MHHS-Mem City |  | Oximeter, Pulse |  | 041-34958 |  | West & Memorial City |  | MEMORIAL CITY - RESPIRATORY | [5 empty] | OXIMETERS, PULSE |  | OXIMETERPULSE-Masimo Corp-RADICAL 57 | OXIMETERPULSE | RADICAL 57 |  |  |  | Masimo Corp | Oximeter, Pulse |  | OXIMETERPULSE-Masimo Corp-RADICAL 57 |  |  |  |  | Not Covered Vendor Only - Biomedical | MHHS-Mem City
NO | NO |  |  |  | 041-34959 |  | Masimo Corp. | RAD-57 |  |  | MEMORIAL CITY - RESPIRATORY | MHHS-Mem City |  | Oximeter, Pulse |  | 041-34959 |  | West & Memorial City |  | MEMORIAL CITY - RESPIRATORY | [5 empty] | OXIMETERS, PULSE |  | OXIMETERPULSE-Masimo Corp-RADICAL 57 | OXIMETERPULSE | RADICAL 57 |  |  |  | Masimo Corp | Oximeter, Pulse |  | OXIMETERPULSE-Masimo Corp-RADICAL 57 |  |  |  |  | Not Covered Vendor Only - Biomedical | MHHS-Mem City
NO | NO |  |  |  | 041-34960 |  | Masimo Corp. | RAD-57 |  |  | MEMORIAL CITY - RESPIRATORY | MHHS-Mem City |  | Oximeter, Pulse |  | 041-34960 |  | West & Memorial City |  | MEMORIAL CITY - RESPIRATORY | [5 empty] | OXIMETERS, PULSE |  | OXIMETERPULSE-Masimo Corp-RADICAL 57 | OXIMETERPULSE | RADICAL 57 |  |  |  | Masimo Corp | Oximeter, Pulse |  | OXIMETERPULSE-Masimo Corp-RADICAL 57 |  |  |  |  | Not Covered Vendor Only - Biomedical | MHHS-Mem City
NO | NO |  |  |  | 142-08327 |  | Masimo Corp. | RAD-57 |  |  | NE - RESPIRATORY | MHHS-Northeast |  | Oximeter, Pulse |  | 142-08327 |  | Katy |  | NE - RESPIRATORY | [5 empty] | OXIMETERS, PULSE |  | OXIMETERPULSE-Masimo Corp-RADICAL 57 | OXIMETERPULSE | RADICAL 57 |  |  |  | Masimo Corp | Oximeter, Pulse |  | OXIMETERPULSE-Masimo Corp-RADICAL 57 |  |  |  |  | Not Covered Vendor Only - Biomedical | MHHS-Northeast
NO | NO |  |  |  | 142-08330 |  | Masimo Corp. | RAD-57 |  |  | NE - RESPIRATORY | MHHS-Northeast |  | Oximeter, Pulse |  | 142-08330 |  | Katy |  | NE - RESPIRATORY | [5 empty] | OXIMETERS, PULSE |  | OXIMETERPULSE-Masimo Corp-RADICAL 57 | OXIMETERPULSE | RADICAL 57 |  |  |  | Masimo Corp | Oximeter, Pulse |  | OXIMETERPULSE-Masimo Corp-RADICAL 57 |  |  |  |  | Not Covered Vendor Only - Biomedical | MHHS-Northeast
NO | NO |  |  |  | 005-07684 |  | Masimo Corp. | RAD-57 |  |  | SE - RESPIRATORY | MHHS-Southeast |  | Oximeter, Pulse |  | 005-07684 |  | Southeast & Bay Area |  | SE - RESPIRATORY | [5 empty] | OXIMETERS, PULSE |  | OXIMETERPULSE-Masimo Corp-RADICAL 57 | OXIMETERPULSE | RADICAL 57 |  |  |  | Masimo Corp | Oximeter, Pulse |  | OXIMETERPULSE-Masimo Corp-RADICAL 57 |  |  |  |  | Not Covered Vendor Only - Biomedical | MHHS-Southeast
NO | NO |  |  |  | 005-07685 |  | Masimo Corp. | RAD-57 |  |  | SE - RESPIRATORY | MHHS-Southeast |  | Oximeter, Pulse |  | 005-07685 |  | Southeast & Bay Area |  | SE - RESPIRATORY | [5 empty] | OXIMETERS, PULSE |  | OXIMETERPULSE-Masimo Corp-RADICAL 57 | OXIMETERPULSE | RADICAL 57 |  |  |  | Masimo Corp | Oximeter, Pulse |  | OXIMETERPULSE-Masimo Corp-RADICAL 57 |  |  |  |  | Not Covered Vendor Only - Biomedical | MHHS-Southeast
NO | NO |  |  |  | 005-07687 |  | Masimo Corp. | RAD-57 |  |  | SE - RESPIRATORY | MHHS-Southeast |  | Oximeter, Pulse |  | 005-07687 |  | Southeast & Bay Area |  | SE - RESPIRATORY | [5 empty] | OXIMETERS, PULSE |  | OXIMETERPULSE-Masimo Corp-RADICAL 57 | OXIMETERPULSE | RADICAL 57 |  |  |  | Masimo Corp | Oximeter, Pulse |  | OXIMETERPULSE-Masimo Corp-RADICAL 57 |  |  |  |  | Not Covered Vendor Only - Biomedical | MHHS-Southeast
NO | NO |  |  |  | 005-08072 |  | Masimo Corp. | RAD-57 |  | N13022 | SE - RESPIRATORY | MHHS-Southeast |  | Oximeter, Pulse |  | 005-08072 |  | Southeast & Bay Area |  | SE - RESPIRATORY | [5 empty] | OXIMETERS, PULSE |  | OXIMETERPULSE-Masimo Corp-RADICAL 57 | OXIMETERPULSE | RADICAL 57 |  |  |  | Masimo Corp | Oximeter, Pulse |  | OXIMETERPULSE-Masimo Corp-RADICAL 57 |  |  |  |  | Not Covered Vendor Only - Biomedical | MHHS-Southeast
NO | NO |  |  |  | 005-08653 |  | Masimo Corp. | RAD-57 |  | N14632 | SE - RESPIRATORY | MHHS-Southeast |  | Oximeter, Pulse |  | 005-08653 |  | Southeast & Bay Area |  | SE - RESPIRATORY | [5 empty] | OXIMETERS, PULSE |  | OXIMETERPULSE-Masimo Corp-RADICAL 57 | OXIMETERPULSE | RADICAL 57 |  |  |  | Masimo Corp | Oximeter, Pulse |  | OXIMETERPULSE-Masimo Corp-RADICAL 57 |  |  |  |  | Not Covered Vendor Only - Biomedical | MHHS-Southeast
NO | NO |  |  |  | 005-33399 |  | Masimo Corp. | RAD-57 |  |  | SE - RESPIRATORY | MHHS-Southeast |  | Oximeter, Pulse |  | 005-33399 |  | Southeast & Bay Area |  | SE - RESPIRATORY | [5 empty] | OXIMETERS, PULSE |  | OXIMETERPULSE-Masimo Corp-RADICAL 57 | OXIMETERPULSE | RADICAL 57 |  |  |  | Masimo Corp | Oximeter, Pulse |  | OXIMETERPULSE-Masimo Corp-RADICAL 57 |  |  |  |  | Not Covered Vendor Only - Biomedical | MHHS-Southeast
NO | NO |  |  |  | 005-34211 |  | Masimo Corp. | RAD-57 |  |  | SE - RESPIRATORY | MHHS-Southeast |  | Oximeter, Pulse |  | 005-34211 |  | Southeast & Bay Area |  | SE - RESPIRATORY | [5 empty] | OXIMETERS, PULSE |  | OXIMETERPULSE-Masimo Corp-RADICAL 57 | OXIMETERPULSE | RADICAL 57 |  |  |  | Masimo Corp | Oximeter, Pulse |  | OXIMETERPULSE-Masimo Corp-RADICAL 57 |  |  |  |  | Not Covered Vendor Only - Biomedical | MHHS-Southeast
NO | NO |  |  |  | 013-38888 |  | Masimo Corp. | RAD-57 |  |  | SW - RESPIRATORY | MHHS-Southwest |  | Oximeter, Pulse |  | 013-38888 |  | Southwest |  | SW - RESPIRATORY | [5 empty] | OXIMETERS, PULSE |  | OXIMETERPULSE-Masimo Corp-RADICAL 57 | OXIMETERPULSE | RADICAL 57 |  |  |  | Masimo Corp | Oximeter, Pulse |  | OXIMETERPULSE-Masimo Corp-RADICAL 57 |  |  |  |  | Not Covered Vendor Only - Biomedical | MHHS-Southwest
NO | NO |  |  |  | 241-04598 |  | Masimo Corp. | RAD-57 |  |  | TIRR - RESPIRATORY | MHHS-TIRR |  | Oximeter, Pulse |  | 241-04598 |  | TMC |  | TIRR - RESPIRATORY | [5 empty] | OXIMETERS, PULSE |  | OXIMETERPULSE-Masimo Corp-RADICAL 57 | OXIMETERPULSE | RADICAL 57 |  |  |  | Masimo Corp | Oximeter, Pulse |  | OXIMETERPULSE-Masimo Corp-RADICAL 57 |  |  |  |  | Not Covered Vendor Only - Biomedical | MHHS-TIRR
NO | NO |  |  |  | 241-04599 |  | Masimo Corp. | RAD-57 |  |  | TIRR - RESPIRATORY | MHHS-TIRR |  | Oximeter, Pulse |  | 241-04599 |  | TMC |  | TIRR - RESPIRATORY | [5 empty] | OXIMETERS, PULSE |  | OXIMETERPULSE-Masimo Corp-RADICAL 57 | OXIMETERPULSE | RADICAL 57 |  |  |  | Masimo Corp | Oximeter, Pulse |  | OXIMETERPULSE-Masimo Corp-RADICAL 57 |  |  |  |  | Not Covered Vendor Only - Biomedical | MHHS-TIRR
NO | NO |  |  |  | 241-04600 |  | Masimo Corp. | RAD-57 |  |  | TIRR - RESPIRATORY | MHHS-TIRR |  | Oximeter, Pulse |  | 241-04600 |  | TMC |  | TIRR - RESPIRATORY | [5 empty] | OXIMETERS, PULSE |  | OXIMETERPULSE-Masimo Corp-RADICAL 57 | OXIMETERPULSE | RADICAL 57 |  |  |  | Masimo Corp | Oximeter, Pulse |  | OXIMETERPULSE-Masimo Corp-RADICAL 57 |  |  |  |  | Not Covered Vendor Only - Biomedical | MHHS-TIRR
NO | NO |  |  |  | 241-04601 |  | Masimo Corp. | RAD-57 |  |  | TIRR - RESPIRATORY | MHHS-TIRR |  | Oximeter, Pulse |  | 241-04601 |  | TMC |  | TIRR - RESPIRATORY | [5 empty] | OXIMETERS, PULSE |  | OXIMETERPULSE-Masimo Corp-RADICAL 57 | OXIMETERPULSE | RADICAL 57 |  |  |  | Masimo Corp | Oximeter, Pulse |  | OXIMETERPULSE-Masimo Corp-RADICAL 57 |  |  |  |  | Not Covered Vendor Only - Biomedical | MHHS-TIRR
NO | NO |  |  |  | 241-04604 |  | Masimo Corp. | RAD-57 |  |  | TIRR - RESPIRATORY | MHHS-TIRR |  | Oximeter, Pulse |  | 241-04604 |  | TMC |  | TIRR - RESPIRATORY | [5 empty] | OXIMETERS, PULSE |  | OXIMETERPULSE-Masimo Corp-RADICAL 57 | OXIMETERPULSE | RADICAL 57 |  |  |  | Masimo Corp | Oximeter, Pulse |  | OXIMETERPULSE-Masimo Corp-RADICAL 57 |  |  |  |  | Not Covered Vendor Only - Biomedical | MHHS-TIRR
NO | NO |  |  |  | 241-04633 |  | Masimo Corp. | RAD-57 |  |  | TIRR - RESPIRATORY | MHHS-TIRR |  | Oximeter, Pulse |  | 241-04633 |  | TMC |  | TIRR - RESPIRATORY | [5 empty] | OXIMETERS, PULSE |  | OXIMETERPULSE-Masimo Corp-RADICAL 57 | OXIMETERPULSE | RADICAL 57 |  |  |  | Masimo Corp | Oximeter, Pulse |  | OXIMETERPULSE-Masimo Corp-RADICAL 57 |  |  |  |  | Not Covered Vendor Only - Biomedical | MHHS-TIRR
NO | NO |  |  |  | 069-41958 |  | Masimo Corp. | RAD-57 |  |  | TMC - CHILDRENS - L&D (6HP) | MHHS-TMC |  | Oximeter, Pulse |  | 069-41958 |  | TMC |  | TMC - CHILDRENS - L&D (6HP) | [5 empty] | OXIMETERS, PULSE |  | OXIMETERPULSE-Masimo Corp-RADICAL 57 | OXIMETERPULSE | RADICAL 57 |  |  |  | Masimo Corp | Oximeter, Pulse |  | OXIMETERPULSE-Masimo Corp-RADICAL 57 |  |  |  |  | Not Covered Vendor Only - Biomedical | MHHS-TMC
NO | NO |  |  |  | 069-43968 |  | Masimo Corp. | RAD-57 |  |  | TMC - CULLEN - MICU (2C) | MHHS-TMC |  | Oximeter, Pulse |  | 069-43968 |  | TMC |  | TMC - CULLEN - MICU (2C) | [5 empty] | OXIMETERS, PULSE |  | OXIMETERPULSE-Masimo Corp-RADICAL 57 | OXIMETERPULSE | RADICAL 57 |  |  |  | Masimo Corp | Oximeter, Pulse |  | OXIMETERPULSE-Masimo Corp-RADICAL 57 |  |  |  |  | Not Covered Vendor Only - Biomedical | MHHS-TMC
NO | NO |  |  |  | 074-06505 |  | Masimo Corp. | RAD-57 |  |  | TMC - RADIOLOGY - NUC MED | MHHS-TMC |  | Oximeter, Pulse |  | 074-06505 |  | TMC |  | TMC - RADIOLOGY - NUC MED | [5 empty] | OXIMETERS, PULSE |  | OXIMETERPULSE-Masimo Corp-RADICAL 57 | OXIMETERPULSE | RADICAL 57 |  |  |  | Masimo Corp | Oximeter, Pulse |  | OXIMETERPULSE-Masimo Corp-RADICAL 57 |  |  |  |  | Not Covered Vendor Only - Biomedical | MHHS-TMC
NO | NO |  |  |  | 069-45257 |  | Masimo Corp. | RAD-57 |  |  | TMC - RESPIRATORY - ADULT | MHHS-TMC |  | Oximeter, Pulse |  | 069-45257 |  | TMC |  | TMC - RESPIRATORY - ADULT | [5 empty] | OXIMETERS, PULSE |  | OXIMETERPULSE-Masimo Corp-RADICAL 57 | OXIMETERPULSE | RADICAL 57 |  |  |  | Masimo Corp | Oximeter, Pulse |  | OXIMETERPULSE-Masimo Corp-RADICAL 57 |  |  |  |  | Not Covered Vendor Only - Biomedical | MHHS-TMC
NO | NO |  |  |  | 069-45258 |  | Masimo Corp. | RAD-57 |  |  | TMC - RESPIRATORY - ADULT | MHHS-TMC |  | Oximeter, Pulse |  | 069-45258 |  | TMC |  | TMC - RESPIRATORY - ADULT | [5 empty] | OXIMETERS, PULSE |  | OXIMETERPULSE-Masimo Corp-RADICAL 57 | OXIMETERPULSE | RADICAL 57 |  |  |  | Masimo Corp | Oximeter, Pulse |  | OXIMETERPULSE-Masimo Corp-RADICAL 57 |  |  |  |  | Not Covered Vendor Only - Biomedical | MHHS-TMC
NO | NO |  |  |  | 069-41272 |  | Masimo Corp. | RAD-57 |  |  | TMC - RESPIRATORY - PULMONARY LAB | MHHS-TMC |  | Oximeter, Pulse |  | 069-41272 |  | TMC |  | TMC - RESPIRATORY - PULMONARY LAB | [5 empty] | OXIMETERS, PULSE |  | OXIMETERPULSE-Masimo Corp-RADICAL 57 | OXIMETERPULSE | RADICAL 57 |  |  |  | Masimo Corp | Oximeter, Pulse |  | OXIMETERPULSE-Masimo Corp-RADICAL 57 |  |  |  |  | Not Covered Vendor Only - Biomedical | MHHS-TMC
NO | NO |  |  |  | 029-32045 |  | Masimo Corp. | RAD-57 |  |  | WOODLANDS - ENDOSCOPY | MHHS-Woodlands |  | Oximeter, Pulse |  | 029-32045 |  | Woodlands |  | WOODLANDS - ENDOSCOPY | [5 empty] | OXIMETERS, PULSE |  | OXIMETERPULSE-Masimo Corp-RADICAL 57 | OXIMETERPULSE | RADICAL 57 |  |  |  | Masimo Corp | Oximeter, Pulse |  | OXIMETERPULSE-Masimo Corp-RADICAL 57 |  |  |  |  | Covered PM Repair - Biomedical | MHHS-Woodlands
NO | NO |  |  |  | 029-32045 |  | Masimo Corp. | RAD-57 |  |  | WOODLANDS - ENDOSCOPY | MHHS-Woodlands |  | Oximeter, Pulse |  | 029-32045 |  | Woodlands |  | WOODLANDS - ENDOSCOPY | [5 empty] | OXIMETERS, PULSE |  | OXIMETERPULSE-Masimo Corp-RADICAL 57 | OXIMETERPULSE | RADICAL 57 |  |  |  | Masimo Corp | Oximeter, Pulse |  | OXIMETERPULSE-Masimo Corp-RADICAL 57 |  |  |  |  | Not Covered Vendor Only - Biomedical | MHHS-Woodlands
NO | YES |  |  |  | 029-12348 | 029-12348 | Masimo Corp. | RAD-5V |  | N12348 | CAHF-(KY)-Katy [Mp2-Ste200] | MHHS - Heart Failure Clinics |  |  |  | 029-12348 | 029-12348 | Central | MHHS-Others | CAHF-(KY)-Katy [Mp2-Ste200] | Cardiology | 1/1/18 |  |  |  | OXIMETERS, PULSE | Oximeter, Pulse | OXIMETERPULSE-Masimo Corp-RADICAL 5V |  |  |  |  | OXIMETERPULSE-Masimo Corp-RADICAL 5V | Masimo Corp | [6 empty] | OP-A | Covered PM Repair - Biomedical | MHHS - Heart Failure Clinics | [8 empty] | OXIMETERPULSE | Oximeter, Pulse | Masimo Corp
NO | YES |  |  |  | 129-07302 | 129-07302 | Masimo Corp. | RAD-5V |  | N110633 | CAHF - (SL) - SUGAR LAND (MP2) | MHHS - Heart Failure Clinics |  |  |  | 129-07302 | 129-07302 | Sugar Land | MHHS-Others | CAHF - (SL) - SUGAR LAND (MP2) | Hall | 11/1/18 | 11/1/19 |  |  | OXIMETERS, PULSE | Oximeter, Pulse | OXIMETERPULSE-Masimo Corp-RADICAL 5V |  |  |  |  | OXIMETERPULSE-Masimo Corp-RADICAL 5V | Masimo Corp |  |  |  |  | 2/10/18 |  | OP-A | Not Covered Vendor Only - Biomedical | MHHS - Heart Failure Clinics | [8 empty] | OXIMETERPULSE | Oximeter, Pulse | Masimo Corp
NO | YES |  |  |  | 129-07545 | 129-07545 | Masimo Corp. | RAD-5V |  | N127367 | MH MG-(SL)-Physicians At Sugar Creek | MHHS-MG |  |  |  | 129-07545 | 129-07545 | Sugar Land | MHHS-MG | MH MG-(SL)-Physicians At Sugar Creek | Purple Office | 6/1/18 |  |  |  | OXIMETERS, PULSE | Oximeter, Pulse | OXIMETERPULSE-Masimo Corp-RADICAL 5V |  |  |  |  | OXIMETERPULSE-Masimo Corp-RADICAL 5V | Masimo Corp | [6 empty] | OP-A | Covered PM Repair - Biomedical | MHHS-MG | [8 empty] | OXIMETERPULSE | Oximeter, Pulse | Masimo Corp
NO | YES |  |  |  | 129-07546 | 129-07546 | Masimo Corp. | RAD-5V |  | N127184 | MH MG-(SL)-Physicians At Sugar Creek | MHHS-MG |  |  |  | 129-07546 | 129-07546 | Sugar Land | MHHS-MG | MH MG-(SL)-Physicians At Sugar Creek | Orange Nurses Station | 11/1/17 |  |  |  | OXIMETERS, PULSE | Oximeter, Pulse | OXIMETERPULSE-Masimo Corp-RADICAL 5V |  |  |  |  | OXIMETERPULSE-Masimo Corp-RADICAL 5V | Masimo Corp |  |  |  |  | 2/10/18 |  | OP-A | Covered PM Repair - Biomedical | MHHS-MG | [8 empty] | OXIMETERPULSE | Oximeter, Pulse | Masimo Corp
NO | YES |  |  |  | 129-07547 | 129-07547 | Masimo Corp. | RAD-5V |  | N127247 | MH MG-(SL)-Physicians At Sugar Creek | MHHS-MG |  |  |  | 129-07547 | 129-07547 | Sugar Land | MHHS-MG | MH MG-(SL)-Physicians At Sugar Creek | Exam 6 | 11/1/18 |  |  | One time safety | OXIMETERS, PULSE | Oximeter, Pulse | OXIMETERPULSE-Masimo Corp-RADICAL 5V |  |  |  |  | OXIMETERPULSE-Masimo Corp-RADICAL 5V | Masimo Corp |  |  |  |  | 2/10/18 |  | OP-A | Covered PM Repair - Biomedical | MHHS-MG | [8 empty] | OXIMETERPULSE | Oximeter, Pulse | Masimo Corp
NO | YES |  |  |  | 142-07945 | 142-07945 | Masimo Corp. | RAD-5V |  | N158809 | NE-4 West Tower | MHHS-Northeast |  |  |  | 142-07945 | 142-07945 | Katy | MHHS-Northeast | NE-4 West Tower |  | 10/1/19 | 10/1/20 |  |  | OXIMETERS, PULSE | Oximeter, Pulse | OXIMETERPULSE-Masimo Corp-RADICAL 5V |  |  |  |  | OXIMETERPULSE-Masimo Corp-RADICAL 5V | Masimo Corp | [6 empty] | OP-A | Covered PM Repair - Biomedical | MHHS-Northeast | [8 empty] | OXIMETERPULSE | Oximeter, Pulse | Masimo Corp
NO | YES |  |  |  | 142-07953 | N158822 | Masimo Corp. | RAD-5V |  | N158822 | NE-4 West Tower | MHHS-Northeast |  |  |  | 142-07953 | N158822 | Katy | MHHS-Northeast | NE-4 West Tower | 4 West | 10/1/19 | 11/1/20 |  |  | OXIMETERS, PULSE | Oximeter, Pulse | OXIMETERPULSE-Masimo Corp-RADICAL 5V |  |  |  |  | OXIMETERPULSE-Masimo Corp-RADICAL 5V | Masimo Corp |  |  |  |  | 4/1/18 |  | OP-A | Covered PM Repair - Biomedical | MHHS-Northeast | [8 empty] | OXIMETERPULSE | Oximeter, Pulse | Masimo Corp
NO | YES |  |  |  | 005-12962 | 005-12962 | Masimo Corp. | RAD-5V |  | N102487 | SE-Cath Lab | MHHS-Southeast |  |  |  | 005-12962 | 005-12962 | Southeast | MHHS-Southeast | SE-Cath Lab | Room 2 | 2/1/19 |  | 2/1/20 |  | OXIMETERS, PULSE |  | OXIMETERPULSE-Masimo Corp-RADICAL 5V |  |  |  |  | OXIMETERPULSE-Masimo Corp-RADICAL 5V | Masimo Corp |  |  |  |  | 2/22/17 |  |  | Covered PM Repair - Biomedical | MHHS-Southeast
NO | YES |  |  |  | 129-05590 | 129-05590 | Masimo Corp. | RAD-5V |  | N69203 | Sugar Land-Respiratory | MHHS-Sugarland |  |  |  | 129-05590 | 129-05590 | Sugar Land | MHHS-Sugarland | Sugar Land-Respiratory | Respiratory | 6/1/18 |  |  | No pm required | OXIMETERS, PULSE | Oximeter, Pulse | OXIMETERPULSE-Masimo Corp-RADICAL 5V |  |  |  |  | OXIMETERPULSE-Masimo Corp-RADICAL 5V | Masimo Corp | [6 empty] | OP-A | Covered PM Repair - Biomedical | MHHS-Sugarland | [8 empty] | OXIMETERPULSE | Oximeter, Pulse | Masimo Corp
NO | YES |  |  |  | 129-05591 | 129-05591 | Masimo Corp. | RAD-5V |  | N69174 | Sugar Land-Respiratory | MHHS-Sugarland |  |  |  | 129-05591 | 129-05591 | Sugar Land | MHHS-Sugarland | Sugar Land-Respiratory |  | 5/1/18 | 5/1/19 |  |  | OXIMETERS, PULSE | Oximeter, Pulse | OXIMETERPULSE-Masimo Corp-RADICAL 5V |  |  |  |  | OXIMETERPULSE-Masimo Corp-RADICAL 5V | Masimo Corp | [6 empty] | OP-A | Covered PM Repair - Biomedical | MHHS-Sugarland | [8 empty] | OXIMETERPULSE | Oximeter, Pulse | Masimo Corp
NO | YES |  |  |  | 129-05593 | 129-05593 | Masimo Corp. | RAD-5V |  | N69214 | Sugar Land-Respiratory | MHHS-Sugarland |  |  |  | 129-05593 | 129-05593 | Sugar Land | MHHS-Sugarland | Sugar Land-Respiratory | Respiratory cart | 8/1/18 |  |  | No pm required | OXIMETERS, PULSE | Oximeter, Pulse | OXIMETERPULSE-Masimo Corp-RADICAL 5V |  |  |  |  | OXIMETERPULSE-Masimo Corp-RADICAL 5V | Masimo Corp |  |  |  |  | 2/10/18 |  | OP-A | Covered PM Repair - Biomedical | MHHS-Sugarland | [8 empty] | OXIMETERPULSE | Oximeter, Pulse | Masimo Corp
NO | YES |  |  |  | 241-05090 | 241-05090 | Masimo Corp. | RAD-5V |  | N158530 | TIRR-Patient Care Unit 2-C-2414368 | MHHS-TIRR |  |  |  | 241-05090 | 241-05090 | TMC | MHHS-Others | TIRR-Patient Care Unit 2-C-2414368 | Nurses Station | 8/1/18 |  | 8/1/19 |  | OXIMETERS, PULSE | Oximeter, Pulse | OXIMETERPULSE-Masimo Corp-RADICAL 5V |  |  |  |  | OXIMETERPULSE-Masimo Corp-RADICAL 5V | Masimo Corp |  |  |  |  | 2/22/17 |  | OP-A | Covered PM Repair - Biomedical | MHHS-TIRR | [8 empty] | OXIMETERPULSE | Oximeter, Pulse | Masimo Corp
NO | YES |  |  |  |  | 241-02279 | Masimo Corp. | RAD-5V |  | N59050 | TIRR-Therapy Gym | MHHS-TIRR |  |  |  |  | 241-02279 | TMC | MHHS-Others | TIRR-Therapy Gym | Nurses Station | 10/1/18 |  |  | No PM Required Sticker | OXIMETERS, PULSE | Oximeter, Pulse | OXIMETERPULSE-Masimo Corp-RADICAL 5V |  |  |  |  | OXIMETERPULSE-Masimo Corp-RADICAL 5V | Masimo Corp |  |  |  |  | 2/22/17 |  | OP-A | Covered PM Repair - Biomedical | MHHS-TIRR | [8 empty] | OXIMETERPULSE | Oximeter, Pulse | Masimo Corp
NO | YES |  |  |  | 029-12140 | 029-12140 | Masimo Corp. | RAD-5V |  | N12288 | Woodlands-Cardiopulmonary | MHHS-Woodlands |  |  |  | 029-12140 | 029-12140 | Woodlands | MHHS-Woodlands | Woodlands-Cardiopulmonary | Cardiac Rehab | 12/1/19 |  | 12/1/20 |  | OXIMETERS, PULSE | Oximeter, Pulse | OXIMETERPULSE-Masimo Corp-RADICAL 5V |  |  |  |  | OXIMETERPULSE-Masimo Corp-RADICAL 5V | Masimo Corp | [6 empty] | OP-A | Covered PM Repair - Biomedical | MHHS-Woodlands | [8 empty] | OXIMETERPULSE | Oximeter, Pulse | Masimo Corp
NO | YES |  |  |  | 029-32147 | 029-32147 | Masimo Corp. | RAD-5V |  | N130805 | Woodlands-Cardiopulmonary | MHHS-Woodlands |  |  |  | 029-32147 | 029-32147 | Woodlands | MHHS-Woodlands | Woodlands-Cardiopulmonary | Cardiac Rehab | 12/1/19 |  | 12/1/20 |  | OXIMETERS, PULSE | Oximeter, Pulse | OXIMETERPULSE-Masimo Corp-RADICAL 5V |  |  |  |  | OXIMETERPULSE-Masimo Corp-RADICAL 5V | Masimo Corp | [6 empty] | OP-A | Covered PM Repair - Biomedical | MHHS-Woodlands | [8 empty] | OXIMETERPULSE | Oximeter, Pulse | Masimo Corp
NO | NO |  |  |  | 009-33325 |  | Masimo Corp. | RAD-5V |  | N108877 | GH - MED SURG 6 | MHHS-Greater Heights |  |  |  | 009-33325 |  | Central & Greater Heights |  | GH - MED SURG 6 | [5 empty] | OXIMETERS, PULSE |  | OXIMETERPULSE-Masimo Corp-RADICAL 5V |  |  |  |  | OXIMETERPULSE-Masimo Corp-RADICAL 5V | Masimo Corp | [7 empty] | Covered PM Repair - Biomedical | MHHS-Greater Heights
NO | NO |  |  |  | 133-09066 |  | Masimo Corp. | RAD-5V |  | N106417 | KATY - RESPIRATORY | MHHS-Katy |  |  |  | 133-09066 |  | Katy |  | KATY - RESPIRATORY | [5 empty] | OXIMETERS, PULSE |  | OXIMETERPULSE-Masimo Corp-RADICAL 5V |  |  |  |  | OXIMETERPULSE-Masimo Corp-RADICAL 5V | Masimo Corp | [7 empty] | Covered PM Repair - Biomedical | MHHS-Katy
NO | NO |  |  |  | 041-16027 |  | Masimo Corp. | RAD-5V |  | N57333 | MEMORIAL CITY - MHT - NICU | MHHS-Mem City |  |  |  | 041-16027 |  | West & Memorial City |  | MEMORIAL CITY - MHT - NICU | [5 empty] | OXIMETERS, PULSE |  | OXIMETERPULSE-Masimo Corp-RADICAL 5V |  |  |  |  | OXIMETERPULSE-Masimo Corp-RADICAL 5V | Masimo Corp | [7 empty] | Covered PM Repair - Biomedical | MHHS-Mem City
NO | NO | [5 empty] | Masimo Corp. | RAD-5V |  | N25854 | MEMORIAL CITY - RESPIRATORY | MHHS-Mem City | [5 empty] | West & Memorial City |  | MEMORIAL CITY - RESPIRATORY | [5 empty] | OXIMETERS, PULSE |  | OXIMETERPULSE-Masimo Corp-RADICAL 5V |  |  |  |  | OXIMETERPULSE-Masimo Corp-RADICAL 5V | Masimo Corp | [7 empty] | Covered PM Repair - Biomedical | MHHS-Mem City
NO | NO | [5 empty] | Masimo Corp. | RAD-5V |  | N44324 | KIRBY GLENN - TIRR - PEDI | MHHS-TIRR | [5 empty] | TMC |  | KIRBY GLENN - TIRR - PEDI | [5 empty] | OXIMETERS, PULSE |  | OXIMETERPULSE-Masimo Corp-RADICAL 5V |  |  |  |  | OXIMETERPULSE-Masimo Corp-RADICAL 5V | Masimo Corp | [7 empty] | Covered PM Repair - Biomedical | MHHS-TIRR
NO | NO |  |  |  | 129-07544 |  | Masimo Corp. | RAD-5V |  | N127277 | MH MG - (SL) - PHYSICIANS AT SUGAR CREEK | MHHS-MG |  |  |  | 129-07544 |  | Sugar Land |  | MH MG - (SL) - PHYSICIANS AT SUGAR CREEK | [5 empty] | OXIMETERS, PULSE |  | OXIMETERPULSE-Masimo Corp-RADICAL 5V |  |  |  |  | OXIMETERPULSE-Masimo Corp-RADICAL 5V | Masimo Corp | [7 empty] | Covered PM Repair - Biomedical | MHHS-MG
NO | NO |  |  |  | 129-07574 |  | Masimo Corp. | RAD-5V |  | N127362 | MH MG - (SL) - PHYSICIANS AT SUGAR CREEK | MHHS-MG |  |  |  | 129-07574 |  | Sugar Land |  | MH MG - (SL) - PHYSICIANS AT SUGAR CREEK | [5 empty] | OXIMETERS, PULSE |  | OXIMETERPULSE-Masimo Corp-RADICAL 5V |  |  |  |  | OXIMETERPULSE-Masimo Corp-RADICAL 5V | Masimo Corp | [7 empty] | Covered PM Repair - Biomedical | MHHS-MG
NO | NO |  |  |  | 142-07889 |  | Masimo Corp. | RAD-5V |  | N158797 | NE - 2 WEST TOWER | MHHS-Northeast |  |  |  | 142-07889 |  | Katy |  | NE - 2 WEST TOWER | [5 empty] | OXIMETERS, PULSE |  | OXIMETERPULSE-Masimo Corp-RADICAL 5V |  |  |  |  | OXIMETERPULSE-Masimo Corp-RADICAL 5V | Masimo Corp | [7 empty] | Covered PM Repair - Biomedical | MHHS-Northeast
NO | NO |  |  |  | 142-07891 |  | Masimo Corp. | RAD-5V |  | N158910 | NE - 2 WEST TOWER | MHHS-Northeast |  |  |  | 142-07891 |  | Katy |  | NE - 2 WEST TOWER | [5 empty] | OXIMETERS, PULSE |  | OXIMETERPULSE-Masimo Corp-RADICAL 5V |  |  |  |  | OXIMETERPULSE-Masimo Corp-RADICAL 5V | Masimo Corp | [7 empty] | Covered PM Repair - Biomedical | MHHS-Northeast
NO | NO |  |  |  | 142-07894 |  | Masimo Corp. | RAD-5V |  | N158804 | NE - 3 WEST TOWER | MHHS-Northeast |  |  |  | 142-07894 |  | Katy |  | NE - 3 WEST TOWER | [5 empty] | OXIMETERS, PULSE |  | OXIMETERPULSE-Masimo Corp-RADICAL 5V |  |  |  |  | OXIMETERPULSE-Masimo Corp-RADICAL 5V | Masimo Corp | [7 empty] | Covered PM Repair - Biomedical | MHHS-Northeast
NO | NO |  |  |  | 142-07901 |  | Masimo Corp. | RAD-5V |  | N158799 | NE - 3 WEST TOWER | MHHS-Northeast |  |  |  | 142-07901 |  | Katy |  | NE - 3 WEST TOWER | [5 empty] | OXIMETERS, PULSE |  | OXIMETERPULSE-Masimo Corp-RADICAL 5V |  |  |  |  | OXIMETERPULSE-Masimo Corp-RADICAL 5V | Masimo Corp | [7 empty] | Covered PM Repair - Biomedical | MHHS-Northeast
NO | NO |  |  |  | 145-00765 |  | Masimo Corp. | RAD-5V |  | N106192 | PEARLAND - RESPIRATORY THERAPY | MHHS-Pearland Hospital |  |  |  | 145-00765 |  | Pearland |  | PEARLAND - RESPIRATORY THERAPY | [5 empty] | OXIMETERS, PULSE |  | OXIMETERPULSE-Masimo Corp-RADICAL 5V |  |  |  |  | OXIMETERPULSE-Masimo Corp-RADICAL 5V | Masimo Corp | [7 empty] | Not Covered Vendor Only - Biomedical | MHHS-Pearland Hospital
NO | NO |  |  |  | 145-00766 |  | Masimo Corp. | RAD-5V |  | N89836 | PEARLAND - RESPIRATORY THERAPY | MHHS-Pearland Hospital |  |  |  | 145-00766 |  | Pearland |  | PEARLAND - RESPIRATORY THERAPY | [5 empty] | OXIMETERS, PULSE |  | OXIMETERPULSE-Masimo Corp-RADICAL 5V |  |  |  |  | OXIMETERPULSE-Masimo Corp-RADICAL 5V | Masimo Corp | [7 empty] | Covered PM Repair - Biomedical | MHHS-Pearland Hospital
NO | NO |  |  |  | 145-00767 |  | Masimo Corp. | RAD-5V |  | N106184 | PEARLAND - RESPIRATORY THERAPY | MHHS-Pearland Hospital |  |  |  | 145-00767 |  | Pearland |  | PEARLAND - RESPIRATORY THERAPY | [5 empty] | OXIMETERS, PULSE |  | OXIMETERPULSE-Masimo Corp-RADICAL 5V |  |  |  |  | OXIMETERPULSE-Masimo Corp-RADICAL 5V | Masimo Corp | [7 empty] | Covered PM Repair - Biomedical | MHHS-Pearland Hospital
NO | NO |  |  |  | 145-00768 |  | Masimo Corp. | RAD-5V |  | N106245 | PEARLAND - RESPIRATORY THERAPY | MHHS-Pearland Hospital |  |  |  | 145-00768 |  | Pearland |  | PEARLAND - RESPIRATORY THERAPY | [5 empty] | OXIMETERS, PULSE |  | OXIMETERPULSE-Masimo Corp-RADICAL 5V |  |  |  |  | OXIMETERPULSE-Masimo Corp-RADICAL 5V | Masimo Corp | [7 empty] | Covered PM Repair - Biomedical | MHHS-Pearland Hospital
NO | NO |  |  |  | 145-00769 |  | Masimo Corp. | RAD-5V |  | N106253 | PEARLAND - RESPIRATORY THERAPY | MHHS-Pearland Hospital |  |  |  | 145-00769 |  | Pearland |  | PEARLAND - RESPIRATORY THERAPY | [5 empty] | OXIMETERS, PULSE |  | OXIMETERPULSE-Masimo Corp-RADICAL 5V |  |  |  |  | OXIMETERPULSE-Masimo Corp-RADICAL 5V | Masimo Corp | [7 empty] | Covered PM Repair - Biomedical | MHHS-Pearland Hospital
NO | NO |  |  |  | 145-00775 |  | Masimo Corp. | RAD-5V |  | N106394 | PEARLAND - RESPIRATORY THERAPY | MHHS-Pearland Hospital |  |  |  | 145-00775 |  | Pearland |  | PEARLAND - RESPIRATORY THERAPY | [5 empty] | OXIMETERS, PULSE |  | OXIMETERPULSE-Masimo Corp-RADICAL 5V |  |  |  |  | OXIMETERPULSE-Masimo Corp-RADICAL 5V | Masimo Corp | [7 empty] | Covered PM Repair - Biomedical | MHHS-Pearland Hospital
NO | NO |  |  |  | 145-00776 |  | Masimo Corp. | RAD-5V |  | N106172 | PEARLAND - RESPIRATORY THERAPY | MHHS-Pearland Hospital |  |  |  | 145-00776 |  | Pearland |  | PEARLAND - RESPIRATORY THERAPY | [5 empty] | OXIMETERS, PULSE |  | OXIMETERPULSE-Masimo Corp-RADICAL 5V |  |  |  |  | OXIMETERPULSE-Masimo Corp-RADICAL 5V | Masimo Corp | [7 empty] | Covered PM Repair - Biomedical | MHHS-Pearland Hospital
NO | NO |  |  |  | 145-01304 |  | Masimo Corp. | RAD-5V |  | N106177 | PEARLAND - RESPIRATORY THERAPY | MHHS-Pearland Hospital |  |  |  | 145-01304 |  | Pearland |  | PEARLAND - RESPIRATORY THERAPY | [5 empty] | OXIMETERS, PULSE |  | OXIMETERPULSE-Masimo Corp-RADICAL 5V |  |  |  |  | OXIMETERPULSE-Masimo Corp-RADICAL 5V | Masimo Corp | [7 empty] | Covered PM Repair - Biomedical | MHHS-Pearland Hospital
NO | NO |  |  |  | 005-12088 |  | Masimo Corp. | RAD-5V |  | N102325 | SE - CATH LAB - RECOVERY | MHHS-Southeast |  |  |  | 005-12088 |  | Southeast & Bay Area |  | SE - CATH LAB - RECOVERY | [5 empty] | OXIMETERS, PULSE |  | OXIMETERPULSE-Masimo Corp-RADICAL 5V |  |  |  |  | OXIMETERPULSE-Masimo Corp-RADICAL 5V | Masimo Corp | [7 empty] | Covered PM Repair - Biomedical | MHHS-Southeast
NO | NO |  |  |  | 005-09640 |  | Masimo Corp. | RAD-5V |  | n55792 | SE - RESPIRATORY | MHHS-Southeast |  |  |  | 005-09640 |  | Southeast & Bay Area |  | SE - RESPIRATORY | [5 empty] | OXIMETERS, PULSE |  | OXIMETERPULSE-Masimo Corp-RADICAL 5V |  |  |  |  | OXIMETERPULSE-Masimo Corp-RADICAL 5V | Masimo Corp | [7 empty] | Covered PM Repair - Biomedical | MHHS-Southeast
NO | NO |  |  |  | 005-09637 |  | Masimo Corp. | RAD-5V |  | m53018 | SE - UNIT 2A (INPATIENT REHAB) | MHHS-Southeast |  |  |  | 005-09637 |  | Southeast & Bay Area |  | SE - UNIT 2A (INPATIENT REHAB) | [5 empty] | OXIMETERS, PULSE |  | OXIMETERPULSE-Masimo Corp-RADICAL 5V |  |  |  |  | OXIMETERPULSE-Masimo Corp-RADICAL 5V | Masimo Corp | [7 empty] | Covered PM Repair - Biomedical | MHHS-Southeast
NO | NO |  |  |  | 129-05592 |  | Masimo Corp. | RAD-5V |  | N69218 | SUGAR LAND - RESPIRATORY | MHHS-Sugarland |  |  |  | 129-05592 |  | Sugar Land |  | SUGAR LAND - RESPIRATORY | [5 empty] | OXIMETERS, PULSE |  | OXIMETERPULSE-Masimo Corp-RADICAL 5V |  |  |  |  | OXIMETERPULSE-Masimo Corp-RADICAL 5V | Masimo Corp | [7 empty] | Not Covered Vendor Only - Biomedical | MHHS-Sugarland
NO | NO |  |  |  | 241-02278 |  | Masimo Corp. | RAD-5V |  | N58964 | TIRR - KIRBY GLENN | MHHS-TIRR |  |  |  | 241-02278 |  | TMC |  | TIRR - KIRBY GLENN | [5 empty] | OXIMETERS, PULSE |  | OXIMETERPULSE-Masimo Corp-RADICAL 5V |  |  |  |  | OXIMETERPULSE-Masimo Corp-RADICAL 5V | Masimo Corp | [7 empty] | Covered PM Repair - Biomedical | MHHS-TIRR
NO | NO |  |  |  | 241-00974 |  | Masimo Corp. | RAD-5V |  | N22478 | TIRR - OUTPATIENT CLINIC | MHHS-TIRR |  |  |  | 241-00974 |  | TMC |  | TIRR - OUTPATIENT CLINIC | [5 empty] | OXIMETERS, PULSE |  | OXIMETERPULSE-Masimo Corp-RADICAL 5V |  |  |  |  | OXIMETERPULSE-Masimo Corp-RADICAL 5V | Masimo Corp | [7 empty] | Covered PM Repair - Biomedical | MHHS-TIRR
NO | NO |  |  |  | 241-05170 |  | Masimo Corp. | RAD-5V |  | N151771 | TIRR - OUTPATIENT CLINIC | MHHS-TIRR |  |  |  | 241-05170 |  | TMC |  | TIRR - OUTPATIENT CLINIC | [5 empty] | OXIMETERS, PULSE |  | OXIMETERPULSE-Masimo Corp-RADICAL 5V |  |  |  |  | OXIMETERPULSE-Masimo Corp-RADICAL 5V | Masimo Corp | [7 empty] | Covered PM Repair - Biomedical | MHHS-TIRR
NO | NO | [5 empty] | Masimo Corp. | RAD-5V |  | N57829 | TIRR - PCU 3 | MHHS-TIRR | [5 empty] | TMC |  | TIRR - PCU 3 | [5 empty] | OXIMETERS, PULSE |  | OXIMETERPULSE-Masimo Corp-RADICAL 5V |  |  |  |  | OXIMETERPULSE-Masimo Corp-RADICAL 5V | Masimo Corp | [7 empty] | Covered PM Repair - Biomedical | MHHS-TIRR
NO | NO |  |  |  | 241-02541 |  | Masimo Corp. | RAD-5V |  | N69145 | TIRR - PCU 3C | MHHS-TIRR |  |  |  | 241-02541 |  | TMC |  | TIRR - PCU 3C | [5 empty] | OXIMETERS, PULSE |  | OXIMETERPULSE-Masimo Corp-RADICAL 5V |  |  |  |  | OXIMETERPULSE-Masimo Corp-RADICAL 5V | Masimo Corp | [7 empty] | Covered PM Repair - Biomedical | MHHS-TIRR
NO | NO |  |  |  | 241-02297 |  | Masimo Corp. | RAD-5V |  | N13744 | TIRR - PCU 6 | MHHS-TIRR |  |  |  | 241-02297 |  | TMC |  | TIRR - PCU 6 | [5 empty] | OXIMETERS, PULSE |  | OXIMETERPULSE-Masimo Corp-RADICAL 5V |  |  |  |  | OXIMETERPULSE-Masimo Corp-RADICAL 5V | Masimo Corp | [7 empty] | Covered PM Repair - Biomedical | MHHS-TIRR
NO | NO | [5 empty] | Masimo Corp. | RAD-5V |  | N29751 | TIRR - SPEECH DEPARTMENT | MHHS-TIRR | [5 empty] | TMC |  | TIRR - SPEECH DEPARTMENT | [5 empty] | OXIMETERS, PULSE |  | OXIMETERPULSE-Masimo Corp-RADICAL 5V |  |  |  |  | OXIMETERPULSE-Masimo Corp-RADICAL 5V | Masimo Corp | [7 empty] | Covered PM Repair - Biomedical | MHHS-TIRR
NO | NO |  |  |  | 241-02805 |  | Masimo Corp. | RAD-5V |  | N97149 | TIRR - SPEECH DEPARTMENT | MHHS-TIRR |  |  |  | 241-02805 |  | TMC |  | TIRR - SPEECH DEPARTMENT | [5 empty] | OXIMETERS, PULSE |  | OXIMETERPULSE-Masimo Corp-RADICAL 5V |  |  |  |  | OXIMETERPULSE-Masimo Corp-RADICAL 5V | Masimo Corp | [7 empty] | Covered PM Repair - Biomedical | MHHS-TIRR
NO | NO |  |  |  | 241-01802 |  | Masimo Corp. | RAD-5V |  | N49705 | TIRR - THERAPY GYM | MHHS-TIRR |  |  |  | 241-01802 |  | TMC |  | TIRR - THERAPY GYM | [5 empty] | OXIMETERS, PULSE |  | OXIMETERPULSE-Masimo Corp-RADICAL 5V |  |  |  |  | OXIMETERPULSE-Masimo Corp-RADICAL 5V | Masimo Corp | [7 empty] | Covered PM Repair - Biomedical | MHHS-TIRR
NO | NO |  |  |  | 241-02758 |  | Masimo Corp. | RAD-5V |  | N66095 | TIRR - THERAPY GYM | MHHS-TIRR |  |  |  | 241-02758 |  | TMC |  | TIRR - THERAPY GYM | [5 empty] | OXIMETERS, PULSE |  | OXIMETERPULSE-Masimo Corp-RADICAL 5V |  |  |  |  | OXIMETERPULSE-Masimo Corp-RADICAL 5V | Masimo Corp | [7 empty] | Covered PM Repair - Biomedical | MHHS-TIRR
NO | NO |  |  |  | 241-02785 |  | Masimo Corp. | RAD-5V |  | N81307 | TIRR - THERAPY GYM | MHHS-TIRR |  |  |  | 241-02785 |  | TMC |  | TIRR - THERAPY GYM | [5 empty] | OXIMETERS, PULSE |  | OXIMETERPULSE-Masimo Corp-RADICAL 5V |  |  |  |  | OXIMETERPULSE-Masimo Corp-RADICAL 5V | Masimo Corp | [7 empty] | Covered PM Repair - Biomedical | MHHS-TIRR
NO | NO |  |  |  | 241-02845 |  | Masimo Corp. | RAD-5V |  | N78177 | TIRR - THERAPY GYM | MHHS-TIRR |  |  |  | 241-02845 |  | TMC |  | TIRR - THERAPY GYM | [5 empty] | OXIMETERS, PULSE |  | OXIMETERPULSE-Masimo Corp-RADICAL 5V |  |  |  |  | OXIMETERPULSE-Masimo Corp-RADICAL 5V | Masimo Corp | [7 empty] | Covered PM Repair - Biomedical | MHHS-TIRR
NO | NO |  |  |  | 069-35854 |  | Masimo Corp. | RAD-5V |  | N49332 | TMC - CULLEN - ACE (4C) | MHHS-TMC |  |  |  | 069-35854 |  | TMC |  | TMC - CULLEN - ACE (4C) | [5 empty] | OXIMETERS, PULSE |  | OXIMETERPULSE-Masimo Corp-RADICAL 5V |  |  |  |  | OXIMETERPULSE-Masimo Corp-RADICAL 5V | Masimo Corp | [7 empty] | Covered PM Repair - Biomedical | MHHS-TMC
NO | NO |  |  |  | 069-35855 |  | Masimo Corp. | RAD-5V |  | N49386 | TMC - CULLEN - ACE (4C) | MHHS-TMC |  |  |  | 069-35855 |  | TMC |  | TMC - CULLEN - ACE (4C) | [5 empty] | OXIMETERS, PULSE |  | OXIMETERPULSE-Masimo Corp-RADICAL 5V |  |  |  |  | OXIMETERPULSE-Masimo Corp-RADICAL 5V | Masimo Corp | [7 empty] | Covered PM Repair - Biomedical | MHHS-TMC
NO | YES |  |  |  | 133-09439 | 133-09439 | Masimo Corp. | RAD-8 |  | M92127 | Katy-Med/Surg 7th Floor | MHHS-Katy |  |  |  | 133-09439 | 133-09439 | Katy | MHHS-Katy | Katy-Med/Surg 7th Floor | Room 7007 | 5/1/18 |  |  |  | OXIMETERS, PULSE | Oximeter, Pulse | OXIMETERPULSE-Masimo Corp-RADICAL 8 |  |  |  |  | OXIMETERPULSE-Masimo Corp-RADICAL 8 | Masimo Corp | [6 empty] | OP-A | Covered PM Repair - Biomedical | MHHS-Katy | [8 empty] | OXIMETERPULSE | Oximeter, Pulse | Masimo Corp
NO | NO |  |  |  | 077-08777 |  | Masimo Corp. | RAD-8 |  | M76881 | TMC - CHILDRENS - NICU (7HP) | MHHS-TMC |  |  |  | 077-08777 |  | TMC |  | TMC - CHILDRENS - NICU (7HP) | [5 empty] | OXIMETERS, PULSE |  | OXIMETERPULSE-Masimo Corp-RADICAL 8 |  |  |  |  | OXIMETERPULSE-Masimo Corp-RADICAL 8 | Masimo Corp | [7 empty] | Covered PM Repair - Biomedical | MHHS-TMC
NO | NO |  |  |  | 069-44146 |  | Masimo Corp. | RAD-8 |  | M36268 | TMC - MHTMC - CENTRAL SUPPLY | MHHS-TMC |  |  |  | 069-44146 |  | TMC |  | TMC - MHTMC - CENTRAL SUPPLY | [5 empty] | OXIMETERS, PULSE |  | OXIMETERPULSE-Masimo Corp-RADICAL 8 |  |  |  |  | OXIMETERPULSE-Masimo Corp-RADICAL 8 | Masimo Corp | [7 empty] | Covered PM Repair - Biomedical | MHHS-TMC
NO | NO |  |  |  | 069-38979 |  | Masimo Corp. | RAD-8 |  | M61364 | TMC - MHTMC - CENTRAL SUPPLY (OLD) | MHHS-TMC |  |  |  | 069-38979 |  | TMC |  | TMC - MHTMC - CENTRAL SUPPLY (OLD) | [5 empty] | OXIMETERS, PULSE |  | OXIMETERPULSE-Masimo Corp-RADICAL 8 |  |  |  |  | OXIMETERPULSE-Masimo Corp-RADICAL 8 | Masimo Corp | [7 empty] | Covered PM Repair - Biomedical | MHHS-TMC
NO | NO |  |  |  | 069-38981 |  | Masimo Corp. | RAD-8 |  | M61368 | TMC - MHTMC - CENTRAL SUPPLY (OLD) | MHHS-TMC |  |  |  | 069-38981 |  | TMC |  | TMC - MHTMC - CENTRAL SUPPLY (OLD) | [5 empty] | OXIMETERS, PULSE |  | OXIMETERPULSE-Masimo Corp-RADICAL 8 |  |  |  |  | OXIMETERPULSE-Masimo Corp-RADICAL 8 | Masimo Corp | [7 empty] | Covered PM Repair - Biomedical | MHHS-TMC
NO | NO |  |  |  | 069-43226 |  | Masimo Corp. | RAD-8 |  | M02838 | TMC - MHTMC - CENTRAL SUPPLY (OLD) | MHHS-TMC |  |  |  | 069-43226 |  | TMC |  | TMC - MHTMC - CENTRAL SUPPLY (OLD) | [5 empty] | OXIMETERS, PULSE |  | OXIMETERPULSE-Masimo Corp-RADICAL 8 |  |  |  |  | OXIMETERPULSE-Masimo Corp-RADICAL 8 | Masimo Corp | [7 empty] | Covered PM Repair - Biomedical | MHHS-TMC
NO | YES |  |  |  | 009-07653 | 009-07653 | Masimo Corp. | RAD-87 |  | J09184 | GH-Preop | MHHS-Greater Heights |  | Oximeter, Pulse |  | 009-07653 | 009-07653 | Central | MHHS-Greater Heights | GH-Preop | Pulmonary function | 8/1/19 |  | 7/1/20 |  | OXIMETERS, PULSE | Oximeter, Pulse | OXIMETERPULSE-Masimo Corp-RAD-87 | OXIMETERPULSE | RAD-87 |  |  |  | Masimo Corp | Oximeter, Pulse |  | OXIMETERPULSE-Masimo Corp-RAD-87 |  | 9/13/18 |  | OP-A | Covered PM Repair - Biomedical | MHHS-Greater Heights | [8 empty] | OXIMETERPULSE | Oximeter, Pulse | Masimo Corp
NO | YES |  |  |  | 133-07744 | 133-07744 | Masimo Corp. | RAD-87 |  | J17057 | Katy-Biomedical Services | MHHS-Katy |  | Oximeter, Pulse |  | 133-07744 | 133-07744 | Katy | MHHS-Katy | Katy-Biomedical Services | Room 717 | 4/1/18 | 4/1/19 |  |  | OXIMETERS, PULSE | Oximeter, Pulse | OXIMETERPULSE-Masimo Corp-RAD-87 | OXIMETERPULSE | RAD-87 |  |  |  | Masimo Corp | Oximeter, Pulse |  | OXIMETERPULSE-Masimo Corp-RAD-87 |  | 4/28/17 |  | OP-A | Covered PM Repair - Biomedical | MHHS-Katy | [8 empty] | OXIMETERPULSE | Oximeter, Pulse | Masimo Corp
NO | YES |  |  |  | 133-07768 | 133-07768 | Masimo Corp. | RAD-87 |  | J17067 | Katy-Med/Surg 5th Floor | MHHS-Katy |  | Oximeter, Pulse |  | 133-07768 | 133-07768 | Katy | MHHS-Katy | Katy-Med/Surg 5th Floor | MEDSURG SOILED UTILITY ROOM | 4/1/18 | 4/1/19 |  |  | OXIMETERS, PULSE | Oximeter, Pulse | OXIMETERPULSE-Masimo Corp-RAD-87 | OXIMETERPULSE | RAD-87 |  |  |  | Masimo Corp | Oximeter, Pulse |  | OXIMETERPULSE-Masimo Corp-RAD-87 |  | 4/28/17 |  | OP-A | Covered PM Repair - Biomedical | MHHS-Katy | [8 empty] | OXIMETERPULSE | Oximeter, Pulse | Masimo Corp
NO | YES |  |  |  | 133-07769 | 133-07769 | Masimo Corp. | RAD-87 |  | J17123 | Katy-Med/Surg 7th Floor | MHHS-Katy |  | Oximeter, Pulse |  | 133-07769 | 133-07769 | Katy | MHHS-Katy | Katy-Med/Surg 7th Floor | Postpartum equipment storage | 4/1/18 | 4/1/19 |  |  | OXIMETERS, PULSE | Oximeter, Pulse | OXIMETERPULSE-Masimo Corp-RAD-87 | OXIMETERPULSE | RAD-87 |  |  |  | Masimo Corp | Oximeter, Pulse |  | OXIMETERPULSE-Masimo Corp-RAD-87 |  | 4/28/17 |  | OP-A | Covered PM Repair - Biomedical | MHHS-Katy | [8 empty] | OXIMETERPULSE | Oximeter, Pulse | Masimo Corp
NO | YES |  |  |  | 133-07861 | 133-07861 | Masimo Corp. | RAD-87 |  | J15491 | Katy-Postpartum-2W | MHHS-Katy |  | Oximeter, Pulse |  | 133-07861 | 133-07861 | Katy | MHHS-Katy | Katy-Postpartum-2W | Soiled workroom | 4/1/18 |  |  |  | OXIMETERS, PULSE | Oximeter, Pulse | OXIMETERPULSE-Masimo Corp-RAD-87 | OXIMETERPULSE | RAD-87 |  |  |  | Masimo Corp | Oximeter, Pulse |  | OXIMETERPULSE-Masimo Corp-RAD-87 |  | 4/28/17 |  | OP-A | Covered PM Repair - Biomedical | MHHS-Katy | [8 empty] | OXIMETERPULSE | Oximeter, Pulse | Masimo Corp
NO | YES |  |  |  | 133-08832 | 133-08832 | Masimo Corp. | RAD-87 |  | R28976 | Katy-Central Supply | MHHS-Katy |  | Oximeter, Pulse |  | 133-08832 | 133-08832 | Katy | MHHS-Katy | Katy-Central Supply | Biomed shop | 4/1/18 |  |  |  | OXIMETERS, PULSE | Oximeter, Pulse | OXIMETERPULSE-Masimo Corp-RAD-87 | OXIMETERPULSE | RAD-87 |  |  |  | Masimo Corp | Oximeter, Pulse |  | OXIMETERPULSE-Masimo Corp-RAD-87 |  | 4/28/17 |  | OP-A | Covered PM Repair - Biomedical | MHHS-Katy | [8 empty] | OXIMETERPULSE | Oximeter, Pulse | Masimo Corp
NO | YES |  |  |  | 133-07749 | 133-07749 | Masimo Corp. | RAD-87 |  | J17196 | Katy-Nursery | MHHS-Katy |  | Oximeter, Pulse |  | 133-07749 | 133-07749 | Katy | MHHS-Katy | Katy-Nursery | Soiled Holding | 4/1/19 | 4/1/20 |  |  | OXIMETERS, PULSE | Oximeter, Pulse | OXIMETERPULSE-Masimo Corp-RAD-87 | OXIMETERPULSE | RAD-87 |  |  |  | Masimo Corp | Oximeter, Pulse |  | OXIMETERPULSE-Masimo Corp-RAD-87 |  | 4/28/17 |  | OP-A | Covered PM Repair - Biomedical | MHHS-Katy | [8 empty] | OXIMETERPULSE | Oximeter, Pulse | Masimo Corp
NO | YES |  |  |  | 133-07733 | 133-07733 | Masimo Corp. | RAD-87 |  | J12265 | Katy-ICU | MHHS-Katy |  | Oximeter, Pulse |  | 133-07733 | 133-07733 | Katy | MHHS-Katy | Katy-ICU | ICU Clean Utility |  |  |  |  | OXIMETERS, PULSE | Oximeter, Pulse | OXIMETERPULSE-Masimo Corp-RAD-87 | OXIMETERPULSE | RAD-87 |  |  |  | Masimo Corp | Oximeter, Pulse |  | OXIMETERPULSE-Masimo Corp-RAD-87 |  | 4/28/17 |  | OP-A | Covered PM Repair - Biomedical | MHHS-Katy | [8 empty] | OXIMETERPULSE | Oximeter, Pulse | Masimo Corp
NO | YES |  |  |  | 133-07734 | 133-07734 | Masimo Corp. | RAD-87 |  | J17081 | Katy-Med/Surg 7th Floor | MHHS-Katy |  | Oximeter, Pulse |  | 133-07734 | 133-07734 | Katy | MHHS-Katy | Katy-Med/Surg 7th Floor |  |  |  |  | Corner broken | OXIMETERS, PULSE | Oximeter, Pulse | OXIMETERPULSE-Masimo Corp-RAD-87 | OXIMETERPULSE | RAD-87 |  |  |  | Masimo Corp | Oximeter, Pulse |  | OXIMETERPULSE-Masimo Corp-RAD-87 |  | 4/28/17 |  | OP-A | Covered PM Repair - Biomedical | MHHS-Katy | [8 empty] | OXIMETERPULSE | Oximeter, Pulse | Masimo Corp
NO | YES |  |  |  | 133-07737 | 133-07737 | Masimo Corp. | RAD-87 |  | J12267 | Katy-Med/Surg 6th Floor | MHHS-Katy |  | Oximeter, Pulse |  | 133-07737 | 133-07737 | Katy | MHHS-Katy | Katy-Med/Surg 6th Floor | Nurses station crash cart | 4/1/18 | 4/1/19 |  |  | OXIMETERS, PULSE | Oximeter, Pulse | OXIMETERPULSE-Masimo Corp-RAD-87 | OXIMETERPULSE | RAD-87 |  |  |  | Masimo Corp | Oximeter, Pulse |  | OXIMETERPULSE-Masimo Corp-RAD-87 |  | 4/28/17 |  | OP-A | Covered PM Repair - Biomedical | MHHS-Katy | [8 empty] | OXIMETERPULSE | Oximeter, Pulse | Masimo Corp
NO | YES |  |  |  | 133-07743 | 133-07743 | Masimo Corp. | RAD-87 |  | J17171 | Katy-Med/Surg 7th Floor | MHHS-Katy |  | Oximeter, Pulse |  | 133-07743 | 133-07743 | Katy | MHHS-Katy | Katy-Med/Surg 7th Floor | [5 empty] | OXIMETERS, PULSE | Oximeter, Pulse | OXIMETERPULSE-Masimo Corp-RAD-87 | OXIMETERPULSE | RAD-87 |  |  |  | Masimo Corp | Oximeter, Pulse |  | OXIMETERPULSE-Masimo Corp-RAD-87 |  | 4/28/17 |  | OP-A | Covered PM Repair - Biomedical | MHHS-Katy | [8 empty] | OXIMETERPULSE | Oximeter, Pulse | Masimo Corp
NO | YES |  |  |  | 133-07745 | 133-07745 | Masimo Corp. | RAD-87 |  | J17135 | Katy-Med/Surg 7th Floor | MHHS-Katy |  | Oximeter, Pulse |  | 133-07745 | 133-07745 | Katy | MHHS-Katy | Katy-Med/Surg 7th Floor | Postpartum equipment storage | 4/1/18 | 4/1/19 |  |  | OXIMETERS, PULSE | Oximeter, Pulse | OXIMETERPULSE-Masimo Corp-RAD-87 | OXIMETERPULSE | RAD-87 |  |  |  | Masimo Corp | Oximeter, Pulse |  | OXIMETERPULSE-Masimo Corp-RAD-87 |  | 4/28/17 |  | OP-A | Covered PM Repair - Biomedical | MHHS-Katy | [8 empty] | OXIMETERPULSE | Oximeter, Pulse | Masimo Corp
NO | YES |  |  |  | 133-07754 | 133-07754 | Masimo Corp. | RAD-87 |  | J17185 | Katy-Med/Surg 7th Floor | MHHS-Katy |  | Oximeter, Pulse |  | 133-07754 | 133-07754 | Katy | MHHS-Katy | Katy-Med/Surg 7th Floor | Postpartum equipment storage | 4/1/18 | 4/1/19 |  |  | OXIMETERS, PULSE | Oximeter, Pulse | OXIMETERPULSE-Masimo Corp-RAD-87 | OXIMETERPULSE | RAD-87 |  |  |  | Masimo Corp | Oximeter, Pulse |  | OXIMETERPULSE-Masimo Corp-RAD-87 |  | 10/10/20 |  | OP-A | Not Covered Vendor Only - Biomedical | MHHS-Katy | [8 empty] | OXIMETERPULSE | Oximeter, Pulse | Masimo Corp
NO | YES |  |  |  | 133-07770 | 133-07770 | Masimo Corp. | RAD-87 |  | J17179 | Katy-Med/Surg 6th Floor | MHHS-Katy |  | Oximeter, Pulse |  | 133-07770 | 133-07770 | Katy | MHHS-Katy | Katy-Med/Surg 6th Floor | Room 601 | 4/1/18 | 4/1/19 |  |  | OXIMETERS, PULSE | Oximeter, Pulse | OXIMETERPULSE-Masimo Corp-RAD-87 | OXIMETERPULSE | RAD-87 |  |  |  | Masimo Corp | Oximeter, Pulse |  | OXIMETERPULSE-Masimo Corp-RAD-87 |  | 10/10/20 |  | OP-A | Not Covered Vendor Only - Biomedical | MHHS-Katy | [8 empty] | OXIMETERPULSE | Oximeter, Pulse | Masimo Corp
NO | YES |  |  |  | 133-07775 | 133-07775 | Masimo Corp. | RAD-87 |  | J17145 | Katy-Cardiology | MHHS-Katy |  | Oximeter, Pulse |  | 133-07775 | 133-07775 | Katy | MHHS-Katy | Katy-Cardiology | ECG/Stress1 | 4/1/18 |  |  |  | OXIMETERS, PULSE | Oximeter, Pulse | OXIMETERPULSE-Masimo Corp-RAD-87 | OXIMETERPULSE | RAD-87 |  |  |  | Masimo Corp | Oximeter, Pulse |  | OXIMETERPULSE-Masimo Corp-RAD-87 |  | 10/10/20 |  | OP-A | Not Covered Vendor Only - Biomedical | MHHS-Katy | [8 empty] | OXIMETERPULSE | Oximeter, Pulse | Masimo Corp
NO | YES |  |  |  | 133-07777 | 133-07777 | Masimo Corp. | RAD-87 |  | J17096 | KATY - NEW TOWER | MHHS-Katy |  | Oximeter, Pulse |  | 133-07777 | 133-07777 | Katy | Memorial Hermann Katy Hospital | KATY - NEW TOWER | 4th Floor Soiled Utility | 4/1/18 | 4/1/19 |  |  | OXIMETERS, PULSE | Oximeter, Pulse | OXIMETERPULSE-Masimo Corp-RAD-87 | OXIMETERPULSE | RAD-87 |  |  |  | Masimo Corp | Oximeter, Pulse |  | OXIMETERPULSE-Masimo Corp-RAD-87 |  | 10/10/20 |  | OP-A | Not Covered Vendor Only - Biomedical | MHHS-Katy | [8 empty] | OXIMETERPULSE | Oximeter, Pulse | Masimo Corp
NO | YES |  |  |  | 133-07878 | 133-07878 | Masimo Corp. | RAD-87 |  | J16219 | Katy-Med/Surg 7th Floor | MHHS-Katy |  | Oximeter, Pulse |  | 133-07878 | 133-07878 | Katy | MHHS-Katy | Katy-Med/Surg 7th Floor | W7:144.5 | 4/1/18 | 4/1/19 |  |  | OXIMETERS, PULSE | Oximeter, Pulse | OXIMETERPULSE-Masimo Corp-RAD-87 | OXIMETERPULSE | RAD-87 |  |  |  | Masimo Corp | Oximeter, Pulse |  | OXIMETERPULSE-Masimo Corp-RAD-87 |  | 11/1/20 |  | OP-A | Not Covered Vendor Only - Biomedical | MHHS-Katy | [8 empty] | OXIMETERPULSE | Oximeter, Pulse | Masimo Corp
NO | YES |  |  |  | 133-07879 | 133-07879 | Masimo Corp. | RAD-87 |  | J09390 | Katy-Med/Surg 7th Floor | MHHS-Katy |  | Oximeter, Pulse |  | 133-07879 | 133-07879 | Katy | MHHS-Katy | Katy-Med/Surg 7th Floor | [5 empty] | OXIMETERS, PULSE | Oximeter, Pulse | OXIMETERPULSE-Masimo Corp-RAD-87 | OXIMETERPULSE | RAD-87 |  |  |  | Masimo Corp | Oximeter, Pulse |  | OXIMETERPULSE-Masimo Corp-RAD-87 |  |  |  | OP-A | Covered PM Repair - Biomedical | MHHS-Katy | [8 empty] | OXIMETERPULSE | Oximeter, Pulse | Masimo Corp
NO | YES |  |  |  | 133-07747 | 133-07747 | Masimo Corp. | RAD-87 |  | J17089 | Katy-Med/Surg 7th Floor | MHHS-Katy |  | Oximeter, Pulse |  | 133-07747 | 133-07747 | Katy | MHHS-Katy | Katy-Med/Surg 7th Floor | Room 7007 | 4/1/18 | 4/1/19 |  |  | OXIMETERS, PULSE | Oximeter, Pulse | OXIMETERPULSE-Masimo Corp-RAD-87 | OXIMETERPULSE | RAD-87 |  |  |  | Masimo Corp | Oximeter, Pulse |  | OXIMETERPULSE-Masimo Corp-RAD-87 |  | 10/10/20 |  | OP-A | Not Covered Vendor Only - Biomedical | MHHS-Katy | [8 empty] | OXIMETERPULSE | Oximeter, Pulse | Masimo Corp
NO | YES |  |  |  | 133-07750 | 133-07750 | Masimo Corp. | RAD-87 |  | J17128 | Katy-Med/Surg 7th Floor | MHHS-Katy |  | Oximeter, Pulse |  | 133-07750 | 133-07750 | Katy | MHHS-Katy | Katy-Med/Surg 7th Floor | Room 718 |  |  |  |  | OXIMETERS, PULSE | Oximeter, Pulse | OXIMETERPULSE-Masimo Corp-RAD-87 | OXIMETERPULSE | RAD-87 |  |  |  | Masimo Corp | Oximeter, Pulse |  | OXIMETERPULSE-Masimo Corp-RAD-87 |  | 10/10/20 |  | OP-A | Not Covered Vendor Only - Biomedical | MHHS-Katy | [8 empty] | OXIMETERPULSE | Oximeter, Pulse | Masimo Corp
NO | YES |  |  |  | 133-07752 | 133-07752 | Masimo Corp. | RAD-87 |  | J09211 | Katy-Med/Surg 7th Floor | MHHS-Katy |  | Oximeter, Pulse |  | 133-07752 | 133-07752 | Katy | MHHS-Katy | Katy-Med/Surg 7th Floor |  | 4/1/18 | 4/1/19 |  |  | OXIMETERS, PULSE | Oximeter, Pulse | OXIMETERPULSE-Masimo Corp-RAD-87 | OXIMETERPULSE | RAD-87 |  |  |  | Masimo Corp | Oximeter, Pulse |  | OXIMETERPULSE-Masimo Corp-RAD-87 |  | 10/10/20 |  | OP-A | Not Covered Vendor Only - Biomedical | MHHS-Katy | [8 empty] | OXIMETERPULSE | Oximeter, Pulse | Masimo Corp
NO | YES |  |  |  | 133-07781 | 133-07781 | Masimo Corp. | RAD-87 |  | J17168 | Katy-Med/Surg 7th Floor | MHHS-Katy |  | Oximeter, Pulse |  | 133-07781 | 133-07781 | Katy | MHHS-Katy | Katy-Med/Surg 7th Floor | 5th floor observation | 4/1/18 |  |  |  | OXIMETERS, PULSE | Oximeter, Pulse | OXIMETERPULSE-Masimo Corp-RAD-87 | OXIMETERPULSE | RAD-87 |  |  |  | Masimo Corp | Oximeter, Pulse |  | OXIMETERPULSE-Masimo Corp-RAD-87 |  | 10/10/20 |  | OP-A | Not Covered Vendor Only - Biomedical | MHHS-Katy | [8 empty] | OXIMETERPULSE | Oximeter, Pulse | Masimo Corp
NO | YES |  |  |  | 133-07862 | 133-07862 | Masimo Corp. | RAD-87 |  | J15473 | Katy-Med/Surg 7th Floor | MHHS-Katy |  | Oximeter, Pulse |  | 133-07862 | 133-07862 | Katy | MHHS-Katy | Katy-Med/Surg 7th Floor |  | 4/1/18 | 4/1/19 |  |  | OXIMETERS, PULSE | Oximeter, Pulse | OXIMETERPULSE-Masimo Corp-RAD-87 | OXIMETERPULSE | RAD-87 |  |  |  | Masimo Corp | Oximeter, Pulse |  | OXIMETERPULSE-Masimo Corp-RAD-87 |  | 10/10/20 |  | OP-A | Not Covered Vendor Only - Biomedical | MHHS-Katy | [8 empty] | OXIMETERPULSE | Oximeter, Pulse | Masimo Corp
NO | YES |  |  |  | 133-07884 | 133-07884 | Masimo Corp. | RAD-87 |  | J15606 | Katy-Med/Surg 7th Floor | MHHS-Katy |  | Oximeter, Pulse |  | 133-07884 | 133-07884 | Katy | MHHS-Katy | Katy-Med/Surg 7th Floor | Postpartum equipment storage | 6/1/18 | 4/1/19 |  |  | OXIMETERS, PULSE | Oximeter, Pulse | OXIMETERPULSE-Masimo Corp-RAD-87 | OXIMETERPULSE | RAD-87 |  |  |  | Masimo Corp | Oximeter, Pulse |  | OXIMETERPULSE-Masimo Corp-RAD-87 |  | 10/10/20 |  | OP-A | Not Covered Vendor Only - Biomedical | MHHS-Katy | [8 empty] | OXIMETERPULSE | Oximeter, Pulse | Masimo Corp
NO | YES |  |  |  | 133-07771 | 133-07771 | Masimo Corp. | RAD-87 |  | J17144 | Katy-Biomedical Services | MHHS-Katy |  | Oximeter, Pulse |  | 133-07771 | 133-07771 | Katy | MHHS-Katy | Katy-Biomedical Services | Room 727 | 4/1/18 | 4/1/19 |  |  | OXIMETERS, PULSE | Oximeter, Pulse | OXIMETERPULSE-Masimo Corp-RAD-87 | OXIMETERPULSE | RAD-87 |  |  |  | Masimo Corp | Oximeter, Pulse |  | OXIMETERPULSE-Masimo Corp-RAD-87 |  | 10/1/20 |  | OP-A | Not Covered Vendor Only - Biomedical | MHHS-Katy | [8 empty] | OXIMETERPULSE | Oximeter, Pulse | Masimo Corp
NO | YES |  |  |  | 133-07783 | 133-07783 | Masimo Corp. | RAD-87 |  | J17118 | Katy-Nursery | MHHS-Katy |  | Oximeter, Pulse |  | 133-07783 | 133-07783 | Katy | MHHS-Katy | Katy-Nursery | NICU | 4/1/19 | 4/1/20 |  |  | OXIMETERS, PULSE | Oximeter, Pulse | OXIMETERPULSE-Masimo Corp-RAD-87 | OXIMETERPULSE | RAD-87 |  |  |  | Masimo Corp | Oximeter, Pulse |  | OXIMETERPULSE-Masimo Corp-RAD-87 |  | 10/10/20 |  | OP-A | Not Covered Vendor Only - Lab Ana/Anes | MHHS-Katy | [8 empty] | OXIMETERPULSE | Oximeter, Pulse | Masimo Corp
NO | YES |  |  |  | 133-07742 | 133-07742 | Masimo Corp. | RAD-87 |  | J17154 | Katy-PACU | MHHS-Katy |  | Oximeter, Pulse |  | 133-07742 | 133-07742 | Katy | MHHS-Katy | Katy-PACU | PacU Nurses station clean storage room 2058C | 4/1/18 | 4/1/19 |  |  | OXIMETERS, PULSE | Oximeter, Pulse | OXIMETERPULSE-Masimo Corp-RAD-87 | OXIMETERPULSE | RAD-87 |  |  |  | Masimo Corp | Oximeter, Pulse |  | OXIMETERPULSE-Masimo Corp-RAD-87 |  | 10/10/20 |  | OP-A | Not Covered Vendor Only - Lab Ana/Anes | MHHS-Katy | [8 empty] | OXIMETERPULSE | Oximeter, Pulse | Masimo Corp
NO | YES |  |  |  | 133-07748 | 133-07748 | Masimo Corp. | RAD-87 |  | J17088 | Katy-Biomedical Services | MHHS-Katy |  | Oximeter, Pulse |  | 133-07748 | 133-07748 | Katy | MHHS-Katy | Katy-Biomedical Services | Room 722 | 4/1/18 | 4/1/19 |  |  | OXIMETERS, PULSE | Oximeter, Pulse | OXIMETERPULSE-Masimo Corp-RAD-87 | OXIMETERPULSE | RAD-87 |  |  |  | Masimo Corp | Oximeter, Pulse |  | OXIMETERPULSE-Masimo Corp-RAD-87 |  | 10/10/20 |  | OP-A | Not Covered Vendor Only - Lab Ana/Anes | MHHS-Katy | [8 empty] | OXIMETERPULSE | Oximeter, Pulse | Masimo Corp
NO | YES |  |  |  | 133-07757 | 133-07757 | Masimo Corp. | RAD-87 |  | J17147 | Katy-Postpartum-2W | MHHS-Katy |  | Oximeter, Pulse |  | 133-07757 | 133-07757 | Katy | MHHS-Katy | Katy-Postpartum-2W |  | 4/1/18 |  |  |  | OXIMETERS, PULSE | Oximeter, Pulse | OXIMETERPULSE-Masimo Corp-RAD-87 | OXIMETERPULSE | RAD-87 |  |  |  | Masimo Corp | Oximeter, Pulse |  | OXIMETERPULSE-Masimo Corp-RAD-87 |  | 10/10/20 |  | OP-A | Not Covered Vendor Only - Biomedical | MHHS-Katy | [8 empty] | OXIMETERPULSE | Oximeter, Pulse | Masimo Corp
NO | YES |  |  |  | 133-07758 | 133-07758 | Masimo Corp. | RAD-87 |  | J17149 | Katy-PACU | MHHS-Katy |  | Oximeter, Pulse |  | 133-07758 | 133-07758 | Katy | MHHS-Katy | Katy-PACU | Clean Supply | 9/1/18 | 9/1/19 |  |  | OXIMETERS, PULSE | Oximeter, Pulse | OXIMETERPULSE-Masimo Corp-RAD-87 | OXIMETERPULSE | RAD-87 |  |  |  | Masimo Corp | Oximeter, Pulse |  | OXIMETERPULSE-Masimo Corp-RAD-87 |  | 10/10/20 |  | OP-A | Not Covered Vendor Only - Biomedical | MHHS-Katy | [8 empty] | OXIMETERPULSE | Oximeter, Pulse | Masimo Corp
NO | YES |  |  |  | 133-07765 | 133-07765 | Masimo Corp. | RAD-87 |  | J09428 | Katy-Med/Surg 6th Floor | MHHS-Katy |  | Oximeter, Pulse |  | 133-07765 | 133-07765 | Katy | MHHS-Katy | Katy-Med/Surg 6th Floor | W6:140.4 | 4/1/18 | 4/1/19 |  |  | OXIMETERS, PULSE | Oximeter, Pulse | OXIMETERPULSE-Masimo Corp-RAD-87 | OXIMETERPULSE | RAD-87 |  |  |  | Masimo Corp | Oximeter, Pulse |  | OXIMETERPULSE-Masimo Corp-RAD-87 |  | 10/10/20 |  | OP-A | Not Covered Vendor Only - Biomedical | MHHS-Katy | [8 empty] | OXIMETERPULSE | Oximeter, Pulse | Masimo Corp
NO | YES |  |  |  | 133-07776 | 133-07776 | Masimo Corp. | RAD-87 |  | J17120 | Katy-Med/Surg 6th Floor | MHHS-Katy |  | Oximeter, Pulse |  | 133-07776 | 133-07776 | Katy | MHHS-Katy | Katy-Med/Surg 6th Floor | W6:140.4 | 4/1/18 | 4/1/19 |  |  | OXIMETERS, PULSE | Oximeter, Pulse | OXIMETERPULSE-Masimo Corp-RAD-87 | OXIMETERPULSE | RAD-87 |  |  |  | Masimo Corp | Oximeter, Pulse |  | OXIMETERPULSE-Masimo Corp-RAD-87 |  | 10/10/20 |  | OP-A | Not Covered Vendor Only - Biomedical | MHHS-Katy | [8 empty] | OXIMETERPULSE | Oximeter, Pulse | Masimo Corp
NO | YES |  |  |  | 133-07787 | 133-07787 | Masimo Corp. | RAD-87 |  | J17143 | Katy-Med/Surg 7th Floor | MHHS-Katy |  | Oximeter, Pulse |  | 133-07787 | 133-07787 | Katy | MHHS-Katy | Katy-Med/Surg 7th Floor | Room 711 |  |  |  | No pm required | OXIMETERS, PULSE | Oximeter, Pulse | OXIMETERPULSE-Masimo Corp-RAD-87 | OXIMETERPULSE | RAD-87 |  |  |  | Masimo Corp | Oximeter, Pulse |  | OXIMETERPULSE-Masimo Corp-RAD-87 |  | 10/10/20 |  | OP-A | Not Covered Vendor Only - Biomedical | MHHS-Katy | [8 empty] | OXIMETERPULSE | Oximeter, Pulse | Masimo Corp
NO | YES |  |  |  | 133-07865 | 133-07865 | Masimo Corp. | RAD-87 |  | J15618 | Katy-Central Supply | MHHS-Katy |  | Oximeter, Pulse |  | 133-07865 | 133-07865 | Katy | MHHS-Katy | Katy-Central Supply | Biomed shop | 4/1/19 | 4/1/20 |  |  | OXIMETERS, PULSE | Oximeter, Pulse | OXIMETERPULSE-Masimo Corp-RAD-87 | OXIMETERPULSE | RAD-87 |  |  |  | Masimo Corp | Oximeter, Pulse |  | OXIMETERPULSE-Masimo Corp-RAD-87 |  | 10/10/20 |  | OP-A | Not Covered Vendor Only - Biomedical | MHHS-Katy | [8 empty] | OXIMETERPULSE | Oximeter, Pulse | Masimo Corp
NO | YES |  |  |  | 133-07870 | 133-07870 | Masimo Corp. | RAD-87 |  | J15567 | Katy-Med/Surg 7th Floor | MHHS-Katy |  | Oximeter, Pulse |  | 133-07870 | 133-07870 | Katy | MHHS-Katy | Katy-Med/Surg 7th Floor |  | 4/1/18 |  |  |  | OXIMETERS, PULSE | Oximeter, Pulse | OXIMETERPULSE-Masimo Corp-RAD-87 | OXIMETERPULSE | RAD-87 |  |  |  | Masimo Corp | Oximeter, Pulse |  | OXIMETERPULSE-Masimo Corp-RAD-87 |  | 10/10/20 |  | OP-A | Not Covered Vendor Only - Biomedical | MHHS-Katy | [8 empty] | OXIMETERPULSE | Oximeter, Pulse | Masimo Corp
NO | YES |  |  |  | 133-07873 | 133-07873 | Masimo Corp. | RAD-87 |  | J09457 | Katy-Postpartum-2W | MHHS-Katy |  | Oximeter, Pulse |  | 133-07873 | 133-07873 | Katy | MHHS-Katy | Katy-Postpartum-2W | W7:144.5 | 4/1/18 | 4/1/19 |  |  | OXIMETERS, PULSE | Oximeter, Pulse | OXIMETERPULSE-Masimo Corp-RAD-87 | OXIMETERPULSE | RAD-87 |  |  |  | Masimo Corp | Oximeter, Pulse |  | OXIMETERPULSE-Masimo Corp-RAD-87 |  | 10/10/20 |  | OP-A | Not Covered Vendor Only - Biomedical | MHHS-Katy | [8 empty] | OXIMETERPULSE | Oximeter, Pulse | Masimo Corp
NO | YES |  |  |  | 133-07751 | 133-07751 | Masimo Corp. | RAD-87 |  | J17101 | Katy-NICU | MHHS-Katy |  | Oximeter, Pulse |  | 133-07751 | 133-07751 | Katy | MHHS-Katy | Katy-NICU | NICU Storage | 4/1/18 | 4/1/19 |  |  | OXIMETERS, PULSE | Oximeter, Pulse | OXIMETERPULSE-Masimo Corp-RAD-87 | OXIMETERPULSE | RAD-87 |  |  |  | Masimo Corp | Oximeter, Pulse |  | OXIMETERPULSE-Masimo Corp-RAD-87 |  | 10/10/20 |  | OP-A | Not Covered Vendor Only - Biomedical | MHHS-Katy | [8 empty] | OXIMETERPULSE | Oximeter, Pulse | Masimo Corp
NO | YES |  |  |  | 133-07756 | 133-07756 | Masimo Corp. | RAD-87 |  | J12346 | Katy-OR | MHHS-Katy |  | Oximeter, Pulse |  | 133-07756 | 133-07756 | Katy | MHHS-Katy | Katy-OR | Bio med shop | 4/1/18 | 4/1/20 |  |  | OXIMETERS, PULSE | Oximeter, Pulse | OXIMETERPULSE-Masimo Corp-RAD-87 | OXIMETERPULSE | RAD-87 |  |  |  | Masimo Corp | Oximeter, Pulse |  | OXIMETERPULSE-Masimo Corp-RAD-87 |  | 10/10/20 |  | OP-A | Not Covered Vendor Only - Biomedical | MHHS-Katy | [8 empty] | OXIMETERPULSE | Oximeter, Pulse | Masimo Corp
NO | YES |  |  |  | 133-07761 | 133-07761 | Masimo Corp. | RAD-87 |  | J17121 | Katy-Respiratory | MHHS-Katy |  | Oximeter, Pulse |  | 133-07761 | 133-07761 | Katy | MHHS-Katy | Katy-Respiratory |  | 4/1/18 | 4/1/19 |  |  | OXIMETERS, PULSE | Oximeter, Pulse | OXIMETERPULSE-Masimo Corp-RAD-87 | OXIMETERPULSE | RAD-87 |  |  |  | Masimo Corp | Oximeter, Pulse |  | OXIMETERPULSE-Masimo Corp-RAD-87 |  | 10/10/20 |  | OP-A | Not Covered Vendor Only - Biomedical | MHHS-Katy | [8 empty] | OXIMETERPULSE | Oximeter, Pulse | Masimo Corp
NO | YES |  |  |  | 133-07763 | 133-07763 | Masimo Corp. | RAD-87 |  | J17193 | Katy-Respiratory | MHHS-Katy |  | Oximeter, Pulse |  | 133-07763 | 133-07763 | Katy | MHHS-Katy | Katy-Respiratory |  | 5/1/18 | 5/1/19 |  |  | OXIMETERS, PULSE | Oximeter, Pulse | OXIMETERPULSE-Masimo Corp-RAD-87 | OXIMETERPULSE | RAD-87 |  |  |  | Masimo Corp | Oximeter, Pulse |  | OXIMETERPULSE-Masimo Corp-RAD-87 |  | 10/10/20 |  | OP-A | Not Covered Vendor Only - Biomedical | MHHS-Katy | [8 empty] | OXIMETERPULSE | Oximeter, Pulse | Masimo Corp
NO | YES |  |  |  | 133-07778 | 133-07778 | Masimo Corp. | RAD-87 |  | J17213 | Katy-Respiratory | MHHS-Katy |  | Oximeter, Pulse |  | 133-07778 | 133-07778 | Katy | MHHS-Katy | Katy-Respiratory |  | 4/1/18 | 4/1/19 |  |  | OXIMETERS, PULSE | Oximeter, Pulse | OXIMETERPULSE-Masimo Corp-RAD-87 | OXIMETERPULSE | RAD-87 |  |  |  | Masimo Corp | Oximeter, Pulse |  | OXIMETERPULSE-Masimo Corp-RAD-87 |  | 10/10/20 |  | OP-A | Not Covered Vendor Only - Biomedical | MHHS-Katy | [8 empty] | OXIMETERPULSE | Oximeter, Pulse | Masimo Corp
NO | YES |  |  |  | 133-07880 | 133-07880 | Masimo Corp. | RAD-87 |  | J16227 | Katy-Respiratory | MHHS-Katy |  | Oximeter, Pulse |  | 133-07880 | 133-07880 | Katy | MHHS-Katy | Katy-Respiratory |  | 4/1/18 | 4/1/19 |  |  | OXIMETERS, PULSE | Oximeter, Pulse | OXIMETERPULSE-Masimo Corp-RAD-87 | OXIMETERPULSE | RAD-87 |  |  |  | Masimo Corp | Oximeter, Pulse |  | OXIMETERPULSE-Masimo Corp-RAD-87 |  | 10/10/20 |  | OP-A | Not Covered Vendor Only - Biomedical | MHHS-Katy | [8 empty] | OXIMETERPULSE | Oximeter, Pulse | Masimo Corp
NO | YES |  |  |  | 133-07882 | 133-07882 | Masimo Corp. | RAD-87 |  | J15870 | Katy-Nursery | MHHS-Katy |  | Oximeter, Pulse |  | 133-07882 | 133-07882 | Katy | MHHS-Katy | Katy-Nursery | Soiled Holding |  |  |  |  | OXIMETERS, PULSE | Oximeter, Pulse | OXIMETERPULSE-Masimo Corp-RAD-87 | OXIMETERPULSE | RAD-87 |  |  |  | Masimo Corp | Oximeter, Pulse |  | OXIMETERPULSE-Masimo Corp-RAD-87 |  | 10/10/20 |  | OP-A | Not Covered Vendor Only - Biomedical | MHHS-Katy | [8 empty] | OXIMETERPULSE | Oximeter, Pulse | Masimo Corp
NO | YES |  |  |  | 133-08831 | 133-08831 | Masimo Corp. | RAD-87 |  | R29323 | Katy Rehab-1St Fl Physical Therapy | MHHS-Katy Rehab |  | Oximeter, Pulse |  | 133-08831 | 133-08831 | Katy | MHHS-Others | Katy Rehab-1St Fl Physical Therapy | Katy - Inpatient Rehab | 3/1/19 |  |  |  | OXIMETERS, PULSE | Oximeter, Pulse | OXIMETERPULSE-Masimo Corp-RAD-87 | OXIMETERPULSE | RAD-87 |  |  |  | Masimo Corp | Oximeter, Pulse |  | OXIMETERPULSE-Masimo Corp-RAD-87 |  |  |  | OP-A | No Coverage Specified | MHHS-Katy Rehab | [8 empty] | OXIMETERPULSE | Oximeter, Pulse | Masimo Corp
NO | YES |  |  |  | 041-15957 | 041-15957 | Masimo Corp. | RAD-87 |  | J16984 | Memorial City- General Surgery | MHHS-Mem City |  | Oximeter, Pulse |  | 041-15957 | 041-15957 | West | Memorial City-Memorial Hermann Hospital | Memorial City- General Surgery | E5:420 Storage |  |  |  |  | OXIMETERS, PULSE |  | OXIMETERPULSE-Masimo Corp-RAD-87 | OXIMETERPULSE | RAD-87 |  |  |  | Masimo Corp | Oximeter, Pulse |  | OXIMETERPULSE-Masimo Corp-RAD-87 |  |  |  |  | Covered PM Repair - Biomedical | MHHS-Mem City
NO | YES |  |  |  | 041-32780 | 041-32780 | Masimo Corp. | RAD-87 |  | R29227 | MEMORIAL CITY - OUTPATIENT SURGERY RECOVERY | MHHS-Mem City |  | Oximeter, Pulse |  | 041-32780 | 041-32780 | West | West memorial hospital - memorial herman hospital | MEMORIAL CITY - OUTPATIENT SURGERY RECOVERY | Central supply |  |  |  |  | OXIMETERS, PULSE |  | OXIMETERPULSE-Masimo Corp-RAD-87 | OXIMETERPULSE | RAD-87 |  |  |  | Masimo Corp | Oximeter, Pulse |  | OXIMETERPULSE-Masimo Corp-RAD-87 |  |  |  |  | Not Covered Vendor Only - Lab Ana/Anes | MHHS-Mem City
NO | YES |  |  |  | 041-32798 | 041-32798 | Masimo Corp. | RAD-87 |  | R29306 | MEMORIAL CITY - OUTPATIENT SURGERY RECOVERY | MHHS-Mem City |  | Oximeter, Pulse |  | 041-32798 | 041-32798 | West | Memorial Hermann Memorial City Medical Center | MEMORIAL CITY - OUTPATIENT SURGERY RECOVERY | MH CS |  |  |  |  | OXIMETERS, PULSE |  | OXIMETERPULSE-Masimo Corp-RAD-87 | OXIMETERPULSE | RAD-87 |  |  |  | Masimo Corp | Oximeter, Pulse |  | OXIMETERPULSE-Masimo Corp-RAD-87 |  |  |  |  | Covered PM Repair - Biomedical | MHHS-Mem City
NO | YES |  |  |  |  | 041-15878 | Masimo Corp. | RAD-87 |  | J16135 | Memorial City- General Surgery | MHHS-Mem City |  | Oximeter, Pulse |  |  | 041-15878 | West | Memorial City-Memorial Hermann Hospital | Memorial City- General Surgery | E5:420 Storage |  |  |  |  | OXIMETERS, PULSE |  | OXIMETERPULSE-Masimo Corp-RAD-87 | OXIMETERPULSE | RAD-87 |  |  |  | Masimo Corp | Oximeter, Pulse |  | OXIMETERPULSE-Masimo Corp-RAD-87 |  |  |  |  | Covered PM Repair - Biomedical | MHHS-Mem City
NO | YES |  |  |  | 041-15889 | 041-15889 | Masimo Corp. | RAD-87 |  | J16985 | Memorial City- General Surgery | MHHS-Mem City |  | Oximeter, Pulse |  | 041-15889 | 041-15889 | West | Memorial City-Memorial Hermann Hospital | Memorial City- General Surgery | E5:420 Storage |  |  |  |  | OXIMETERS, PULSE |  | OXIMETERPULSE-Masimo Corp-RAD-87 | OXIMETERPULSE | RAD-87 |  |  |  | Masimo Corp | Oximeter, Pulse |  | OXIMETERPULSE-Masimo Corp-RAD-87 |  |  |  |  | Covered PM Repair - Biomedical | MHHS-Mem City
NO | YES |  |  |  | 041-15921 | 041-15921 | Masimo Corp. | RAD-87 |  | J16004 | MEMORIAL CITY - OUTPATIENT SURGERY RECOVERY | MHHS-Mem City |  | Oximeter, Pulse |  | 041-15921 | 041-15921 | West | West memorial hospital - memorial herman hospital | MEMORIAL CITY - OUTPATIENT SURGERY RECOVERY | Central supply |  |  |  |  | OXIMETERS, PULSE |  | OXIMETERPULSE-Masimo Corp-RAD-87 | OXIMETERPULSE | RAD-87 |  |  |  | Masimo Corp | Oximeter, Pulse |  | OXIMETERPULSE-Masimo Corp-RAD-87 |  |  |  |  | Covered PM Repair - Biomedical | MHHS-Mem City
NO | YES |  |  |  | 041-15949 | 041-15949 | Masimo Corp. | RAD-87 |  | J16983 | Central Supply | MHHS-Mem City |  | Oximeter, Pulse |  | 041-15949 | 041-15949 | West | Memorial City - Memorial Hermann Hospital | Central Supply | Central Supply |  |  |  |  | OXIMETERS, PULSE |  | OXIMETERPULSE-Masimo Corp-RAD-87 | OXIMETERPULSE | RAD-87 |  |  |  | Masimo Corp | Oximeter, Pulse |  | OXIMETERPULSE-Masimo Corp-RAD-87 |  |  |  |  | Covered PM Repair - Biomedical | MHHS-Mem City
NO | YES |  |  |  |  | 041-15950 | Masimo Corp. | RAD-87 |  | J16055 | Memorial city-general surgery | MHHS-Mem City |  | Oximeter, Pulse |  |  | 041-15950 | West | Memorial Hermann Memorial City Medical Center | Memorial city-general surgery | E5 420 storage |  |  |  |  | OXIMETERS, PULSE |  | OXIMETERPULSE-Masimo Corp-RAD-87 | OXIMETERPULSE | RAD-87 |  |  |  | Masimo Corp | Oximeter, Pulse |  | OXIMETERPULSE-Masimo Corp-RAD-87 |  |  |  |  | Covered PM Repair - Biomedical | MHHS-Mem City
NO | YES |  |  |  | 041-15873 | 041-15873 | Masimo Corp. | RAD-87 |  | J16962 | MEMORIAL CITY - MED/SURG | MHHS-Mem City |  | Oximeter, Pulse |  | 041-15873 | 041-15873 | West | Memorial city | MEMORIAL CITY - MED/SURG | Memorial city med surge |  |  |  |  | OXIMETERS, PULSE |  | OXIMETERPULSE-Masimo Corp-RAD-87 | OXIMETERPULSE | RAD-87 |  |  |  | Masimo Corp | Oximeter, Pulse |  | OXIMETERPULSE-Masimo Corp-RAD-87 |  |  |  |  | Covered PM Repair - Biomedical | MHHS-Mem City
NO | YES |  |  |  | 041-15881 | 041-15881 | Masimo Corp. | RAD-87 |  | J16093 | Memorial City- General Surgery | MHHS-Mem City |  | Oximeter, Pulse |  | 041-15881 | 041-15881 | West | Memorial City-Memorial Hermann Hospital | Memorial City- General Surgery | E5:420 Storage |  |  |  |  | OXIMETERS, PULSE |  | OXIMETERPULSE-Masimo Corp-RAD-87 | OXIMETERPULSE | RAD-87 |  |  |  | Masimo Corp | Oximeter, Pulse |  | OXIMETERPULSE-Masimo Corp-RAD-87 |  |  |  |  | Covered PM Repair - Biomedical | MHHS-Mem City
NO | YES |  |  |  | 041-15882 | 041-15882 | Masimo Corp. | RAD-87 |  | J15605 | MEMORIAL CITY - ER | MHHS-Mem City |  | Oximeter, Pulse |  | 041-15882 | 041-15882 | West | West | MEMORIAL CITY - ER | ER Supply Room |  |  |  |  | OXIMETERS, PULSE |  | OXIMETERPULSE-Masimo Corp-RAD-87 | OXIMETERPULSE | RAD-87 |  |  |  | Masimo Corp | Oximeter, Pulse |  | OXIMETERPULSE-Masimo Corp-RAD-87 |  |  |  |  | Covered PM Repair - Biomedical | MHHS-Mem City
NO | YES |  |  |  | 041-15914 | 041-15914 | Masimo Corp. | RAD-87 |  | J16042 | MEMORIAL CITY - MED/SURG | MHHS-Mem City |  | Oximeter, Pulse |  | 041-15914 | 041-15914 | West | Memorial city | MEMORIAL CITY - MED/SURG | Memorial city med surge |  |  |  |  | OXIMETERS, PULSE |  | OXIMETERPULSE-Masimo Corp-RAD-87 | OXIMETERPULSE | RAD-87 |  |  |  | Masimo Corp | Oximeter, Pulse |  | OXIMETERPULSE-Masimo Corp-RAD-87 |  |  |  |  | Covered PM Repair - Biomedical | MHHS-Mem City
NO | YES |  |  |  | 041-15935 | 041-15935 | Masimo Corp. | RAD-87 |  | J16041 | Memorial City- General Surgery | MHHS-Mem City |  | Oximeter, Pulse |  | 041-15935 | 041-15935 | West | Memorial City-Memorial Hermann Hospital | Memorial City- General Surgery | E5:420 Storage |  |  |  |  | OXIMETERS, PULSE |  | OXIMETERPULSE-Masimo Corp-RAD-87 | OXIMETERPULSE | RAD-87 |  |  |  | Masimo Corp | Oximeter, Pulse |  | OXIMETERPULSE-Masimo Corp-RAD-87 |  |  |  |  | Covered PM Repair - Biomedical | MHHS-Mem City
NO | YES |  |  |  |  | 041-15910 | Masimo Corp. | RAD-87 |  | J16102 | Memorial City- General Surgery | MHHS-Mem City |  | Oximeter, Pulse |  |  | 041-15910 | West | Memorial City-Memorial Hermann Hospital | Memorial City- General Surgery | E5:420 Storage |  |  |  |  | OXIMETERS, PULSE |  | OXIMETERPULSE-Masimo Corp-RAD-87 | OXIMETERPULSE | RAD-87 |  |  |  | Masimo Corp | Oximeter, Pulse |  | OXIMETERPULSE-Masimo Corp-RAD-87 |  |  |  |  | Covered PM Repair - Biomedical | MHHS-Mem City
NO | YES |  |  |  | 069-33008 | 069-33008 | Masimo Corp. | RAD-87 |  | J11365 | MH MG-(GH)-GH CCC | MHHS-MG |  | Oximeter, Pulse |  | 069-33008 | 069-33008 | Central | MHHS-MG | MH MG-(GH)-GH CCC | TMC Suite 1160 | 5/1/18 |  |  |  | OXIMETERS, PULSE |  | OXIMETERPULSE-Masimo Corp-RAD-87 | OXIMETERPULSE | RAD-87 |  |  |  | Masimo Corp | Oximeter, Pulse |  | OXIMETERPULSE-Masimo Corp-RAD-87 |  |  |  |  | No Coverage Specified | MHHS-MG
NO | YES |  |  |  | 005-08069 | 005-08069 | Masimo Corp. | RAD-87 |  | J09658 | SE-Respiratory | MHHS-Southeast |  | Oximeter, Pulse |  | 005-08069 | 005-08069 | Southeast & Bay Area | MHHS-Southeast | SE-Respiratory | Storage | 7/1/19 |  | 7/1/20 |  | OXIMETERS, PULSE |  | OXIMETERPULSE-Masimo Corp-RAD-87 | OXIMETERPULSE | RAD-87 |  |  |  | Masimo Corp | Oximeter, Pulse |  | OXIMETERPULSE-Masimo Corp-RAD-87 |  | 10/2/18 |  |  | Covered PM Repair - Biomedical | MHHS-Southeast
NO | YES |  |  |  | 005-08057 | 005-08057 | Masimo Corp. | RAD-87 |  | J09207 | SE-Labor & Delivery | MHHS-Southeast |  | Oximeter, Pulse |  | 005-08057 | 005-08057 | Southeast | MHHS-Southeast | SE-Labor & Delivery | Biomed | 1/1/19 |  |  |  | OXIMETERS, PULSE |  | OXIMETERPULSE-Masimo Corp-RAD-87 | OXIMETERPULSE | RAD-87 |  |  |  | Masimo Corp | Oximeter, Pulse |  | OXIMETERPULSE-Masimo Corp-RAD-87 |  | 9/21/18 |  |  | Covered PM Repair - Biomedical | MHHS-Southeast
NO | YES |  |  |  | 005-08060 | 005-08060 | Masimo Corp. | RAD-87 |  | J08627 | SE-Neonatal ICU | MHHS-Southeast |  | Oximeter, Pulse |  | 005-08060 | 005-08060 | Southeast | MHHS-Southeast | SE-Neonatal ICU | Biomed | 3/1/19 |  |  | No pm found | OXIMETERS, PULSE |  | OXIMETERPULSE-Masimo Corp-RAD-87 | OXIMETERPULSE | RAD-87 |  |  |  | Masimo Corp | Oximeter, Pulse |  | OXIMETERPULSE-Masimo Corp-RAD-87 |  | 9/13/18 |  |  | Covered PM Repair - Biomedical | MHHS-Southeast
NO | YES |  |  |  | 005-08066 | 005-08066 | Masimo Corp. | RAD-87 |  | J08905 | SE-Labor & Delivery | MHHS-Southeast |  | Oximeter, Pulse |  | 005-08066 | 005-08066 | Southeast | MHHS-Southeast | SE-Labor & Delivery | Recovery |  |  |  |  | OXIMETERS, PULSE |  | OXIMETERPULSE-Masimo Corp-RAD-87 | OXIMETERPULSE | RAD-87 |  |  |  | Masimo Corp | Oximeter, Pulse |  | OXIMETERPULSE-Masimo Corp-RAD-87 |  | 9/13/18 |  |  | Covered PM Repair - Biomedical | MHHS-Southeast
NO | YES |  |  |  | 005-09373 | 005-09373 | Masimo Corp. | RAD-87 |  | J09628 | SE-Clinical Engineering | MHHS-Southeast |  | Oximeter, Pulse |  | 005-09373 | 005-09373 | Southeast | MHHS-Southeast | SE-Clinical Engineering | Biomed |  |  |  |  | OXIMETERS, PULSE |  | OXIMETERPULSE-Masimo Corp-RAD-87 | OXIMETERPULSE | RAD-87 |  |  |  | Masimo Corp | Oximeter, Pulse |  | OXIMETERPULSE-Masimo Corp-RAD-87 |  | 9/13/18 |  |  | Covered PM Repair - Biomedical | MHHS-Southeast
NO | YES |  |  |  | 005-10205 | 005-10205 | Masimo Corp. | RAD-87 |  | J09673 | SE-Unit 4B (Women'S Services) | MHHS-Southeast |  | Oximeter, Pulse |  | 005-10205 | 005-10205 | Southeast | MHHS-Southeast | SE-Unit 4B (Women'S Services) | Nurse station | 3/1/19 |  |  |  | OXIMETERS, PULSE |  | OXIMETERPULSE-Masimo Corp-RAD-87 | OXIMETERPULSE | RAD-87 |  |  |  | Masimo Corp | Oximeter, Pulse |  | OXIMETERPULSE-Masimo Corp-RAD-87 |  | 9/13/18 |  |  | Covered PM Repair - Biomedical | MHHS-Southeast
NO | YES |  |  |  | 005-11907 | 005-11907 | Masimo Corp. | RAD-87 |  | J08976 | SE-Unit 4B (Women'S Services) | MHHS-Southeast |  | Oximeter, Pulse |  | 005-11907 | 005-11907 | Southeast | MHHS-Southeast | SE-Unit 4B (Women'S Services) | Storage 409A | 6/1/19 |  | 6/1/20 |  | OXIMETERS, PULSE |  | OXIMETERPULSE-Masimo Corp-RAD-87 | OXIMETERPULSE | RAD-87 |  |  |  | Masimo Corp | Oximeter, Pulse |  | OXIMETERPULSE-Masimo Corp-RAD-87 |  | 9/13/18 |  |  | Covered PM Repair - Biomedical | MHHS-Southeast
NO | YES |  |  |  | 013-18860 | 013-18860 | Masimo Corp. | RAD-87 |  | J15710 | SW-HVI-OR | MHHS-Southwest |  | Oximeter, Pulse |  | 013-18860 | 013-18860 | Southwest | MHHS-Southwest | SW-HVI-OR | Nurse station | 3/1/18 |  | 3/1/19 |  | OXIMETERS, PULSE | Oximeter, Pulse | OXIMETERPULSE-Masimo Corp-RAD-87 | OXIMETERPULSE | RAD-87 |  |  |  | Masimo Corp | Oximeter, Pulse |  | OXIMETERPULSE-Masimo Corp-RAD-87 |  | 9/13/18 |  | OP-A | Covered PM Repair - Biomedical | MHHS-Southwest | [8 empty] | OXIMETERPULSE | Oximeter, Pulse | Masimo Corp
NO | YES | [5 empty] | Masimo Corp. | RAD-87 |  | J16200 | SW-Med/Surg 6 | MHHS-Southwest |  | Oximeter, Pulse |  |  |  | Southwest | MHHS-Southwest | SW-Med/Surg 6 | Floor 6 | 1/1/18 |  |  |  | OXIMETERS, PULSE | Oximeter, Pulse | OXIMETERPULSE-Masimo Corp-RAD-87 | OXIMETERPULSE | RAD-87 |  |  |  | Masimo Corp | Oximeter, Pulse |  | OXIMETERPULSE-Masimo Corp-RAD-87 |  | 9/13/18 |  | OP-A | Covered PM Repair - Biomedical | MHHS-Southwest | [8 empty] | OXIMETERPULSE | Oximeter, Pulse | Masimo Corp
NO | YES |  |  |  | 013-36612 | 013-36612 | Masimo Corp. | RAD-87 |  | R34456 | SW-Respiratory | MHHS-Southwest |  | Oximeter, Pulse |  | 013-36612 | 013-36612 | Southwest | MHHS-Southwest | SW-Respiratory | 2nd Floor Respiratory | 2/1/18 |  |  |  | OXIMETERS, PULSE | Oximeter, Pulse | OXIMETERPULSE-Masimo Corp-RAD-87 | OXIMETERPULSE | RAD-87 |  |  |  | Masimo Corp | Oximeter, Pulse |  | OXIMETERPULSE-Masimo Corp-RAD-87 |  | 9/13/18 |  | OP-A | Covered PM Repair - Biomedical | MHHS-Southwest | [8 empty] | OXIMETERPULSE | Oximeter, Pulse | Masimo Corp
NO | YES |  |  |  |  | 013-18907 | Masimo Corp. | RAD-87 |  | J16168 | SW-Telemetry | MHHS-Southwest |  | Oximeter, Pulse |  |  | 013-18907 | Southwest | MHHS-Southwest | SW-Telemetry | Nurse station Wing E | 1/1/18 |  | 1/1/19 |  | OXIMETERS, PULSE | Oximeter, Pulse | OXIMETERPULSE-Masimo Corp-RAD-87 | OXIMETERPULSE | RAD-87 |  |  |  | Masimo Corp | Oximeter, Pulse |  | OXIMETERPULSE-Masimo Corp-RAD-87 |  | 9/13/18 |  | OP-A | Covered PM Repair - Biomedical | MHHS-Southwest | [8 empty] | OXIMETERPULSE | Oximeter, Pulse | Masimo Corp
NO | YES |  |  |  |  | 013-19023 | Masimo Corp. | RAD-87 |  | J15742 | SW-Telemetry | MHHS-Southwest |  | Oximeter, Pulse |  |  | 013-19023 | Southwest | MHHS-Southwest | SW-Telemetry | Room 458 | 1/1/18 |  |  | No PM Required Sticker | OXIMETERS, PULSE | Oximeter, Pulse | OXIMETERPULSE-Masimo Corp-RAD-87 | OXIMETERPULSE | RAD-87 |  |  |  | Masimo Corp | Oximeter, Pulse |  | OXIMETERPULSE-Masimo Corp-RAD-87 |  | 9/13/18 |  | OP-A | Covered PM Repair - Biomedical | MHHS-Southwest | [8 empty] | OXIMETERPULSE | Oximeter, Pulse | Masimo Corp
NO | YES | [5 empty] | Masimo Corp. | RAD-87 |  | J16282 | SW-Med/Surg 6 | MHHS-Southwest |  | Oximeter, Pulse |  |  |  | Southwest | MHHS-Southwest | SW-Med/Surg 6 | Floor 6 | 1/1/18 |  |  |  | OXIMETERS, PULSE | Oximeter, Pulse | OXIMETERPULSE-Masimo Corp-RAD-87 | OXIMETERPULSE | RAD-87 |  |  |  | Masimo Corp | Oximeter, Pulse |  | OXIMETERPULSE-Masimo Corp-RAD-87 |  | 10/2/18 |  | OP-A | Covered PM Repair - Biomedical | MHHS-Southwest | [8 empty] | OXIMETERPULSE | Oximeter, Pulse | Masimo Corp
NO | YES |  |  |  |  | 013-18877 | Masimo Corp. | RAD-87 |  | J15909 | SW-CDU | MHHS-Southwest |  | Oximeter, Pulse |  |  | 013-18877 | Southwest | MHHS-Southwest | SW-CDU | 6th floor | 1/1/18 | 1/1/19 |  |  | OXIMETERS, PULSE | Oximeter, Pulse | OXIMETERPULSE-Masimo Corp-RAD-87 | OXIMETERPULSE | RAD-87 |  |  |  | Masimo Corp | Oximeter, Pulse |  | OXIMETERPULSE-Masimo Corp-RAD-87 |  | 10/2/18 |  | OP-A | Covered PM Repair - Biomedical | MHHS-Southwest | [8 empty] | OXIMETERPULSE | Oximeter, Pulse | Masimo Corp
NO | YES | [5 empty] | Masimo Corp. | RAD-87 |  | J16214 | SW-HVI-Telemetry | MHHS-Southwest |  | Oximeter, Pulse |  |  |  | Southwest | MHHS-Southwest | SW-HVI-Telemetry | Nurse?Aos Station | 12/1/17 |  |  |  | OXIMETERS, PULSE | Oximeter, Pulse | OXIMETERPULSE-Masimo Corp-RAD-87 | OXIMETERPULSE | RAD-87 |  |  |  | Masimo Corp | Oximeter, Pulse |  | OXIMETERPULSE-Masimo Corp-RAD-87 |  | 10/2/18 |  | OP-A | Covered PM Repair - Biomedical | MHHS-Southwest | [8 empty] | OXIMETERPULSE | Oximeter, Pulse | Masimo Corp
NO | YES |  |  |  |  | 013-18844 | Masimo Corp. | RAD-87 |  | J16195 | SW-Telemetry | MHHS-Southwest |  | Oximeter, Pulse |  |  | 013-18844 | Southwest | MHHS-Southwest | SW-Telemetry |  | 2/1/18 |  |  | No PM Required | OXIMETERS, PULSE | Oximeter, Pulse | OXIMETERPULSE-Masimo Corp-RAD-87 | OXIMETERPULSE | RAD-87 |  |  |  | Masimo Corp | Oximeter, Pulse |  | OXIMETERPULSE-Masimo Corp-RAD-87 |  | 10/2/18 |  | OP-A | Covered PM Repair - Biomedical | MHHS-Southwest | [8 empty] | OXIMETERPULSE | Oximeter, Pulse | Masimo Corp
NO | YES | [5 empty] | Masimo Corp. | RAD-87 |  | J15565 | SW-ICU | MHHS-Southwest |  | Oximeter, Pulse |  |  |  | Southwest | MHHS-Southwest | SW-ICU | B Wing 631 | 2/1/18 |  |  |  | OXIMETERS, PULSE | Oximeter, Pulse | OXIMETERPULSE-Masimo Corp-RAD-87 | OXIMETERPULSE | RAD-87 |  |  |  | Masimo Corp | Oximeter, Pulse |  | OXIMETERPULSE-Masimo Corp-RAD-87 |  | 10/2/18 |  | OP-A | Covered PM Repair - Biomedical | MHHS-Southwest | [8 empty] | OXIMETERPULSE | Oximeter, Pulse | Masimo Corp
NO | YES | Asset Tag 1101836 |  |  |  |  | Masimo Corp. | RAD-87 |  | J16986 | Floor 7 | MHHS-Southwest |  | Oximeter, Pulse |  |  |  | Southwest | Memorial Hermann Southwest | Floor 7 | Floor 7 | 1/1/18 |  |  |  | OXIMETERS, PULSE | Oximeter, Pulse | OXIMETERPULSE-Masimo Corp-RAD-87 | OXIMETERPULSE | RAD-87 |  |  |  | Masimo Corp | Oximeter, Pulse |  | OXIMETERPULSE-Masimo Corp-RAD-87 |  | 5/9/17 |  | OP-A | Covered PM Repair - Biomedical | MHHS-Southwest | [8 empty] | OXIMETERPULSE | Oximeter, Pulse | Masimo Corp
NO | YES | [5 empty] | Masimo Corp. | RAD-87 |  | J16031 | Floor 7 | MHHS-Southwest |  | Oximeter, Pulse |  |  |  | Southwest | Memorial Hermann Southwest | Floor 7 | Floor 7 | 1/1/18 |  |  |  | OXIMETERS, PULSE | Oximeter, Pulse | OXIMETERPULSE-Masimo Corp-RAD-87 | OXIMETERPULSE | RAD-87 |  |  |  | Masimo Corp | Oximeter, Pulse |  | OXIMETERPULSE-Masimo Corp-RAD-87 |  | 5/9/17 |  | OP-A | Covered PM Repair - Biomedical | MHHS-Southwest | [8 empty] | OXIMETERPULSE | Oximeter, Pulse | Masimo Corp
NO | YES | Serial Number R28965 |  |  | PLU0170 |  | Masimo Corp. | RAD-87 |  | R28965 | SW-Central Supply | MHHS-Southwest |  | Oximeter, Pulse |  | PLU0170 |  | Southwest | MHHS-Southwest | SW-Central Supply |  | 1/5/18 |  |  |  | OXIMETERS, PULSE | Oximeter, Pulse | OXIMETERPULSE-Masimo Corp-RAD-87 | OXIMETERPULSE | RAD-87 |  |  |  | Masimo Corp | Oximeter, Pulse |  | OXIMETERPULSE-Masimo Corp-RAD-87 |  | 5/9/17 | Finished from Script 3/27/2020 12:11:52pm (Central) | OP-A | Covered PM Repair - Biomedical | MHHS-Southwest | [8 empty] | OXIMETERPULSE | Oximeter, Pulse | Masimo Corp
NO | YES | [5 empty] | Masimo Corp. | RAD-87 |  | J15540 | Floor 4 | MHHS-Southwest |  | Oximeter, Pulse |  |  |  | Southwest | Memorial Hermann Southwest Hospital | Floor 4 | Floor 4 | 2/1/18 |  |  |  | OXIMETERS, PULSE | Oximeter, Pulse | OXIMETERPULSE-Masimo Corp-RAD-87 | OXIMETERPULSE | RAD-87 |  |  |  | Masimo Corp | Oximeter, Pulse |  | OXIMETERPULSE-Masimo Corp-RAD-87 |  | 5/9/17 |  | OP-A | Not Covered Vendor Only - Biomedical | MHHS-Southwest | [8 empty] | OXIMETERPULSE | Oximeter, Pulse | Masimo Corp
NO | YES |  |  |  | 013-18838 | 013-18838 | Masimo Corp. | RAD-87 |  | J17032 | SW-HVI-Noninvasive Cardiology | MHHS-Southwest |  | Oximeter, Pulse |  | 013-18838 | 013-18838 | Southwest | MHHS-Southwest | SW-HVI-Noninvasive Cardiology | CVA | 12/1/17 |  |  |  | OXIMETERS, PULSE | Oximeter, Pulse | OXIMETERPULSE-Masimo Corp-RAD-87 | OXIMETERPULSE | RAD-87 |  |  |  | Masimo Corp | Oximeter, Pulse |  | OXIMETERPULSE-Masimo Corp-RAD-87 |  | 5/9/17 |  | OP-A | Covered PM Repair - Biomedical | MHHS-Southwest | [8 empty] | OXIMETERPULSE | Oximeter, Pulse | Masimo Corp
NO | YES |  |  |  | 013-18861 | 013-18861 | Masimo Corp. | RAD-87 |  | j09372 | SW-HVI-CV ICU | MHHS-Southwest |  | Oximeter, Pulse |  | 013-18861 | 013-18861 | Southwest | MHHS-Southwest | SW-HVI-CV ICU | CVIMU | 3/1/18 |  |  |  | OXIMETERS, PULSE | Oximeter, Pulse | OXIMETERPULSE-Masimo Corp-RAD-87 | OXIMETERPULSE | RAD-87 |  |  |  | Masimo Corp | Oximeter, Pulse |  | OXIMETERPULSE-Masimo Corp-RAD-87 |  | 5/9/17 |  | OP-A | Covered PM Repair - Biomedical | MHHS-Southwest | [8 empty] | OXIMETERPULSE | Oximeter, Pulse | Masimo Corp
NO | YES |  |  |  | 013-18925 | 013-18925 | Masimo Corp. | RAD-87 |  | J16286 | SW-Med/Surg 9 Joint Camp | MHHS-Southwest |  | Oximeter, Pulse |  | 013-18925 | 013-18925 | Southwest | MHHS-Southwest | SW-Med/Surg 9 Joint Camp | Rm 932 | 1/1/18 |  | 1/1/19 |  | OXIMETERS, PULSE | Oximeter, Pulse | OXIMETERPULSE-Masimo Corp-RAD-87 | OXIMETERPULSE | RAD-87 |  |  |  | Masimo Corp | Oximeter, Pulse |  | OXIMETERPULSE-Masimo Corp-RAD-87 |  | 5/9/17 |  | OP-A | Covered PM Repair - Biomedical | MHHS-Southwest | [8 empty] | OXIMETERPULSE | Oximeter, Pulse | Masimo Corp
NO | YES |  |  |  | 013-18936 | 013-18936 | Masimo Corp. | RAD-87 |  | J16159 | SW-HVI-Telemetry | MHHS-Southwest |  | Oximeter, Pulse |  | 013-18936 | 013-18936 | Southwest | MHHS-Southwest | SW-HVI-Telemetry | CVA17 | 12/1/17 |  |  |  | OXIMETERS, PULSE | Oximeter, Pulse | OXIMETERPULSE-Masimo Corp-RAD-87 | OXIMETERPULSE | RAD-87 |  |  |  | Masimo Corp | Oximeter, Pulse |  | OXIMETERPULSE-Masimo Corp-RAD-87 |  | 5/9/17 |  | OP-A | Covered PM Repair - Biomedical | MHHS-Southwest | [8 empty] | OXIMETERPULSE | Oximeter, Pulse | Masimo Corp
NO | YES |  |  |  | 013-36332 | 013-36332 | Masimo Corp. | RAD-87 |  | R16753 | SW-HVI-Telemetry | MHHS-Southwest |  | Oximeter, Pulse |  | 013-36332 | 013-36332 | Southwest | MHHS-Southwest | SW-HVI-Telemetry | CVA16 | 3/1/18 |  |  |  | OXIMETERS, PULSE | Oximeter, Pulse | OXIMETERPULSE-Masimo Corp-RAD-87 | OXIMETERPULSE | RAD-87 |  |  |  | Masimo Corp | Oximeter, Pulse |  | OXIMETERPULSE-Masimo Corp-RAD-87 |  | 5/9/17 |  | OP-A | Covered PM Repair - Biomedical | MHHS-Southwest | [8 empty] | OXIMETERPULSE | Oximeter, Pulse | Masimo Corp
NO | YES | [5 empty] | Masimo Corp. | RAD-87 |  | J09456 | SW-HVI-Noninvasive Cardiology | MHHS-Southwest |  | Oximeter, Pulse |  |  |  | Southwest | MHHS-Southwest | SW-HVI-Noninvasive Cardiology | CVA | 3/1/18 |  |  |  | OXIMETERS, PULSE | Oximeter, Pulse | OXIMETERPULSE-Masimo Corp-RAD-87 | OXIMETERPULSE | RAD-87 |  |  |  | Masimo Corp | Oximeter, Pulse |  | OXIMETERPULSE-Masimo Corp-RAD-87 |  | 7/11/20 |  | OP-A | Not Covered Vendor Only - Biomedical | MHHS-Southwest | [8 empty] | OXIMETERPULSE | Oximeter, Pulse | Masimo Corp
NO | YES | [5 empty] | Masimo Corp. | RAD-87 |  | J16273 | SW-HVI-Noninvasive Cardiology | MHHS-Southwest |  | Oximeter, Pulse |  |  |  | Southwest | MHHS-Southwest | SW-HVI-Noninvasive Cardiology | CVA 25 |  |  |  |  | OXIMETERS, PULSE | Oximeter, Pulse | OXIMETERPULSE-Masimo Corp-RAD-87 | OXIMETERPULSE | RAD-87 |  |  |  | Masimo Corp | Oximeter, Pulse |  | OXIMETERPULSE-Masimo Corp-RAD-87 |  | 7/11/20 |  | OP-A | Not Covered Vendor Only - Biomedical | MHHS-Southwest | [8 empty] | OXIMETERPULSE | Oximeter, Pulse | Masimo Corp
NO | YES | [5 empty] | Masimo Corp. | RAD-87 |  | J15727 | SW-HVI-CV ICU | MHHS-Southwest |  | Oximeter, Pulse |  |  |  | Southwest | MHHS-Southwest | SW-HVI-CV ICU | CVIMU | 1/1/18 |  |  |  | OXIMETERS, PULSE | Oximeter, Pulse | OXIMETERPULSE-Masimo Corp-RAD-87 | OXIMETERPULSE | RAD-87 |  |  |  | Masimo Corp | Oximeter, Pulse |  | OXIMETERPULSE-Masimo Corp-RAD-87 |  | 8/1/20 |  | OP-A | Not Covered Vendor Only - Biomedical | MHHS-Southwest | [8 empty] | OXIMETERPULSE | Oximeter, Pulse | Masimo Corp
NO | YES | [5 empty] | Masimo Corp. | RAD-87 |  | J15805 | SW-Telemetry | MHHS-Southwest |  | Oximeter, Pulse |  |  |  | Southwest | MHHS-Southwest | SW-Telemetry |  | 3/1/18 |  |  |  | OXIMETERS, PULSE | Oximeter, Pulse | OXIMETERPULSE-Masimo Corp-RAD-87 | OXIMETERPULSE | RAD-87 |  |  |  | Masimo Corp | Oximeter, Pulse |  | OXIMETERPULSE-Masimo Corp-RAD-87 |  | 8/1/20 |  | OP-A | Not Covered Vendor Only - Biomedical | MHHS-Southwest | [8 empty] | OXIMETERPULSE | Oximeter, Pulse | Masimo Corp
NO | YES |  |  |  |  | 013-19051 | Masimo Corp. | RAD-87 |  | J09352 | SW-Med/Surg Floors | MHHS-Southwest |  | Oximeter, Pulse |  |  | 013-19051 | Southwest | MHHS-Southwest | SW-Med/Surg Floors | Room 1052 |  |  |  |  | OXIMETERS, PULSE | Oximeter, Pulse | OXIMETERPULSE-Masimo Corp-RAD-87 | OXIMETERPULSE | RAD-87 |  |  |  | Masimo Corp | Oximeter, Pulse |  | OXIMETERPULSE-Masimo Corp-RAD-87 |  | 8/1/20 |  | OP-A | Not Covered Vendor Only - Biomedical | MHHS-Southwest | [8 empty] | OXIMETERPULSE | Oximeter, Pulse | Masimo Corp
NO | YES | [5 empty] | Masimo Corp. | RAD-87 |  | J09358 | SW-HVI-CV ICU | MHHS-Southwest |  | Oximeter, Pulse |  |  |  | Southwest | MHHS-Southwest | SW-HVI-CV ICU | CVIMU | 3/1/18 |  |  |  | OXIMETERS, PULSE | Oximeter, Pulse | OXIMETERPULSE-Masimo Corp-RAD-87 | OXIMETERPULSE | RAD-87 |  |  |  | Masimo Corp | Oximeter, Pulse |  | OXIMETERPULSE-Masimo Corp-RAD-87 |  | 7/11/20 |  | OP-A | Not Covered Vendor Only - Biomedical | MHHS-Southwest | [8 empty] | OXIMETERPULSE | Oximeter, Pulse | Masimo Corp
NO | YES | [5 empty] | Masimo Corp. | RAD-87 |  | J16257 | SW-HVI-Noninvasive Cardiology | MHHS-Southwest |  | Oximeter, Pulse |  |  |  | Southwest | MHHS-Southwest | SW-HVI-Noninvasive Cardiology | CVA | 3/1/18 |  |  |  | OXIMETERS, PULSE | Oximeter, Pulse | OXIMETERPULSE-Masimo Corp-RAD-87 | OXIMETERPULSE | RAD-87 |  |  |  | Masimo Corp | Oximeter, Pulse |  | OXIMETERPULSE-Masimo Corp-RAD-87 |  | 7/11/19 |  | OP-A | Covered PM Repair - Biomedical | MHHS-Southwest | [8 empty] | OXIMETERPULSE | Oximeter, Pulse | Masimo Corp
NO | YES |  |  |  |  | 013-19039 | Masimo Corp. | RAD-87 |  | J09288 | SW-HVI-Telemetry | MHHS-Southwest |  | Oximeter, Pulse |  |  | 013-19039 | Southwest | MHHS-Southwest | SW-HVI-Telemetry | Room X5 137 | 12/1/17 |  | 12/1/18 |  | OXIMETERS, PULSE | Oximeter, Pulse | OXIMETERPULSE-Masimo Corp-RAD-87 | OXIMETERPULSE | RAD-87 |  |  |  | Masimo Corp | Oximeter, Pulse |  | OXIMETERPULSE-Masimo Corp-RAD-87 |  | 7/11/20 |  | OP-A | Not Covered Vendor Only - Biomedical | MHHS-Southwest | [8 empty] | OXIMETERPULSE | Oximeter, Pulse | Masimo Corp
NO | YES | [5 empty] | Masimo Corp. | RAD-87 |  | J16148 | SW-HVI-Telemetry | MHHS-Southwest |  | Oximeter, Pulse |  |  |  | Southwest | MHHS-Southwest | SW-HVI-Telemetry | CVA 28 | 1/1/19 |  | 1/1/20 |  | OXIMETERS, PULSE | Oximeter, Pulse | OXIMETERPULSE-Masimo Corp-RAD-87 | OXIMETERPULSE | RAD-87 |  |  |  | Masimo Corp | Oximeter, Pulse |  | OXIMETERPULSE-Masimo Corp-RAD-87 |  | 7/11/20 |  | OP-A | Not Covered Vendor Only - Biomedical | MHHS-Southwest | [8 empty] | OXIMETERPULSE | Oximeter, Pulse | Masimo Corp
NO | YES | [5 empty] | Masimo Corp. | RAD-87 |  | J16163 | SW-HVI-CV ICU | MHHS-Southwest |  | Oximeter, Pulse |  |  |  | Southwest | MHHS-Southwest | SW-HVI-CV ICU | CVIMU | 1/1/19 |  |  |  | OXIMETERS, PULSE | Oximeter, Pulse | OXIMETERPULSE-Masimo Corp-RAD-87 | OXIMETERPULSE | RAD-87 |  |  |  | Masimo Corp | Oximeter, Pulse |  | OXIMETERPULSE-Masimo Corp-RAD-87 |  | 11/28/16 |  | OP-A | Covered PM Repair - Biomedical | MHHS-Southwest | [8 empty] | OXIMETERPULSE | Oximeter, Pulse | Masimo Corp
NO | YES | [5 empty] | Masimo Corp. | RAD-87 |  | J15793 | SW-HVI-CV ICU | MHHS-Southwest |  | Oximeter, Pulse |  |  |  | Southwest | MHHS-Southwest | SW-HVI-CV ICU | CVIMU | 1/1/19 |  |  |  | OXIMETERS, PULSE | Oximeter, Pulse | OXIMETERPULSE-Masimo Corp-RAD-87 | OXIMETERPULSE | RAD-87 |  |  |  | Masimo Corp | Oximeter, Pulse |  | OXIMETERPULSE-Masimo Corp-RAD-87 |  | 11/28/17 |  | OP-A | Covered PM Repair - Biomedical | MHHS-Southwest | [8 empty] | OXIMETERPULSE | Oximeter, Pulse | Masimo Corp
NO | YES | [5 empty] | Masimo Corp. | RAD-87 |  | J15706 | SW-Telemetry | MHHS-Southwest |  | Oximeter, Pulse |  |  |  | Southwest | MHHS-Southwest | SW-Telemetry |  | 12/1/17 |  |  |  | OXIMETERS, PULSE | Oximeter, Pulse | OXIMETERPULSE-Masimo Corp-RAD-87 | OXIMETERPULSE | RAD-87 |  |  |  | Masimo Corp | Oximeter, Pulse |  | OXIMETERPULSE-Masimo Corp-RAD-87 |  | 12/28/17 |  | OP-A | Covered PM Repair - Biomedical | MHHS-Southwest | [8 empty] | OXIMETERPULSE | Oximeter, Pulse | Masimo Corp
NO | YES | [5 empty] | Masimo Corp. | RAD-87 |  | J16149 | SW-HVI-Noninvasive Cardiology | MHHS-Southwest |  | Oximeter, Pulse |  |  |  | Southwest | MHHS-Southwest | SW-HVI-Noninvasive Cardiology | CVA 21 | 12/1/17 |  | 12/1/18 |  | OXIMETERS, PULSE | Oximeter, Pulse | OXIMETERPULSE-Masimo Corp-RAD-87 | OXIMETERPULSE | RAD-87 |  |  |  | Masimo Corp | Oximeter, Pulse |  | OXIMETERPULSE-Masimo Corp-RAD-87 |  | 12/14/17 |  | OP-A | Covered PM Repair - Biomedical | MHHS-Southwest | [8 empty] | OXIMETERPULSE | Oximeter, Pulse | Masimo Corp
NO | YES | [5 empty] | Masimo Corp. | RAD-87 |  | J15611 | SW-Med/Surg 6 | MHHS-Southwest |  | Oximeter, Pulse |  |  |  | Southwest | MHHS-Southwest | SW-Med/Surg 6 | Floor 6 | 1/1/19 |  |  |  | OXIMETERS, PULSE | Oximeter, Pulse | OXIMETERPULSE-Masimo Corp-RAD-87 | OXIMETERPULSE | RAD-87 |  |  |  | Masimo Corp | Oximeter, Pulse |  | OXIMETERPULSE-Masimo Corp-RAD-87 |  | 11/28/17 |  | OP-A | Covered PM Repair - Biomedical | MHHS-Southwest | [8 empty] | OXIMETERPULSE | Oximeter, Pulse | Masimo Corp
NO | YES | [5 empty] | Masimo Corp. | RAD-87 |  | J16164 | Floor 7 | MHHS-Southwest |  | Oximeter, Pulse |  |  |  | Southwest | Memorial Hermann Southwest | Floor 7 | Floor 7 | 5/1/18 |  |  |  | OXIMETERS, PULSE | Oximeter, Pulse | OXIMETERPULSE-Masimo Corp-RAD-87 | OXIMETERPULSE | RAD-87 |  |  |  | Masimo Corp | Oximeter, Pulse |  | OXIMETERPULSE-Masimo Corp-RAD-87 |  | 11/28/17 |  | OP-A | Covered PM Repair - Biomedical | MHHS-Southwest | [8 empty] | OXIMETERPULSE | Oximeter, Pulse | Masimo Corp
NO | YES | Asset Tag 1096038 |  |  |  |  | Masimo Corp. | RAD-87 |  | J16265 | SW-Med/Surg Floors | MHHS-Southwest |  | Oximeter, Pulse |  |  |  | Southwest | MHHS-Southwest | SW-Med/Surg Floors | Rm 1015 | 1/1/18 |  | 1/1/19 |  | OXIMETERS, PULSE | Oximeter, Pulse | OXIMETERPULSE-Masimo Corp-RAD-87 | OXIMETERPULSE | RAD-87 |  |  |  | Masimo Corp | Oximeter, Pulse |  | OXIMETERPULSE-Masimo Corp-RAD-87 |  | 11/28/17 |  | OP-A | Covered PM Repair - Biomedical | MHHS-Southwest | [8 empty] | OXIMETERPULSE | Oximeter, Pulse | Masimo Corp
NO | YES |  |  |  | 013-19024 | 013-19024 | Masimo Corp. | RAD-87 |  | J16994 | SW-Med/Surg Floors | MHHS-Southwest |  | Oximeter, Pulse |  | 013-19024 | 013-19024 | Southwest | MHHS-Southwest | SW-Med/Surg Floors | 9th | 9/1/18 |  | 9/1/19 |  | OXIMETERS, PULSE | Oximeter, Pulse | OXIMETERPULSE-Masimo Corp-RAD-87 | OXIMETERPULSE | RAD-87 |  |  |  | Masimo Corp | Oximeter, Pulse |  | OXIMETERPULSE-Masimo Corp-RAD-87 |  | 1/19/18 |  | OP-A | Covered PM Repair - Biomedical | MHHS-Southwest | [8 empty] | OXIMETERPULSE | Oximeter, Pulse | Masimo Corp
NO | YES |  |  |  | 013-18768 | 013-18768 | Masimo Corp. | RAD-87 |  | J16169 | SW-HVI-Holding | MHHS-Southwest |  | Oximeter, Pulse |  | 013-18768 | 013-18768 | Southwest | MHHS-Southwest | SW-HVI-Holding | Bay 11 | 1/1/18 |  |  | Covered by a bag | OXIMETERS, PULSE | Oximeter, Pulse | OXIMETERPULSE-Masimo Corp-RAD-87 | OXIMETERPULSE | RAD-87 |  |  |  | Masimo Corp | Oximeter, Pulse |  | OXIMETERPULSE-Masimo Corp-RAD-87 |  | 9/1/20 |  | OP-A | Not Covered Vendor Only - Biomedical | MHHS-Southwest | [8 empty] | OXIMETERPULSE | Oximeter, Pulse | Masimo Corp
NO | YES |  |  |  | 013-18856 | 013-18856 | Masimo Corp. | RAD-87 |  | J15516 | SW-Neuorology | MHHS-Southwest |  | Oximeter, Pulse |  | 013-18856 | 013-18856 | Southwest | MHHS-Southwest | SW-Neuorology | 7th Floor - Room 711 | 1/1/18 |  |  | No PM Required Sticker | OXIMETERS, PULSE | Oximeter, Pulse | OXIMETERPULSE-Masimo Corp-RAD-87 | OXIMETERPULSE | RAD-87 |  |  |  | Masimo Corp | Oximeter, Pulse |  | OXIMETERPULSE-Masimo Corp-RAD-87 |  |  |  | OP-A | Covered PM Repair - Biomedical | MHHS-Southwest | [8 empty] | OXIMETERPULSE | Oximeter, Pulse | Masimo Corp
NO | YES |  |  |  | 013-18961 | 013-18961 | Masimo Corp. | RAD-87 |  | J16249 | SW-NICU | MHHS-Southwest |  | Oximeter, Pulse |  | 013-18961 | 013-18961 | Southwest | MHHS-Southwest | SW-NICU | Clean Equipment | 1/1/18 |  |  |  | OXIMETERS, PULSE | Oximeter, Pulse | OXIMETERPULSE-Masimo Corp-RAD-87 | OXIMETERPULSE | RAD-87 |  |  |  | Masimo Corp | Oximeter, Pulse |  | OXIMETERPULSE-Masimo Corp-RAD-87 |  | 11/27/20 |  | OP-A | Not Covered Vendor Only - Biomedical | MHHS-Southwest | [8 empty] | OXIMETERPULSE | Oximeter, Pulse | Masimo Corp
NO | YES | [5 empty] | Masimo Corp. | RAD-87 |  | J16161 | SW-Med/Surg 6 | MHHS-Southwest |  | Oximeter, Pulse |  |  |  | Southwest | MHHS-Southwest | SW-Med/Surg 6 | Floor 6 | 1/1/18 |  |  |  | OXIMETERS, PULSE | Oximeter, Pulse | OXIMETERPULSE-Masimo Corp-RAD-87 | OXIMETERPULSE | RAD-87 |  |  |  | Masimo Corp | Oximeter, Pulse |  | OXIMETERPULSE-Masimo Corp-RAD-87 |  | 10/1/18 |  | OP-A | Not Covered Vendor Only - Lab Ana/Anes | MHHS-Southwest | [8 empty] | OXIMETERPULSE | Oximeter, Pulse | Masimo Corp
NO | YES |  |  |  | 013-18784 | 013-18784 | Masimo Corp. | RAD-87 |  | j16987 | SW-Med/Surg Floors | MHHS-Southwest |  | Oximeter, Pulse |  | 013-18784 | 013-18784 | Southwest | MHHS-Southwest | SW-Med/Surg Floors | Floor 9 | 1/1/18 |  |  |  | OXIMETERS, PULSE | Oximeter, Pulse | OXIMETERPULSE-Masimo Corp-RAD-87 | OXIMETERPULSE | RAD-87 |  |  |  | Masimo Corp | Oximeter, Pulse |  | OXIMETERPULSE-Masimo Corp-RAD-87 |  | 10/1/19 |  | OP-A | Covered PM Repair - Radiology, High End | MHHS-Southwest | [8 empty] | OXIMETERPULSE | Oximeter, Pulse | Masimo Corp
NO | YES |  |  |  | 013-18977 | 013-18977 | Masimo Corp. | RAD-87 |  | J16088 | SW-Med/Surg Floors | MHHS-Southwest |  | Oximeter, Pulse |  | 013-18977 | 013-18977 | Southwest | MHHS-Southwest | SW-Med/Surg Floors | Floor 9 | 2/1/18 |  |  |  | OXIMETERS, PULSE | Oximeter, Pulse | OXIMETERPULSE-Masimo Corp-RAD-87 | OXIMETERPULSE | RAD-87 |  |  |  | Masimo Corp | Oximeter, Pulse |  | OXIMETERPULSE-Masimo Corp-RAD-87 |  | 12/1/20 |  | OP-A | Not Covered Vendor Only - Biomedical | MHHS-Southwest | [8 empty] | OXIMETERPULSE | Oximeter, Pulse | Masimo Corp
NO | YES | [5 empty] | Masimo Corp. | RAD-87 |  | J16964 | SW-Med/Surg Floors | MHHS-Southwest |  | Oximeter, Pulse |  |  |  | Southwest | MHHS-Southwest | SW-Med/Surg Floors | Floor 9 | 2/1/18 |  |  |  | OXIMETERS, PULSE | Oximeter, Pulse | OXIMETERPULSE-Masimo Corp-RAD-87 | OXIMETERPULSE | RAD-87 |  |  |  | Masimo Corp | Oximeter, Pulse |  | OXIMETERPULSE-Masimo Corp-RAD-87 |  | 10/1/18 |  | OP-A | Covered PM Repair - Biomedical | MHHS-Southwest | [8 empty] | OXIMETERPULSE | Oximeter, Pulse | Masimo Corp
NO | YES |  |  |  | 013-18793 | 013-18793 | Masimo Corp. | RAD-87 |  | J09331 | SW-HVI-Noninvasive Cardiology | MHHS-Southwest |  | Oximeter, Pulse |  | 013-18793 | 013-18793 | Southwest | MHHS-Southwest | SW-HVI-Noninvasive Cardiology | CVA 22 | 12/1/17 |  | 12/1/18 |  | OXIMETERS, PULSE | Oximeter, Pulse | OXIMETERPULSE-Masimo Corp-RAD-87 | OXIMETERPULSE | RAD-87 |  |  |  | Masimo Corp | Oximeter, Pulse |  | OXIMETERPULSE-Masimo Corp-RAD-87 |  |  |  | OP-A | Covered PM Repair - Biomedical | MHHS-Southwest | [8 empty] | OXIMETERPULSE | Oximeter, Pulse | Masimo Corp
NO | YES |  |  |  | 013-18803 | 013-18803 | Masimo Corp. | RAD-87 |  | J16210 | SW-Telemetry | MHHS-Southwest |  | Oximeter, Pulse |  | 013-18803 | 013-18803 | Southwest | MHHS-Southwest | SW-Telemetry |  | 1/1/18 |  |  |  | OXIMETERS, PULSE | Oximeter, Pulse | OXIMETERPULSE-Masimo Corp-RAD-87 | OXIMETERPULSE | RAD-87 |  |  |  | Masimo Corp | Oximeter, Pulse |  | OXIMETERPULSE-Masimo Corp-RAD-87 |  | 12/1/20 |  | OP-A | Not Covered Vendor Only - Biomedical | MHHS-Southwest | [8 empty] | OXIMETERPULSE | Oximeter, Pulse | Masimo Corp
NO | YES |  |  |  | 013-18806 | 013-18806 | Masimo Corp. | RAD-87 |  | J16126 | SW-Med/Surg Floors | MHHS-Southwest |  | Oximeter, Pulse |  | 013-18806 | 013-18806 | Southwest | MHHS-Southwest | SW-Med/Surg Floors | Room 1039 | 1/1/18 |  | 1/1/19 |  | OXIMETERS, PULSE | Oximeter, Pulse | OXIMETERPULSE-Masimo Corp-RAD-87 | OXIMETERPULSE | RAD-87 |  |  |  | Masimo Corp | Oximeter, Pulse |  | OXIMETERPULSE-Masimo Corp-RAD-87 |  | 12/1/20 |  | OP-A | Not Covered Vendor Only - Biomedical | MHHS-Southwest | [8 empty] | OXIMETERPULSE | Oximeter, Pulse | Masimo Corp
NO | YES |  |  |  | 013-18819 | 013-18819 | Masimo Corp. | RAD-87 |  | J16271 | SW-ICU | MHHS-Southwest |  | Oximeter, Pulse |  | 013-18819 | 013-18819 | Southwest | MHHS-Southwest | SW-ICU | A Wing 609 | 1/1/18 |  |  |  | OXIMETERS, PULSE | Oximeter, Pulse | OXIMETERPULSE-Masimo Corp-RAD-87 | OXIMETERPULSE | RAD-87 |  |  |  | Masimo Corp | Oximeter, Pulse |  | OXIMETERPULSE-Masimo Corp-RAD-87 |  | 12/1/20 |  | OP-A | Not Covered Vendor Only - Biomedical | MHHS-Southwest | [8 empty] | OXIMETERPULSE | Oximeter, Pulse | Masimo Corp
NO | YES |  |  |  | 013-18821 | 013-18821 | Masimo Corp. | RAD-87 |  | J16274 | SW-Telemetry | MHHS-Southwest |  | Oximeter, Pulse |  | 013-18821 | 013-18821 | Southwest | MHHS-Southwest | SW-Telemetry | Rm 465 |  |  |  |  | OXIMETERS, PULSE | Oximeter, Pulse | OXIMETERPULSE-Masimo Corp-RAD-87 | OXIMETERPULSE | RAD-87 |  |  |  | Masimo Corp | Oximeter, Pulse |  | OXIMETERPULSE-Masimo Corp-RAD-87 |  | 12/1/20 |  | OP-A | Not Covered Vendor Only - Biomedical | MHHS-Southwest | [8 empty] | OXIMETERPULSE | Oximeter, Pulse | Masimo Corp
NO | YES |  |  |  | 013-18878 | 013-18878 | Masimo Corp. | RAD-87 |  | J16247 | SW-ICU | MHHS-Southwest |  | Oximeter, Pulse |  | 013-18878 | 013-18878 | Southwest | MHHS-Southwest | SW-ICU | C Wing 639 | 1/1/18 |  |  |  | OXIMETERS, PULSE | Oximeter, Pulse | OXIMETERPULSE-Masimo Corp-RAD-87 | OXIMETERPULSE | RAD-87 |  |  |  | Masimo Corp | Oximeter, Pulse |  | OXIMETERPULSE-Masimo Corp-RAD-87 |  |  |  | OP-A | Covered PM Repair - Biomedical | MHHS-Southwest | [8 empty] | OXIMETERPULSE | Oximeter, Pulse | Masimo Corp
NO | YES |  |  |  | 013-18916 | 013-18916 | Masimo Corp. | RAD-87 |  | J16222 | SW-Med/Surg Floors | MHHS-Southwest |  | Oximeter, Pulse |  | 013-18916 | 013-18916 | Southwest | MHHS-Southwest | SW-Med/Surg Floors |  | 1/1/18 |  |  |  | OXIMETERS, PULSE | Oximeter, Pulse | OXIMETERPULSE-Masimo Corp-RAD-87 | OXIMETERPULSE | RAD-87 |  |  |  | Masimo Corp | Oximeter, Pulse |  | OXIMETERPULSE-Masimo Corp-RAD-87 |  |  |  | OP-A | Not Covered Vendor Only - Lab Ana/Anes | MHHS-Southwest | [8 empty] | OXIMETERPULSE | Oximeter, Pulse | Masimo Corp
NO | YES |  |  |  | 013-18933 | 013-18933 | Masimo Corp. | RAD-87 |  | J09413 | SW-Med/Surg Floors | MHHS-Southwest |  | Oximeter, Pulse |  | 013-18933 | 013-18933 | Southwest | MHHS-Southwest | SW-Med/Surg Floors |  | 1/1/18 | 1/1/19 |  | Needs PM | OXIMETERS, PULSE | Oximeter, Pulse | OXIMETERPULSE-Masimo Corp-RAD-87 | OXIMETERPULSE | RAD-87 |  |  |  | Masimo Corp | Oximeter, Pulse |  | OXIMETERPULSE-Masimo Corp-RAD-87 |  |  |  | OP-A | Not Covered Vendor Only - Lab Ana/Anes | MHHS-Southwest | [8 empty] | OXIMETERPULSE | Oximeter, Pulse | Masimo Corp
NO | YES |  |  |  | 013-18943 | 013-18943 | Masimo Corp. | RAD-87 |  | J15716 | SW-Med/Surg 6 | MHHS-Southwest |  | Oximeter, Pulse |  | 013-18943 | 013-18943 | Southwest | MHHS-Southwest | SW-Med/Surg 6 | Floor 6 | 1/1/18 |  |  |  | OXIMETERS, PULSE | Oximeter, Pulse | OXIMETERPULSE-Masimo Corp-RAD-87 | OXIMETERPULSE | RAD-87 |  |  |  | Masimo Corp | Oximeter, Pulse |  | OXIMETERPULSE-Masimo Corp-RAD-87 |  |  |  | OP-A | Not Covered Vendor Only - Lab Ana/Anes | MHHS-Southwest | [8 empty] | OXIMETERPULSE | Oximeter, Pulse | Masimo Corp
NO | YES |  |  |  | 013-18979 | 013-18979 | Masimo Corp. | RAD-87 |  | J09351 | SW-Med/Surg Floors | MHHS-Southwest |  | Oximeter, Pulse |  | 013-18979 | 013-18979 | Southwest | MHHS-Southwest | SW-Med/Surg Floors | Rm 1036 | 1/1/18 |  | 1/1/19 |  | OXIMETERS, PULSE | Oximeter, Pulse | OXIMETERPULSE-Masimo Corp-RAD-87 | OXIMETERPULSE | RAD-87 |  |  |  | Masimo Corp | Oximeter, Pulse |  | OXIMETERPULSE-Masimo Corp-RAD-87 |  |  |  | OP-A | Covered PM Repair - Biomedical | MHHS-Southwest | [8 empty] | OXIMETERPULSE | Oximeter, Pulse | Masimo Corp
NO | YES |  |  |  | 013-18996 | 013-18996 | Masimo Corp. | RAD-87 |  | J16096 | SW-Med/Surg Floors | MHHS-Southwest |  | Oximeter, Pulse |  | 013-18996 | 013-18996 | Southwest | MHHS-Southwest | SW-Med/Surg Floors | Floor 9 | 2/1/18 |  |  |  | OXIMETERS, PULSE | Oximeter, Pulse | OXIMETERPULSE-Masimo Corp-RAD-87 | OXIMETERPULSE | RAD-87 |  |  |  | Masimo Corp | Oximeter, Pulse |  | OXIMETERPULSE-Masimo Corp-RAD-87 |  |  |  | OP-A | Not Covered Vendor Only - Lab Ana/Anes | MHHS-Southwest | [8 empty] | OXIMETERPULSE | Oximeter, Pulse | Masimo Corp
NO | YES |  |  |  | 013-18998 | 013-18998 | Masimo Corp. | RAD-87 |  | Installed in Place | SW-Med/Surg Floors | MHHS-Southwest |  | Oximeter, Pulse |  | 013-18998 | 013-18998 | Southwest | MHHS-Southwest | SW-Med/Surg Floors | RM-1023 | 1/1/18 |  | 1/1/19 |  | OXIMETERS, PULSE | Oximeter, Pulse | OXIMETERPULSE-Masimo Corp-RAD-87 | OXIMETERPULSE | RAD-87 |  |  |  | Masimo Corp | Oximeter, Pulse |  | OXIMETERPULSE-Masimo Corp-RAD-87 |  | 12/1/20 |  | OP-A | Not Covered Vendor Only - Biomedical | MHHS-Southwest | [8 empty] | OXIMETERPULSE | Oximeter, Pulse | Masimo Corp
NO | YES | [5 empty] | Masimo Corp. | RAD-87 |  | J17007 | SW-Med/Surg Floors | MHHS-Southwest |  | Oximeter, Pulse |  |  |  | Southwest | MHHS-Southwest | SW-Med/Surg Floors | Rm 914 | 1/1/18 |  | 1/1/19 |  | OXIMETERS, PULSE | Oximeter, Pulse | OXIMETERPULSE-Masimo Corp-RAD-87 | OXIMETERPULSE | RAD-87 |  |  |  | Masimo Corp | Oximeter, Pulse |  | OXIMETERPULSE-Masimo Corp-RAD-87 |  |  |  | OP-A | Covered PM Repair - Biomedical | MHHS-Southwest | [8 empty] | OXIMETERPULSE | Oximeter, Pulse | Masimo Corp
NO | YES | [5 empty] | Masimo Corp. | RAD-87 |  | J09373 | SW-Med/Surg Floors | MHHS-Southwest |  | Oximeter, Pulse |  |  |  | Southwest | MHHS-Southwest | SW-Med/Surg Floors | Rm 912 | 1/1/18 |  | 1/1/19 |  | OXIMETERS, PULSE | Oximeter, Pulse | OXIMETERPULSE-Masimo Corp-RAD-87 | OXIMETERPULSE | RAD-87 |  |  |  | Masimo Corp | Oximeter, Pulse |  | OXIMETERPULSE-Masimo Corp-RAD-87 |  | 12/1/20 |  | OP-A | Not Covered Vendor Only - Biomedical | MHHS-Southwest | [8 empty] | OXIMETERPULSE | Oximeter, Pulse | Masimo Corp
NO | YES | [5 empty] | Masimo Corp. | RAD-87 |  | J15621 | SW-Med/Surg Floors | MHHS-Southwest |  | Oximeter, Pulse |  |  |  | Southwest | MHHS-Southwest | SW-Med/Surg Floors | Rm 1013 | 1/1/18 |  | 1/1/19 |  | OXIMETERS, PULSE | Oximeter, Pulse | OXIMETERPULSE-Masimo Corp-RAD-87 | OXIMETERPULSE | RAD-87 |  |  |  | Masimo Corp | Oximeter, Pulse |  | OXIMETERPULSE-Masimo Corp-RAD-87 |  | 12/1/20 |  | OP-A | Not Covered Vendor Only - Biomedical | MHHS-Southwest | [8 empty] | OXIMETERPULSE | Oximeter, Pulse | Masimo Corp
NO | YES |  |  |  |  | 013-18786 | Masimo Corp. | RAD-87 |  | J15816 | SW-Neuorology | MHHS-Southwest |  | Oximeter, Pulse |  |  | 013-18786 | Southwest | MHHS-Southwest | SW-Neuorology | Rm 730 |  |  | 3/1/20 |  | OXIMETERS, PULSE | Oximeter, Pulse | OXIMETERPULSE-Masimo Corp-RAD-87 | OXIMETERPULSE | RAD-87 |  |  |  | Masimo Corp | Oximeter, Pulse |  | OXIMETERPULSE-Masimo Corp-RAD-87 |  |  |  | OP-A | Covered PM Repair - Biomedical | MHHS-Southwest | [8 empty] | OXIMETERPULSE | Oximeter, Pulse | Masimo Corp
NO | YES | [5 empty] | Masimo Corp. | RAD-87 |  | J16083 | SW-Telemetry | MHHS-Southwest |  | Oximeter, Pulse |  |  |  | Southwest | MHHS-Southwest | SW-Telemetry |  | 1/1/18 |  |  |  | OXIMETERS, PULSE | Oximeter, Pulse | OXIMETERPULSE-Masimo Corp-RAD-87 | OXIMETERPULSE | RAD-87 |  |  |  | Masimo Corp | Oximeter, Pulse |  | OXIMETERPULSE-Masimo Corp-RAD-87 |  | 5/9/17 |  | OP-A | Not Covered Vendor Only - Lab Ana/Anes | MHHS-Southwest | [8 empty] | OXIMETERPULSE | Oximeter, Pulse | Masimo Corp
NO | YES | [5 empty] | Masimo Corp. | RAD-87 |  | J16146 | SW-Med/Surg Floors | MHHS-Southwest |  | Oximeter, Pulse |  |  |  | Southwest | MHHS-Southwest | SW-Med/Surg Floors | Floor 9 | 2/1/18 |  |  |  | OXIMETERS, PULSE | Oximeter, Pulse | OXIMETERPULSE-Masimo Corp-RAD-87 | OXIMETERPULSE | RAD-87 |  |  |  | Masimo Corp | Oximeter, Pulse |  | OXIMETERPULSE-Masimo Corp-RAD-87 |  | 1/1/16 |  | OP-A | Covered PM Repair - Biomedical | MHHS-Southwest | [8 empty] | OXIMETERPULSE | Oximeter, Pulse | Masimo Corp
NO | YES | [5 empty] | Masimo Corp. | RAD-87 |  | J16095 | SW-Med/Surg Floors | MHHS-Southwest |  | Oximeter, Pulse |  |  |  | Southwest | MHHS-Southwest | SW-Med/Surg Floors | Rm 913 | 3/1/18 |  | 3/1/19 |  | OXIMETERS, PULSE | Oximeter, Pulse | OXIMETERPULSE-Masimo Corp-RAD-87 | OXIMETERPULSE | RAD-87 |  |  |  | Masimo Corp | Oximeter, Pulse |  | OXIMETERPULSE-Masimo Corp-RAD-87 |  | 3/1/18 |  | OP-A | Covered PM Repair - Biomedical | MHHS-Southwest | [8 empty] | OXIMETERPULSE | Oximeter, Pulse | Masimo Corp
NO | YES | [5 empty] | Masimo Corp. | RAD-87 |  | J09328 | SW-Med/Surg Floors | MHHS-Southwest |  | Oximeter, Pulse |  |  |  | Southwest | MHHS-Southwest | SW-Med/Surg Floors | Floor 9 | 2/1/18 |  |  |  | OXIMETERS, PULSE | Oximeter, Pulse | OXIMETERPULSE-Masimo Corp-RAD-87 | OXIMETERPULSE | RAD-87 |  |  |  | Masimo Corp | Oximeter, Pulse |  | OXIMETERPULSE-Masimo Corp-RAD-87 |  | 3/1/17 |  | OP-A | Covered PM Repair - Biomedical | MHHS-Southwest | [8 empty] | OXIMETERPULSE | Oximeter, Pulse | Masimo Corp
NO | YES | [5 empty] | Masimo Corp. | RAD-87 |  | J16147 | SW-Telemetry | MHHS-Southwest |  | Oximeter, Pulse |  |  |  | Southwest | MHHS-Southwest | SW-Telemetry | [5 empty] | OXIMETERS, PULSE | Oximeter, Pulse | OXIMETERPULSE-Masimo Corp-RAD-87 | OXIMETERPULSE | RAD-87 |  |  |  | Masimo Corp | Oximeter, Pulse |  | OXIMETERPULSE-Masimo Corp-RAD-87 |  | 3/1/17 |  | OP-A | Covered PM Repair - Biomedical | MHHS-Southwest | [8 empty] | OXIMETERPULSE | Oximeter, Pulse | Masimo Corp
NO | YES | [5 empty] | Masimo Corp. | RAD-87 |  | J16117 | SW-Med/Surg 6 | MHHS-Southwest |  | Oximeter, Pulse |  |  |  | Southwest | MHHS-Southwest | SW-Med/Surg 6 | 6th Lift/Transfer Equipment Room |  |  |  |  | OXIMETERS, PULSE | Oximeter, Pulse | OXIMETERPULSE-Masimo Corp-RAD-87 | OXIMETERPULSE | RAD-87 |  |  |  | Masimo Corp | Oximeter, Pulse |  | OXIMETERPULSE-Masimo Corp-RAD-87 |  |  |  | OP-A | Covered PM Repair - Biomedical | MHHS-Southwest | [8 empty] | OXIMETERPULSE | Oximeter, Pulse | Masimo Corp
NO | YES | [5 empty] | Masimo Corp. | RAD-87 |  | J16234 | SW-Med/Surg 6 | MHHS-Southwest |  | Oximeter, Pulse |  |  |  | Southwest | MHHS-Southwest | SW-Med/Surg 6 | Rm 630 | 1/1/18 |  | 1/1/19 |  | OXIMETERS, PULSE | Oximeter, Pulse | OXIMETERPULSE-Masimo Corp-RAD-87 | OXIMETERPULSE | RAD-87 |  |  |  | Masimo Corp | Oximeter, Pulse |  | OXIMETERPULSE-Masimo Corp-RAD-87 |  | 5/9/17 |  | OP-A | Not Covered Vendor Only - Lab Ana/Anes | MHHS-Southwest | [8 empty] | OXIMETERPULSE | Oximeter, Pulse | Masimo Corp
NO | YES | [5 empty] | Masimo Corp. | RAD-87 |  | J16198 | SW-Med/Surg 9 Joint Camp | MHHS-Southwest |  | Oximeter, Pulse |  |  |  | Southwest | MHHS-Southwest | SW-Med/Surg 9 Joint Camp | Rm 934 |  |  |  |  | OXIMETERS, PULSE | Oximeter, Pulse | OXIMETERPULSE-Masimo Corp-RAD-87 | OXIMETERPULSE | RAD-87 |  |  |  | Masimo Corp | Oximeter, Pulse |  | OXIMETERPULSE-Masimo Corp-RAD-87 |  | 2/1/17 |  | OP-A | Covered PM Repair - Biomedical | MHHS-Southwest | [8 empty] | OXIMETERPULSE | Oximeter, Pulse | Masimo Corp
NO | YES | [5 empty] | Masimo Corp. | RAD-87 |  |  | SW-Med/Surg Floors | MHHS-Southwest |  | Oximeter, Pulse |  |  |  | Southwest | MHHS-Southwest | SW-Med/Surg Floors | A Wing 905 | 1/1/18 |  |  |  | OXIMETERS, PULSE | Oximeter, Pulse | OXIMETERPULSE-Masimo Corp-RAD-87 | OXIMETERPULSE | RAD-87 |  |  |  | Masimo Corp | Oximeter, Pulse |  | OXIMETERPULSE-Masimo Corp-RAD-87 |  | 2/1/17 |  | OP-A | Covered PM Repair - Biomedical | MHHS-Southwest | [8 empty] | OXIMETERPULSE | Oximeter, Pulse | Masimo Corp
NO | YES | [5 empty] | Masimo Corp. | RAD-87 |  | J16158 | SW-Telemetry | MHHS-Southwest |  | Oximeter, Pulse |  |  |  | Southwest | MHHS-Southwest | SW-Telemetry |  | 2/1/18 |  |  |  | OXIMETERS, PULSE | Oximeter, Pulse | OXIMETERPULSE-Masimo Corp-RAD-87 | OXIMETERPULSE | RAD-87 |  |  |  | Masimo Corp | Oximeter, Pulse |  | OXIMETERPULSE-Masimo Corp-RAD-87 |  |  |  | OP-A | Covered PM Repair - Biomedical | MHHS-Southwest | [8 empty] | OXIMETERPULSE | Oximeter, Pulse | Masimo Corp
NO | YES |  |  |  |  | 013-18781 | Masimo Corp. | RAD-87 |  | J17030 | SW-Med/Surg 6 | MHHS-Southwest |  | Oximeter, Pulse |  |  | 013-18781 | Southwest | MHHS-Southwest | SW-Med/Surg 6 | B wing | 1/1/18 |  |  |  | OXIMETERS, PULSE | Oximeter, Pulse | OXIMETERPULSE-Masimo Corp-RAD-87 | OXIMETERPULSE | RAD-87 |  |  |  | Masimo Corp | Oximeter, Pulse |  | OXIMETERPULSE-Masimo Corp-RAD-87 |  |  |  | OP-A | Covered PM Repair - Biomedical | MHHS-Southwest | [8 empty] | OXIMETERPULSE | Oximeter, Pulse | Masimo Corp
NO | YES |  |  |  |  | 013-18818 | Masimo Corp. | RAD-87 |  | J16239 | SW-Med/Surg Floors | MHHS-Southwest |  | Oximeter, Pulse |  |  | 013-18818 | Southwest | MHHS-Southwest | SW-Med/Surg Floors |  | 1/1/18 | 1/1/19 |  | PM Past Due | OXIMETERS, PULSE | Oximeter, Pulse | OXIMETERPULSE-Masimo Corp-RAD-87 | OXIMETERPULSE | RAD-87 |  |  |  | Masimo Corp | Oximeter, Pulse |  | OXIMETERPULSE-Masimo Corp-RAD-87 |  |  |  | OP-A | Clinical Miscellaneous | MHHS-Southwest | [8 empty] | OXIMETERPULSE | Oximeter, Pulse | Masimo Corp
NO | YES |  |  |  |  | 013-18788 | Masimo Corp. | RAD-87 |  | J16101 | SW-Telemetry | MHHS-Southwest |  | Oximeter, Pulse |  |  | 013-18788 | Southwest | MHHS-Southwest | SW-Telemetry | Rm 467 |  |  |  |  | OXIMETERS, PULSE | Oximeter, Pulse | OXIMETERPULSE-Masimo Corp-RAD-87 | OXIMETERPULSE | RAD-87 |  |  |  | Masimo Corp | Oximeter, Pulse |  | OXIMETERPULSE-Masimo Corp-RAD-87 |  |  |  | OP-A | Clinical Miscellaneous | MHHS-Southwest | [8 empty] | OXIMETERPULSE | Oximeter, Pulse | Masimo Corp
NO | YES |  |  |  |  | 013-18790 | Masimo Corp. | RAD-87 |  | J16081 | SW-Telemetry | MHHS-Southwest |  | Oximeter, Pulse |  |  | 013-18790 | Southwest | MHHS-Southwest | SW-Telemetry | Rm 444 |  |  |  |  | OXIMETERS, PULSE | Oximeter, Pulse | OXIMETERPULSE-Masimo Corp-RAD-87 | OXIMETERPULSE | RAD-87 |  |  |  | Masimo Corp | Oximeter, Pulse |  | OXIMETERPULSE-Masimo Corp-RAD-87 |  |  |  | OP-A | Covered PM Repair - Biomedical | MHHS-Southwest | [8 empty] | OXIMETERPULSE | Oximeter, Pulse | Masimo Corp
NO | YES |  |  |  |  | 013-18867 | Masimo Corp. | RAD-87 |  | J15944 | SW-Senior Medicine | MHHS-Southwest |  | Oximeter, Pulse |  |  | 013-18867 | Southwest | MHHS-Southwest | SW-Senior Medicine |  |  |  |  | No PM Sticker | OXIMETERS, PULSE | Oximeter, Pulse | OXIMETERPULSE-Masimo Corp-RAD-87 | OXIMETERPULSE | RAD-87 |  |  |  | Masimo Corp | Oximeter, Pulse |  | OXIMETERPULSE-Masimo Corp-RAD-87 |  |  |  | OP-A | Covered PM Repair - Respiratory/Steriliz | MHHS-Southwest | [8 empty] | OXIMETERPULSE | Oximeter, Pulse | Masimo Corp
NO | YES | [5 empty] | Masimo Corp. | RAD-87 |  |  | SW-Med/Surg Floors | MHHS-Southwest |  | Oximeter, Pulse |  |  |  | Southwest | MHHS-Southwest | SW-Med/Surg Floors | Rm 1008 | 1/1/17 |  | 1/1/18 |  | OXIMETERS, PULSE | Oximeter, Pulse | OXIMETERPULSE-Masimo Corp-RAD-87 | OXIMETERPULSE | RAD-87 |  |  |  | Masimo Corp | Oximeter, Pulse |  | OXIMETERPULSE-Masimo Corp-RAD-87 |  |  |  | OP-A | Covered PM Repair - Biomedical | MHHS-Southwest | [8 empty] | OXIMETERPULSE | Oximeter, Pulse | Masimo Corp
NO | YES | [5 empty] | Masimo Corp. | RAD-87 |  | J15679 | SW-Med/Surg Floors | MHHS-Southwest |  | Oximeter, Pulse |  |  |  | Southwest | MHHS-Southwest | SW-Med/Surg Floors |  | 1/1/18 |  |  |  | OXIMETERS, PULSE | Oximeter, Pulse | OXIMETERPULSE-Masimo Corp-RAD-87 | OXIMETERPULSE | RAD-87 |  |  |  | Masimo Corp | Oximeter, Pulse |  | OXIMETERPULSE-Masimo Corp-RAD-87 |  | 1/3/20 |  | OP-A | Not Covered Vendor Only - Biomedical | MHHS-Southwest | [8 empty] | OXIMETERPULSE | Oximeter, Pulse | Masimo Corp
NO | YES |  |  |  |  | 013-18985 | Masimo Corp. | RAD-87 |  | J16181 | SW-Telemetry | MHHS-Southwest |  | Oximeter, Pulse |  |  | 013-18985 | Southwest | MHHS-Southwest | SW-Telemetry | Room 1011 | 3/1/18 |  |  | ?AuNo PM Required?Au sticker | OXIMETERS, PULSE | Oximeter, Pulse | OXIMETERPULSE-Masimo Corp-RAD-87 | OXIMETERPULSE | RAD-87 |  |  |  | Masimo Corp | Oximeter, Pulse |  | OXIMETERPULSE-Masimo Corp-RAD-87 |  |  |  | OP-A | Covered PM Repair - Respiratory/Steriliz | MHHS-Southwest | [8 empty] | OXIMETERPULSE | Oximeter, Pulse | Masimo Corp
NO | YES | [5 empty] | Masimo Corp. | RAD-87 |  | J17063 | SW-Med/Surg Floors | MHHS-Southwest |  | Oximeter, Pulse |  |  |  | Southwest | MHHS-Southwest | SW-Med/Surg Floors |  | 1/1/18 | 3/1/19 |  | Needs pm | OXIMETERS, PULSE | Oximeter, Pulse | OXIMETERPULSE-Masimo Corp-RAD-87 | OXIMETERPULSE | RAD-87 |  |  |  | Masimo Corp | Oximeter, Pulse |  | OXIMETERPULSE-Masimo Corp-RAD-87 |  |  |  | OP-A | Covered PM Repair - Biomedical | MHHS-Southwest | [8 empty] | OXIMETERPULSE | Oximeter, Pulse | Masimo Corp
NO | YES | [5 empty] | Masimo Corp. | RAD-87 |  | J16245 | SW-Telemetry | MHHS-Southwest |  | Oximeter, Pulse |  |  |  | Southwest | MHHS-Southwest | SW-Telemetry |  | 2/1/18 |  |  |  | OXIMETERS, PULSE | Oximeter, Pulse | OXIMETERPULSE-Masimo Corp-RAD-87 | OXIMETERPULSE | RAD-87 |  |  |  | Masimo Corp | Oximeter, Pulse |  | OXIMETERPULSE-Masimo Corp-RAD-87 |  | 5/1/17 |  | OP-A | Not Covered Vendor Only - Lab Ana/Anes | MHHS-Southwest | [8 empty] | OXIMETERPULSE | Oximeter, Pulse | Masimo Corp
NO | YES |  |  |  |  | 013-18766 | Masimo Corp. | RAD-87 |  | J09455 | SW-Telemetry | MHHS-Southwest |  | Oximeter, Pulse |  |  | 013-18766 | Southwest | MHHS-Southwest | SW-Telemetry | Equipment Storage | 1/1/19 |  |  | No PM Required | OXIMETERS, PULSE | Oximeter, Pulse | OXIMETERPULSE-Masimo Corp-RAD-87 | OXIMETERPULSE | RAD-87 |  |  |  | Masimo Corp | Oximeter, Pulse |  | OXIMETERPULSE-Masimo Corp-RAD-87 |  | 5/1/17 |  | OP-A | Not Covered Vendor Only - Lab Ana/Anes | MHHS-Southwest | [8 empty] | OXIMETERPULSE | Oximeter, Pulse | Masimo Corp
NO | YES | [5 empty] | Masimo Corp. | RAD-87 |  | J09350 | SW-Med/Surg Floors | MHHS-Southwest |  | Oximeter, Pulse |  |  |  | Southwest | MHHS-Southwest | SW-Med/Surg Floors | Floor 10 | 1/1/18 |  |  |  | OXIMETERS, PULSE | Oximeter, Pulse | OXIMETERPULSE-Masimo Corp-RAD-87 | OXIMETERPULSE | RAD-87 |  |  |  | Masimo Corp | Oximeter, Pulse |  | OXIMETERPULSE-Masimo Corp-RAD-87 |  | 5/1/17 |  | OP-A | Covered PM Repair - Biomedical | MHHS-Southwest | [8 empty] | OXIMETERPULSE | Oximeter, Pulse | Masimo Corp
NO | YES | [5 empty] | Masimo Corp. | RAD-87 |  | J09318 | SW-Med/Surg Floors | MHHS-Southwest |  | Oximeter, Pulse |  |  |  | Southwest | MHHS-Southwest | SW-Med/Surg Floors | Room 1020 |  |  |  |  | OXIMETERS, PULSE | Oximeter, Pulse | OXIMETERPULSE-Masimo Corp-RAD-87 | OXIMETERPULSE | RAD-87 |  |  |  | Masimo Corp | Oximeter, Pulse |  | OXIMETERPULSE-Masimo Corp-RAD-87 |  | 5/1/17 |  | OP-A | Covered PM Repair - Biomedical | MHHS-Southwest | [8 empty] | OXIMETERPULSE | Oximeter, Pulse | Masimo Corp
NO | YES | [5 empty] | Masimo Corp. | RAD-87 |  | J17034 | SW-Med/Surg 9 Joint Camp | MHHS-Southwest |  | Oximeter, Pulse |  |  |  | Southwest | MHHS-Southwest | SW-Med/Surg 9 Joint Camp | E Wing 982 | 1/1/17 |  | 1/1/18 |  | OXIMETERS, PULSE | Oximeter, Pulse | OXIMETERPULSE-Masimo Corp-RAD-87 | OXIMETERPULSE | RAD-87 |  |  |  | Masimo Corp | Oximeter, Pulse |  | OXIMETERPULSE-Masimo Corp-RAD-87 |  | 5/1/17 |  | OP-A | Covered PM Repair - Biomedical | MHHS-Southwest | [8 empty] | OXIMETERPULSE | Oximeter, Pulse | Masimo Corp
NO | YES |  |  |  |  | 013-19064 | Masimo Corp. | RAD-87 |  | J15743 | SW-Telemetry | MHHS-Southwest |  | Oximeter, Pulse |  |  | 013-19064 | Southwest | MHHS-Southwest | SW-Telemetry | Rm 450 |  |  |  |  | OXIMETERS, PULSE | Oximeter, Pulse | OXIMETERPULSE-Masimo Corp-RAD-87 | OXIMETERPULSE | RAD-87 |  |  |  | Masimo Corp | Oximeter, Pulse |  | OXIMETERPULSE-Masimo Corp-RAD-87 |  | 5/1/17 |  | OP-A | Covered PM Repair - Biomedical | MHHS-Southwest | [8 empty] | OXIMETERPULSE | Oximeter, Pulse | Masimo Corp
NO | YES |  |  |  | 013-18864 | 013-18864 | Masimo Corp. | RAD-87 |  | J16997 | SW-Biomedical Services | MHHS-Southwest |  | Oximeter, Pulse |  | 013-18864 | 013-18864 | Southwest | MHHS-Southwest | SW-Biomedical Services |  | 3/1/18 |  |  |  | OXIMETERS, PULSE | Oximeter, Pulse | OXIMETERPULSE-Masimo Corp-RAD-87 | OXIMETERPULSE | RAD-87 |  |  |  | Masimo Corp | Oximeter, Pulse |  | OXIMETERPULSE-Masimo Corp-RAD-87 |  | 5/1/17 |  | OP-A | Covered PM Repair - Biomedical | MHHS-Southwest | [8 empty] | OXIMETERPULSE | Oximeter, Pulse | Masimo Corp
NO | YES | [5 empty] | Masimo Corp. | RAD-87 |  | J15545 | ICU | MHHS-Southwest |  | Oximeter, Pulse |  |  |  | Southwest | Memorial Hermann Southwest Hospital | ICU | B Wing 727 | 1/1/18 |  |  |  | OXIMETERS, PULSE | Oximeter, Pulse | OXIMETERPULSE-Masimo Corp-RAD-87 | OXIMETERPULSE | RAD-87 |  |  |  | Masimo Corp | Oximeter, Pulse |  | OXIMETERPULSE-Masimo Corp-RAD-87 |  |  |  | OP-A | Clinical Miscellaneous | MHHS-Southwest | [8 empty] | OXIMETERPULSE | Oximeter, Pulse | Masimo Corp
NO | YES |  |  |  |  | 013-18885 | Masimo Corp. | RAD-87 |  | J16242 | SW-Telemetry | MHHS-Southwest |  | Oximeter, Pulse |  |  | 013-18885 | Southwest | MHHS-Southwest | SW-Telemetry | RM 414 |  |  |  |  | OXIMETERS, PULSE | Oximeter, Pulse | OXIMETERPULSE-Masimo Corp-RAD-87 | OXIMETERPULSE | RAD-87 |  |  |  | Masimo Corp | Oximeter, Pulse |  | OXIMETERPULSE-Masimo Corp-RAD-87 |  |  |  | OP-A | Clinical Miscellaneous | MHHS-Southwest | [8 empty] | OXIMETERPULSE | Oximeter, Pulse | Masimo Corp
NO | YES |  |  |  |  | 013-18814 | Masimo Corp. | RAD-87 |  | J09453 | SW-Neuorology | MHHS-Southwest |  | Oximeter, Pulse |  |  | 013-18814 | Southwest | MHHS-Southwest | SW-Neuorology | Rm 729 |  |  |  |  | OXIMETERS, PULSE | Oximeter, Pulse | OXIMETERPULSE-Masimo Corp-RAD-87 | OXIMETERPULSE | RAD-87 |  |  |  | Masimo Corp | Oximeter, Pulse |  | OXIMETERPULSE-Masimo Corp-RAD-87 |  |  |  | OP-A | Clinical Miscellaneous | MHHS-Southwest | [8 empty] | OXIMETERPULSE | Oximeter, Pulse | Masimo Corp
NO | YES |  |  |  |  | 013-18809 | Masimo Corp. | RAD-87 |  | J17004 | SW-Telemetry | MHHS-Southwest |  | Oximeter, Pulse |  |  | 013-18809 | Southwest | MHHS-Southwest | SW-Telemetry | Room 464 | 1/1/18 |  | 1/1/19 |  | OXIMETERS, PULSE | Oximeter, Pulse | OXIMETERPULSE-Masimo Corp-RAD-87 | OXIMETERPULSE | RAD-87 |  |  |  | Masimo Corp | Oximeter, Pulse |  | OXIMETERPULSE-Masimo Corp-RAD-87 |  |  |  | OP-A | Clinical Miscellaneous | MHHS-Southwest | [8 empty] | OXIMETERPULSE | Oximeter, Pulse | Masimo Corp
NO | YES | [5 empty] | Masimo Corp. | RAD-87 |  | J15508 | SW-Med/Surg 6 | MHHS-Southwest |  | Oximeter, Pulse |  |  |  | Southwest | MHHS-Southwest | SW-Med/Surg 6 | Rm 691 | 1/1/18 |  | 1/1/19 |  | OXIMETERS, PULSE | Oximeter, Pulse | OXIMETERPULSE-Masimo Corp-RAD-87 | OXIMETERPULSE | RAD-87 |  |  |  | Masimo Corp | Oximeter, Pulse |  | OXIMETERPULSE-Masimo Corp-RAD-87 |  |  |  | OP-A | Clinical Miscellaneous | MHHS-Southwest | [8 empty] | OXIMETERPULSE | Oximeter, Pulse | Masimo Corp
NO | YES |  |  |  | 013-18895 | 013-18895 | Masimo Corp. | RAD-87 |  | J15559 | SW-Nursery | MHHS-Southwest |  | Oximeter, Pulse |  | 013-18895 | 013-18895 | Southwest | MHHS-Southwest | SW-Nursery |  |  | 3/1/20 |  | No PM requiered | OXIMETERS, PULSE | Oximeter, Pulse | OXIMETERPULSE-Masimo Corp-RAD-87 | OXIMETERPULSE | RAD-87 |  |  |  | Masimo Corp | Oximeter, Pulse |  | OXIMETERPULSE-Masimo Corp-RAD-87 |  |  |  | OP-A | Clinical Miscellaneous | MHHS-Southwest | [8 empty] | OXIMETERPULSE | Oximeter, Pulse | Masimo Corp
NO | YES | [5 empty] | Masimo Corp. | RAD-87 |  | J17045 | SW-Nursery | MHHS-Southwest |  | Oximeter, Pulse |  |  |  | Southwest | MHHS-Southwest | SW-Nursery | Nursery | 1/1/20 |  | 1/1/21 |  | OXIMETERS, PULSE | Oximeter, Pulse | OXIMETERPULSE-Masimo Corp-RAD-87 | OXIMETERPULSE | RAD-87 |  |  |  | Masimo Corp | Oximeter, Pulse |  | OXIMETERPULSE-Masimo Corp-RAD-87 |  | 11/1/20 |  | OP-A | Not Covered Vendor Only - Biomedical | MHHS-Southwest | [8 empty] | OXIMETERPULSE | Oximeter, Pulse | Masimo Corp
NO | YES | [5 empty] | Masimo Corp. | RAD-87 |  | J16142 | SW-NICU | MHHS-Southwest |  | Oximeter, Pulse |  |  |  | Southwest | MHHS-Southwest | SW-NICU | NICU | 1/1/19 |  |  |  | OXIMETERS, PULSE | Oximeter, Pulse | OXIMETERPULSE-Masimo Corp-RAD-87 | OXIMETERPULSE | RAD-87 |  |  |  | Masimo Corp | Oximeter, Pulse |  | OXIMETERPULSE-Masimo Corp-RAD-87 |  | 7/29/19 |  | OP-A | Covered PM Repair - Biomedical | MHHS-Southwest | [8 empty] | OXIMETERPULSE | Oximeter, Pulse | Masimo Corp
NO | YES | [5 empty] | Masimo Corp. | RAD-87 |  | J09327 | SW-Nursery | MHHS-Southwest |  | Oximeter, Pulse |  |  |  | Southwest | MHHS-Southwest | SW-Nursery | Nursery |  |  |  |  | OXIMETERS, PULSE | Oximeter, Pulse | OXIMETERPULSE-Masimo Corp-RAD-87 | OXIMETERPULSE | RAD-87 |  |  |  | Masimo Corp | Oximeter, Pulse |  | OXIMETERPULSE-Masimo Corp-RAD-87 |  | 7/29/19 |  | OP-A | Covered PM Repair - Biomedical | MHHS-Southwest | [8 empty] | OXIMETERPULSE | Oximeter, Pulse | Masimo Corp
NO | YES |  |  |  | 013-19015 | 013-19015 | Masimo Corp. | RAD-87 |  | J15726 | SW-Respiratory | MHHS-Southwest |  | Oximeter, Pulse |  | 013-19015 | 013-19015 | Southwest | MHHS-Southwest | SW-Respiratory | Room 1031 | 3/1/19 |  |  | ?AuNo PM Required?Au sticker | OXIMETERS, PULSE | Oximeter, Pulse | OXIMETERPULSE-Masimo Corp-RAD-87 | OXIMETERPULSE | RAD-87 |  |  |  | Masimo Corp | Oximeter, Pulse |  | OXIMETERPULSE-Masimo Corp-RAD-87 |  | 7/29/19 |  | OP-A | Covered PM Repair - Biomedical | MHHS-Southwest | [8 empty] | OXIMETERPULSE | Oximeter, Pulse | Masimo Corp
NO | YES |  |  |  | 013-36997 | 013-36997 | Masimo Corp. | RAD-87 |  | R47995 | SW-Med/Surg Floors | MHHS-Southwest |  | Oximeter, Pulse |  | 013-36997 | 013-36997 | Southwest | MHHS-Southwest | SW-Med/Surg Floors | Rm 1093 | 7/1/18 |  | 7/1/19 |  | OXIMETERS, PULSE | Oximeter, Pulse | OXIMETERPULSE-Masimo Corp-RAD-87 | OXIMETERPULSE | RAD-87 |  |  |  | Masimo Corp | Oximeter, Pulse |  | OXIMETERPULSE-Masimo Corp-RAD-87 |  | 7/29/19 |  | OP-A | Covered PM Repair - Biomedical | MHHS-Southwest | [8 empty] | OXIMETERPULSE | Oximeter, Pulse | Masimo Corp
NO | YES |  |  |  | 013-37545 | 013-37545 | Masimo Corp. | RAD-87 |  | R47994 | SW-Med/Surg Floors | MHHS-Southwest |  | Oximeter, Pulse |  | 013-37545 | 013-37545 | Southwest | MHHS-Southwest | SW-Med/Surg Floors | Rm 1094 | 7/1/18 |  | 7/1/19 |  | OXIMETERS, PULSE | Oximeter, Pulse | OXIMETERPULSE-Masimo Corp-RAD-87 | OXIMETERPULSE | RAD-87 |  |  |  | Masimo Corp | Oximeter, Pulse |  | OXIMETERPULSE-Masimo Corp-RAD-87 |  | 7/29/19 |  | OP-A | Covered PM Repair - Biomedical | MHHS-Southwest | [8 empty] | OXIMETERPULSE | Oximeter, Pulse | Masimo Corp
NO | YES |  |  |  | 013-37546 | 013-37546 | Masimo Corp. | RAD-87 |  | R47998 | SW-Med/Surg Floors | MHHS-Southwest |  | Oximeter, Pulse |  | 013-37546 | 013-37546 | Southwest | MHHS-Southwest | SW-Med/Surg Floors | E Wing 1088 | 7/1/18 |  |  |  | OXIMETERS, PULSE | Oximeter, Pulse | OXIMETERPULSE-Masimo Corp-RAD-87 | OXIMETERPULSE | RAD-87 |  |  |  | Masimo Corp | Oximeter, Pulse |  | OXIMETERPULSE-Masimo Corp-RAD-87 |  | 7/29/19 |  | OP-A | Covered PM Repair - Biomedical | MHHS-Southwest | [8 empty] | OXIMETERPULSE | Oximeter, Pulse | Masimo Corp
NO | YES |  |  |  | 013-37547 | 013-37547 | Masimo Corp. | RAD-87 |  | R47986 | SW-Med/Surg Floors | MHHS-Southwest |  | Oximeter, Pulse |  | 013-37547 | 013-37547 | Southwest | MHHS-Southwest | SW-Med/Surg Floors | D Wing Storage | 7/1/18 |  |  |  | OXIMETERS, PULSE | Oximeter, Pulse | OXIMETERPULSE-Masimo Corp-RAD-87 | OXIMETERPULSE | RAD-87 |  |  |  | Masimo Corp | Oximeter, Pulse |  | OXIMETERPULSE-Masimo Corp-RAD-87 |  | 7/29/19 |  | OP-A | Covered PM Repair - Biomedical | MHHS-Southwest | [8 empty] | OXIMETERPULSE | Oximeter, Pulse | Masimo Corp
NO | YES |  |  |  | 013-37548 | 013-37548 | Masimo Corp. | RAD-87 |  | R47960 | SW-Med/Surg Floors | MHHS-Southwest |  | Oximeter, Pulse |  | 013-37548 | 013-37548 | Southwest | MHHS-Southwest | SW-Med/Surg Floors | Floor 10 | 7/1/18 |  |  |  | OXIMETERS, PULSE | Oximeter, Pulse | OXIMETERPULSE-Masimo Corp-RAD-87 | OXIMETERPULSE | RAD-87 |  |  |  | Masimo Corp | Oximeter, Pulse |  | OXIMETERPULSE-Masimo Corp-RAD-87 |  | 7/29/19 |  | OP-A | Covered PM Repair - Biomedical | MHHS-Southwest | [8 empty] | OXIMETERPULSE | Oximeter, Pulse | Masimo Corp
NO | YES |  |  |  | 013-37549 | 013-37549 | Masimo Corp. | RAD-87 |  | R47985 | SW-Med/Surg Floors | MHHS-Southwest |  | Oximeter, Pulse |  | 013-37549 | 013-37549 | Southwest | MHHS-Southwest | SW-Med/Surg Floors | D Wing Storage | 7/1/18 |  |  |  | OXIMETERS, PULSE | Oximeter, Pulse | OXIMETERPULSE-Masimo Corp-RAD-87 | OXIMETERPULSE | RAD-87 |  |  |  | Masimo Corp | Oximeter, Pulse |  | OXIMETERPULSE-Masimo Corp-RAD-87 |  | 7/29/19 |  | OP-A | Covered PM Repair - Biomedical | MHHS-Southwest | [8 empty] | OXIMETERPULSE | Oximeter, Pulse | Masimo Corp
NO | YES | Asset Tag 013-37550 |  |  | 013-37550 | 013-37550 | Masimo Corp. | RAD-87 |  | R47970 | SW-CDU | MHHS-Southwest |  | Oximeter, Pulse |  | 013-37550 | 013-37550 | Southwest | MHHS-Southwest | SW-CDU |  | 7/13/18 |  |  |  | OXIMETERS, PULSE | Oximeter, Pulse | OXIMETERPULSE-Masimo Corp-RAD-87 | OXIMETERPULSE | RAD-87 |  |  |  | Masimo Corp | Oximeter, Pulse |  | OXIMETERPULSE-Masimo Corp-RAD-87 |  | 7/29/19 | Finished from Script 3/27/2020 12:11:52pm (Central) | OP-A | Covered PM Repair - Biomedical | MHHS-Southwest | [8 empty] | OXIMETERPULSE | Oximeter, Pulse | Masimo Corp
NO | YES |  |  |  | 013-37551 | 013-37551 | Masimo Corp. | RAD-87 |  | R48015 | SW-Med/Surg Floors | MHHS-Southwest |  | Oximeter, Pulse |  | 013-37551 | 013-37551 | Southwest | MHHS-Southwest | SW-Med/Surg Floors | Floor 10 | 7/1/18 |  |  |  | OXIMETERS, PULSE | Oximeter, Pulse | OXIMETERPULSE-Masimo Corp-RAD-87 | OXIMETERPULSE | RAD-87 |  |  |  | Masimo Corp | Oximeter, Pulse |  | OXIMETERPULSE-Masimo Corp-RAD-87 |  | 7/29/19 |  | OP-A | Covered PM Repair - Biomedical | MHHS-Southwest | [8 empty] | OXIMETERPULSE | Oximeter, Pulse | Masimo Corp
NO | YES |  |  |  | 013-37567 | 013-37567 | Masimo Corp. | RAD-87 |  | R47959 | SW-Med/Surg Floors | MHHS-Southwest |  | Oximeter, Pulse |  | 013-37567 | 013-37567 | Southwest | MHHS-Southwest | SW-Med/Surg Floors | E Wing 1086 | 7/1/18 |  |  |  | OXIMETERS, PULSE | Oximeter, Pulse | OXIMETERPULSE-Masimo Corp-RAD-87 | OXIMETERPULSE | RAD-87 |  |  |  | Masimo Corp | Oximeter, Pulse |  | OXIMETERPULSE-Masimo Corp-RAD-87 |  | 7/29/19 |  | OP-A | Covered PM Repair - Biomedical | MHHS-Southwest | [8 empty] | OXIMETERPULSE | Oximeter, Pulse | Masimo Corp
NO | YES |  |  |  | 013-37568 | 013-37568 | Masimo Corp. | RAD-87 |  | R47972 | SW-Med/Surg Floors | MHHS-Southwest |  | Oximeter, Pulse |  | 013-37568 | 013-37568 | Southwest | MHHS-Southwest | SW-Med/Surg Floors | Floor 10 | 7/1/18 |  |  |  | OXIMETERS, PULSE | Oximeter, Pulse | OXIMETERPULSE-Masimo Corp-RAD-87 | OXIMETERPULSE | RAD-87 |  |  |  | Masimo Corp | Oximeter, Pulse |  | OXIMETERPULSE-Masimo Corp-RAD-87 |  | 7/29/19 |  | OP-A | Covered PM Repair - Biomedical | MHHS-Southwest | [8 empty] | OXIMETERPULSE | Oximeter, Pulse | Masimo Corp
NO | YES |  |  |  | 013-37569 | 013-37569 | Masimo Corp. | RAD-87 |  | R48003 | SW-Med/Surg Floors | MHHS-Southwest |  | Oximeter, Pulse |  | 013-37569 | 013-37569 | Southwest | MHHS-Southwest | SW-Med/Surg Floors | Floor 10 | 7/1/18 |  |  |  | OXIMETERS, PULSE | Oximeter, Pulse | OXIMETERPULSE-Masimo Corp-RAD-87 | OXIMETERPULSE | RAD-87 |  |  |  | Masimo Corp | Oximeter, Pulse |  | OXIMETERPULSE-Masimo Corp-RAD-87 |  | 7/29/19 |  | OP-A | Covered PM Repair - Biomedical | MHHS-Southwest | [8 empty] | OXIMETERPULSE | Oximeter, Pulse | Masimo Corp
NO | YES |  |  |  | 013-37570 | 013-37570 | Masimo Corp. | RAD-87 |  | R48019 | SW-Med/Surg Floors | MHHS-Southwest |  | Oximeter, Pulse |  | 013-37570 | 013-37570 | Southwest | MHHS-Southwest | SW-Med/Surg Floors | Rm 1091 | 7/1/18 |  | 7/1/19 |  | OXIMETERS, PULSE | Oximeter, Pulse | OXIMETERPULSE-Masimo Corp-RAD-87 | OXIMETERPULSE | RAD-87 |  |  |  | Masimo Corp | Oximeter, Pulse |  | OXIMETERPULSE-Masimo Corp-RAD-87 |  | 4/28/17 |  | OP-A | Covered PM Repair - Biomedical | MHHS-Southwest | [8 empty] | OXIMETERPULSE | Oximeter, Pulse | Masimo Corp
NO | YES |  |  |  | 013-18908 | 013-18908 | Masimo Corp. | RAD-87 |  | J16953 | SW-OR | MHHS-Southwest |  | Oximeter, Pulse |  | 013-18908 | 013-18908 | Southwest | MHHS-Southwest | SW-OR | OR | 1/1/19 |  | 1/1/21 |  | OXIMETERS, PULSE | Oximeter, Pulse | OXIMETERPULSE-Masimo Corp-RAD-87 | OXIMETERPULSE | RAD-87 |  |  |  | Masimo Corp | Oximeter, Pulse |  | OXIMETERPULSE-Masimo Corp-RAD-87 |  |  |  | OP-A | Covered PM Repair - Biomedical | MHHS-Southwest | [8 empty] | OXIMETERPULSE | Oximeter, Pulse | Masimo Corp
NO | YES | [5 empty] | Masimo Corp. | RAD-87 |  |  | SW-Med/Surg 6 | MHHS-Southwest |  | Oximeter, Pulse |  |  |  | Southwest | MHHS-Southwest | SW-Med/Surg 6 | Floor 6 | 1/1/18 |  |  |  | OXIMETERS, PULSE | Oximeter, Pulse | OXIMETERPULSE-Masimo Corp-RAD-87 | OXIMETERPULSE | RAD-87 |  |  |  | Masimo Corp | Oximeter, Pulse |  | OXIMETERPULSE-Masimo Corp-RAD-87 |  |  |  | OP-A | Covered PM Repair - Biomedical | MHHS-Southwest | [8 empty] | OXIMETERPULSE | Oximeter, Pulse | Masimo Corp
NO | YES |  |  |  |  | 013-18899 | Masimo Corp. | RAD-87 |  |  | SW-Med/Surg 6 | MHHS-Southwest |  | Oximeter, Pulse |  |  | 013-18899 | Southwest | MHHS-Southwest | SW-Med/Surg 6 | B wing | 1/1/18 |  | 1/1/19 |  | OXIMETERS, PULSE | Oximeter, Pulse | OXIMETERPULSE-Masimo Corp-RAD-87 | OXIMETERPULSE | RAD-87 |  |  |  | Masimo Corp | Oximeter, Pulse |  | OXIMETERPULSE-Masimo Corp-RAD-87 |  |  |  | OP-A | Covered PM Repair - Biomedical | MHHS-Southwest | [8 empty] | OXIMETERPULSE | Oximeter, Pulse | Masimo Corp
NO | YES |  |  |  |  | 013-18958 | Masimo Corp. | RAD-87 |  | J16213 | SW-Pulmonary Function | MHHS-Southwest |  | Oximeter, Pulse |  |  | 013-18958 | Southwest | MHHS-Southwest | SW-Pulmonary Function | PFT Room | 2/1/19 |  |  | No PM Required Sticker | OXIMETERS, PULSE | Oximeter, Pulse | OXIMETERPULSE-Masimo Corp-RAD-87 | OXIMETERPULSE | RAD-87 |  |  |  | Masimo Corp | Oximeter, Pulse |  | OXIMETERPULSE-Masimo Corp-RAD-87 |  | 7/29/19 |  | OP-A | Covered PM Repair - Biomedical | MHHS-Southwest | [8 empty] | OXIMETERPULSE | Oximeter, Pulse | Masimo Corp
NO | YES |  |  |  |  | 013-18879 | Masimo Corp. | RAD-87 |  | J09340 | SW-Med/Surg Floors | MHHS-Southwest |  | Oximeter, Pulse |  |  | 013-18879 | Southwest | MHHS-Southwest | SW-Med/Surg Floors | Room 1053 |  |  |  |  | OXIMETERS, PULSE | Oximeter, Pulse | OXIMETERPULSE-Masimo Corp-RAD-87 | OXIMETERPULSE | RAD-87 |  |  |  | Masimo Corp | Oximeter, Pulse |  | OXIMETERPULSE-Masimo Corp-RAD-87 |  | 11/26/19 |  | OP-A | Covered PM Repair - Biomedical | MHHS-Southwest | [8 empty] | OXIMETERPULSE | Oximeter, Pulse | Masimo Corp
NO | YES |  |  |  | 069-36720 | 069-36720 | Masimo Corp. | RAD-87 |  | J16154 | TMC - CHILDRENS - SPD | MHHS-Southwest |  | Oximeter, Pulse |  | 069-36720 | 069-36720 | TMC | Memorial Hermann-Texas Medical Center | TMC - CHILDRENS - SPD | TMC - SPD | 12/1/19 |  | 12/1/20 |  | OXIMETERS, PULSE |  | OXIMETERPULSE-Masimo Corp-RAD-87 | OXIMETERPULSE | RAD-87 |  |  |  | Masimo Corp | Oximeter, Pulse |  | OXIMETERPULSE-Masimo Corp-RAD-87 |  |  |  |  | Covered PM Repair - Biomedical | MHHS-Southwest
NO | YES |  |  |  |  | 099-14080 | Masimo Corp. | RAD-87 |  | J16134 | SW | MHHS-Southwest |  | Oximeter, Pulse |  |  | 099-14080 | Southwest | Memorial Hermann Southwest Hospital | SW | 10th Floor | 1/1/18 |  | 1/1/19 |  | OXIMETERS, PULSE | Oximeter, Pulse | OXIMETERPULSE-Masimo Corp-RAD-87 | OXIMETERPULSE | RAD-87 |  |  |  | Masimo Corp | Oximeter, Pulse |  | OXIMETERPULSE-Masimo Corp-RAD-87 |  |  |  | OP-A | Covered PM Repair - Biomedical | MHHS-Southwest | [8 empty] | OXIMETERPULSE | Oximeter, Pulse | Masimo Corp
NO | YES | [5 empty] | Masimo Corp. | RAD-87 |  | J16166 | SW-Med/Surg 6 | MHHS-Southwest |  | Oximeter, Pulse |  |  |  | Southwest | MHHS-Southwest | SW-Med/Surg 6 | Rm 694 |  |  |  |  | OXIMETERS, PULSE | Oximeter, Pulse | OXIMETERPULSE-Masimo Corp-RAD-87 | OXIMETERPULSE | RAD-87 |  |  |  | Masimo Corp | Oximeter, Pulse |  | OXIMETERPULSE-Masimo Corp-RAD-87 |  | 7/29/19 |  | OP-A | Covered PM Repair - Biomedical | MHHS-Southwest | [8 empty] | OXIMETERPULSE | Oximeter, Pulse | Masimo Corp
NO | YES |  |  |  | 013-19018 | 013-19018 | Masimo Corp. | RAD-87 |  | J15906 | SW-Med/Surg Floors | MHHS-Southwest |  | Oximeter, Pulse |  | 013-19018 | 013-19018 | Southwest | MHHS-Southwest | SW-Med/Surg Floors | Room 1069 | 1/1/18 |  | 1/1/19 |  | OXIMETERS, PULSE | Oximeter, Pulse | OXIMETERPULSE-Masimo Corp-RAD-87 | OXIMETERPULSE | RAD-87 |  |  |  | Masimo Corp | Oximeter, Pulse |  | OXIMETERPULSE-Masimo Corp-RAD-87 |  | 7/29/19 |  | OP-A | Covered PM Repair - Biomedical | MHHS-Southwest | [8 empty] | OXIMETERPULSE | Oximeter, Pulse | Masimo Corp
NO | YES |  |  |  | 013-18762 | 013-18762 | Masimo Corp. | RAD-87 |  | J15910 | SW-Senior Medicine | MHHS-Southwest |  | Oximeter, Pulse |  | 013-18762 | 013-18762 | Southwest | MHHS-Southwest | SW-Senior Medicine | Room 629 | 1/1/18 |  | 1/1/19 |  | OXIMETERS, PULSE | Oximeter, Pulse | OXIMETERPULSE-Masimo Corp-RAD-87 | OXIMETERPULSE | RAD-87 |  |  |  | Masimo Corp | Oximeter, Pulse |  | OXIMETERPULSE-Masimo Corp-RAD-87 |  | 7/29/19 |  | OP-A | Covered PM Repair - Biomedical | MHHS-Southwest | [8 empty] | OXIMETERPULSE | Oximeter, Pulse | Masimo Corp
NO | YES |  |  |  | 069-36715 | 069-36715 | Masimo Corp. | RAD-87 |  | J16968 | SW-Senior Medicine | MHHS-Southwest |  | Oximeter, Pulse |  | 069-36715 | 069-36715 | Southwest | MHHS-Southwest | SW-Senior Medicine |  | 1/1/17 | 1/1/18 |  |  | OXIMETERS, PULSE | Oximeter, Pulse | OXIMETERPULSE-Masimo Corp-RAD-87 | OXIMETERPULSE | RAD-87 |  |  |  | Masimo Corp | Oximeter, Pulse |  | OXIMETERPULSE-Masimo Corp-RAD-87 |  | 7/29/19 |  | OP-A | Covered PM Repair - Biomedical | MHHS-Southwest | [8 empty] | OXIMETERPULSE | Oximeter, Pulse | Masimo Corp
NO | YES |  |  |  |  | 013-19025 | Masimo Corp. | RAD-87 |  | J15541 | SW-Senior Medicine | MHHS-Southwest |  | Oximeter, Pulse |  |  | 013-19025 | Southwest | MHHS-Southwest | SW-Senior Medicine | Room 641 | 1/1/18 |  | 1/1/19 |  | OXIMETERS, PULSE | Oximeter, Pulse | OXIMETERPULSE-Masimo Corp-RAD-87 | OXIMETERPULSE | RAD-87 |  |  |  | Masimo Corp | Oximeter, Pulse |  | OXIMETERPULSE-Masimo Corp-RAD-87 |  | 7/29/19 |  | OP-A | Covered PM Repair - Biomedical | MHHS-Southwest | [8 empty] | OXIMETERPULSE | Oximeter, Pulse | Masimo Corp
NO | YES |  |  |  |  | 013-18947 | Masimo Corp. | RAD-87 |  | J15889 | SW-Med/Surg 6 | MHHS-Southwest |  | Oximeter, Pulse |  |  | 013-18947 | Southwest | MHHS-Southwest | SW-Med/Surg 6 | RM 667 | 1/1/18 |  | 1/1/19 |  | OXIMETERS, PULSE | Oximeter, Pulse | OXIMETERPULSE-Masimo Corp-RAD-87 | OXIMETERPULSE | RAD-87 |  |  |  | Masimo Corp | Oximeter, Pulse |  | OXIMETERPULSE-Masimo Corp-RAD-87 |  | 5/1/17 |  | OP-A | Covered PM Repair - Biomedical | MHHS-Southwest | [8 empty] | OXIMETERPULSE | Oximeter, Pulse | Masimo Corp
NO | YES | [5 empty] | Masimo Corp. | RAD-87 |  |  | SW-ICU | MHHS-Southwest |  | Oximeter, Pulse |  |  |  | Southwest | MHHS-Southwest | SW-ICU | C Wing 640 | 1/1/18 |  |  |  | OXIMETERS, PULSE | Oximeter, Pulse | OXIMETERPULSE-Masimo Corp-RAD-87 | OXIMETERPULSE | RAD-87 |  |  |  | Masimo Corp | Oximeter, Pulse |  | OXIMETERPULSE-Masimo Corp-RAD-87 |  |  |  | OP-A | Covered PM Repair - Biomedical | MHHS-Southwest | [8 empty] | OXIMETERPULSE | Oximeter, Pulse | Masimo Corp
NO | YES |  |  |  |  | 013-18904 | Masimo Corp. | RAD-87 |  | J15617 | SW-ICU | MHHS-Southwest |  | Oximeter, Pulse |  |  | 013-18904 | Southwest | MHHS-Southwest | SW-ICU | Wing 656 | 1/1/18 |  |  |  | OXIMETERS, PULSE | Oximeter, Pulse | OXIMETERPULSE-Masimo Corp-RAD-87 | OXIMETERPULSE | RAD-87 |  |  |  | Masimo Corp | Oximeter, Pulse |  | OXIMETERPULSE-Masimo Corp-RAD-87 |  |  |  | OP-A | Covered PM Repair - Biomedical | MHHS-Southwest | [8 empty] | OXIMETERPULSE | Oximeter, Pulse | Masimo Corp
NO | YES |  |  |  |  | 013-18997 | Masimo Corp. | RAD-87 |  | J16139 | SW-Med/Surg 6 | MHHS-Southwest |  | Oximeter, Pulse |  |  | 013-18997 | Southwest | MHHS-Southwest | SW-Med/Surg 6 | Floor 6 | 1/1/18 |  |  |  | OXIMETERS, PULSE | Oximeter, Pulse | OXIMETERPULSE-Masimo Corp-RAD-87 | OXIMETERPULSE | RAD-87 |  |  |  | Masimo Corp | Oximeter, Pulse |  | OXIMETERPULSE-Masimo Corp-RAD-87 |  |  |  | OP-A | Covered PM Repair - Biomedical | MHHS-Southwest | [8 empty] | OXIMETERPULSE | Oximeter, Pulse | Masimo Corp
NO | YES |  |  |  |  | 013-18801 | Masimo Corp. | RAD-87 |  | J09353 | SW-Med/Surg 6 | MHHS-Southwest |  | Oximeter, Pulse |  |  | 013-18801 | Southwest | MHHS-Southwest | SW-Med/Surg 6 | Rm 662 | 1/1/18 |  | 1/1/19 |  | OXIMETERS, PULSE | Oximeter, Pulse | OXIMETERPULSE-Masimo Corp-RAD-87 | OXIMETERPULSE | RAD-87 |  |  |  | Masimo Corp | Oximeter, Pulse |  | OXIMETERPULSE-Masimo Corp-RAD-87 |  |  |  | OP-A | Covered PM Repair - Biomedical | MHHS-Southwest | [8 empty] | OXIMETERPULSE | Oximeter, Pulse | Masimo Corp
NO | YES | [5 empty] | Masimo Corp. | RAD-87 |  | J15525 | SW-Med/Surg 6 | MHHS-Southwest |  | Oximeter, Pulse |  |  |  | Southwest | MHHS-Southwest | SW-Med/Surg 6 |  | 1/1/18 | 1/1/19 |  | Locked No Plate | OXIMETERS, PULSE | Oximeter, Pulse | OXIMETERPULSE-Masimo Corp-RAD-87 | OXIMETERPULSE | RAD-87 |  |  |  | Masimo Corp | Oximeter, Pulse |  | OXIMETERPULSE-Masimo Corp-RAD-87 |  |  |  | OP-A | Covered PM Repair - Biomedical | MHHS-Southwest | [8 empty] | OXIMETERPULSE | Oximeter, Pulse | Masimo Corp
NO | YES | [5 empty] | Masimo Corp. | RAD-87 |  | J09337 | SW-Med/Surg 6 | MHHS-Southwest |  | Oximeter, Pulse |  |  |  | Southwest | MHHS-Southwest | SW-Med/Surg 6 | Room 616 |  |  |  |  | OXIMETERS, PULSE | Oximeter, Pulse | OXIMETERPULSE-Masimo Corp-RAD-87 | OXIMETERPULSE | RAD-87 |  |  |  | Masimo Corp | Oximeter, Pulse |  | OXIMETERPULSE-Masimo Corp-RAD-87 |  | 7/29/19 |  | OP-A | Covered PM Repair - Biomedical | MHHS-Southwest | [8 empty] | OXIMETERPULSE | Oximeter, Pulse | Masimo Corp
NO | YES |  |  |  |  | 013-19035 | Masimo Corp. | RAD-87 |  | J09414 | SW-Senior Medicine | MHHS-Southwest |  | Oximeter, Pulse |  |  | 013-19035 | Southwest | MHHS-Southwest | SW-Senior Medicine | 6th Floor | 1/1/18 | 1/1/19 |  | Needs PM | OXIMETERS, PULSE | Oximeter, Pulse | OXIMETERPULSE-Masimo Corp-RAD-87 | OXIMETERPULSE | RAD-87 |  |  |  | Masimo Corp | Oximeter, Pulse |  | OXIMETERPULSE-Masimo Corp-RAD-87 |  | 7/29/19 |  | OP-A | Covered PM Repair - Biomedical | MHHS-Southwest | [8 empty] | OXIMETERPULSE | Oximeter, Pulse | Masimo Corp
NO | YES | [5 empty] | Masimo Corp. | RAD-87 |  | J16975 | SW-Senior Medicine | MHHS-Southwest |  | Oximeter, Pulse |  |  |  | Southwest | MHHS-Southwest | SW-Senior Medicine | Room 683 | 1/1/18 |  | 1/1/19 |  | OXIMETERS, PULSE | Oximeter, Pulse | OXIMETERPULSE-Masimo Corp-RAD-87 | OXIMETERPULSE | RAD-87 |  |  |  | Masimo Corp | Oximeter, Pulse |  | OXIMETERPULSE-Masimo Corp-RAD-87 |  | 7/29/19 |  | OP-A | Covered PM Repair - Biomedical | MHHS-Southwest | [8 empty] | OXIMETERPULSE | Oximeter, Pulse | Masimo Corp
NO | YES |  |  |  |  | 013-18843 | Masimo Corp. | RAD-87 |  | J17047 | SW-Telemetry | MHHS-Southwest |  | Oximeter, Pulse |  |  | 013-18843 | Southwest | MHHS-Southwest | SW-Telemetry | Rm 430 | 2/1/18 |  | 2/1/19 |  | OXIMETERS, PULSE | Oximeter, Pulse | OXIMETERPULSE-Masimo Corp-RAD-87 | OXIMETERPULSE | RAD-87 |  |  |  | Masimo Corp | Oximeter, Pulse |  | OXIMETERPULSE-Masimo Corp-RAD-87 |  | 7/29/19 |  | OP-A | Covered PM Repair - Biomedical | MHHS-Southwest | [8 empty] | OXIMETERPULSE | Oximeter, Pulse | Masimo Corp
NO | YES | [5 empty] | Masimo Corp. | RAD-87 |  | J15858 | SW-ICU | MHHS-Southwest |  | Oximeter, Pulse |  |  |  | Southwest | MHHS-Southwest | SW-ICU | E Wing 689 | 1/1/18 |  |  |  | OXIMETERS, PULSE | Oximeter, Pulse | OXIMETERPULSE-Masimo Corp-RAD-87 | OXIMETERPULSE | RAD-87 |  |  |  | Masimo Corp | Oximeter, Pulse |  | OXIMETERPULSE-Masimo Corp-RAD-87 |  | 7/29/19 |  | OP-A | Covered PM Repair - Biomedical | MHHS-Southwest | [8 empty] | OXIMETERPULSE | Oximeter, Pulse | Masimo Corp
NO | YES | [5 empty] | Masimo Corp. | RAD-87 |  | J09321 | SW-Med/Surg 6 | MHHS-Southwest |  | Oximeter, Pulse |  |  |  | Southwest | MHHS-Southwest | SW-Med/Surg 6 | Floor 6 | 1/1/18 |  |  |  | OXIMETERS, PULSE | Oximeter, Pulse | OXIMETERPULSE-Masimo Corp-RAD-87 | OXIMETERPULSE | RAD-87 |  |  |  | Masimo Corp | Oximeter, Pulse |  | OXIMETERPULSE-Masimo Corp-RAD-87 |  | 7/29/19 |  | OP-A | Covered PM Repair - Biomedical | MHHS-Southwest | [8 empty] | OXIMETERPULSE | Oximeter, Pulse | Masimo Corp
NO | YES | [5 empty] | Masimo Corp. | RAD-87 |  | J15802 | SW-ICU | MHHS-Southwest |  | Oximeter, Pulse |  |  |  | Southwest | MHHS-Southwest | SW-ICU | C Wing 640 | 2/1/18 |  |  |  | OXIMETERS, PULSE | Oximeter, Pulse | OXIMETERPULSE-Masimo Corp-RAD-87 | OXIMETERPULSE | RAD-87 |  |  |  | Masimo Corp | Oximeter, Pulse |  | OXIMETERPULSE-Masimo Corp-RAD-87 |  | 7/29/19 |  | OP-A | Covered PM Repair - Biomedical | MHHS-Southwest | [8 empty] | OXIMETERPULSE | Oximeter, Pulse | Masimo Corp
NO | YES | [5 empty] | Masimo Corp. | RAD-87 |  |  | SW-Med/Surg 6 | MHHS-Southwest |  | Oximeter, Pulse |  |  |  | Southwest | MHHS-Southwest | SW-Med/Surg 6 | Floor 6 | 1/1/18 |  |  |  | OXIMETERS, PULSE | Oximeter, Pulse | OXIMETERPULSE-Masimo Corp-RAD-87 | OXIMETERPULSE | RAD-87 |  |  |  | Masimo Corp | Oximeter, Pulse |  | OXIMETERPULSE-Masimo Corp-RAD-87 |  | 7/29/19 |  | OP-A | Covered PM Repair - Biomedical | MHHS-Southwest | [8 empty] | OXIMETERPULSE | Oximeter, Pulse | Masimo Corp
NO | YES | [5 empty] | Masimo Corp. | RAD-87 |  | J16015 | SW-Med/Surg Floors | MHHS-Southwest |  | Oximeter, Pulse |  |  |  | Southwest | MHHS-Southwest | SW-Med/Surg Floors | Floor 9 | 2/1/18 |  |  |  | OXIMETERS, PULSE | Oximeter, Pulse | OXIMETERPULSE-Masimo Corp-RAD-87 | OXIMETERPULSE | RAD-87 |  |  |  | Masimo Corp | Oximeter, Pulse |  | OXIMETERPULSE-Masimo Corp-RAD-87 |  | 7/29/19 |  | OP-A | Covered PM Repair - Biomedical | MHHS-Southwest | [8 empty] | OXIMETERPULSE | Oximeter, Pulse | Masimo Corp
NO | YES |  |  |  |  | 013-18913 | Masimo Corp. | RAD-87 |  | J09458 | SW-Telemetry | MHHS-Southwest |  | Oximeter, Pulse |  |  | 013-18913 | Southwest | MHHS-Southwest | SW-Telemetry | Equipment Storage | 1/1/18 |  | 1/1/19 |  | OXIMETERS, PULSE | Oximeter, Pulse | OXIMETERPULSE-Masimo Corp-RAD-87 | OXIMETERPULSE | RAD-87 |  |  |  | Masimo Corp | Oximeter, Pulse |  | OXIMETERPULSE-Masimo Corp-RAD-87 |  | 7/29/19 |  | OP-A | Covered PM Repair - Biomedical | MHHS-Southwest | [8 empty] | OXIMETERPULSE | Oximeter, Pulse | Masimo Corp
NO | YES | [5 empty] | Masimo Corp. | RAD-87 |  | J16150 | SW-Med/Surg 6 | MHHS-Southwest |  | Oximeter, Pulse |  |  |  | Southwest | MHHS-Southwest | SW-Med/Surg 6 | Floor 6 | 1/1/18 |  |  |  | OXIMETERS, PULSE | Oximeter, Pulse | OXIMETERPULSE-Masimo Corp-RAD-87 | OXIMETERPULSE | RAD-87 |  |  |  | Masimo Corp | Oximeter, Pulse |  | OXIMETERPULSE-Masimo Corp-RAD-87 |  | 7/29/19 |  | OP-A | Covered PM Repair - Biomedical | MHHS-Southwest | [8 empty] | OXIMETERPULSE | Oximeter, Pulse | Masimo Corp
NO | YES |  |  |  |  | 013-19000 | Masimo Corp. | RAD-87 |  | J15835 | SW-Med/Surg 6 | MHHS-Southwest |  | Oximeter, Pulse |  |  | 013-19000 | Southwest | MHHS-Southwest | SW-Med/Surg 6 | B wing | 1/1/18 |  |  |  | OXIMETERS, PULSE | Oximeter, Pulse | OXIMETERPULSE-Masimo Corp-RAD-87 | OXIMETERPULSE | RAD-87 |  |  |  | Masimo Corp | Oximeter, Pulse |  | OXIMETERPULSE-Masimo Corp-RAD-87 |  | 7/29/19 |  | OP-A | Covered PM Repair - Biomedical | MHHS-Southwest | [8 empty] | OXIMETERPULSE | Oximeter, Pulse | Masimo Corp
NO | YES | [5 empty] | Masimo Corp. | RAD-87 |  | J16253 | SW-Med/Surg Floors | MHHS-Southwest |  | Oximeter, Pulse |  |  |  | Southwest | MHHS-Southwest | SW-Med/Surg Floors |  | 1/1/18 |  | 1/1/19 |  | OXIMETERS, PULSE | Oximeter, Pulse | OXIMETERPULSE-Masimo Corp-RAD-87 | OXIMETERPULSE | RAD-87 |  |  |  | Masimo Corp | Oximeter, Pulse |  | OXIMETERPULSE-Masimo Corp-RAD-87 |  | 9/5/14 |  | OP-A | Covered PM Repair - Biomedical | MHHS-Southwest | [8 empty] | OXIMETERPULSE | Oximeter, Pulse | Masimo Corp
NO | YES |  |  |  |  | 013-19032 | Masimo Corp. | RAD-87 |  | J15695 | SW-Med/Surg Floors | MHHS-Southwest |  | Oximeter, Pulse |  |  | 013-19032 | Southwest | MHHS-Southwest | SW-Med/Surg Floors | Rm 1034 | 1/1/18 |  | 1/1/19 |  | OXIMETERS, PULSE | Oximeter, Pulse | OXIMETERPULSE-Masimo Corp-RAD-87 | OXIMETERPULSE | RAD-87 |  |  |  | Masimo Corp | Oximeter, Pulse |  | OXIMETERPULSE-Masimo Corp-RAD-87 |  | 5/1/17 |  | OP-A | Covered PM Repair - Biomedical | MHHS-Southwest | [8 empty] | OXIMETERPULSE | Oximeter, Pulse | Masimo Corp
NO | YES |  |  |  | 013-18773 | 013-18773 | Masimo Corp. | RAD-87 |  | J15615 | SW-Neuorology | MHHS-Southwest |  | Oximeter, Pulse |  | 013-18773 | 013-18773 | Southwest | MHHS-Southwest | SW-Neuorology | Rm 764 |  |  |  |  | OXIMETERS, PULSE | Oximeter, Pulse | OXIMETERPULSE-Masimo Corp-RAD-87 | OXIMETERPULSE | RAD-87 |  |  |  | Masimo Corp | Oximeter, Pulse |  | OXIMETERPULSE-Masimo Corp-RAD-87 |  | 5/29/15 |  | OP-A | Covered PM Repair - Biomedical | MHHS-Southwest | [8 empty] | OXIMETERPULSE | Oximeter, Pulse | Masimo Corp
NO | YES |  |  |  | 013-18802 | 013-18802 | Masimo Corp. | RAD-87 |  | J16114 | SW-Telemetry | MHHS-Southwest |  | Oximeter, Pulse |  | 013-18802 | 013-18802 | Southwest | MHHS-Southwest | SW-Telemetry | Room 445 | 2/1/18 |  |  | No PM Required Sticker | OXIMETERS, PULSE | Oximeter, Pulse | OXIMETERPULSE-Masimo Corp-RAD-87 | OXIMETERPULSE | RAD-87 |  |  |  | Masimo Corp | Oximeter, Pulse |  | OXIMETERPULSE-Masimo Corp-RAD-87 |  | 5/29/15 |  | OP-A | Covered PM Repair - Biomedical | MHHS-Southwest | [8 empty] | OXIMETERPULSE | Oximeter, Pulse | Masimo Corp
NO | YES |  |  |  | 013-18876 | 013-18876 | Masimo Corp. | RAD-87 |  | J15594 | SW-Telemetry | MHHS-Southwest |  | Oximeter, Pulse |  | 013-18876 | 013-18876 | Southwest | MHHS-Southwest | SW-Telemetry | Room 1003 | 1/1/18 |  | 1/1/19 |  | OXIMETERS, PULSE | Oximeter, Pulse | OXIMETERPULSE-Masimo Corp-RAD-87 | OXIMETERPULSE | RAD-87 |  |  |  | Masimo Corp | Oximeter, Pulse |  | OXIMETERPULSE-Masimo Corp-RAD-87 |  | 5/29/15 |  | OP-A | Covered PM Repair - Biomedical | MHHS-Southwest | [8 empty] | OXIMETERPULSE | Oximeter, Pulse | Masimo Corp
NO | YES |  |  |  | 013-18892 | 013-18892 | Masimo Corp. | RAD-87 |  | J09418 | SW-Med/Surg 6 | MHHS-Southwest |  | Oximeter, Pulse |  | 013-18892 | 013-18892 | Southwest | MHHS-Southwest | SW-Med/Surg 6 | Room 680 | 1/1/18 |  |  |  | OXIMETERS, PULSE | Oximeter, Pulse | OXIMETERPULSE-Masimo Corp-RAD-87 | OXIMETERPULSE | RAD-87 |  |  |  | Masimo Corp | Oximeter, Pulse |  | OXIMETERPULSE-Masimo Corp-RAD-87 |  |  |  | OP-A | Covered PM Repair - Biomedical | MHHS-Southwest | [8 empty] | OXIMETERPULSE | Oximeter, Pulse | Masimo Corp
NO | YES |  |  |  | 013-18963 | 013-18963 | Masimo Corp. | RAD-87 |  | J15892 | SW-Telemetry | MHHS-Southwest |  | Oximeter, Pulse |  | 013-18963 | 013-18963 | Southwest | MHHS-Southwest | SW-Telemetry | 6th floor | 1/1/18 | 1/1/19 |  | Needs Pm | OXIMETERS, PULSE | Oximeter, Pulse | OXIMETERPULSE-Masimo Corp-RAD-87 | OXIMETERPULSE | RAD-87 |  |  |  | Masimo Corp | Oximeter, Pulse |  | OXIMETERPULSE-Masimo Corp-RAD-87 |  | 5/1/17 |  | OP-A | Covered PM Repair - Biomedical | MHHS-Southwest | [8 empty] | OXIMETERPULSE | Oximeter, Pulse | Masimo Corp
NO | YES |  |  |  | 013-36119 | 013-36119 | Masimo Corp. | RAD-87 |  | R37630 | SW-Telemetry | MHHS-Southwest |  | Oximeter, Pulse |  | 013-36119 | 013-36119 | Southwest | MHHS-Southwest | SW-Telemetry |  | 3/1/18 |  |  |  | OXIMETERS, PULSE | Oximeter, Pulse | OXIMETERPULSE-Masimo Corp-RAD-87 | OXIMETERPULSE | RAD-87 |  |  |  | Masimo Corp | Oximeter, Pulse |  | OXIMETERPULSE-Masimo Corp-RAD-87 |  | 5/1/17 |  | OP-A | Covered PM Repair - Biomedical | MHHS-Southwest | [8 empty] | OXIMETERPULSE | Oximeter, Pulse | Masimo Corp
NO | YES |  |  |  | 013-36120 | 013-36120 | Masimo Corp. | RAD-87 |  | R37726 | SW-Telemetry | MHHS-Southwest |  | Oximeter, Pulse |  | 013-36120 | 013-36120 | Southwest | MHHS-Southwest | SW-Telemetry |  | 2/1/18 |  |  |  | OXIMETERS, PULSE | Oximeter, Pulse | OXIMETERPULSE-Masimo Corp-RAD-87 | OXIMETERPULSE | RAD-87 |  |  |  | Masimo Corp | Oximeter, Pulse |  | OXIMETERPULSE-Masimo Corp-RAD-87 |  | 5/1/17 |  | OP-A | Covered PM Repair - Biomedical | MHHS-Southwest | [8 empty] | OXIMETERPULSE | Oximeter, Pulse | Masimo Corp
NO | YES |  |  |  | 013-36121 | 013-36121 | Masimo Corp. | RAD-87 |  | R38246 | SW-Telemetry | MHHS-Southwest |  | Oximeter, Pulse |  | 013-36121 | 013-36121 | Southwest | MHHS-Southwest | SW-Telemetry |  | 1/1/18 |  |  |  | OXIMETERS, PULSE | Oximeter, Pulse | OXIMETERPULSE-Masimo Corp-RAD-87 | OXIMETERPULSE | RAD-87 |  |  |  | Masimo Corp | Oximeter, Pulse |  | OXIMETERPULSE-Masimo Corp-RAD-87 |  | 5/1/17 |  | OP-A | Covered PM Repair - Biomedical | MHHS-Southwest | [8 empty] | OXIMETERPULSE | Oximeter, Pulse | Masimo Corp
NO | YES |  |  |  | 013-36123 | 013-36123 | Masimo Corp. | RAD-87 |  | R37659 | SW-Telemetry | MHHS-Southwest |  | Oximeter, Pulse |  | 013-36123 | 013-36123 | Southwest | MHHS-Southwest | SW-Telemetry | Equipment Storage | 1/1/18 |  | 1/1/19 |  | OXIMETERS, PULSE | Oximeter, Pulse | OXIMETERPULSE-Masimo Corp-RAD-87 | OXIMETERPULSE | RAD-87 |  |  |  | Masimo Corp | Oximeter, Pulse |  | OXIMETERPULSE-Masimo Corp-RAD-87 |  | 5/1/17 |  | OP-A | Covered PM Repair - Biomedical | MHHS-Southwest | [8 empty] | OXIMETERPULSE | Oximeter, Pulse | Masimo Corp
NO | YES |  |  |  | 013-36126 | 013-36126 | Masimo Corp. | RAD-87 |  | R37655 | SW-Telemetry | MHHS-Southwest |  | Oximeter, Pulse |  | 013-36126 | 013-36126 | Southwest | MHHS-Southwest | SW-Telemetry | Room 494 | 1/1/18 |  | 1/1/19 |  | OXIMETERS, PULSE | Oximeter, Pulse | OXIMETERPULSE-Masimo Corp-RAD-87 | OXIMETERPULSE | RAD-87 |  |  |  | Masimo Corp | Oximeter, Pulse |  | OXIMETERPULSE-Masimo Corp-RAD-87 |  | 5/1/17 |  | OP-A | Covered PM Repair - Biomedical | MHHS-Southwest | [8 empty] | OXIMETERPULSE | Oximeter, Pulse | Masimo Corp
NO | YES |  |  |  | 013-36128 | 013-36128 | Masimo Corp. | RAD-87 |  | R37622 | SW-Telemetry | MHHS-Southwest |  | Oximeter, Pulse |  | 013-36128 | 013-36128 | Southwest | MHHS-Southwest | SW-Telemetry | Room 482 | 1/1/18 |  | 1/1/19 |  | OXIMETERS, PULSE | Oximeter, Pulse | OXIMETERPULSE-Masimo Corp-RAD-87 | OXIMETERPULSE | RAD-87 |  |  |  | Masimo Corp | Oximeter, Pulse |  | OXIMETERPULSE-Masimo Corp-RAD-87 |  | 5/1/17 |  | OP-A | Covered PM Repair - Biomedical | MHHS-Southwest | [8 empty] | OXIMETERPULSE | Oximeter, Pulse | Masimo Corp
NO | YES |  |  |  | 013-36133 | 013-36133 | Masimo Corp. | RAD-87 |  | R37712 | Floor 4 | MHHS-Southwest |  | Oximeter, Pulse |  | 013-36133 | 013-36133 | Southwest | Memorial Hermann Southwest Hospital | Floor 4 | Floor 4 | 1/1/18 |  |  |  | OXIMETERS, PULSE | Oximeter, Pulse | OXIMETERPULSE-Masimo Corp-RAD-87 | OXIMETERPULSE | RAD-87 |  |  |  | Masimo Corp | Oximeter, Pulse |  | OXIMETERPULSE-Masimo Corp-RAD-87 |  | 5/1/17 |  | OP-A | Covered PM Repair - Biomedical | MHHS-Southwest | [8 empty] | OXIMETERPULSE | Oximeter, Pulse | Masimo Corp
NO | YES |  |  |  | 013-36135 | 013-36135 | Masimo Corp. | RAD-87 |  | R37831 | SW-Telemetry | MHHS-Southwest |  | Oximeter, Pulse |  | 013-36135 | 013-36135 | Southwest | MHHS-Southwest | SW-Telemetry | Room 425 | 2/1/18 |  | 2/1/19 |  | OXIMETERS, PULSE | Oximeter, Pulse | OXIMETERPULSE-Masimo Corp-RAD-87 | OXIMETERPULSE | RAD-87 |  |  |  | Masimo Corp | Oximeter, Pulse |  | OXIMETERPULSE-Masimo Corp-RAD-87 |  | 6/24/18 |  | OP-A | Not Covered Vendor Only - Biomedical | MHHS-Southwest | [8 empty] | OXIMETERPULSE | Oximeter, Pulse | Masimo Corp
NO | YES |  |  |  | 013-36138 | 013-36138 | Masimo Corp. | RAD-87 |  | R37681 | SW-Telemetry | MHHS-Southwest |  | Oximeter, Pulse |  | 013-36138 | 013-36138 | Southwest | MHHS-Southwest | SW-Telemetry | Rm 427 | 2/1/18 |  | 2/1/19 |  | OXIMETERS, PULSE | Oximeter, Pulse | OXIMETERPULSE-Masimo Corp-RAD-87 | OXIMETERPULSE | RAD-87 |  |  |  | Masimo Corp | Oximeter, Pulse |  | OXIMETERPULSE-Masimo Corp-RAD-87 |  | 5/31/16 |  | OP-A | Covered PM Repair - Biomedical | MHHS-Southwest | [8 empty] | OXIMETERPULSE | Oximeter, Pulse | Masimo Corp
NO | YES |  |  |  | 013-36140 | 013-36140 | Masimo Corp. | RAD-87 |  | R37747 | SW-Telemetry | MHHS-Southwest |  | Oximeter, Pulse |  | 013-36140 | 013-36140 | Southwest | MHHS-Southwest | SW-Telemetry | Room 435 | 2/1/18 |  | 2/1/19 |  | OXIMETERS, PULSE | Oximeter, Pulse | OXIMETERPULSE-Masimo Corp-RAD-87 | OXIMETERPULSE | RAD-87 |  |  |  | Masimo Corp | Oximeter, Pulse |  | OXIMETERPULSE-Masimo Corp-RAD-87 |  |  |  | OP-A | Covered PM Repair - Biomedical | MHHS-Southwest | [8 empty] | OXIMETERPULSE | Oximeter, Pulse | Masimo Corp
NO | YES |  |  |  | 013-36141 | 013-36141 | Masimo Corp. | RAD-87 |  | R37716 | Floor 4 | MHHS-Southwest |  | Oximeter, Pulse |  | 013-36141 | 013-36141 | Southwest | Memorial Hermann Southwest Hospital | Floor 4 | Floor 4 | 1/1/18 |  |  |  | OXIMETERS, PULSE | Oximeter, Pulse | OXIMETERPULSE-Masimo Corp-RAD-87 | OXIMETERPULSE | RAD-87 |  |  |  | Masimo Corp | Oximeter, Pulse |  | OXIMETERPULSE-Masimo Corp-RAD-87 |  | 5/1/17 |  | OP-A | Covered PM Repair - Biomedical | MHHS-Southwest | [8 empty] | OXIMETERPULSE | Oximeter, Pulse | Masimo Corp
NO | YES |  |  |  | 013-36143 | 013-36143 | Masimo Corp. | RAD-87 |  | R37676 | SW-Telemetry | MHHS-Southwest |  | Oximeter, Pulse |  | 013-36143 | 013-36143 | Southwest | MHHS-Southwest | SW-Telemetry | Room 480 | 1/1/18 |  |  | No PM Required Sticker | OXIMETERS, PULSE | Oximeter, Pulse | OXIMETERPULSE-Masimo Corp-RAD-87 | OXIMETERPULSE | RAD-87 |  |  |  | Masimo Corp | Oximeter, Pulse |  | OXIMETERPULSE-Masimo Corp-RAD-87 |  |  |  | OP-A | Covered PM Repair - Biomedical | MHHS-Southwest | [8 empty] | OXIMETERPULSE | Oximeter, Pulse | Masimo Corp
NO | YES |  |  |  | 013-36147 | 013-36147 | Masimo Corp. | RAD-87 |  | R38241 | Floor 4 | MHHS-Southwest |  | Oximeter, Pulse |  | 013-36147 | 013-36147 | Southwest | Memorial Hermann Southwest Hospital | Floor 4 | Floor 4 | 1/1/18 |  |  |  | OXIMETERS, PULSE | Oximeter, Pulse | OXIMETERPULSE-Masimo Corp-RAD-87 | OXIMETERPULSE | RAD-87 |  |  |  | Masimo Corp | Oximeter, Pulse |  | OXIMETERPULSE-Masimo Corp-RAD-87 |  |  |  | OP-A | Covered PM Repair - Biomedical | MHHS-Southwest | [8 empty] | OXIMETERPULSE | Oximeter, Pulse | Masimo Corp
NO | YES |  |  |  | 013-36149 | 013-36149 | Masimo Corp. | RAD-87 |  | R37718 | SW-Telemetry | MHHS-Southwest |  | Oximeter, Pulse |  | 013-36149 | 013-36149 | Southwest | MHHS-Southwest | SW-Telemetry | RM 411 |  |  |  |  | OXIMETERS, PULSE | Oximeter, Pulse | OXIMETERPULSE-Masimo Corp-RAD-87 | OXIMETERPULSE | RAD-87 |  |  |  | Masimo Corp | Oximeter, Pulse |  | OXIMETERPULSE-Masimo Corp-RAD-87 |  | 5/1/17 |  | OP-A | Covered PM Repair - Biomedical | MHHS-Southwest | [8 empty] | OXIMETERPULSE | Oximeter, Pulse | Masimo Corp
NO | YES |  |  |  | 013-36150 | 013-36150 | Masimo Corp. | RAD-87 |  | R38242 | Floor 4 | MHHS-Southwest |  | Oximeter, Pulse |  | 013-36150 | 013-36150 | Southwest | Memorial Hermann Southwest Hospital | Floor 4 | Floor 4 | 1/1/18 |  |  |  | OXIMETERS, PULSE | Oximeter, Pulse | OXIMETERPULSE-Masimo Corp-RAD-87 | OXIMETERPULSE | RAD-87 |  |  |  | Masimo Corp | Oximeter, Pulse |  | OXIMETERPULSE-Masimo Corp-RAD-87 |  | 5/1/17 |  | OP-A | Covered PM Repair - Biomedical | MHHS-Southwest | [8 empty] | OXIMETERPULSE | Oximeter, Pulse | Masimo Corp
NO | YES |  |  |  | 013-36151 | 013-36151 | Masimo Corp. | RAD-87 |  | R37721 | SW-Telemetry | MHHS-Southwest |  | Oximeter, Pulse |  | 013-36151 | 013-36151 | Southwest | MHHS-Southwest | SW-Telemetry | Equipment Storage | 3/1/18 |  | 3/1/19 |  | OXIMETERS, PULSE | Oximeter, Pulse | OXIMETERPULSE-Masimo Corp-RAD-87 | OXIMETERPULSE | RAD-87 |  |  |  | Masimo Corp | Oximeter, Pulse |  | OXIMETERPULSE-Masimo Corp-RAD-87 |  | 5/1/17 |  | OP-A | Covered PM Repair - Biomedical | MHHS-Southwest | [8 empty] | OXIMETERPULSE | Oximeter, Pulse | Masimo Corp
NO | YES |  |  |  | 013-36152 | 013-36152 | Masimo Corp. | RAD-87 |  | R38441 | SW-Telemetry | MHHS-Southwest |  | Oximeter, Pulse |  | 013-36152 | 013-36152 | Southwest | MHHS-Southwest | SW-Telemetry | Rm 433 |  |  |  |  | OXIMETERS, PULSE | Oximeter, Pulse | OXIMETERPULSE-Masimo Corp-RAD-87 | OXIMETERPULSE | RAD-87 |  |  |  | Masimo Corp | Oximeter, Pulse |  | OXIMETERPULSE-Masimo Corp-RAD-87 |  | 5/1/17 |  | OP-A | Covered PM Repair - Biomedical | MHHS-Southwest | [8 empty] | OXIMETERPULSE | Oximeter, Pulse | Masimo Corp
NO | YES |  |  |  |  | 013-19031 | Masimo Corp. | RAD-87 |  | J16087 | SW-Telemetry | MHHS-Southwest |  | Oximeter, Pulse |  |  | 013-19031 | Southwest | MHHS-Southwest | SW-Telemetry | Room 447 | 2/1/18 |  |  | No PM Required Sticker | OXIMETERS, PULSE | Oximeter, Pulse | OXIMETERPULSE-Masimo Corp-RAD-87 | OXIMETERPULSE | RAD-87 |  |  |  | Masimo Corp | Oximeter, Pulse |  | OXIMETERPULSE-Masimo Corp-RAD-87 |  | 5/1/17 |  | OP-A | Covered PM Repair - Biomedical | MHHS-Southwest | [8 empty] | OXIMETERPULSE | Oximeter, Pulse | Masimo Corp
NO | YES | Serial Number J16957 |  |  |  |  | Masimo Corp. | RAD-87 |  | J16957 | Floor 7 | MHHS-Southwest |  | Oximeter, Pulse |  |  |  | Southwest | Memorial Hermann Southwest | Floor 7 | Floor 7 | 1/1/19 |  |  |  | OXIMETERS, PULSE | Oximeter, Pulse | OXIMETERPULSE-Masimo Corp-RAD-87 | OXIMETERPULSE | RAD-87 |  |  |  | Masimo Corp | Oximeter, Pulse |  | OXIMETERPULSE-Masimo Corp-RAD-87 |  | 5/1/17 |  | OP-A | Covered PM Repair - Biomedical | MHHS-Southwest | [8 empty] | OXIMETERPULSE | Oximeter, Pulse | Masimo Corp
NO | YES | [5 empty] | Masimo Corp. | RAD-87 |  | J16177 | SW-Telemetry | MHHS-Southwest |  | Oximeter, Pulse |  |  |  | Southwest | MHHS-Southwest | SW-Telemetry |  | 2/1/18 |  |  |  | OXIMETERS, PULSE | Oximeter, Pulse | OXIMETERPULSE-Masimo Corp-RAD-87 | OXIMETERPULSE | RAD-87 |  |  |  | Masimo Corp | Oximeter, Pulse |  | OXIMETERPULSE-Masimo Corp-RAD-87 |  |  |  | OP-A | Covered PM Repair - Biomedical | MHHS-Southwest | [8 empty] | OXIMETERPULSE | Oximeter, Pulse | Masimo Corp
NO | YES |  |  |  |  | 013-18839 | Masimo Corp. | RAD-87 |  | J15690 | SW-Telemetry | MHHS-Southwest |  | Oximeter, Pulse |  |  | 013-18839 | Southwest | MHHS-Southwest | SW-Telemetry | Rm 448 |  |  |  |  | OXIMETERS, PULSE | Oximeter, Pulse | OXIMETERPULSE-Masimo Corp-RAD-87 | OXIMETERPULSE | RAD-87 |  |  |  | Masimo Corp | Oximeter, Pulse |  | OXIMETERPULSE-Masimo Corp-RAD-87 |  |  |  | OP-A | Covered PM Repair - Biomedical | MHHS-Southwest | [8 empty] | OXIMETERPULSE | Oximeter, Pulse | Masimo Corp
NO | YES |  |  |  | 013-36804 | 013-36804 | Masimo Corp. | RAD-87 |  | R48011 | SW-Med/Surg Floors | MHHS-Southwest |  | Oximeter, Pulse |  | 013-36804 | 013-36804 | Southwest | MHHS-Southwest | SW-Med/Surg Floors | Rm 909 | 1/1/18 |  | 1/1/19 |  | OXIMETERS, PULSE | Oximeter, Pulse | OXIMETERPULSE-Masimo Corp-RAD-87 | OXIMETERPULSE | RAD-87 |  |  |  | Masimo Corp | Oximeter, Pulse |  | OXIMETERPULSE-Masimo Corp-RAD-87 |  | 5/29/15 |  | OP-A | Covered PM Repair - Biomedical | MHHS-Southwest | [8 empty] | OXIMETERPULSE | Oximeter, Pulse | Masimo Corp
NO | YES |  |  |  | 013-36805 | 013-36805 | Masimo Corp. | RAD-87 |  | R47958 | SW-Transition Care Unit | MHHS-Southwest |  | Oximeter, Pulse |  | 013-36805 | 013-36805 | Southwest | MHHS-Southwest | SW-Transition Care Unit | 7th | 1/1/19 |  |  |  | OXIMETERS, PULSE | Oximeter, Pulse | OXIMETERPULSE-Masimo Corp-RAD-87 | OXIMETERPULSE | RAD-87 |  |  |  | Masimo Corp | Oximeter, Pulse |  | OXIMETERPULSE-Masimo Corp-RAD-87 |  | 5/29/15 |  | OP-A | Covered PM Repair - Biomedical | MHHS-Southwest | [8 empty] | OXIMETERPULSE | Oximeter, Pulse | Masimo Corp
NO | YES |  |  |  | 013-36806 | 013-36806 | Masimo Corp. | RAD-87 |  | R47977 | SW | MHHS-Southwest |  | Oximeter, Pulse |  | 013-36806 | 013-36806 | Southwest | Memorial Hermann Southwest Hospital | SW | 10th Floor |  |  |  |  | OXIMETERS, PULSE | Oximeter, Pulse | OXIMETERPULSE-Masimo Corp-RAD-87 | OXIMETERPULSE | RAD-87 |  |  |  | Masimo Corp | Oximeter, Pulse |  | OXIMETERPULSE-Masimo Corp-RAD-87 |  | 5/29/15 |  | OP-A | Covered PM Repair - Biomedical | MHHS-Southwest | [8 empty] | OXIMETERPULSE | Oximeter, Pulse | Masimo Corp
NO | YES |  |  |  | 013-36807 | 013-36807 | Masimo Corp. | RAD-87 |  | R48001 | SW-Med/Surg Floors | MHHS-Southwest |  | Oximeter, Pulse |  | 013-36807 | 013-36807 | Southwest | MHHS-Southwest | SW-Med/Surg Floors | [5 empty] | OXIMETERS, PULSE | Oximeter, Pulse | OXIMETERPULSE-Masimo Corp-RAD-87 | OXIMETERPULSE | RAD-87 |  |  |  | Masimo Corp | Oximeter, Pulse |  | OXIMETERPULSE-Masimo Corp-RAD-87 |  |  |  | OP-A | Covered PM Repair - Biomedical | MHHS-Southwest | [8 empty] | OXIMETERPULSE | Oximeter, Pulse | Masimo Corp
NO | YES |  |  |  | 013-36808 | 013-36808 | Masimo Corp. | RAD-87 |  | R47993 | SW-Neuorology | MHHS-Southwest |  | Oximeter, Pulse |  | 013-36808 | 013-36808 | Southwest | MHHS-Southwest | SW-Neuorology | 7th Floor - B Wing Nurses Station | 1/1/18 |  |  | No PM Required Sticker | OXIMETERS, PULSE | Oximeter, Pulse | OXIMETERPULSE-Masimo Corp-RAD-87 | OXIMETERPULSE | RAD-87 |  |  |  | Masimo Corp | Oximeter, Pulse |  | OXIMETERPULSE-Masimo Corp-RAD-87 |  | 4/27/19 |  | OP-A | Not Covered Vendor Only - Biomedical | MHHS-Southwest | [8 empty] | OXIMETERPULSE | Oximeter, Pulse | Masimo Corp
NO | YES |  |  |  | 013-36813 | 013-36813 | Masimo Corp. | RAD-87 |  | R47981 | SW-Med/Surg Floors | MHHS-Southwest |  | Oximeter, Pulse |  | 013-36813 | 013-36813 | Southwest | MHHS-Southwest | SW-Med/Surg Floors | Rm 1010 | 1/1/18 |  | 1/1/19 |  | OXIMETERS, PULSE | Oximeter, Pulse | OXIMETERPULSE-Masimo Corp-RAD-87 | OXIMETERPULSE | RAD-87 |  |  |  | Masimo Corp | Oximeter, Pulse |  | OXIMETERPULSE-Masimo Corp-RAD-87 |  | 4/28/17 |  | OP-A | Covered PM Repair - Biomedical | MHHS-Southwest | [8 empty] | OXIMETERPULSE | Oximeter, Pulse | Masimo Corp
NO | YES |  |  |  |  | 013-18993 | Masimo Corp. | RAD-87 |  | J15916 | SW-Neuorology | MHHS-Southwest |  | Oximeter, Pulse |  |  | 013-18993 | Southwest | MHHS-Southwest | SW-Neuorology | 7th Floor - Room 706 | 1/1/18 |  |  | No PM Required Sticker | OXIMETERS, PULSE | Oximeter, Pulse | OXIMETERPULSE-Masimo Corp-RAD-87 | OXIMETERPULSE | RAD-87 |  |  |  | Masimo Corp | Oximeter, Pulse |  | OXIMETERPULSE-Masimo Corp-RAD-87 |  | 1/25/20 |  | OP-A | Not Covered Vendor Only - Biomedical | MHHS-Southwest | [8 empty] | OXIMETERPULSE | Oximeter, Pulse | Masimo Corp
NO | YES |  |  |  |  | 013-18769 | Masimo Corp. | RAD-87 |  | J16013 | SW-Med/Surg 6 | MHHS-Southwest |  | Oximeter, Pulse |  |  | 013-18769 | Southwest | MHHS-Southwest | SW-Med/Surg 6 | B wing | 1/1/19 |  |  |  | OXIMETERS, PULSE | Oximeter, Pulse | OXIMETERPULSE-Masimo Corp-RAD-87 | OXIMETERPULSE | RAD-87 |  |  |  | Masimo Corp | Oximeter, Pulse |  | OXIMETERPULSE-Masimo Corp-RAD-87 |  | 1/25/20 |  | OP-A | Not Covered Vendor Only - Biomedical | MHHS-Southwest | [8 empty] | OXIMETERPULSE | Oximeter, Pulse | Masimo Corp
NO | YES | [5 empty] | Masimo Corp. | RAD-87 |  | J16008 | SUGAR LAND - MED/SURG - WEST 4TH | MHHS-Sugarland |  | Oximeter, Pulse |  |  |  | Sugar Land |  | SUGAR LAND - MED/SURG - WEST 4TH |  | 9/1/18 |  |  |  | OXIMETERS, PULSE | Oximeter, Pulse | OXIMETERPULSE-Masimo Corp-RAD-87 | OXIMETERPULSE | RAD-87 |  |  |  | Masimo Corp | Oximeter, Pulse |  | OXIMETERPULSE-Masimo Corp-RAD-87 |  | 10/10/20 |  | OP-A | Not Covered Vendor Only - Biomedical | MHHS-Sugarland | [8 empty] | OXIMETERPULSE | Oximeter, Pulse | Masimo Corp
NO | YES | [5 empty] | Masimo Corp. | RAD-87 |  | J15681 | SW-Nursery | MHHS-Sugarland |  | Oximeter, Pulse |  |  |  | Southwest | MHHS-Southwest | SW-Nursery | Nursery | 7/1/17 |  |  |  | OXIMETERS, PULSE | Oximeter, Pulse | OXIMETERPULSE-Masimo Corp-RAD-87 | OXIMETERPULSE | RAD-87 |  |  |  | Masimo Corp | Oximeter, Pulse |  | OXIMETERPULSE-Masimo Corp-RAD-87 |  | 10/10/20 |  | OP-A | Not Covered Vendor Only - Biomedical | MHHS-Sugarland | [8 empty] | OXIMETERPULSE | Oximeter, Pulse | Masimo Corp
NO | YES |  |  |  | 129-04577 | 129-04577 | Masimo Corp. | RAD-87 |  | J15921 | Sugar Land-Labor & Delivery | MHHS-Sugarland |  | Oximeter, Pulse |  | 129-04577 | 129-04577 | Sugar Land | MHHS-Sugarland | Sugar Land-Labor & Delivery | OR 1 | 1/1/20 | 1/1/21 |  | Three differenr asset numbers! | OXIMETERS, PULSE | Oximeter, Pulse | OXIMETERPULSE-Masimo Corp-RAD-87 | OXIMETERPULSE | RAD-87 |  |  |  | Masimo Corp | Oximeter, Pulse |  | OXIMETERPULSE-Masimo Corp-RAD-87 |  |  |  | OP-A | Covered PM Repair - Biomedical | MHHS-Sugarland | [8 empty] | OXIMETERPULSE | Oximeter, Pulse | Masimo Corp
NO | YES |  |  |  | 129-04580 | 129-04580 | Masimo Corp. | RAD-87 |  | J15660 | SUGAR LAND - MED/SURG - WEST 4TH | MHHS-Sugarland |  | Oximeter, Pulse |  | 129-04580 | 129-04580 | Sugar Land | Sugar land | SUGAR LAND - MED/SURG - WEST 4TH | Biomed shop |  |  |  |  | OXIMETERS, PULSE | Oximeter, Pulse | OXIMETERPULSE-Masimo Corp-RAD-87 | OXIMETERPULSE | RAD-87 |  |  |  | Masimo Corp | Oximeter, Pulse |  | OXIMETERPULSE-Masimo Corp-RAD-87 |  |  |  | OP-A | Covered PM Repair - Radiology, Low End | MHHS-Sugarland | [8 empty] | OXIMETERPULSE | Oximeter, Pulse | Masimo Corp
NO | YES |  |  |  | 129-04582 | 129-04582 | Masimo Corp. | RAD-87 |  | J17001 | SW-Med/Surg Floors | MHHS-Sugarland |  | Oximeter, Pulse |  | 129-04582 | 129-04582 | Southwest | MHHS-Southwest | SW-Med/Surg Floors | Rm 1048 |  |  |  |  | OXIMETERS, PULSE | Oximeter, Pulse | OXIMETERPULSE-Masimo Corp-RAD-87 | OXIMETERPULSE | RAD-87 |  |  |  | Masimo Corp | Oximeter, Pulse |  | OXIMETERPULSE-Masimo Corp-RAD-87 |  | 2/15/18 |  | OP-A | Covered PM Repair - Biomedical | MHHS-Sugarland | [8 empty] | OXIMETERPULSE | Oximeter, Pulse | Masimo Corp
NO | YES |  |  |  | 129-04583 | 129-04583 | Masimo Corp. | RAD-87 |  | J09348 | Biomed | MHHS-Sugarland |  | Oximeter, Pulse |  | 129-04583 | 129-04583 | Sugar Land | Memorial Hermann Sugar Land Hospital | Biomed | Biomed | 7/1/18 | 7/1/19 |  |  | OXIMETERS, PULSE | Oximeter, Pulse | OXIMETERPULSE-Masimo Corp-RAD-87 | OXIMETERPULSE | RAD-87 |  |  |  | Masimo Corp | Oximeter, Pulse |  | OXIMETERPULSE-Masimo Corp-RAD-87 |  | 1/1/18 |  | OP-A | Covered PM Repair - Biomedical | MHHS-Sugarland | [8 empty] | OXIMETERPULSE | Oximeter, Pulse | Masimo Corp
NO | YES |  |  |  | 129-04584 | 129-04584 | Masimo Corp. | RAD-87 |  | J16226 | SUGAR LAND - MED/SURG - WEST 4TH | MHHS-Sugarland |  | Oximeter, Pulse |  | 129-04584 | 129-04584 | Sugar Land |  | SUGAR LAND - MED/SURG - WEST 4TH |  | 10/1/19 | 10/1/20 |  |  | OXIMETERS, PULSE | Oximeter, Pulse | OXIMETERPULSE-Masimo Corp-RAD-87 | OXIMETERPULSE | RAD-87 |  |  |  | Masimo Corp | Oximeter, Pulse |  | OXIMETERPULSE-Masimo Corp-RAD-87 |  | 5/1/20 |  | OP-A | Not Covered Vendor Only - Biomedical | MHHS-Sugarland | [8 empty] | OXIMETERPULSE | Oximeter, Pulse | Masimo Corp
NO | YES |  |  |  | 129-02421 | 129-02421 | Masimo Corp. | RAD-87 |  | R27877 | SW-Med/Surg Floors | MHHS-Sugarland |  | Oximeter, Pulse |  | 129-02421 | 129-02421 | Southwest | MHHS-Southwest | SW-Med/Surg Floors | Rm 1013 | 8/1/18 |  | 8/1/19 |  | OXIMETERS, PULSE | Oximeter, Pulse | OXIMETERPULSE-Masimo Corp-RAD-87 | OXIMETERPULSE | RAD-87 |  |  |  | Masimo Corp | Oximeter, Pulse |  | OXIMETERPULSE-Masimo Corp-RAD-87 |  |  |  | OP-A | Covered PM Repair - Biomedical | MHHS-Sugarland | [8 empty] | OXIMETERPULSE | Oximeter, Pulse | Masimo Corp
NO | YES |  |  |  | 129-02422 | 129-02422 | Masimo Corp. | RAD-87 |  | R29311 | Sugar Land-PACU | MHHS-Sugarland |  | Oximeter, Pulse |  | 129-02422 | 129-02422 | Sugar Land | MHHS-Sugarland | Sugar Land-PACU | PACU | 7/1/19 |  | 7/1/20 |  | OXIMETERS, PULSE | Oximeter, Pulse | OXIMETERPULSE-Masimo Corp-RAD-87 | OXIMETERPULSE | RAD-87 |  |  |  | Masimo Corp | Oximeter, Pulse |  | OXIMETERPULSE-Masimo Corp-RAD-87 |  |  |  | OP-A | Covered PM Repair - Biomedical | MHHS-Sugarland | [8 empty] | OXIMETERPULSE | Oximeter, Pulse | Masimo Corp
NO | YES |  |  |  | 129-02423 | 129-02423 | Masimo Corp. | RAD-87 |  | R29246 | Sugar Land-PACU | MHHS-Sugarland |  | Oximeter, Pulse |  | 129-02423 | 129-02423 | Sugar Land | MHHS-Sugarland | Sugar Land-PACU | PACU Nursery | 7/1/19 |  | 7/1/20 |  | OXIMETERS, PULSE | Oximeter, Pulse | OXIMETERPULSE-Masimo Corp-RAD-87 | OXIMETERPULSE | RAD-87 |  |  |  | Masimo Corp | Oximeter, Pulse |  | OXIMETERPULSE-Masimo Corp-RAD-87 |  |  |  | OP-A | Covered PM Repair - Biomedical | MHHS-Sugarland | [8 empty] | OXIMETERPULSE | Oximeter, Pulse | Masimo Corp
NO | YES |  |  |  | 129-02424 | 129-02424 | Masimo Corp. | RAD-87 |  | R29157 | Sugar Land-PACU | MHHS-Sugarland |  | Oximeter, Pulse |  | 129-02424 | 129-02424 | Sugar Land | MHHS-Sugarland | Sugar Land-PACU | Biomed Shop |  |  |  |  | OXIMETERS, PULSE | Oximeter, Pulse | OXIMETERPULSE-Masimo Corp-RAD-87 | OXIMETERPULSE | RAD-87 |  |  |  | Masimo Corp | Oximeter, Pulse |  | OXIMETERPULSE-Masimo Corp-RAD-87 |  |  |  | OP-A | Covered PM Repair - Biomedical | MHHS-Sugarland | [8 empty] | OXIMETERPULSE | Oximeter, Pulse | Masimo Corp
NO | YES |  |  |  | 129-02428 | 129-02428 | Masimo Corp. | RAD-87 |  | R29028 | Sugar Land-PACU | MHHS-Sugarland |  | Oximeter, Pulse |  | 129-02428 | 129-02428 | Sugar Land | MHHS-Sugarland | Sugar Land-PACU | Biomed Shop |  |  |  |  | OXIMETERS, PULSE | Oximeter, Pulse | OXIMETERPULSE-Masimo Corp-RAD-87 | OXIMETERPULSE | RAD-87 |  |  |  | Masimo Corp | Oximeter, Pulse |  | OXIMETERPULSE-Masimo Corp-RAD-87 |  |  |  | OP-A | Covered PM Repair - Biomedical | MHHS-Sugarland | [8 empty] | OXIMETERPULSE | Oximeter, Pulse | Masimo Corp
NO | YES |  |  |  | 241-03298 | 241-03298 | Masimo Corp. | RAD-87 |  | R48013 | TIRR-Respiratory | MHHS-TIRR |  | Oximeter, Pulse |  | 241-03298 | 241-03298 | TMC | MHHS-Others | TIRR-Respiratory | Respiratory storage | 10/1/18 |  |  |  | OXIMETERS, PULSE | Oximeter, Pulse | OXIMETERPULSE-Masimo Corp-RAD-87 | OXIMETERPULSE | RAD-87 |  |  |  | Masimo Corp | Oximeter, Pulse |  | OXIMETERPULSE-Masimo Corp-RAD-87 |  | 4/28/17 |  | OP-A | Covered PM Repair - Biomedical | MHHS-TIRR | [8 empty] | OXIMETERPULSE | Oximeter, Pulse | Masimo Corp
NO | YES |  |  |  | 241-03319 | 241-03319 | Masimo Corp. | RAD-87 |  | R41933 | TIRR-Respiratory | MHHS-TIRR |  | Oximeter, Pulse |  | 241-03319 | 241-03319 | TMC | MHHS-Others | TIRR-Respiratory | Biomed Shop | 4/1/19 |  |  | No PM Required Sticker | OXIMETERS, PULSE | Oximeter, Pulse | OXIMETERPULSE-Masimo Corp-RAD-87 | OXIMETERPULSE | RAD-87 |  |  |  | Masimo Corp | Oximeter, Pulse |  | OXIMETERPULSE-Masimo Corp-RAD-87 |  | 4/28/17 |  | OP-A | Covered PM Repair - Biomedical | MHHS-TIRR | [8 empty] | OXIMETERPULSE | Oximeter, Pulse | Masimo Corp
NO | YES |  |  |  | 077-07379 | 077-07379 | Masimo Corp. | RAD-87 |  | J15729 | TMC-Children's-CCN (10Hp) | MHHS-TMC |  | Oximeter, Pulse |  | 077-07379 | 077-07379 | TMC | MHHS-TMC | TMC-Children's-CCN (10Hp) |  | 12/26/18 |  |  |  | OXIMETERS, PULSE |  | OXIMETERPULSE-Masimo Corp-RAD-87 | OXIMETERPULSE | RAD-87 |  |  |  | Masimo Corp | Oximeter, Pulse |  | OXIMETERPULSE-Masimo Corp-RAD-87 |  | 7/15/18 | Verified 3/29/2020 11:26:am (Central) |  | Covered PM Repair - Biomedical | MHHS-TMC
NO | YES |  |  |  |  | 077-07362 | Masimo Corp. | RAD-87 |  | J15511 | TMC - CHILDRENS - SPD | MHHS-TMC |  | Oximeter, Pulse |  |  | 077-07362 | TMC | Memorial Hermann-Texas Medical Center | TMC - CHILDRENS - SPD | TMC - SPD | 1/1/19 |  | 1/1/20 |  | OXIMETERS, PULSE |  | OXIMETERPULSE-Masimo Corp-RAD-87 | OXIMETERPULSE | RAD-87 |  |  |  | Masimo Corp | Oximeter, Pulse |  | OXIMETERPULSE-Masimo Corp-RAD-87 |  |  |  |  | Covered PM Repair - Biomedical | MHHS-TMC
NO | YES |  |  |  | 077-08282 | 077-08282 | Masimo Corp. | RAD-87 |  | J15542 | (null) | MHHS-TMC |  | Oximeter, Pulse |  | 077-08282 | 077-08282 | (null) | MHHS-TMC | (null) | (null) |  |  |  | (null) | OXIMETERS, PULSE |  | OXIMETERPULSE-Masimo Corp-RAD-87 | OXIMETERPULSE | RAD-87 |  |  |  | Masimo Corp | Oximeter, Pulse | (null) | OXIMETERPULSE-Masimo Corp-RAD-87 |  | 8/7/18 | (null) |  | Covered PM Repair - Biomedical | MHHS-TMC
NO | YES | [5 empty] | Masimo Corp. | RAD-87 |  | J16976 | TMC-Children's-L&D (5Hp) | MHHS-TMC |  | Oximeter, Pulse |  |  |  | TMC | MHHS-TMC | TMC-Children's-L&D (5Hp) | TMC - SPD | 4/1/19 |  | 4/1/20 |  | OXIMETERS, PULSE |  | OXIMETERPULSE-Masimo Corp-RAD-87 | OXIMETERPULSE | RAD-87 |  |  |  | Masimo Corp | Oximeter, Pulse |  | OXIMETERPULSE-Masimo Corp-RAD-87 |  | 7/15/18 |  |  | Covered PM Repair - Biomedical | MHHS-TMC
NO | YES |  |  |  | 077-07364 |  | Masimo Corp. | RAD-87 |  | J11358 | Memorial Hermann- Texas Medical Center Radiology | MHHS-TMC |  | Oximeter, Pulse |  | 077-07364 |  | TMC | TMC | Memorial Hermann- Texas Medical Center Radiology | Angio 1/2 nurse station | 3/1/19 |  | 3/1/20 |  | OXIMETERS, PULSE |  | OXIMETERPULSE-Masimo Corp-RAD-87 | OXIMETERPULSE | RAD-87 |  |  |  | Masimo Corp | Oximeter, Pulse |  | OXIMETERPULSE-Masimo Corp-RAD-87 |  | 8/7/18 |  |  | Covered PM Repair - Biomedical | MHHS-TMC
NO | YES |  |  |  | 069-29998 | 069-29998 | Masimo Corp. | RAD-87 |  | J11369 | TMC-Cullen-Oncology/Hematology (4C) | MHHS-TMC |  | Oximeter, Pulse |  | 069-29998 | 069-29998 | TMC | MHHS-TMC | TMC-Cullen-Oncology/Hematology (4C) |  | 12/10/18 |  |  |  | OXIMETERS, PULSE |  | OXIMETERPULSE-Masimo Corp-RAD-87 | OXIMETERPULSE | RAD-87 |  |  |  | Masimo Corp | Oximeter, Pulse |  | OXIMETERPULSE-Masimo Corp-RAD-87 |  | 8/7/17 | Verified 3/30/2020 4:07pm (Central) |  | Not Covered Vendor Only - Lab Ana/Anes | MHHS-TMC
NO | YES |  |  |  | 069-29909 | 069-29909 | Masimo Corp. | RAD-87 |  | J17051 | TMC - CHILDRENS - SPD | MHHS-TMC |  | Oximeter, Pulse |  | 069-29909 | 069-29909 | TMC | Memorial Hermann-Texas Medical Center | TMC - CHILDRENS - SPD | TMC - SPD | 12/1/18 |  | 12/1/19 |  | OXIMETERS, PULSE |  | OXIMETERPULSE-Masimo Corp-RAD-87 | OXIMETERPULSE | RAD-87 |  |  |  | Masimo Corp | Oximeter, Pulse |  | OXIMETERPULSE-Masimo Corp-RAD-87 |  | 7/15/18 |  |  | Covered PM Repair - Biomedical | MHHS-TMC
NO | YES |  |  |  | 069-29931 | 069-29931 | Masimo Corp. | RAD-87 |  | J09363 | TMC-Jones-ENT Clinic (Jb) | MHHS-TMC |  | Oximeter, Pulse |  | 069-29931 | 069-29931 | TMC | MHHS-TMC | TMC-Jones-ENT Clinic (Jb) | [5 empty] | OXIMETERS, PULSE |  | OXIMETERPULSE-Masimo Corp-RAD-87 | OXIMETERPULSE | RAD-87 |  |  |  | Masimo Corp | Oximeter, Pulse |  | OXIMETERPULSE-Masimo Corp-RAD-87 |  |  |  |  | Covered PM Repair - Biomedical | MHHS-TMC
NO | YES |  |  |  | 077-07383 | 077-07383 | Masimo Corp. | RAD-87 |  | J15721 | TMC - CHILDRENS - SPD | MHHS-TMC |  | Oximeter, Pulse |  | 077-07383 | 077-07383 | TMC | Memorial Hermann-Texas Medical Center | TMC - CHILDRENS - SPD | TMC - SPD | 8/1/19 |  | 8/1/20 |  | OXIMETERS, PULSE |  | OXIMETERPULSE-Masimo Corp-RAD-87 | OXIMETERPULSE | RAD-87 |  |  |  | Masimo Corp | Oximeter, Pulse |  | OXIMETERPULSE-Masimo Corp-RAD-87 |  | 4/1/18 |  |  | Covered PM Repair - Biomedical | MHHS-TMC
NO | YES |  |  |  | 069-29967 | 069-29967 | Masimo Corp. | RAD-87 |  | J11443 | TMC-MHTMC-Central Supply | MHHS-TMC |  | Oximeter, Pulse |  | 069-29967 | 069-29967 | TMC | MHHS-TMC | TMC-MHTMC-Central Supply |  | 12/31/18 |  |  |  | OXIMETERS, PULSE |  | OXIMETERPULSE-Masimo Corp-RAD-87 | OXIMETERPULSE | RAD-87 |  |  |  | Masimo Corp | Oximeter, Pulse |  | OXIMETERPULSE-Masimo Corp-RAD-87 |  | 8/7/18 | Verified 3/29/2020 11:26:am (Central) |  | Covered PM Repair - Biomedical | MHHS-TMC
NO | YES |  |  |  | 069-29972 | 069-29972 | Masimo Corp. | RAD-87 |  | NSN | TMC-MHTMC-Central Supply | MHHS-TMC |  | Oximeter, Pulse |  | 069-29972 | 069-29972 | TMC | MHHS-TMC | TMC-MHTMC-Central Supply | Central supply | 2/1/20 |  | 2/1/21 | Cover broken | OXIMETERS, PULSE |  | OXIMETERPULSE-Masimo Corp-RAD-87 | OXIMETERPULSE | RAD-87 |  |  |  | Masimo Corp | Oximeter, Pulse |  | OXIMETERPULSE-Masimo Corp-RAD-87 |  | 8/7/18 |  |  | Covered PM Repair - Biomedical | MHHS-TMC
NO | YES |  |  |  | 069-29890 | 069-29890 | Masimo Corp. | RAD-87 |  | J15874 | TMC - CHILDRENS - SPD | MHHS-TMC |  | Oximeter, Pulse |  | 069-29890 | 069-29890 | TMC | Memorial Hermann-Texas Medical Center | TMC - CHILDRENS - SPD | TMC - SPD | 12/1/18 |  | 12/1/19 |  | OXIMETERS, PULSE |  | OXIMETERPULSE-Masimo Corp-RAD-87 | OXIMETERPULSE | RAD-87 |  |  |  | Masimo Corp | Oximeter, Pulse |  | OXIMETERPULSE-Masimo Corp-RAD-87 |  |  |  |  | Covered PM Repair - Biomedical | MHHS-TMC
NO | YES |  |  |  | 069-29928 | 069-29928 | Masimo Corp. | RAD-87 |  | J09079 | TMC-OR-Pedi OR (2R) | MHHS-TMC |  | Oximeter, Pulse |  | 069-29928 | 069-29928 | TMC | MHHS-TMC | TMC-OR-Pedi OR (2R) | PACI | 2/1/19 |  |  |  | OXIMETERS, PULSE |  | OXIMETERPULSE-Masimo Corp-RAD-87 | OXIMETERPULSE | RAD-87 |  |  |  | Masimo Corp | Oximeter, Pulse |  | OXIMETERPULSE-Masimo Corp-RAD-87 |  |  |  |  | Covered PM Repair - Biomedical | MHHS-TMC
NO | YES |  |  |  | 069-29985 |  | Masimo Corp. | RAD-87 |  | J11338 | TMC-MHTMC-Central Supply | MHHS-TMC |  | Oximeter, Pulse |  | 069-29985 |  | TMC | MHHS-TMC | TMC-MHTMC-Central Supply | Central supply | 2/1/19 |  | 2/1/20 |  | OXIMETERS, PULSE |  | OXIMETERPULSE-Masimo Corp-RAD-87 | OXIMETERPULSE | RAD-87 |  |  |  | Masimo Corp | Oximeter, Pulse |  | OXIMETERPULSE-Masimo Corp-RAD-87 |  | 5/1/17 |  |  | Covered PM Repair - Biomedical | MHHS-TMC
NO | YES |  |  |  | 069-39637 | 069-39637 | Masimo Corp. | RAD-87 |  | R29340 | TMC-MHTMC-Central Supply (Old) | MHHS-TMC |  | Oximeter, Pulse |  | 069-39637 | 069-39637 | TMC | MHHS-TMC | TMC-MHTMC-Central Supply (Old) |  | 3/28/19 |  |  |  | OXIMETERS, PULSE |  | OXIMETERPULSE-Masimo Corp-RAD-87 | OXIMETERPULSE | RAD-87 |  |  |  | Masimo Corp | Oximeter, Pulse |  | OXIMETERPULSE-Masimo Corp-RAD-87 |  | 11/20/19 | Verified 3/30/2020 4:07pm (Central) |  | Covered PM Repair - Biomedical | MHHS-TMC
NO | YES |  |  |  | 069-41771 | 069-41771 | Masimo Corp. | RAD-87 |  | R27874 | TMC-Jones-Transplant (9Wj) | MHHS-TMC |  | Oximeter, Pulse |  | 069-41771 | 069-41771 | TMC | MHHS-TMC | TMC-Jones-Transplant (9Wj) | Clean utility | 12/1/19 |  | 12/1/20 |  | OXIMETERS, PULSE | Oximeter, Pulse | OXIMETERPULSE-Masimo Corp-RAD-87 | OXIMETERPULSE | RAD-87 |  |  |  | Masimo Corp | Oximeter, Pulse |  | OXIMETERPULSE-Masimo Corp-RAD-87 |  | 10/2/18 |  | OP-A | Covered PM Repair - Biomedical | MHHS-TMC | [8 empty] | OXIMETERPULSE | Oximeter, Pulse | Masimo Corp
NO | YES |  |  |  | 077-07365 | 077-07365 | Masimo Corp. | RAD-87 |  | J15467 | TMC-MHTMC-Central Supply (Old) | MHHS-TMC |  | Oximeter, Pulse |  | 077-07365 | 077-07365 | TMC | MHHS-TMC | TMC-MHTMC-Central Supply (Old) |  | 1/9/19 |  |  |  | OXIMETERS, PULSE |  | OXIMETERPULSE-Masimo Corp-RAD-87 | OXIMETERPULSE | RAD-87 |  |  |  | Masimo Corp | Oximeter, Pulse |  | OXIMETERPULSE-Masimo Corp-RAD-87 |  | 10/2/18 | Verified 3/30/2020 4:07pm (Central) |  | Covered PM Repair - Biomedical | MHHS-TMC
NO | YES |  |  |  | 077-08776 | 077-08776 | Masimo Corp. | RAD-87 |  | M76869 | Pediatrics PACU | MHHS-TMC |  | Oximeter, Pulse |  | 077-08776 | 077-08776 | TMC | Children?Aos OR Robertson building | Pediatrics PACU |  | 12/1/19 |  | 12/1/20 |  | OXIMETERS, PULSE |  | OXIMETERPULSE-Masimo Corp-RAD-87 | OXIMETERPULSE | RAD-87 |  |  |  | Masimo Corp | Oximeter, Pulse |  | OXIMETERPULSE-Masimo Corp-RAD-87 |  | 10/15/13 |  |  | Covered PM Repair - Biomedical | MHHS-TMC
NO | YES |  |  |  | 069-29942 | 069-29942 | Masimo Corp. | RAD-87 |  | J15842 | TMC - CHILDRENS - SPD | MHHS-TMC |  | Oximeter, Pulse |  | 069-29942 | 069-29942 | TMC | Memorial Hermann-Texas Medical Center | TMC - CHILDRENS - SPD | TMC - SPD | 12/1/18 |  | 12/1/19 |  | OXIMETERS, PULSE |  | OXIMETERPULSE-Masimo Corp-RAD-87 | OXIMETERPULSE | RAD-87 |  |  |  | Masimo Corp | Oximeter, Pulse |  | OXIMETERPULSE-Masimo Corp-RAD-87 |  | 10/15/12 |  |  | Covered PM Repair - Biomedical | MHHS-TMC
NO | YES |  |  |  | 029-06728 | 029-06728 | Masimo Corp. | RAD-87 |  | J15468 | Woodlands-Cardic Rehab | MHHS-Woodlands |  | Oximeter, Pulse |  | 029-06728 | 029-06728 | Woodlands | MHHS-Woodlands | Woodlands-Cardic Rehab | MH woodlands 1st floor | 11/1/19 |  | 11/1/20 |  | OXIMETERS, PULSE | Oximeter, Pulse | OXIMETERPULSE-Masimo Corp-RAD-87 | OXIMETERPULSE | RAD-87 |  |  |  | Masimo Corp | Oximeter, Pulse |  | OXIMETERPULSE-Masimo Corp-RAD-87 |  |  |  | OP-A | Covered PM Repair - Biomedical | MHHS-Woodlands | [8 empty] | OXIMETERPULSE | Oximeter, Pulse | Masimo Corp
NO | YES |  |  |  | 029-06743 | 029-06743 | Masimo Corp. | RAD-87 |  | J12674 | Woodlands-Central Supply | MHHS-Woodlands |  | Oximeter, Pulse |  | 029-06743 | 029-06743 | Woodlands | MHHS-Woodlands | Woodlands-Central Supply | Pacu nuraing station | 8/1/18 |  |  |  | OXIMETERS, PULSE | Oximeter, Pulse | OXIMETERPULSE-Masimo Corp-RAD-87 | OXIMETERPULSE | RAD-87 |  |  |  | Masimo Corp | Oximeter, Pulse |  | OXIMETERPULSE-Masimo Corp-RAD-87 |  |  |  | OP-A | Covered PM Repair - Biomedical | MHHS-Woodlands | [8 empty] | OXIMETERPULSE | Oximeter, Pulse | Masimo Corp
NO | YES |  |  |  | 029-07270 | 029-07270 | Masimo Corp. | RAD-87 |  | R23833 | Woodlands-Central Supply | MHHS-Woodlands |  | Oximeter, Pulse |  | 029-07270 | 029-07270 | Woodlands | MHHS-Woodlands | Woodlands-Central Supply | Nicu or 3 | 10/1/19 |  | 10/1/20 |  | OXIMETERS, PULSE | Oximeter, Pulse | OXIMETERPULSE-Masimo Corp-RAD-87 | OXIMETERPULSE | RAD-87 |  |  |  | Masimo Corp | Oximeter, Pulse |  | OXIMETERPULSE-Masimo Corp-RAD-87 |  | 1/1/18 |  | OP-A | Covered PM Repair - Biomedical | MHHS-Woodlands | [8 empty] | OXIMETERPULSE | Oximeter, Pulse | Masimo Corp
NO | YES |  |  |  | 029-10124 | 029-10124 | Masimo Corp. | RAD-87 |  | J11423 | Woodlands-OR | MHHS-Woodlands |  | Oximeter, Pulse |  | 029-10124 | 029-10124 | Woodlands | MHHS-Woodlands | Woodlands-OR | Equipment Storage | 10/1/19 |  | 10/1/20 |  | OXIMETERS, PULSE | Oximeter, Pulse | OXIMETERPULSE-Masimo Corp-RAD-87 | OXIMETERPULSE | RAD-87 |  |  |  | Masimo Corp | Oximeter, Pulse |  | OXIMETERPULSE-Masimo Corp-RAD-87 |  | 4/26/17 |  | OP-A | Covered PM Repair - Biomedical | MHHS-Woodlands | [8 empty] | OXIMETERPULSE | Oximeter, Pulse | Masimo Corp
NO | YES |  |  |  | 029-11585 | 029-11585 | Masimo Corp. | RAD-87 |  | J12681 | Woodlands-Central Supply | MHHS-Woodlands |  | Oximeter, Pulse |  | 029-11585 | 029-11585 | Woodlands | MHHS-Woodlands | Woodlands-Central Supply | OR 11 | 11/1/19 |  | 11/1/20 |  | OXIMETERS, PULSE | Oximeter, Pulse | OXIMETERPULSE-Masimo Corp-RAD-87 | OXIMETERPULSE | RAD-87 |  |  |  | Masimo Corp | Oximeter, Pulse |  | OXIMETERPULSE-Masimo Corp-RAD-87 |  |  |  | OP-A | Covered PM Repair - Biomedical | MHHS-Woodlands | [8 empty] | OXIMETERPULSE | Oximeter, Pulse | Masimo Corp
NO | YES |  |  |  |  | 029-06726 | Masimo Corp. | RAD-87 |  | J12697 | Woodlands-Central Supply | MHHS-Woodlands |  | Oximeter, Pulse |  |  | 029-06726 | Woodlands | MHHS-Woodlands | Woodlands-Central Supply | OR 11 | 10/1/19 |  | 10/1/20 |  | OXIMETERS, PULSE | Oximeter, Pulse | OXIMETERPULSE-Masimo Corp-RAD-87 | OXIMETERPULSE | RAD-87 |  |  |  | Masimo Corp | Oximeter, Pulse |  | OXIMETERPULSE-Masimo Corp-RAD-87 |  |  |  | OP-A | Covered PM Repair - Biomedical | MHHS-Woodlands | [8 empty] | OXIMETERPULSE | Oximeter, Pulse | Masimo Corp
NO | YES | [5 empty] | Masimo Corp. | RAD-87 |  | J12678 | Woodlands-Central Supply | MHHS-Woodlands |  | Oximeter, Pulse |  |  |  | Woodlands | MHHS-Woodlands | Woodlands-Central Supply | Pacu nursing station | 7/1/18 |  | 7/1/19 |  | OXIMETERS, PULSE | Oximeter, Pulse | OXIMETERPULSE-Masimo Corp-RAD-87 | OXIMETERPULSE | RAD-87 |  |  |  | Masimo Corp | Oximeter, Pulse |  | OXIMETERPULSE-Masimo Corp-RAD-87 |  |  |  | OP-A | Covered PM Repair - Biomedical | MHHS-Woodlands | [8 empty] | OXIMETERPULSE | Oximeter, Pulse | Masimo Corp
NO | YES |  |  |  |  | 029-06746 | Masimo Corp. | RAD-87 |  | J12298 | Woodlands-OR | MHHS-Woodlands |  | Oximeter, Pulse |  |  | 029-06746 | Woodlands | MHHS-Woodlands | Woodlands-OR | OR | 5/1/18 |  | 2/1/21 |  | OXIMETERS, PULSE | Oximeter, Pulse | OXIMETERPULSE-Masimo Corp-RAD-87 | OXIMETERPULSE | RAD-87 |  |  |  | Masimo Corp | Oximeter, Pulse |  | OXIMETERPULSE-Masimo Corp-RAD-87 |  | 3/6/18 |  | OP-A | Covered PM Repair - Biomedical | MHHS-Woodlands | [8 empty] | OXIMETERPULSE | Oximeter, Pulse | Masimo Corp
NO | YES |  |  |  |  | 029-06722 | Masimo Corp. | RAD-87 |  | J12700 | WOODLANDS-RADIOLOGY | MHHS-Woodlands |  | Oximeter, Pulse |  |  | 029-06722 | Woodlands | MHHS-WOODLANDS | WOODLANDS-RADIOLOGY | MRI |  |  |  |  | OXIMETERS, PULSE |  | OXIMETERPULSE-Masimo Corp-RAD-87 | OXIMETERPULSE | RAD-87 |  |  |  | Masimo Corp | Oximeter, Pulse |  | OXIMETERPULSE-Masimo Corp-RAD-87 |  |  |  |  | Covered PM Repair - Biomedical | MHHS-Woodlands
YES | YES |  |  |  | 133-07774 | 133-07774 | Masimo Corp. | RAD-87 |  | J17217 | KATY - POSTPARTUM - 2W |  |  |  |  | 133-07774 | 133-07774 | Katy | Memorial Hermann Katy Hospital | KATY - POSTPARTUM - 2W | W7:144.5 | 4/1/18 | 4/1/19 |  |  |  | Oximeter, Pulse | OXIMETERPULSE-Masimo Corp-RAD-87 | [12 empty] | OP-A | [10 empty] | OXIMETERPULSE | Oximeter, Pulse | Masimo Corp
YES | YES |  |  |  | 133-07766 | 133-07766 | Masimo Corp. | RAD-87 |  | J17092 | KATY - MED/SURG 7TH FLOOR |  |  |  |  | 133-07766 | 133-07766 | Katy | Memorial Hermann Katy Hospital | KATY - MED/SURG 7TH FLOOR |  | 4/1/18 | 4/1/19 |  |  |  | Oximeter, Pulse | OXIMETERPULSE-Masimo Corp-RAD-87 | [12 empty] | OP-A | [10 empty] | OXIMETERPULSE | Oximeter, Pulse | Masimo Corp
YES | YES |  |  |  | 133-07738 | 133-07738 | Masimo Corp. | RAD-87 |  | J17116 | KATY - MED/SURG 7TH FLOOR |  |  |  |  | 133-07738 | 133-07738 | Katy | Memorial Hermann Katy Hospital | KATY - MED/SURG 7TH FLOOR | Postpartum equipment storage | 4/1/18 | 4/1/19 |  |  |  | Oximeter, Pulse | OXIMETERPULSE-Masimo Corp-RAD-87 | [12 empty] | OP-A | [10 empty] | OXIMETERPULSE | Oximeter, Pulse | Masimo Corp
YES | YES |  |  |  | 133-07784 | 133-07784 | Masimo Corp. | RAD-87 |  | J17186 | KATY - MED/SURG 7TH FLOOR |  |  |  |  | 133-07784 | 133-07784 | Katy | Memorial Hermann Katy Hospital | KATY - MED/SURG 7TH FLOOR | Postpartum equipment storage | 4/1/18 | 4/1/19 |  |  |  | Oximeter, Pulse | OXIMETERPULSE-Masimo Corp-RAD-87 | [12 empty] | OP-A | [10 empty] | OXIMETERPULSE | Oximeter, Pulse | Masimo Corp
YES | YES | Serial Number Cnf |  |  | 133-07740 | 133-07740 | Masimo Corp. | RAD-87 |  | CNF | Katy - Inpatient Rehab |  |  |  |  | 133-07740 | 133-07740 | Katy | Memorial Hermann Rehabilitation Hospital - Katy (#102) | Katy - Inpatient Rehab | Katy - Inpatient Rehab | [5 empty] | Oximeter, Pulse | OXIMETERPULSE-Masimo Corp-RAD-87 | [12 empty] | OP-A | [10 empty] | OXIMETERPULSE | Oximeter, Pulse | Masimo Corp
YES | YES |  |  |  | 029-06727 | 029-06727 | Masimo Corp. | RAD-87 |  |  | WOODLANDS - OR |  |  |  |  | 029-06727 | 029-06727 | Woodlands | Memorial Hermann woodlands | WOODLANDS - OR | OR | 2/1/20 |  | 2/1/21 |  |  | Oximeter, Pulse | OXIMETERPULSE-Masimo Corp-RAD-87 | [12 empty] | OP-A | [10 empty] | OXIMETERPULSE | Oximeter, Pulse | Masimo Corp
NO | YES |  |  |  | 013-18764 | 013-18764 | Masimo Corp. | RAD-87 |  | J15792 | SW-Med/Surg Floors |  |  |  |  | 013-18764 | 013-18764 | Southwest | MHHS-Southwest | SW-Med/Surg Floors | Floor 9
YES | YES |  |  |  | 013-18959 | 013-18959 | Masimo Corp. | RAD-87 |  | J15913 | 9th floor |  |  |  |  | 013-18959 | 013-18959 | Southwest | Memorial Hermann Southwest Hospital | 9th floor | B Wing 922 | [6 empty] | OXIMETERPULSE-Masimo Corp-RAD-87
YES | YES |  |  |  | 013-18980 | 013-18980 | Masimo Corp. | RAD-87 |  |  | Floor 6 |  |  |  |  | 013-18980 | 013-18980 | Southwest | Memorial Hermann Southwest Hospital | Floor 6 | Floor 6 | [6 empty] | OXIMETERPULSE-Masimo Corp-RAD-87
YES | YES |  |  |  | 013-18941 | 013-18941 | Masimo Corp. | RAD-87 |  |  | 4th floor |  |  |  |  | 013-18941 | 013-18941 | Southwest | Memorial Hermann Southwest Hospital | 4th floor | Rm 452 | [6 empty] | OXIMETERPULSE-Masimo Corp-RAD-87
YES | YES |  |  |  | 013-19022 | 013-19022 | Masimo Corp. | RAD-87 |  |  | Floor 4 |  |  |  |  | 013-19022 | 013-19022 | Southwest | Memorial Hermann Southwest Hospital | Floor 4 | Floor 4 | [6 empty] | OXIMETERPULSE-Masimo Corp-RAD-87
NO | YES |  |  |  | 013-18894 | 013-18894 | Masimo Corp. | RAD-87 |  |  | SW-Med/Surg 6 |  |  |  |  | 013-18894 | 013-18894 | Southwest | MHHS-Southwest | SW-Med/Surg 6 | B wing
NO | YES |  |  |  | 099-09581 | 099-09581 | Masimo Corp. | RAD-87 |  | R28000 | TMC - CHILDRENS - SPD |  |  |  |  | 099-09581 | 099-09581 | TMC | Memorial Hermann-Texas Medical Center | TMC - CHILDRENS - SPD | TMC - SPD
NO | NO | [5 empty] | Masimo Corp. | RAD-87 |  | J09548 | GH - RESPIRATORY | MHHS-Greater Heights |  | Oximeter, Pulse |  |  |  | Central & Greater Heights |  | GH - RESPIRATORY | [5 empty] | OXIMETERS, PULSE |  | OXIMETERPULSE-Masimo Corp-RAD-87 | OXIMETERPULSE | RAD-87 |  |  |  | Masimo Corp | Oximeter, Pulse |  | OXIMETERPULSE-Masimo Corp-RAD-87 |  |  |  |  | Covered PM Repair - Biomedical | MHHS-Greater Heights
NO | NO |  |  |  | 133-08830 |  | Masimo Corp. | RAD-87 |  | R29264 | KATY - CENTRAL SUPPLY | MHHS-Katy |  | Oximeter, Pulse |  | 133-08830 |  | Katy |  | KATY - CENTRAL SUPPLY | [5 empty] | OXIMETERS, PULSE |  | OXIMETERPULSE-Masimo Corp-RAD-87 | OXIMETERPULSE | RAD-87 |  |  |  | Masimo Corp | Oximeter, Pulse |  | OXIMETERPULSE-Masimo Corp-RAD-87 |  |  |  |  | Covered PM Repair - Biomedical | MHHS-Katy
NO | NO |  |  |  | 133-07741 |  | Masimo Corp. | RAD-87 |  | J17200 | KATY - MED/SURG 6TH FLOOR | MHHS-Katy |  | Oximeter, Pulse |  | 133-07741 |  | Katy |  | KATY - MED/SURG 6TH FLOOR | [5 empty] | OXIMETERS, PULSE |  | OXIMETERPULSE-Masimo Corp-RAD-87 | OXIMETERPULSE | RAD-87 |  |  |  | Masimo Corp | Oximeter, Pulse |  | OXIMETERPULSE-Masimo Corp-RAD-87 |  |  |  |  | Covered PM Repair - Biomedical | MHHS-Katy
NO | NO |  |  |  | 133-07753 |  | Masimo Corp. | RAD-87 |  | J17102 | KATY - MED/SURG 6TH FLOOR | MHHS-Katy |  | Oximeter, Pulse |  | 133-07753 |  | Katy |  | KATY - MED/SURG 6TH FLOOR | [5 empty] | OXIMETERS, PULSE |  | OXIMETERPULSE-Masimo Corp-RAD-87 | OXIMETERPULSE | RAD-87 |  |  |  | Masimo Corp | Oximeter, Pulse |  | OXIMETERPULSE-Masimo Corp-RAD-87 |  |  |  |  | Not Covered Vendor Only - Biomedical | MHHS-Katy
NO | NO |  |  |  | 133-07785 |  | Masimo Corp. | RAD-87 |  | J17167 | KATY - MED/SURG 6TH FLOOR | MHHS-Katy |  | Oximeter, Pulse |  | 133-07785 |  | Katy |  | KATY - MED/SURG 6TH FLOOR | [5 empty] | OXIMETERS, PULSE |  | OXIMETERPULSE-Masimo Corp-RAD-87 | OXIMETERPULSE | RAD-87 |  |  |  | Masimo Corp | Oximeter, Pulse |  | OXIMETERPULSE-Masimo Corp-RAD-87 |  |  |  |  | Not Covered Vendor Only - Biomedical | MHHS-Katy
NO | NO |  |  |  | 133-07875 |  | Masimo Corp. | RAD-87 |  | J16193 | KATY - MED/SURG 6TH FLOOR | MHHS-Katy |  | Oximeter, Pulse |  | 133-07875 |  | Katy |  | KATY - MED/SURG 6TH FLOOR | [5 empty] | OXIMETERS, PULSE |  | OXIMETERPULSE-Masimo Corp-RAD-87 | OXIMETERPULSE | RAD-87 |  |  |  | Masimo Corp | Oximeter, Pulse |  | OXIMETERPULSE-Masimo Corp-RAD-87 |  |  |  |  | Not Covered Vendor Only - Biomedical | MHHS-Katy
NO | NO |  |  |  | 133-07877 |  | Masimo Corp. | RAD-87 |  | J16216 | KATY - MED/SURG 6TH FLOOR | MHHS-Katy |  | Oximeter, Pulse |  | 133-07877 |  | Katy |  | KATY - MED/SURG 6TH FLOOR | [5 empty] | OXIMETERS, PULSE |  | OXIMETERPULSE-Masimo Corp-RAD-87 | OXIMETERPULSE | RAD-87 |  |  |  | Masimo Corp | Oximeter, Pulse |  | OXIMETERPULSE-Masimo Corp-RAD-87 |  |  |  |  | Not Covered Vendor Only - Biomedical | MHHS-Katy
NO | NO |  |  |  | 133-07881 |  | Masimo Corp. | RAD-87 |  | J15895 | KATY - MED/SURG 6TH FLOOR | MHHS-Katy |  | Oximeter, Pulse |  | 133-07881 |  | Katy |  | KATY - MED/SURG 6TH FLOOR | [5 empty] | OXIMETERS, PULSE |  | OXIMETERPULSE-Masimo Corp-RAD-87 | OXIMETERPULSE | RAD-87 |  |  |  | Masimo Corp | Oximeter, Pulse |  | OXIMETERPULSE-Masimo Corp-RAD-87 |  |  |  |  | Covered PM Repair - Biomedical | MHHS-Katy
NO | NO |  |  |  | 133-07746 |  | Masimo Corp. | RAD-87 |  | J12247 | KATY - PACU | MHHS-Katy |  | Oximeter, Pulse |  | 133-07746 |  | Katy |  | KATY - PACU | [5 empty] | OXIMETERS, PULSE |  | OXIMETERPULSE-Masimo Corp-RAD-87 | OXIMETERPULSE | RAD-87 |  |  |  | Masimo Corp | Oximeter, Pulse |  | OXIMETERPULSE-Masimo Corp-RAD-87 |  |  |  |  | Not Covered Vendor Only - Biomedical | MHHS-Katy
NO | NO |  |  |  | 133-07755 |  | Masimo Corp. | RAD-87 |  | J17191 | KATY - POSTPARTUM - 2W | MHHS-Katy |  | Oximeter, Pulse |  | 133-07755 |  | Katy |  | KATY - POSTPARTUM - 2W | [5 empty] | OXIMETERS, PULSE |  | OXIMETERPULSE-Masimo Corp-RAD-87 | OXIMETERPULSE | RAD-87 |  |  |  | Masimo Corp | Oximeter, Pulse |  | OXIMETERPULSE-Masimo Corp-RAD-87 |  |  |  |  | Not Covered Vendor Only - Biomedical | MHHS-Katy
NO | NO |  |  |  | 133-07874 |  | Masimo Corp. | RAD-87 |  | J16954 | KATY - RESPIRATORY | MHHS-Katy |  | Oximeter, Pulse |  | 133-07874 |  | Katy |  | KATY - RESPIRATORY | [5 empty] | OXIMETERS, PULSE |  | OXIMETERPULSE-Masimo Corp-RAD-87 | OXIMETERPULSE | RAD-87 |  |  |  | Masimo Corp | Oximeter, Pulse |  | OXIMETERPULSE-Masimo Corp-RAD-87 |  |  |  |  | Not Covered Vendor Only - Biomedical | MHHS-Katy
NO | NO |  |  |  | PLU0162 |  | Masimo Corp. | RAD-87 |  | R29302 | MEMORIAL CITY - ASSET 360 | MHHS-Mem City |  | Oximeter, Pulse |  | PLU0162 |  | West & Memorial City |  | MEMORIAL CITY - ASSET 360 | [5 empty] | OXIMETERS, PULSE |  | OXIMETERPULSE-Masimo Corp-RAD-87 | OXIMETERPULSE | RAD-87 |  |  |  | Masimo Corp | Oximeter, Pulse |  | OXIMETERPULSE-Masimo Corp-RAD-87 |  |  |  |  | Covered PM Repair - Biomedical | MHHS-Mem City
NO | NO |  |  |  | PLU0163 |  | Masimo Corp. | RAD-87 |  | R28973 | MEMORIAL CITY - ASSET 360 | MHHS-Mem City |  | Oximeter, Pulse |  | PLU0163 |  | West & Memorial City |  | MEMORIAL CITY - ASSET 360 | [5 empty] | OXIMETERS, PULSE |  | OXIMETERPULSE-Masimo Corp-RAD-87 | OXIMETERPULSE | RAD-87 |  |  |  | Masimo Corp | Oximeter, Pulse |  | OXIMETERPULSE-Masimo Corp-RAD-87 |  |  |  |  | Covered PM Repair - Biomedical | MHHS-Mem City
NO | NO |  |  |  | PLU0172 |  | Masimo Corp. | RAD-87 |  | R27903 | MEMORIAL CITY - ASSET 360 | MHHS-Mem City |  | Oximeter, Pulse |  | PLU0172 |  | West & Memorial City |  | MEMORIAL CITY - ASSET 360 | [5 empty] | OXIMETERS, PULSE |  | OXIMETERPULSE-Masimo Corp-RAD-87 | OXIMETERPULSE | RAD-87 |  |  |  | Masimo Corp | Oximeter, Pulse |  | OXIMETERPULSE-Masimo Corp-RAD-87 |  |  |  |  | Covered PM Repair - Biomedical | MHHS-Mem City
NO | NO | [5 empty] | Masimo Corp. | RAD-87 |  | J16032 | MEMORIAL CITY - CARDIOLOGY | MHHS-Mem City |  | Oximeter, Pulse |  |  |  | West & Memorial City |  | MEMORIAL CITY - CARDIOLOGY | [5 empty] | OXIMETERS, PULSE |  | OXIMETERPULSE-Masimo Corp-RAD-87 | OXIMETERPULSE | RAD-87 |  |  |  | Masimo Corp | Oximeter, Pulse |  | OXIMETERPULSE-Masimo Corp-RAD-87 |  |  |  |  | Covered PM Repair - Biomedical | MHHS-Mem City
NO | NO | [5 empty] | Masimo Corp. | RAD-87 |  | J16000 | MEMORIAL CITY - CARDIOLOGY | MHHS-Mem City |  | Oximeter, Pulse |  |  |  | West & Memorial City |  | MEMORIAL CITY - CARDIOLOGY | [5 empty] | OXIMETERS, PULSE |  | OXIMETERPULSE-Masimo Corp-RAD-87 | OXIMETERPULSE | RAD-87 |  |  |  | Masimo Corp | Oximeter, Pulse |  | OXIMETERPULSE-Masimo Corp-RAD-87 |  |  |  |  | Covered PM Repair - Biomedical | MHHS-Mem City
NO | NO | [5 empty] | Masimo Corp. | RAD-87 |  | J16026 | MEMORIAL CITY - CARDIOLOGY | MHHS-Mem City |  | Oximeter, Pulse |  |  |  | West & Memorial City |  | MEMORIAL CITY - CARDIOLOGY | [5 empty] | OXIMETERS, PULSE |  | OXIMETERPULSE-Masimo Corp-RAD-87 | OXIMETERPULSE | RAD-87 |  |  |  | Masimo Corp | Oximeter, Pulse |  | OXIMETERPULSE-Masimo Corp-RAD-87 |  |  |  |  | Covered PM Repair - Biomedical | MHHS-Mem City
NO | NO | [5 empty] | Masimo Corp. | RAD-87 |  | J16107 | MEMORIAL CITY - CARDIOLOGY | MHHS-Mem City |  | Oximeter, Pulse |  |  |  | West & Memorial City |  | MEMORIAL CITY - CARDIOLOGY | [5 empty] | OXIMETERS, PULSE |  | OXIMETERPULSE-Masimo Corp-RAD-87 | OXIMETERPULSE | RAD-87 |  |  |  | Masimo Corp | Oximeter, Pulse |  | OXIMETERPULSE-Masimo Corp-RAD-87 |  |  |  |  | Covered PM Repair - Biomedical | MHHS-Mem City
NO | NO | [5 empty] | Masimo Corp. | RAD-87 |  | J16037 | MEMORIAL CITY - CARDIOLOGY | MHHS-Mem City |  | Oximeter, Pulse |  |  |  | West & Memorial City |  | MEMORIAL CITY - CARDIOLOGY | [5 empty] | OXIMETERS, PULSE |  | OXIMETERPULSE-Masimo Corp-RAD-87 | OXIMETERPULSE | RAD-87 |  |  |  | Masimo Corp | Oximeter, Pulse |  | OXIMETERPULSE-Masimo Corp-RAD-87 |  |  |  |  | Not Covered Vendor Only - Biomedical | MHHS-Mem City
NO | NO | [5 empty] | Masimo Corp. | RAD-87 |  | J16002 | MEMORIAL CITY - DIGESTIVE DISEASE CENTER | MHHS-Mem City |  | Oximeter, Pulse |  |  |  | West & Memorial City |  | MEMORIAL CITY - DIGESTIVE DISEASE CENTER | [5 empty] | OXIMETERS, PULSE |  | OXIMETERPULSE-Masimo Corp-RAD-87 | OXIMETERPULSE | RAD-87 |  |  |  | Masimo Corp | Oximeter, Pulse |  | OXIMETERPULSE-Masimo Corp-RAD-87 |  |  |  |  | Covered PM Repair - Biomedical | MHHS-Mem City
NO | NO | [5 empty] | Masimo Corp. | RAD-87 |  | J16019 | MEMORIAL CITY - ER - PEDS | MHHS-Mem City |  | Oximeter, Pulse |  |  |  | West & Memorial City |  | MEMORIAL CITY - ER - PEDS | [5 empty] | OXIMETERS, PULSE |  | OXIMETERPULSE-Masimo Corp-RAD-87 | OXIMETERPULSE | RAD-87 |  |  |  | Masimo Corp | Oximeter, Pulse |  | OXIMETERPULSE-Masimo Corp-RAD-87 |  |  |  |  | Covered PM Repair - Biomedical | MHHS-Mem City
NO | NO | [5 empty] | Masimo Corp. | RAD-87 |  | J16108 | MEMORIAL CITY - OUTPATIENT RESPIRATORY | MHHS-Mem City |  | Oximeter, Pulse |  |  |  | West & Memorial City |  | MEMORIAL CITY - OUTPATIENT RESPIRATORY | [5 empty] | OXIMETERS, PULSE |  | OXIMETERPULSE-Masimo Corp-RAD-87 | OXIMETERPULSE | RAD-87 |  |  |  | Masimo Corp | Oximeter, Pulse |  | OXIMETERPULSE-Masimo Corp-RAD-87 |  |  |  |  | Covered PM Repair - Biomedical | MHHS-Mem City
NO | NO | [5 empty] | Masimo Corp. | RAD-87 |  | J16136 | MEMORIAL CITY - POSTPARTUM - NURSERY | MHHS-Mem City |  | Oximeter, Pulse |  |  |  | West & Memorial City |  | MEMORIAL CITY - POSTPARTUM - NURSERY | [5 empty] | OXIMETERS, PULSE |  | OXIMETERPULSE-Masimo Corp-RAD-87 | OXIMETERPULSE | RAD-87 |  |  |  | Masimo Corp | Oximeter, Pulse |  | OXIMETERPULSE-Masimo Corp-RAD-87 |  |  |  |  | Covered PM Repair - Biomedical | MHHS-Mem City
NO | NO |  |  |  | 041-15888 |  | Masimo Corp. | RAD-87 |  | J16989 | MEMORIAL CITY - RESPIRATORY | MHHS-Mem City |  | Oximeter, Pulse |  | 041-15888 |  | West & Memorial City |  | MEMORIAL CITY - RESPIRATORY | [5 empty] | OXIMETERS, PULSE |  | OXIMETERPULSE-Masimo Corp-RAD-87 | OXIMETERPULSE | RAD-87 |  |  |  | Masimo Corp | Oximeter, Pulse |  | OXIMETERPULSE-Masimo Corp-RAD-87 |  |  |  |  | Covered PM Repair - Biomedical | MHHS-Mem City
NO | NO |  |  |  | 041-15938 |  | Masimo Corp. | RAD-87 |  | J15570 | MEMORIAL CITY - RESPIRATORY | MHHS-Mem City |  | Oximeter, Pulse |  | 041-15938 |  | West & Memorial City |  | MEMORIAL CITY - RESPIRATORY | [5 empty] | OXIMETERS, PULSE |  | OXIMETERPULSE-Masimo Corp-RAD-87 | OXIMETERPULSE | RAD-87 |  |  |  | Masimo Corp | Oximeter, Pulse |  | OXIMETERPULSE-Masimo Corp-RAD-87 |  |  |  |  | Covered PM Repair - Biomedical | MHHS-Mem City
NO | NO | [5 empty] | Masimo Corp. | RAD-87 |  | J15589 | MEMORIAL CITY - RESPIRATORY | MHHS-Mem City |  | Oximeter, Pulse |  |  |  | West & Memorial City |  | MEMORIAL CITY - RESPIRATORY | [5 empty] | OXIMETERS, PULSE |  | OXIMETERPULSE-Masimo Corp-RAD-87 | OXIMETERPULSE | RAD-87 |  |  |  | Masimo Corp | Oximeter, Pulse |  | OXIMETERPULSE-Masimo Corp-RAD-87 |  |  |  |  | Covered PM Repair - Biomedical | MHHS-Mem City
NO | NO | [5 empty] | Masimo Corp. | RAD-87 |  | T042166 | NE - CENTRAL SUPPLY | MHHS-Northeast |  | Oximeter, Pulse |  |  |  | Katy |  | NE - CENTRAL SUPPLY | [5 empty] | OXIMETERS, PULSE |  | OXIMETERPULSE-Masimo Corp-RAD-87 | OXIMETERPULSE | RAD-87 |  |  |  | Masimo Corp | Oximeter, Pulse |  | OXIMETERPULSE-Masimo Corp-RAD-87 |  |  |  |  | Covered PM Repair - Biomedical | MHHS-Northeast
NO | NO | [5 empty] | Masimo Corp. | RAD-87 |  | J16802 | NE - CENTRAL SUPPLY | MHHS-Northeast |  | Oximeter, Pulse |  |  |  | Katy |  | NE - CENTRAL SUPPLY | [5 empty] | OXIMETERS, PULSE |  | OXIMETERPULSE-Masimo Corp-RAD-87 | OXIMETERPULSE | RAD-87 |  |  |  | Masimo Corp | Oximeter, Pulse |  | OXIMETERPULSE-Masimo Corp-RAD-87 |  |  |  |  | Covered PM Repair - Biomedical | MHHS-Northeast
NO | NO | [5 empty] | Masimo Corp. | RAD-87 |  | J09315 | NE - CENTRAL SUPPLY | MHHS-Northeast |  | Oximeter, Pulse |  |  |  | Katy |  | NE - CENTRAL SUPPLY | [5 empty] | OXIMETERS, PULSE |  | OXIMETERPULSE-Masimo Corp-RAD-87 | OXIMETERPULSE | RAD-87 |  |  |  | Masimo Corp | Oximeter, Pulse |  | OXIMETERPULSE-Masimo Corp-RAD-87 |  |  |  |  | Covered PM Repair - Biomedical | MHHS-Northeast
NO | NO | [5 empty] | Masimo Corp. | RAD-87 |  | J12677 | NE - LABOR & DELIVERY - RECOVERY | MHHS-Northeast |  | Oximeter, Pulse |  |  |  | Katy |  | NE - LABOR & DELIVERY - RECOVERY | [5 empty] | OXIMETERS, PULSE |  | OXIMETERPULSE-Masimo Corp-RAD-87 | OXIMETERPULSE | RAD-87 |  |  |  | Masimo Corp | Oximeter, Pulse |  | OXIMETERPULSE-Masimo Corp-RAD-87 |  |  |  |  | Covered PM Repair - Biomedical | MHHS-Northeast
NO | NO | [5 empty] | Masimo Corp. | RAD-87 |  | J17224 | NE - RESPIRATORY | MHHS-Northeast |  | Oximeter, Pulse |  |  |  | Katy |  | NE - RESPIRATORY | [5 empty] | OXIMETERS, PULSE |  | OXIMETERPULSE-Masimo Corp-RAD-87 | OXIMETERPULSE | RAD-87 |  |  |  | Masimo Corp | Oximeter, Pulse |  | OXIMETERPULSE-Masimo Corp-RAD-87 |  |  |  |  | Covered PM Repair - Biomedical | MHHS-Northeast
NO | NO | [5 empty] | Masimo Corp. | RAD-87 |  | J12687 | NE - RESPIRATORY | MHHS-Northeast |  | Oximeter, Pulse |  |  |  | Katy |  | NE - RESPIRATORY | [5 empty] | OXIMETERS, PULSE |  | OXIMETERPULSE-Masimo Corp-RAD-87 | OXIMETERPULSE | RAD-87 |  |  |  | Masimo Corp | Oximeter, Pulse |  | OXIMETERPULSE-Masimo Corp-RAD-87 |  |  |  |  | Covered PM Repair - Biomedical | MHHS-Northeast
NO | NO | [5 empty] | Masimo Corp. | RAD-87 |  | J11618 | NE - RESPIRATORY | MHHS-Northeast |  | Oximeter, Pulse |  |  |  | Katy |  | NE - RESPIRATORY | [5 empty] | OXIMETERS, PULSE |  | OXIMETERPULSE-Masimo Corp-RAD-87 | OXIMETERPULSE | RAD-87 |  |  |  | Masimo Corp | Oximeter, Pulse |  | OXIMETERPULSE-Masimo Corp-RAD-87 |  |  |  |  | Covered PM Repair - Biomedical | MHHS-Northeast
NO | NO | [5 empty] | Masimo Corp. | RAD-87 |  | J12651 | NE - RESPIRATORY | MHHS-Northeast |  | Oximeter, Pulse |  |  |  | Katy |  | NE - RESPIRATORY | [5 empty] | OXIMETERS, PULSE |  | OXIMETERPULSE-Masimo Corp-RAD-87 | OXIMETERPULSE | RAD-87 |  |  |  | Masimo Corp | Oximeter, Pulse |  | OXIMETERPULSE-Masimo Corp-RAD-87 |  |  |  |  | Covered PM Repair - Biomedical | MHHS-Northeast
NO | NO | [5 empty] | Masimo Corp. | RAD-87 |  | J16956 | NE - RESPIRATORY | MHHS-Northeast |  | Oximeter, Pulse |  |  |  | Katy |  | NE - RESPIRATORY | [5 empty] | OXIMETERS, PULSE |  | OXIMETERPULSE-Masimo Corp-RAD-87 | OXIMETERPULSE | RAD-87 |  |  |  | Masimo Corp | Oximeter, Pulse |  | OXIMETERPULSE-Masimo Corp-RAD-87 |  |  |  |  | Covered PM Repair - Biomedical | MHHS-Northeast
NO | NO | [5 empty] | Masimo Corp. | RAD-87 |  | J12648 | NE - RESPIRATORY | MHHS-Northeast |  | Oximeter, Pulse |  |  |  | Katy |  | NE - RESPIRATORY | [5 empty] | OXIMETERS, PULSE |  | OXIMETERPULSE-Masimo Corp-RAD-87 | OXIMETERPULSE | RAD-87 |  |  |  | Masimo Corp | Oximeter, Pulse |  | OXIMETERPULSE-Masimo Corp-RAD-87 |  |  |  |  | Covered PM Repair - Biomedical | MHHS-Northeast
NO | NO |  |  |  | 142-01701 |  | Masimo Corp. | RAD-87 |  | J15534 | NE - RESPIRATORY | MHHS-Northeast |  | Oximeter, Pulse |  | 142-01701 |  | Katy |  | NE - RESPIRATORY | [5 empty] | OXIMETERS, PULSE |  | OXIMETERPULSE-Masimo Corp-RAD-87 | OXIMETERPULSE | RAD-87 |  |  |  | Masimo Corp | Oximeter, Pulse |  | OXIMETERPULSE-Masimo Corp-RAD-87 |  |  |  |  | Covered PM Repair - Biomedical | MHHS-Northeast
NO | NO |  |  |  | 145-00645 |  | Masimo Corp. | RAD-87 |  | R48426 | PEARLAND - REHAB SERVICES | MHHS-Pearland Hospital |  | Oximeter, Pulse |  | 145-00645 |  | Pearland |  | PEARLAND - REHAB SERVICES | [5 empty] | OXIMETERS, PULSE |  | OXIMETERPULSE-Masimo Corp-RAD-87 | OXIMETERPULSE | RAD-87 |  |  |  | Masimo Corp | Oximeter, Pulse |  | OXIMETERPULSE-Masimo Corp-RAD-87 |  |  |  |  | No Coverage Specified | MHHS-Pearland Hospital
NO | NO |  |  |  | 005-13030 |  | Masimo Corp. | RAD-87 |  | R2854 | SE - LABOR & DELIVERY | MHHS-Southeast |  | Oximeter, Pulse |  | 005-13030 |  | Southeast & Bay Area |  | SE - LABOR & DELIVERY | [5 empty] | OXIMETERS, PULSE |  | OXIMETERPULSE-Masimo Corp-RAD-87 | OXIMETERPULSE | RAD-87 |  |  |  | Masimo Corp | Oximeter, Pulse |  | OXIMETERPULSE-Masimo Corp-RAD-87 |  |  |  |  | Covered PM Repair - Biomedical | MHHS-Southeast
NO | NO |  |  |  | 005-13031 |  | Masimo Corp. | RAD-87 |  | R35844 | SE - LABOR & DELIVERY | MHHS-Southeast |  | Oximeter, Pulse |  | 005-13031 |  | Southeast & Bay Area |  | SE - LABOR & DELIVERY | [5 empty] | OXIMETERS, PULSE |  | OXIMETERPULSE-Masimo Corp-RAD-87 | OXIMETERPULSE | RAD-87 |  |  |  | Masimo Corp | Oximeter, Pulse |  | OXIMETERPULSE-Masimo Corp-RAD-87 |  |  |  |  | Covered PM Repair - Biomedical | MHHS-Southeast
NO | NO |  |  |  | 005-13032 |  | Masimo Corp. | RAD-87 |  | R48332 | SE - LABOR & DELIVERY | MHHS-Southeast |  | Oximeter, Pulse |  | 005-13032 |  | Southeast & Bay Area |  | SE - LABOR & DELIVERY | [5 empty] | OXIMETERS, PULSE |  | OXIMETERPULSE-Masimo Corp-RAD-87 | OXIMETERPULSE | RAD-87 |  |  |  | Masimo Corp | Oximeter, Pulse |  | OXIMETERPULSE-Masimo Corp-RAD-87 |  |  |  |  | Covered PM Repair - Biomedical | MHHS-Southeast
NO | NO |  |  |  | 005-13052 |  | Masimo Corp. | RAD-87 |  | R48420 | SE - LABOR & DELIVERY | MHHS-Southeast |  | Oximeter, Pulse |  | 005-13052 |  | Southeast & Bay Area |  | SE - LABOR & DELIVERY | [5 empty] | OXIMETERS, PULSE |  | OXIMETERPULSE-Masimo Corp-RAD-87 | OXIMETERPULSE | RAD-87 |  |  |  | Masimo Corp | Oximeter, Pulse |  | OXIMETERPULSE-Masimo Corp-RAD-87 |  |  |  |  | Covered PM Repair - Biomedical | MHHS-Southeast
NO | NO |  |  |  | 005-13076 |  | Masimo Corp. | RAD-87 |  | R48277 | SE - LABOR & DELIVERY | MHHS-Southeast |  | Oximeter, Pulse |  | 005-13076 |  | Southeast & Bay Area |  | SE - LABOR & DELIVERY | [5 empty] | OXIMETERS, PULSE |  | OXIMETERPULSE-Masimo Corp-RAD-87 | OXIMETERPULSE | RAD-87 |  |  |  | Masimo Corp | Oximeter, Pulse |  | OXIMETERPULSE-Masimo Corp-RAD-87 |  |  |  |  | Covered PM Repair - Biomedical | MHHS-Southeast
NO | NO |  |  |  | 005-13077 |  | Masimo Corp. | RAD-87 |  | R47926 | SE - LABOR & DELIVERY | MHHS-Southeast |  | Oximeter, Pulse |  | 005-13077 |  | Southeast & Bay Area |  | SE - LABOR & DELIVERY | [5 empty] | OXIMETERS, PULSE |  | OXIMETERPULSE-Masimo Corp-RAD-87 | OXIMETERPULSE | RAD-87 |  |  |  | Masimo Corp | Oximeter, Pulse |  | OXIMETERPULSE-Masimo Corp-RAD-87 |  |  |  |  | Covered PM Repair - Biomedical | MHHS-Southeast
NO | NO |  |  |  | 013-18909 |  | Masimo Corp. | RAD-87 |  | J16173 | SW - BIOMEDICAL SERVICES | MHHS-Southwest |  | Oximeter, Pulse |  | 013-18909 |  | Southwest |  | SW - BIOMEDICAL SERVICES | [5 empty] | OXIMETERS, PULSE |  | OXIMETERPULSE-Masimo Corp-RAD-87 | OXIMETERPULSE | RAD-87 |  |  |  | Masimo Corp | Oximeter, Pulse |  | OXIMETERPULSE-Masimo Corp-RAD-87 |  |  |  |  | Covered PM Repair - Biomedical | MHHS-Southwest
NO | NO | [5 empty] | Masimo Corp. | RAD-87 |  | J15809 | SW - BIOMEDICAL SERVICES | MHHS-Southwest |  | Oximeter, Pulse |  |  |  | Southwest |  | SW - BIOMEDICAL SERVICES | [5 empty] | OXIMETERS, PULSE |  | OXIMETERPULSE-Masimo Corp-RAD-87 | OXIMETERPULSE | RAD-87 |  |  |  | Masimo Corp | Oximeter, Pulse |  | OXIMETERPULSE-Masimo Corp-RAD-87 |  |  |  |  | Covered PM Repair - Biomedical | MHHS-Southwest
NO | NO | [5 empty] | Masimo Corp. | RAD-87 |  | J16162 | SW - CDU | MHHS-Southwest |  | Oximeter, Pulse |  |  |  | Southwest |  | SW - CDU | [5 empty] | OXIMETERS, PULSE |  | OXIMETERPULSE-Masimo Corp-RAD-87 | OXIMETERPULSE | RAD-87 |  |  |  | Masimo Corp | Oximeter, Pulse |  | OXIMETERPULSE-Masimo Corp-RAD-87 |  |  |  |  | Covered PM Repair - Biomedical | MHHS-Southwest
NO | NO | [5 empty] | Masimo Corp. | RAD-87 |  | J15634 | SW - CDU | MHHS-Southwest |  | Oximeter, Pulse |  |  |  | Southwest |  | SW - CDU | [5 empty] | OXIMETERS, PULSE |  | OXIMETERPULSE-Masimo Corp-RAD-87 | OXIMETERPULSE | RAD-87 |  |  |  | Masimo Corp | Oximeter, Pulse |  | OXIMETERPULSE-Masimo Corp-RAD-87 |  |  |  |  | Covered PM Repair - Biomedical | MHHS-Southwest
NO | NO | [5 empty] | Masimo Corp. | RAD-87 |  | J16097 | SW - CDU | MHHS-Southwest |  | Oximeter, Pulse |  |  |  | Southwest |  | SW - CDU | [5 empty] | OXIMETERS, PULSE |  | OXIMETERPULSE-Masimo Corp-RAD-87 | OXIMETERPULSE | RAD-87 |  |  |  | Masimo Corp | Oximeter, Pulse |  | OXIMETERPULSE-Masimo Corp-RAD-87 |  |  |  |  | Covered PM Repair - Biomedical | MHHS-Southwest
NO | NO | [5 empty] | Masimo Corp. | RAD-87 |  | J16022 | SW - CDU | MHHS-Southwest |  | Oximeter, Pulse |  |  |  | Southwest |  | SW - CDU | [5 empty] | OXIMETERS, PULSE |  | OXIMETERPULSE-Masimo Corp-RAD-87 | OXIMETERPULSE | RAD-87 |  |  |  | Masimo Corp | Oximeter, Pulse |  | OXIMETERPULSE-Masimo Corp-RAD-87 |  |  |  |  | Covered PM Repair - Biomedical | MHHS-Southwest
NO | NO | [5 empty] | Masimo Corp. | RAD-87 |  | J16233 | SW - CDU | MHHS-Southwest |  | Oximeter, Pulse |  |  |  | Southwest |  | SW - CDU | [5 empty] | OXIMETERS, PULSE |  | OXIMETERPULSE-Masimo Corp-RAD-87 | OXIMETERPULSE | RAD-87 |  |  |  | Masimo Corp | Oximeter, Pulse |  | OXIMETERPULSE-Masimo Corp-RAD-87 |  |  |  |  | Covered PM Repair - Biomedical | MHHS-Southwest
NO | NO | [5 empty] | Masimo Corp. | RAD-87 |  | J16176 | SW - CDU | MHHS-Southwest |  | Oximeter, Pulse |  |  |  | Southwest |  | SW - CDU | [5 empty] | OXIMETERS, PULSE |  | OXIMETERPULSE-Masimo Corp-RAD-87 | OXIMETERPULSE | RAD-87 |  |  |  | Masimo Corp | Oximeter, Pulse |  | OXIMETERPULSE-Masimo Corp-RAD-87 |  |  |  |  | Covered PM Repair - Biomedical | MHHS-Southwest
NO | NO |  |  |  | 013-18845 |  | Masimo Corp. | RAD-87 |  | J15693 | SW - DIALYSIS | MHHS-Southwest |  | Oximeter, Pulse |  | 013-18845 |  | Southwest |  | SW - DIALYSIS | [5 empty] | OXIMETERS, PULSE |  | OXIMETERPULSE-Masimo Corp-RAD-87 | OXIMETERPULSE | RAD-87 |  |  |  | Masimo Corp | Oximeter, Pulse |  | OXIMETERPULSE-Masimo Corp-RAD-87 |  |  |  |  | Covered PM Repair - Biomedical | MHHS-Southwest
NO | NO |  |  |  | 013-18999 |  | Masimo Corp. | RAD-87 |  | J09441 | SW - DIALYSIS | MHHS-Southwest |  | Oximeter, Pulse |  | 013-18999 |  | Southwest |  | SW - DIALYSIS | [5 empty] | OXIMETERS, PULSE |  | OXIMETERPULSE-Masimo Corp-RAD-87 | OXIMETERPULSE | RAD-87 |  |  |  | Masimo Corp | Oximeter, Pulse |  | OXIMETERPULSE-Masimo Corp-RAD-87 |  |  |  |  | Covered PM Repair - Biomedical | MHHS-Southwest
NO | NO | [5 empty] | Masimo Corp. | RAD-87 |  | J15856 | SW - DIALYSIS | MHHS-Southwest |  | Oximeter, Pulse |  |  |  | Southwest |  | SW - DIALYSIS | [5 empty] | OXIMETERS, PULSE |  | OXIMETERPULSE-Masimo Corp-RAD-87 | OXIMETERPULSE | RAD-87 |  |  |  | Masimo Corp | Oximeter, Pulse |  | OXIMETERPULSE-Masimo Corp-RAD-87 |  |  |  |  | Covered PM Repair - Biomedical | MHHS-Southwest
NO | NO | [5 empty] | Masimo Corp. | RAD-87 |  | J15620 | SW - DIALYSIS | MHHS-Southwest |  | Oximeter, Pulse |  |  |  | Southwest |  | SW - DIALYSIS | [5 empty] | OXIMETERS, PULSE |  | OXIMETERPULSE-Masimo Corp-RAD-87 | OXIMETERPULSE | RAD-87 |  |  |  | Masimo Corp | Oximeter, Pulse |  | OXIMETERPULSE-Masimo Corp-RAD-87 |  |  |  |  | Covered PM Repair - Biomedical | MHHS-Southwest
NO | NO | [5 empty] | Masimo Corp. | RAD-87 |  | J16179 | SW - HVI - CV ICU | MHHS-Southwest |  | Oximeter, Pulse |  |  |  | Southwest |  | SW - HVI - CV ICU | [5 empty] | OXIMETERS, PULSE |  | OXIMETERPULSE-Masimo Corp-RAD-87 | OXIMETERPULSE | RAD-87 |  |  |  | Masimo Corp | Oximeter, Pulse |  | OXIMETERPULSE-Masimo Corp-RAD-87 |  |  |  |  | Covered PM Repair - Biomedical | MHHS-Southwest
NO | NO |  |  |  | 013-18847 |  | Masimo Corp. | RAD-87 |  | J15689 | SW - HVI - HOLDING | MHHS-Southwest |  | Oximeter, Pulse |  | 013-18847 |  | Southwest |  | SW - HVI - HOLDING | [5 empty] | OXIMETERS, PULSE |  | OXIMETERPULSE-Masimo Corp-RAD-87 | OXIMETERPULSE | RAD-87 |  |  |  | Masimo Corp | Oximeter, Pulse |  | OXIMETERPULSE-Masimo Corp-RAD-87 |  |  |  |  | Not Covered Vendor Only - Biomedical | MHHS-Southwest
NO | NO |  |  |  | 013-18928 |  | Masimo Corp. | RAD-87 |  | J16175 | SW - HVI - HOLDING | MHHS-Southwest |  | Oximeter, Pulse |  | 013-18928 |  | Southwest |  | SW - HVI - HOLDING | [5 empty] | OXIMETERS, PULSE |  | OXIMETERPULSE-Masimo Corp-RAD-87 | OXIMETERPULSE | RAD-87 |  |  |  | Masimo Corp | Oximeter, Pulse |  | OXIMETERPULSE-Masimo Corp-RAD-87 |  |  |  |  | Covered PM Repair - Biomedical | MHHS-Southwest
NO | NO |  |  |  | 013-18822 |  | Masimo Corp. | RAD-87 |  | J16229 | SW - HVI - NONINVASIVE CARDIOLOGY | MHHS-Southwest |  | Oximeter, Pulse |  | 013-18822 |  | Southwest |  | SW - HVI - NONINVASIVE CARDIOLOGY | [5 empty] | OXIMETERS, PULSE |  | OXIMETERPULSE-Masimo Corp-RAD-87 | OXIMETERPULSE | RAD-87 |  |  |  | Masimo Corp | Oximeter, Pulse |  | OXIMETERPULSE-Masimo Corp-RAD-87 |  |  |  |  | Covered PM Repair - Biomedical | MHHS-Southwest
NO | NO |  |  |  | 013-38988 |  | Masimo Corp. | RAD-87 |  | R47948 | SW - HVI - OR | MHHS-Southwest |  | Oximeter, Pulse |  | 013-38988 |  | Southwest |  | SW - HVI - OR | [5 empty] | OXIMETERS, PULSE |  | OXIMETERPULSE-Masimo Corp-RAD-87 | OXIMETERPULSE | RAD-87 |  |  |  | Masimo Corp | Oximeter, Pulse |  | OXIMETERPULSE-Masimo Corp-RAD-87 |  |  |  |  | Covered PM Repair - Biomedical | MHHS-Southwest
NO | NO |  |  |  | 013-18854 |  | Masimo Corp. | RAD-87 |  | J15579 | SW - HVI - TELEMETRY | MHHS-Southwest |  | Oximeter, Pulse |  | 013-18854 |  | Southwest |  | SW - HVI - TELEMETRY | [5 empty] | OXIMETERS, PULSE |  | OXIMETERPULSE-Masimo Corp-RAD-87 | OXIMETERPULSE | RAD-87 |  |  |  | Masimo Corp | Oximeter, Pulse |  | OXIMETERPULSE-Masimo Corp-RAD-87 |  |  |  |  | Covered PM Repair - Biomedical | MHHS-Southwest
NO | NO |  |  |  | 013-19036 |  | Masimo Corp. | RAD-87 |  | J15894 | SW - HVI - TELEMETRY | MHHS-Southwest |  | Oximeter, Pulse |  | 013-19036 |  | Southwest |  | SW - HVI - TELEMETRY | [5 empty] | OXIMETERS, PULSE |  | OXIMETERPULSE-Masimo Corp-RAD-87 | OXIMETERPULSE | RAD-87 |  |  |  | Masimo Corp | Oximeter, Pulse |  | OXIMETERPULSE-Masimo Corp-RAD-87 |  |  |  |  | Covered PM Repair - Biomedical | MHHS-Southwest
NO | NO | [5 empty] | Masimo Corp. | RAD-87 |  | J09322 | SW - HVI - TELEMETRY | MHHS-Southwest |  | Oximeter, Pulse |  |  |  | Southwest |  | SW - HVI - TELEMETRY | [5 empty] | OXIMETERS, PULSE |  | OXIMETERPULSE-Masimo Corp-RAD-87 | OXIMETERPULSE | RAD-87 |  |  |  | Masimo Corp | Oximeter, Pulse |  | OXIMETERPULSE-Masimo Corp-RAD-87 |  |  |  |  | Not Covered Vendor Only - Biomedical | MHHS-Southwest
NO | NO | [5 empty] | Masimo Corp. | RAD-87 |  | J15950 | SW - HVI - TELEMETRY | MHHS-Southwest |  | Oximeter, Pulse |  |  |  | Southwest |  | SW - HVI - TELEMETRY | [5 empty] | OXIMETERS, PULSE |  | OXIMETERPULSE-Masimo Corp-RAD-87 | OXIMETERPULSE | RAD-87 |  |  |  | Masimo Corp | Oximeter, Pulse |  | OXIMETERPULSE-Masimo Corp-RAD-87 |  |  |  |  | Not Covered Vendor Only - Biomedical | MHHS-Southwest
NO | NO | [5 empty] | Masimo Corp. | RAD-87 |  | J16259 | SW - HVI - TELEMETRY | MHHS-Southwest |  | Oximeter, Pulse |  |  |  | Southwest |  | SW - HVI - TELEMETRY | [5 empty] | OXIMETERS, PULSE |  | OXIMETERPULSE-Masimo Corp-RAD-87 | OXIMETERPULSE | RAD-87 |  |  |  | Masimo Corp | Oximeter, Pulse |  | OXIMETERPULSE-Masimo Corp-RAD-87 |  |  |  |  | Covered PM Repair - Biomedical | MHHS-Southwest
NO | NO | [5 empty] | Masimo Corp. | RAD-87 |  | J09463 | SW - HVI - TELEMETRY | MHHS-Southwest |  | Oximeter, Pulse |  |  |  | Southwest |  | SW - HVI - TELEMETRY | [5 empty] | OXIMETERS, PULSE |  | OXIMETERPULSE-Masimo Corp-RAD-87 | OXIMETERPULSE | RAD-87 |  |  |  | Masimo Corp | Oximeter, Pulse |  | OXIMETERPULSE-Masimo Corp-RAD-87 |  |  |  |  | Covered PM Repair - Biomedical | MHHS-Southwest
NO | NO | [5 empty] | Masimo Corp. | RAD-87 |  | J16194 | SW - HVI - TELEMETRY | MHHS-Southwest |  | Oximeter, Pulse |  |  |  | Southwest |  | SW - HVI - TELEMETRY | [5 empty] | OXIMETERS, PULSE |  | OXIMETERPULSE-Masimo Corp-RAD-87 | OXIMETERPULSE | RAD-87 |  |  |  | Masimo Corp | Oximeter, Pulse |  | OXIMETERPULSE-Masimo Corp-RAD-87 |  |  |  |  | Covered PM Repair - Biomedical | MHHS-Southwest
NO | NO | [5 empty] | Masimo Corp. | RAD-87 |  | J15737 | SW - HVI - TELEMETRY | MHHS-Southwest |  | Oximeter, Pulse |  |  |  | Southwest |  | SW - HVI - TELEMETRY | [5 empty] | OXIMETERS, PULSE |  | OXIMETERPULSE-Masimo Corp-RAD-87 | OXIMETERPULSE | RAD-87 |  |  |  | Masimo Corp | Oximeter, Pulse |  | OXIMETERPULSE-Masimo Corp-RAD-87 |  |  |  |  | Covered PM Repair - Biomedical | MHHS-Southwest
NO | NO | [5 empty] | Masimo Corp. | RAD-87 |  | j16187 | SW - HVI - TELEMETRY | MHHS-Southwest |  | Oximeter, Pulse |  |  |  | Southwest |  | SW - HVI - TELEMETRY | [5 empty] | OXIMETERS, PULSE |  | OXIMETERPULSE-Masimo Corp-RAD-87 | OXIMETERPULSE | RAD-87 |  |  |  | Masimo Corp | Oximeter, Pulse |  | OXIMETERPULSE-Masimo Corp-RAD-87 |  |  |  |  | Covered PM Repair - Biomedical | MHHS-Southwest
NO | NO | [5 empty] | Masimo Corp. | RAD-87 |  | J17049 | SW - HVI - TELEMETRY | MHHS-Southwest |  | Oximeter, Pulse |  |  |  | Southwest |  | SW - HVI - TELEMETRY | [5 empty] | OXIMETERS, PULSE |  | OXIMETERPULSE-Masimo Corp-RAD-87 | OXIMETERPULSE | RAD-87 |  |  |  | Masimo Corp | Oximeter, Pulse |  | OXIMETERPULSE-Masimo Corp-RAD-87 |  |  |  |  | Not Covered Vendor Only - Lab Ana/Anes | MHHS-Southwest
NO | NO |  |  |  | 013-18957 |  | Masimo Corp. | RAD-87 |  | J15610 | SW - ICU | MHHS-Southwest |  | Oximeter, Pulse |  | 013-18957 |  | Southwest |  | SW - ICU | [5 empty] | OXIMETERS, PULSE |  | OXIMETERPULSE-Masimo Corp-RAD-87 | OXIMETERPULSE | RAD-87 |  |  |  | Masimo Corp | Oximeter, Pulse |  | OXIMETERPULSE-Masimo Corp-RAD-87 |  |  |  |  | Covered PM Repair - Radiology, Low End | MHHS-Southwest
NO | NO | [5 empty] | Masimo Corp. | RAD-87 |  | J15739 | SW - INFUSION SUITE | MHHS-Southwest |  | Oximeter, Pulse |  |  |  | Southwest |  | SW - INFUSION SUITE | [5 empty] | OXIMETERS, PULSE |  | OXIMETERPULSE-Masimo Corp-RAD-87 | OXIMETERPULSE | RAD-87 |  |  |  | Masimo Corp | Oximeter, Pulse |  | OXIMETERPULSE-Masimo Corp-RAD-87 |  |  |  |  | Covered PM Repair - Biomedical | MHHS-Southwest
NO | NO | [5 empty] | Masimo Corp. | RAD-87 |  | J16090 | SW - INFUSION SUITE | MHHS-Southwest |  | Oximeter, Pulse |  |  |  | Southwest |  | SW - INFUSION SUITE | [5 empty] | OXIMETERS, PULSE |  | OXIMETERPULSE-Masimo Corp-RAD-87 | OXIMETERPULSE | RAD-87 |  |  |  | Masimo Corp | Oximeter, Pulse |  | OXIMETERPULSE-Masimo Corp-RAD-87 |  |  |  |  | Covered PM Repair - Biomedical | MHHS-Southwest
NO | NO | [5 empty] | Masimo Corp. | RAD-87 |  | J16288 | SW - INFUSION SUITE | MHHS-Southwest |  | Oximeter, Pulse |  |  |  | Southwest |  | SW - INFUSION SUITE | [5 empty] | OXIMETERS, PULSE |  | OXIMETERPULSE-Masimo Corp-RAD-87 | OXIMETERPULSE | RAD-87 |  |  |  | Masimo Corp | Oximeter, Pulse |  | OXIMETERPULSE-Masimo Corp-RAD-87 |  |  |  |  | Covered PM Repair - Biomedical | MHHS-Southwest
NO | NO |  |  |  | 013-18808 |  | Masimo Corp. | RAD-87 |  | J15500 | SW - INPATIENT REHAB THERAPY | MHHS-Southwest |  | Oximeter, Pulse |  | 013-18808 |  | Southwest |  | SW - INPATIENT REHAB THERAPY | [5 empty] | OXIMETERS, PULSE |  | OXIMETERPULSE-Masimo Corp-RAD-87 | OXIMETERPULSE | RAD-87 |  |  |  | Masimo Corp | Oximeter, Pulse |  | OXIMETERPULSE-Masimo Corp-RAD-87 |  |  |  |  | Covered PM Repair - Biomedical | MHHS-Southwest
NO | NO |  |  |  | 013-18965 |  | Masimo Corp. | RAD-87 |  | J15608 | SW - MED/SURG 6 | MHHS-Southwest |  | Oximeter, Pulse |  | 013-18965 |  | Southwest |  | SW - MED/SURG 6 | [5 empty] | OXIMETERS, PULSE |  | OXIMETERPULSE-Masimo Corp-RAD-87 | OXIMETERPULSE | RAD-87 |  |  |  | Masimo Corp | Oximeter, Pulse |  | OXIMETERPULSE-Masimo Corp-RAD-87 |  |  |  |  | Covered PM Repair - Biomedical | MHHS-Southwest
NO | NO |  |  |  | 013-18974 |  | Masimo Corp. | RAD-87 |  | J15685 | SW - MED/SURG 6 | MHHS-Southwest |  | Oximeter, Pulse |  | 013-18974 |  | Southwest |  | SW - MED/SURG 6 | [5 empty] | OXIMETERS, PULSE |  | OXIMETERPULSE-Masimo Corp-RAD-87 | OXIMETERPULSE | RAD-87 |  |  |  | Masimo Corp | Oximeter, Pulse |  | OXIMETERPULSE-Masimo Corp-RAD-87 |  |  |  |  | Covered PM Repair - Biomedical | MHHS-Southwest
NO | NO | [5 empty] | Masimo Corp. | RAD-87 |  | J17023 | SW - MED/SURG 6 | MHHS-Southwest |  | Oximeter, Pulse |  |  |  | Southwest |  | SW - MED/SURG 6 | [5 empty] | OXIMETERS, PULSE |  | OXIMETERPULSE-Masimo Corp-RAD-87 | OXIMETERPULSE | RAD-87 |  |  |  | Masimo Corp | Oximeter, Pulse |  | OXIMETERPULSE-Masimo Corp-RAD-87 |  |  |  |  | Covered PM Repair - Biomedical | MHHS-Southwest
NO | NO | [5 empty] | Masimo Corp. | RAD-87 |  | J16186 | SW - MED/SURG 6 | MHHS-Southwest |  | Oximeter, Pulse |  |  |  | Southwest |  | SW - MED/SURG 6 | [5 empty] | OXIMETERS, PULSE |  | OXIMETERPULSE-Masimo Corp-RAD-87 | OXIMETERPULSE | RAD-87 |  |  |  | Masimo Corp | Oximeter, Pulse |  | OXIMETERPULSE-Masimo Corp-RAD-87 |  |  |  |  | Covered PM Repair - Biomedical | MHHS-Southwest
NO | NO | [5 empty] | Masimo Corp. | RAD-87 |  | J16197 | SW - MED/SURG 9 JOINT CAMP | MHHS-Southwest |  | Oximeter, Pulse |  |  |  | Southwest |  | SW - MED/SURG 9 JOINT CAMP | [5 empty] | OXIMETERS, PULSE |  | OXIMETERPULSE-Masimo Corp-RAD-87 | OXIMETERPULSE | RAD-87 |  |  |  | Masimo Corp | Oximeter, Pulse |  | OXIMETERPULSE-Masimo Corp-RAD-87 |  |  |  |  | Covered PM Repair - Biomedical | MHHS-Southwest
NO | NO | [5 empty] | Masimo Corp. | RAD-87 |  | J09411 | SW - MED/SURG 9 JOINT CAMP | MHHS-Southwest |  | Oximeter, Pulse |  |  |  | Southwest |  | SW - MED/SURG 9 JOINT CAMP | [5 empty] | OXIMETERS, PULSE |  | OXIMETERPULSE-Masimo Corp-RAD-87 | OXIMETERPULSE | RAD-87 |  |  |  | Masimo Corp | Oximeter, Pulse |  | OXIMETERPULSE-Masimo Corp-RAD-87 |  |  |  |  | Not Covered Vendor Only - Biomedical | MHHS-Southwest
NO | NO |  |  |  | 013-18774 |  | Masimo Corp. | RAD-87 |  | J16231 | SW - MED/SURG FLOORS | MHHS-Southwest |  | Oximeter, Pulse |  | 013-18774 |  | Southwest |  | SW - MED/SURG FLOORS | [5 empty] | OXIMETERS, PULSE |  | OXIMETERPULSE-Masimo Corp-RAD-87 | OXIMETERPULSE | RAD-87 |  |  |  | Masimo Corp | Oximeter, Pulse |  | OXIMETERPULSE-Masimo Corp-RAD-87 |  |  |  |  | Covered PM Repair - Biomedical | MHHS-Southwest
NO | NO |  |  |  | 013-18914 |  | Masimo Corp. | RAD-87 |  | J16153 | SW - MED/SURG FLOORS | MHHS-Southwest |  | Oximeter, Pulse |  | 013-18914 |  | Southwest |  | SW - MED/SURG FLOORS | [5 empty] | OXIMETERS, PULSE |  | OXIMETERPULSE-Masimo Corp-RAD-87 | OXIMETERPULSE | RAD-87 |  |  |  | Masimo Corp | Oximeter, Pulse |  | OXIMETERPULSE-Masimo Corp-RAD-87 |  |  |  |  | Not Covered Vendor Only - Lab Ana/Anes | MHHS-Southwest
NO | NO |  |  |  | 013-18982 |  | Masimo Corp. | RAD-87 |  | J16058 | SW - MED/SURG FLOORS | MHHS-Southwest |  | Oximeter, Pulse |  | 013-18982 |  | Southwest |  | SW - MED/SURG FLOORS | [5 empty] | OXIMETERS, PULSE |  | OXIMETERPULSE-Masimo Corp-RAD-87 | OXIMETERPULSE | RAD-87 |  |  |  | Masimo Corp | Oximeter, Pulse |  | OXIMETERPULSE-Masimo Corp-RAD-87 |  |  |  |  | Covered PM Repair - Biomedical | MHHS-Southwest
NO | NO |  |  |  | 013-19028 |  | Masimo Corp. | RAD-87 |  | J09459 | SW - MED/SURG FLOORS | MHHS-Southwest |  | Oximeter, Pulse |  | 013-19028 |  | Southwest |  | SW - MED/SURG FLOORS | [5 empty] | OXIMETERS, PULSE |  | OXIMETERPULSE-Masimo Corp-RAD-87 | OXIMETERPULSE | RAD-87 |  |  |  | Masimo Corp | Oximeter, Pulse |  | OXIMETERPULSE-Masimo Corp-RAD-87 |  |  |  |  | Covered PM Repair - Biomedical | MHHS-Southwest
NO | NO |  |  |  | 013-19057 |  | Masimo Corp. | RAD-87 |  | J16119 | SW - MED/SURG FLOORS | MHHS-Southwest |  | Oximeter, Pulse |  | 013-19057 |  | Southwest |  | SW - MED/SURG FLOORS | [5 empty] | OXIMETERS, PULSE |  | OXIMETERPULSE-Masimo Corp-RAD-87 | OXIMETERPULSE | RAD-87 |  |  |  | Masimo Corp | Oximeter, Pulse |  | OXIMETERPULSE-Masimo Corp-RAD-87 |  |  |  |  | Covered PM Repair - Biomedical | MHHS-Southwest
NO | NO | [5 empty] | Masimo Corp. | RAD-87 |  | J16189 | SW - MED/SURG FLOORS | MHHS-Southwest |  | Oximeter, Pulse |  |  |  | Southwest |  | SW - MED/SURG FLOORS | [5 empty] | OXIMETERS, PULSE |  | OXIMETERPULSE-Masimo Corp-RAD-87 | OXIMETERPULSE | RAD-87 |  |  |  | Masimo Corp | Oximeter, Pulse |  | OXIMETERPULSE-Masimo Corp-RAD-87 |  |  |  |  | Covered PM Repair - Biomedical | MHHS-Southwest
NO | NO | [5 empty] | Masimo Corp. | RAD-87 |  | J16089 | SW - MED/SURG FLOORS | MHHS-Southwest |  | Oximeter, Pulse |  |  |  | Southwest |  | SW - MED/SURG FLOORS | [5 empty] | OXIMETERS, PULSE |  | OXIMETERPULSE-Masimo Corp-RAD-87 | OXIMETERPULSE | RAD-87 |  |  |  | Masimo Corp | Oximeter, Pulse |  | OXIMETERPULSE-Masimo Corp-RAD-87 |  |  |  |  | Clinical Miscellaneous | MHHS-Southwest
NO | NO | [5 empty] | Masimo Corp. | RAD-87 |  | J15872 | SW - MED/SURG FLOORS | MHHS-Southwest |  | Oximeter, Pulse |  |  |  | Southwest |  | SW - MED/SURG FLOORS | [5 empty] | OXIMETERS, PULSE |  | OXIMETERPULSE-Masimo Corp-RAD-87 | OXIMETERPULSE | RAD-87 |  |  |  | Masimo Corp | Oximeter, Pulse |  | OXIMETERPULSE-Masimo Corp-RAD-87 |  |  |  |  | Not Covered Vendor Only - Lab Ana/Anes | MHHS-Southwest
NO | NO | [5 empty] | Masimo Corp. | RAD-87 |  | J15566 | SW - MED/SURG FLOORS | MHHS-Southwest |  | Oximeter, Pulse |  |  |  | Southwest |  | SW - MED/SURG FLOORS | [5 empty] | OXIMETERS, PULSE |  | OXIMETERPULSE-Masimo Corp-RAD-87 | OXIMETERPULSE | RAD-87 |  |  |  | Masimo Corp | Oximeter, Pulse |  | OXIMETERPULSE-Masimo Corp-RAD-87 |  |  |  |  | Covered PM Repair - Biomedical | MHHS-Southwest
NO | NO | [5 empty] | Masimo Corp. | RAD-87 |  | J15676 | SW - MED/SURG FLOORS | MHHS-Southwest |  | Oximeter, Pulse |  |  |  | Southwest |  | SW - MED/SURG FLOORS | [5 empty] | OXIMETERS, PULSE |  | OXIMETERPULSE-Masimo Corp-RAD-87 | OXIMETERPULSE | RAD-87 |  |  |  | Masimo Corp | Oximeter, Pulse |  | OXIMETERPULSE-Masimo Corp-RAD-87 |  |  |  |  | Not Covered Vendor Only - Biomedical | MHHS-Southwest
NO | NO | [5 empty] | Masimo Corp. | RAD-87 |  | J09325 | SW - MED/SURG FLOORS | MHHS-Southwest |  | Oximeter, Pulse |  |  |  | Southwest |  | SW - MED/SURG FLOORS | [5 empty] | OXIMETERS, PULSE |  | OXIMETERPULSE-Masimo Corp-RAD-87 | OXIMETERPULSE | RAD-87 |  |  |  | Masimo Corp | Oximeter, Pulse |  | OXIMETERPULSE-Masimo Corp-RAD-87 |  |  |  |  | Covered PM Repair - Radiology, Low End | MHHS-Southwest
NO | NO | [5 empty] | Masimo Corp. | RAD-87 |  | J16236 | SW - MED/SURG FLOORS | MHHS-Southwest |  | Oximeter, Pulse |  |  |  | Southwest |  | SW - MED/SURG FLOORS | [5 empty] | OXIMETERS, PULSE |  | OXIMETERPULSE-Masimo Corp-RAD-87 | OXIMETERPULSE | RAD-87 |  |  |  | Masimo Corp | Oximeter, Pulse |  | OXIMETERPULSE-Masimo Corp-RAD-87 |  |  |  |  | Not Covered Vendor Only - Biomedical | MHHS-Southwest
NO | NO | [5 empty] | Masimo Corp. | RAD-87 |  | J09323 | SW - MED/SURG FLOORS | MHHS-Southwest |  | Oximeter, Pulse |  |  |  | Southwest |  | SW - MED/SURG FLOORS | [5 empty] | OXIMETERS, PULSE |  | OXIMETERPULSE-Masimo Corp-RAD-87 | OXIMETERPULSE | RAD-87 |  |  |  | Masimo Corp | Oximeter, Pulse |  | OXIMETERPULSE-Masimo Corp-RAD-87 |  |  |  |  | Covered PM Repair - Biomedical | MHHS-Southwest
NO | NO | [5 empty] | Masimo Corp. | RAD-87 |  | J15547 | SW - MED/SURG FLOORS | MHHS-Southwest |  | Oximeter, Pulse |  |  |  | Southwest |  | SW - MED/SURG FLOORS | [5 empty] | OXIMETERS, PULSE |  | OXIMETERPULSE-Masimo Corp-RAD-87 | OXIMETERPULSE | RAD-87 |  |  |  | Masimo Corp | Oximeter, Pulse |  | OXIMETERPULSE-Masimo Corp-RAD-87 |  |  |  |  | Covered PM Repair - Biomedical | MHHS-Southwest
NO | NO | [5 empty] | Masimo Corp. | RAD-87 |  | J16205 | SW - MED/SURG FLOORS | MHHS-Southwest |  | Oximeter, Pulse |  |  |  | Southwest |  | SW - MED/SURG FLOORS | [5 empty] | OXIMETERS, PULSE |  | OXIMETERPULSE-Masimo Corp-RAD-87 | OXIMETERPULSE | RAD-87 |  |  |  | Masimo Corp | Oximeter, Pulse |  | OXIMETERPULSE-Masimo Corp-RAD-87 |  |  |  |  | Covered PM Repair - Respiratory/Steriliz | MHHS-Southwest
NO | NO | [5 empty] | Masimo Corp. | RAD-87 |  | J09326 | SW - MED/SURG FLOORS | MHHS-Southwest |  | Oximeter, Pulse |  |  |  | Southwest |  | SW - MED/SURG FLOORS | [5 empty] | OXIMETERS, PULSE |  | OXIMETERPULSE-Masimo Corp-RAD-87 | OXIMETERPULSE | RAD-87 |  |  |  | Masimo Corp | Oximeter, Pulse |  | OXIMETERPULSE-Masimo Corp-RAD-87 |  |  |  |  | Not Covered Vendor Only - Lab Ana/Anes | MHHS-Southwest
NO | NO | [5 empty] | Masimo Corp. | RAD-87 |  | J09476 | SW - MED/SURG FLOORS | MHHS-Southwest |  | Oximeter, Pulse |  |  |  | Southwest |  | SW - MED/SURG FLOORS | [5 empty] | OXIMETERS, PULSE |  | OXIMETERPULSE-Masimo Corp-RAD-87 | OXIMETERPULSE | RAD-87 |  |  |  | Masimo Corp | Oximeter, Pulse |  | OXIMETERPULSE-Masimo Corp-RAD-87 |  |  |  |  | Covered PM Repair - Biomedical | MHHS-Southwest
NO | NO | [5 empty] | Masimo Corp. | RAD-87 |  | J16204 | SW - MED/SURG FLOORS | MHHS-Southwest |  | Oximeter, Pulse |  |  |  | Southwest |  | SW - MED/SURG FLOORS | [5 empty] | OXIMETERS, PULSE |  | OXIMETERPULSE-Masimo Corp-RAD-87 | OXIMETERPULSE | RAD-87 |  |  |  | Masimo Corp | Oximeter, Pulse |  | OXIMETERPULSE-Masimo Corp-RAD-87 |  |  |  |  | Covered PM Repair - Biomedical | MHHS-Southwest
NO | NO | [5 empty] | Masimo Corp. | RAD-87 |  | J16143 | SW - MED/SURG FLOORS | MHHS-Southwest |  | Oximeter, Pulse |  |  |  | Southwest |  | SW - MED/SURG FLOORS | [5 empty] | OXIMETERS, PULSE |  | OXIMETERPULSE-Masimo Corp-RAD-87 | OXIMETERPULSE | RAD-87 |  |  |  | Masimo Corp | Oximeter, Pulse |  | OXIMETERPULSE-Masimo Corp-RAD-87 |  |  |  |  | Covered PM Repair - Biomedical | MHHS-Southwest
NO | NO | [5 empty] | Masimo Corp. | RAD-87 |  | J16266 | SW - MED/SURG FLOORS | MHHS-Southwest |  | Oximeter, Pulse |  |  |  | Southwest |  | SW - MED/SURG FLOORS | [5 empty] | OXIMETERS, PULSE |  | OXIMETERPULSE-Masimo Corp-RAD-87 | OXIMETERPULSE | RAD-87 |  |  |  | Masimo Corp | Oximeter, Pulse |  | OXIMETERPULSE-Masimo Corp-RAD-87 |  |  |  |  | Not Covered Vendor Only - Lab Ana/Anes | MHHS-Southwest
NO | NO | [5 empty] | Masimo Corp. | RAD-87 |  | J15536 | SW - MED/SURG FLOORS | MHHS-Southwest |  | Oximeter, Pulse |  |  |  | Southwest |  | SW - MED/SURG FLOORS | [5 empty] | OXIMETERS, PULSE |  | OXIMETERPULSE-Masimo Corp-RAD-87 | OXIMETERPULSE | RAD-87 |  |  |  | Masimo Corp | Oximeter, Pulse |  | OXIMETERPULSE-Masimo Corp-RAD-87 |  |  |  |  | Covered PM Repair - Biomedical | MHHS-Southwest
NO | NO | [5 empty] | Masimo Corp. | RAD-87 |  | J17055 | SW - MED/SURG FLOORS | MHHS-Southwest |  | Oximeter, Pulse |  |  |  | Southwest |  | SW - MED/SURG FLOORS | [5 empty] | OXIMETERS, PULSE |  | OXIMETERPULSE-Masimo Corp-RAD-87 | OXIMETERPULSE | RAD-87 |  |  |  | Masimo Corp | Oximeter, Pulse |  | OXIMETERPULSE-Masimo Corp-RAD-87 |  |  |  |  | Covered PM Repair - Biomedical | MHHS-Southwest
NO | NO | [5 empty] | Masimo Corp. | RAD-87 |  | J15744 | SW - MED/SURG FLOORS | MHHS-Southwest |  | Oximeter, Pulse |  |  |  | Southwest |  | SW - MED/SURG FLOORS | [5 empty] | OXIMETERS, PULSE |  | OXIMETERPULSE-Masimo Corp-RAD-87 | OXIMETERPULSE | RAD-87 |  |  |  | Masimo Corp | Oximeter, Pulse |  | OXIMETERPULSE-Masimo Corp-RAD-87 |  |  |  |  | Clinical Miscellaneous | MHHS-Southwest
NO | NO | [5 empty] | Masimo Corp. | RAD-87 |  | J09332 | SW - MED/SURG FLOORS | MHHS-Southwest |  | Oximeter, Pulse |  |  |  | Southwest |  | SW - MED/SURG FLOORS | [5 empty] | OXIMETERS, PULSE |  | OXIMETERPULSE-Masimo Corp-RAD-87 | OXIMETERPULSE | RAD-87 |  |  |  | Masimo Corp | Oximeter, Pulse |  | OXIMETERPULSE-Masimo Corp-RAD-87 |  |  |  |  | Covered PM Repair - Biomedical | MHHS-Southwest
NO | NO | [5 empty] | Masimo Corp. | RAD-87 |  | J15859 | SW - MED/SURG FLOORS | MHHS-Southwest |  | Oximeter, Pulse |  |  |  | Southwest |  | SW - MED/SURG FLOORS | [5 empty] | OXIMETERS, PULSE |  | OXIMETERPULSE-Masimo Corp-RAD-87 | OXIMETERPULSE | RAD-87 |  |  |  | Masimo Corp | Oximeter, Pulse |  | OXIMETERPULSE-Masimo Corp-RAD-87 |  |  |  |  | Covered PM Repair - Biomedical | MHHS-Southwest
NO | NO | [5 empty] | Masimo Corp. | RAD-87 |  | J09408 | SW - MED/SURG FLOORS | MHHS-Southwest |  | Oximeter, Pulse |  |  |  | Southwest |  | SW - MED/SURG FLOORS | [5 empty] | OXIMETERS, PULSE |  | OXIMETERPULSE-Masimo Corp-RAD-87 | OXIMETERPULSE | RAD-87 |  |  |  | Masimo Corp | Oximeter, Pulse |  | OXIMETERPULSE-Masimo Corp-RAD-87 |  |  |  |  | Covered PM Repair - Biomedical | MHHS-Southwest
NO | NO |  |  |  | 013-18984 |  | Masimo Corp. | RAD-87 |  | J09454 | SW - NEUOROLOGY | MHHS-Southwest |  | Oximeter, Pulse |  | 013-18984 |  | Southwest |  | SW - NEUOROLOGY | [5 empty] | OXIMETERS, PULSE |  | OXIMETERPULSE-Masimo Corp-RAD-87 | OXIMETERPULSE | RAD-87 |  |  |  | Masimo Corp | Oximeter, Pulse |  | OXIMETERPULSE-Masimo Corp-RAD-87 |  |  |  |  | Covered PM Repair - Biomedical | MHHS-Southwest
NO | NO |  |  |  | 013-19049 |  | Masimo Corp. | RAD-87 |  | J16240 | SW - NEUOROLOGY | MHHS-Southwest |  | Oximeter, Pulse |  | 013-19049 |  | Southwest |  | SW - NEUOROLOGY | [5 empty] | OXIMETERS, PULSE |  | OXIMETERPULSE-Masimo Corp-RAD-87 | OXIMETERPULSE | RAD-87 |  |  |  | Masimo Corp | Oximeter, Pulse |  | OXIMETERPULSE-Masimo Corp-RAD-87 |  |  |  |  | Covered PM Repair - Biomedical | MHHS-Southwest
NO | NO | [5 empty] | Masimo Corp. | RAD-87 |  | J09417 | SW - NEUOROLOGY | MHHS-Southwest |  | Oximeter, Pulse |  |  |  | Southwest |  | SW - NEUOROLOGY | [5 empty] | OXIMETERS, PULSE |  | OXIMETERPULSE-Masimo Corp-RAD-87 | OXIMETERPULSE | RAD-87 |  |  |  | Masimo Corp | Oximeter, Pulse |  | OXIMETERPULSE-Masimo Corp-RAD-87 |  |  |  |  | Covered PM Repair - Biomedical | MHHS-Southwest
NO | NO | [5 empty] | Masimo Corp. | RAD-87 |  | J16281 | SW - NEUOROLOGY | MHHS-Southwest |  | Oximeter, Pulse |  |  |  | Southwest |  | SW - NEUOROLOGY | [5 empty] | OXIMETERS, PULSE |  | OXIMETERPULSE-Masimo Corp-RAD-87 | OXIMETERPULSE | RAD-87 |  |  |  | Masimo Corp | Oximeter, Pulse |  | OXIMETERPULSE-Masimo Corp-RAD-87 |  |  |  |  | Covered PM Repair - Biomedical | MHHS-Southwest
NO | NO | [5 empty] | Masimo Corp. | RAD-87 |  | J16131 | SW - NEUOROLOGY | MHHS-Southwest |  | Oximeter, Pulse |  |  |  | Southwest |  | SW - NEUOROLOGY | [5 empty] | OXIMETERS, PULSE |  | OXIMETERPULSE-Masimo Corp-RAD-87 | OXIMETERPULSE | RAD-87 |  |  |  | Masimo Corp | Oximeter, Pulse |  | OXIMETERPULSE-Masimo Corp-RAD-87 |  |  |  |  | Covered PM Repair - Biomedical | MHHS-Southwest
NO | NO | [5 empty] | Masimo Corp. | RAD-87 |  | J15862 | SW - NEUOROLOGY | MHHS-Southwest |  | Oximeter, Pulse |  |  |  | Southwest |  | SW - NEUOROLOGY | [5 empty] | OXIMETERS, PULSE |  | OXIMETERPULSE-Masimo Corp-RAD-87 | OXIMETERPULSE | RAD-87 |  |  |  | Masimo Corp | Oximeter, Pulse |  | OXIMETERPULSE-Masimo Corp-RAD-87 |  |  |  |  | Clinical Miscellaneous | MHHS-Southwest
NO | NO | [5 empty] | Masimo Corp. | RAD-87 |  | J16157 | SW - NEUOROLOGY | MHHS-Southwest |  | Oximeter, Pulse |  |  |  | Southwest |  | SW - NEUOROLOGY | [5 empty] | OXIMETERS, PULSE |  | OXIMETERPULSE-Masimo Corp-RAD-87 | OXIMETERPULSE | RAD-87 |  |  |  | Masimo Corp | Oximeter, Pulse |  | OXIMETERPULSE-Masimo Corp-RAD-87 |  |  |  |  | Clinical Miscellaneous | MHHS-Southwest
NO | NO | [5 empty] | Masimo Corp. | RAD-87 |  | J16006 | SW - NEUOROLOGY | MHHS-Southwest |  | Oximeter, Pulse |  |  |  | Southwest |  | SW - NEUOROLOGY | [5 empty] | OXIMETERS, PULSE |  | OXIMETERPULSE-Masimo Corp-RAD-87 | OXIMETERPULSE | RAD-87 |  |  |  | Masimo Corp | Oximeter, Pulse |  | OXIMETERPULSE-Masimo Corp-RAD-87 |  |  |  |  | Clinical Miscellaneous | MHHS-Southwest
NO | NO | [5 empty] | Masimo Corp. | RAD-87 |  | J15671 | SW - NURSERY | MHHS-Southwest |  | Oximeter, Pulse |  |  |  | Southwest |  | SW - NURSERY | [5 empty] | OXIMETERS, PULSE |  | OXIMETERPULSE-Masimo Corp-RAD-87 | OXIMETERPULSE | RAD-87 |  |  |  | Masimo Corp | Oximeter, Pulse |  | OXIMETERPULSE-Masimo Corp-RAD-87 |  |  |  |  | Covered PM Repair - Biomedical | MHHS-Southwest
NO | NO |  |  |  | 013-18857 |  | Masimo Corp. | RAD-87 |  | J15884 | SW - PEDS | MHHS-Southwest |  | Oximeter, Pulse |  | 013-18857 |  | Southwest |  | SW - PEDS | [5 empty] | OXIMETERS, PULSE |  | OXIMETERPULSE-Masimo Corp-RAD-87 | OXIMETERPULSE | RAD-87 |  |  |  | Masimo Corp | Oximeter, Pulse |  | OXIMETERPULSE-Masimo Corp-RAD-87 |  |  |  |  | Covered PM Repair - Biomedical | MHHS-Southwest
NO | NO | [5 empty] | Masimo Corp. | RAD-87 |  |  | SW - PEDS | MHHS-Southwest |  | Oximeter, Pulse |  |  |  | Southwest |  | SW - PEDS | [5 empty] | OXIMETERS, PULSE |  | OXIMETERPULSE-Masimo Corp-RAD-87 | OXIMETERPULSE | RAD-87 |  |  |  | Masimo Corp | Oximeter, Pulse |  | OXIMETERPULSE-Masimo Corp-RAD-87 |  |  |  |  | Covered PM Repair - Radiology, Low End | MHHS-Southwest
NO | NO | [5 empty] | Masimo Corp. | RAD-87 |  |  | SW - PEDS | MHHS-Southwest |  | Oximeter, Pulse |  |  |  | Southwest |  | SW - PEDS | [5 empty] | OXIMETERS, PULSE |  | OXIMETERPULSE-Masimo Corp-RAD-87 | OXIMETERPULSE | RAD-87 |  |  |  | Masimo Corp | Oximeter, Pulse |  | OXIMETERPULSE-Masimo Corp-RAD-87 |  |  |  |  | Covered PM Repair - Biomedical | MHHS-Southwest
NO | NO | [5 empty] | Masimo Corp. | RAD-87 |  | J16005 | SW - PULMONARY FUNCTION | MHHS-Southwest |  | Oximeter, Pulse |  |  |  | Southwest |  | SW - PULMONARY FUNCTION | [5 empty] | OXIMETERS, PULSE |  | OXIMETERPULSE-Masimo Corp-RAD-87 | OXIMETERPULSE | RAD-87 |  |  |  | Masimo Corp | Oximeter, Pulse |  | OXIMETERPULSE-Masimo Corp-RAD-87 |  |  |  |  | Covered PM Repair - Biomedical | MHHS-Southwest
NO | NO |  |  |  | 013-18903 |  | Masimo Corp. | RAD-87 |  | J15663 | SW - REHAB | MHHS-Southwest |  | Oximeter, Pulse |  | 013-18903 |  | Southwest |  | SW - REHAB | [5 empty] | OXIMETERS, PULSE |  | OXIMETERPULSE-Masimo Corp-RAD-87 | OXIMETERPULSE | RAD-87 |  |  |  | Masimo Corp | Oximeter, Pulse |  | OXIMETERPULSE-Masimo Corp-RAD-87 |  |  |  |  | Covered PM Repair - Biomedical | MHHS-Southwest
NO | NO |  |  |  | 013-19037 |  | Masimo Corp. | RAD-87 |  | J15667 | SW - REHAB | MHHS-Southwest |  | Oximeter, Pulse |  | 013-19037 |  | Southwest |  | SW - REHAB | [5 empty] | OXIMETERS, PULSE |  | OXIMETERPULSE-Masimo Corp-RAD-87 | OXIMETERPULSE | RAD-87 |  |  |  | Masimo Corp | Oximeter, Pulse |  | OXIMETERPULSE-Masimo Corp-RAD-87 |  |  |  |  | Covered PM Repair - Biomedical | MHHS-Southwest
NO | NO | [5 empty] | Masimo Corp. | RAD-87 |  | J16030 | SW - REHAB | MHHS-Southwest |  | Oximeter, Pulse |  |  |  | Southwest |  | SW - REHAB | [5 empty] | OXIMETERS, PULSE |  | OXIMETERPULSE-Masimo Corp-RAD-87 | OXIMETERPULSE | RAD-87 |  |  |  | Masimo Corp | Oximeter, Pulse |  | OXIMETERPULSE-Masimo Corp-RAD-87 |  |  |  |  | Not Covered Vendor Only - Lab Ana/Anes | MHHS-Southwest
NO | NO | [5 empty] | Masimo Corp. | RAD-87 |  | J16278 | SW - REHAB | MHHS-Southwest |  | Oximeter, Pulse |  |  |  | Southwest |  | SW - REHAB | [5 empty] | OXIMETERS, PULSE |  | OXIMETERPULSE-Masimo Corp-RAD-87 | OXIMETERPULSE | RAD-87 |  |  |  | Masimo Corp | Oximeter, Pulse |  | OXIMETERPULSE-Masimo Corp-RAD-87 |  |  |  |  | Covered PM Repair - Biomedical | MHHS-Southwest
NO | NO |  |  |  | PLU0161 |  | Masimo Corp. | RAD-87 |  | RZ7883 | SW - REHAB | MHHS-Southwest |  | Oximeter, Pulse |  | PLU0161 |  | Southwest |  | SW - REHAB | [5 empty] | OXIMETERS, PULSE |  | OXIMETERPULSE-Masimo Corp-RAD-87 | OXIMETERPULSE | RAD-87 |  |  |  | Masimo Corp | Oximeter, Pulse |  | OXIMETERPULSE-Masimo Corp-RAD-87 |  |  |  |  | Covered PM Repair - Biomedical | MHHS-Southwest
NO | NO |  |  |  | 013-18850 |  | Masimo Corp. | RAD-87 |  | J16036 | SW - RESPIRATORY | MHHS-Southwest |  | Oximeter, Pulse |  | 013-18850 |  | Southwest |  | SW - RESPIRATORY | [5 empty] | OXIMETERS, PULSE |  | OXIMETERPULSE-Masimo Corp-RAD-87 | OXIMETERPULSE | RAD-87 |  |  |  | Masimo Corp | Oximeter, Pulse |  | OXIMETERPULSE-Masimo Corp-RAD-87 |  |  |  |  | Covered PM Repair - Biomedical | MHHS-Southwest
NO | NO |  |  |  | 013-18859 |  | Masimo Corp. | RAD-87 |  | J15539 | SW - RESPIRATORY | MHHS-Southwest |  | Oximeter, Pulse |  | 013-18859 |  | Southwest |  | SW - RESPIRATORY | [5 empty] | OXIMETERS, PULSE |  | OXIMETERPULSE-Masimo Corp-RAD-87 | OXIMETERPULSE | RAD-87 |  |  |  | Masimo Corp | Oximeter, Pulse |  | OXIMETERPULSE-Masimo Corp-RAD-87 |  |  |  |  | Covered PM Repair - Biomedical | MHHS-Southwest
NO | NO | [5 empty] | Masimo Corp. | RAD-87 |  | J15661 | SW - RESPIRATORY | MHHS-Southwest |  | Oximeter, Pulse |  |  |  | Southwest |  | SW - RESPIRATORY | [5 empty] | OXIMETERS, PULSE |  | OXIMETERPULSE-Masimo Corp-RAD-87 | OXIMETERPULSE | RAD-87 |  |  |  | Masimo Corp | Oximeter, Pulse |  | OXIMETERPULSE-Masimo Corp-RAD-87 |  |  |  |  | Covered PM Repair - Biomedical | MHHS-Southwest
NO | NO | [5 empty] | Masimo Corp. | RAD-87 |  | J16140 | SW - RESPIRATORY | MHHS-Southwest |  | Oximeter, Pulse |  |  |  | Southwest |  | SW - RESPIRATORY | [5 empty] | OXIMETERS, PULSE |  | OXIMETERPULSE-Masimo Corp-RAD-87 | OXIMETERPULSE | RAD-87 |  |  |  | Masimo Corp | Oximeter, Pulse |  | OXIMETERPULSE-Masimo Corp-RAD-87 |  |  |  |  | Covered PM Repair - Biomedical | MHHS-Southwest
NO | NO | [5 empty] | Masimo Corp. | RAD-87 |  | J16991 | SW - RESPIRATORY | MHHS-Southwest |  | Oximeter, Pulse |  |  |  | Southwest |  | SW - RESPIRATORY | [5 empty] | OXIMETERS, PULSE |  | OXIMETERPULSE-Masimo Corp-RAD-87 | OXIMETERPULSE | RAD-87 |  |  |  | Masimo Corp | Oximeter, Pulse |  | OXIMETERPULSE-Masimo Corp-RAD-87 |  |  |  |  | Covered PM Repair - Biomedical | MHHS-Southwest
NO | NO | [5 empty] | Masimo Corp. | RAD-87 |  | J16074 | SW - RESPIRATORY | MHHS-Southwest |  | Oximeter, Pulse |  |  |  | Southwest |  | SW - RESPIRATORY | [5 empty] | OXIMETERS, PULSE |  | OXIMETERPULSE-Masimo Corp-RAD-87 | OXIMETERPULSE | RAD-87 |  |  |  | Masimo Corp | Oximeter, Pulse |  | OXIMETERPULSE-Masimo Corp-RAD-87 |  |  |  |  | Covered PM Repair - Biomedical | MHHS-Southwest
NO | NO | [5 empty] | Masimo Corp. | RAD-87 |  | J15505 | SW - RESPIRATORY | MHHS-Southwest |  | Oximeter, Pulse |  |  |  | Southwest |  | SW - RESPIRATORY | [5 empty] | OXIMETERS, PULSE |  | OXIMETERPULSE-Masimo Corp-RAD-87 | OXIMETERPULSE | RAD-87 |  |  |  | Masimo Corp | Oximeter, Pulse |  | OXIMETERPULSE-Masimo Corp-RAD-87 |  |  |  |  | Covered PM Repair - Biomedical | MHHS-Southwest
NO | NO | [5 empty] | Masimo Corp. | RAD-87 |  | J16057 | SW - RESPIRATORY | MHHS-Southwest |  | Oximeter, Pulse |  |  |  | Southwest |  | SW - RESPIRATORY | [5 empty] | OXIMETERS, PULSE |  | OXIMETERPULSE-Masimo Corp-RAD-87 | OXIMETERPULSE | RAD-87 |  |  |  | Masimo Corp | Oximeter, Pulse |  | OXIMETERPULSE-Masimo Corp-RAD-87 |  |  |  |  | Covered PM Repair - Biomedical | MHHS-Southwest
NO | NO | [5 empty] | Masimo Corp. | RAD-87 |  | J08206 | SW - SACU | MHHS-Southwest |  | Oximeter, Pulse |  |  |  | Southwest |  | SW - SACU | [5 empty] | OXIMETERS, PULSE |  | OXIMETERPULSE-Masimo Corp-RAD-87 | OXIMETERPULSE | RAD-87 |  |  |  | Masimo Corp | Oximeter, Pulse |  | OXIMETERPULSE-Masimo Corp-RAD-87 |  |  |  |  | Covered PM Repair - Biomedical | MHHS-Southwest
NO | NO |  |  |  | 013-18792 |  | Masimo Corp. | RAD-87 |  | J15745 | SW - SENIOR MEDICINE | MHHS-Southwest |  | Oximeter, Pulse |  | 013-18792 |  | Southwest |  | SW - SENIOR MEDICINE | [5 empty] | OXIMETERS, PULSE |  | OXIMETERPULSE-Masimo Corp-RAD-87 | OXIMETERPULSE | RAD-87 |  |  |  | Masimo Corp | Oximeter, Pulse |  | OXIMETERPULSE-Masimo Corp-RAD-87 |  |  |  |  | Covered PM Repair - Biomedical | MHHS-Southwest
NO | NO |  |  |  | 013-18924 |  | Masimo Corp. | RAD-87 |  | J16206 | SW - SENIOR MEDICINE | MHHS-Southwest |  | Oximeter, Pulse |  | 013-18924 |  | Southwest |  | SW - SENIOR MEDICINE | [5 empty] | OXIMETERS, PULSE |  | OXIMETERPULSE-Masimo Corp-RAD-87 | OXIMETERPULSE | RAD-87 |  |  |  | Masimo Corp | Oximeter, Pulse |  | OXIMETERPULSE-Masimo Corp-RAD-87 |  |  |  |  | Covered PM Repair - Biomedical | MHHS-Southwest
NO | NO |  |  |  | 013-18970 |  | Masimo Corp. | RAD-87 |  | J15900 | SW - SENIOR MEDICINE | MHHS-Southwest |  | Oximeter, Pulse |  | 013-18970 |  | Southwest |  | SW - SENIOR MEDICINE | [5 empty] | OXIMETERS, PULSE |  | OXIMETERPULSE-Masimo Corp-RAD-87 | OXIMETERPULSE | RAD-87 |  |  |  | Masimo Corp | Oximeter, Pulse |  | OXIMETERPULSE-Masimo Corp-RAD-87 |  |  |  |  | Covered PM Repair - Biomedical | MHHS-Southwest
NO | NO | [5 empty] | Masimo Corp. | RAD-87 |  |  | SW - SENIOR MEDICINE | MHHS-Southwest |  | Oximeter, Pulse |  |  |  | Southwest |  | SW - SENIOR MEDICINE | [5 empty] | OXIMETERS, PULSE |  | OXIMETERPULSE-Masimo Corp-RAD-87 | OXIMETERPULSE | RAD-87 |  |  |  | Masimo Corp | Oximeter, Pulse |  | OXIMETERPULSE-Masimo Corp-RAD-87 |  |  |  |  | Covered PM Repair - Biomedical | MHHS-Southwest
NO | NO | [5 empty] | Masimo Corp. | RAD-87 |  | J17040 | SW - SENIOR MEDICINE | MHHS-Southwest |  | Oximeter, Pulse |  |  |  | Southwest |  | SW - SENIOR MEDICINE | [5 empty] | OXIMETERS, PULSE |  | OXIMETERPULSE-Masimo Corp-RAD-87 | OXIMETERPULSE | RAD-87 |  |  |  | Masimo Corp | Oximeter, Pulse |  | OXIMETERPULSE-Masimo Corp-RAD-87 |  |  |  |  | Covered PM Repair - Biomedical | MHHS-Southwest
NO | NO | [5 empty] | Masimo Corp. | RAD-87 |  | J16086 | SW - SENIOR MEDICINE | MHHS-Southwest |  | Oximeter, Pulse |  |  |  | Southwest |  | SW - SENIOR MEDICINE | [5 empty] | OXIMETERS, PULSE |  | OXIMETERPULSE-Masimo Corp-RAD-87 | OXIMETERPULSE | RAD-87 |  |  |  | Masimo Corp | Oximeter, Pulse |  | OXIMETERPULSE-Masimo Corp-RAD-87 |  |  |  |  | Covered PM Repair - Biomedical | MHHS-Southwest
NO | NO | [5 empty] | Masimo Corp. | RAD-87 |  |  | SW - SENIOR MEDICINE | MHHS-Southwest |  | Oximeter, Pulse |  |  |  | Southwest |  | SW - SENIOR MEDICINE | [5 empty] | OXIMETERS, PULSE |  | OXIMETERPULSE-Masimo Corp-RAD-87 | OXIMETERPULSE | RAD-87 |  |  |  | Masimo Corp | Oximeter, Pulse |  | OXIMETERPULSE-Masimo Corp-RAD-87 |  |  |  |  | Covered PM Repair - Biomedical | MHHS-Southwest
NO | NO | [5 empty] | Masimo Corp. | RAD-87 |  | J16099 | SW - SENIOR MEDICINE | MHHS-Southwest |  | Oximeter, Pulse |  |  |  | Southwest |  | SW - SENIOR MEDICINE | [5 empty] | OXIMETERS, PULSE |  | OXIMETERPULSE-Masimo Corp-RAD-87 | OXIMETERPULSE | RAD-87 |  |  |  | Masimo Corp | Oximeter, Pulse |  | OXIMETERPULSE-Masimo Corp-RAD-87 |  |  |  |  | Covered PM Repair - Biomedical | MHHS-Southwest
NO | NO | [5 empty] | Masimo Corp. | RAD-87 |  | J16209 | SW - SENIOR MEDICINE | MHHS-Southwest |  | Oximeter, Pulse |  |  |  | Southwest |  | SW - SENIOR MEDICINE | [5 empty] | OXIMETERS, PULSE |  | OXIMETERPULSE-Masimo Corp-RAD-87 | OXIMETERPULSE | RAD-87 |  |  |  | Masimo Corp | Oximeter, Pulse |  | OXIMETERPULSE-Masimo Corp-RAD-87 |  |  |  |  | Covered PM Repair - Biomedical | MHHS-Southwest
NO | NO | [5 empty] | Masimo Corp. | RAD-87 |  | J15602 | SW - SENIOR MEDICINE | MHHS-Southwest |  | Oximeter, Pulse |  |  |  | Southwest |  | SW - SENIOR MEDICINE | [5 empty] | OXIMETERS, PULSE |  | OXIMETERPULSE-Masimo Corp-RAD-87 | OXIMETERPULSE | RAD-87 |  |  |  | Masimo Corp | Oximeter, Pulse |  | OXIMETERPULSE-Masimo Corp-RAD-87 |  |  |  |  | Covered PM Repair - Biomedical | MHHS-Southwest
NO | NO | [5 empty] | Masimo Corp. | RAD-87 |  | J16251 | SW - SENIOR MEDICINE | MHHS-Southwest |  | Oximeter, Pulse |  |  |  | Southwest |  | SW - SENIOR MEDICINE | [5 empty] | OXIMETERS, PULSE |  | OXIMETERPULSE-Masimo Corp-RAD-87 | OXIMETERPULSE | RAD-87 |  |  |  | Masimo Corp | Oximeter, Pulse |  | OXIMETERPULSE-Masimo Corp-RAD-87 |  |  |  |  | Covered PM Repair - Biomedical | MHHS-Southwest
NO | NO | [5 empty] | Masimo Corp. | RAD-87 |  | J15857 | SW - SENIOR MEDICINE | MHHS-Southwest |  | Oximeter, Pulse |  |  |  | Southwest |  | SW - SENIOR MEDICINE | [5 empty] | OXIMETERS, PULSE |  | OXIMETERPULSE-Masimo Corp-RAD-87 | OXIMETERPULSE | RAD-87 |  |  |  | Masimo Corp | Oximeter, Pulse |  | OXIMETERPULSE-Masimo Corp-RAD-87 |  |  |  |  | Covered PM Repair - Biomedical | MHHS-Southwest
NO | NO | [5 empty] | Masimo Corp. | RAD-87 |  | J16287 | SW - SENIOR MEDICINE | MHHS-Southwest |  | Oximeter, Pulse |  |  |  | Southwest |  | SW - SENIOR MEDICINE | [5 empty] | OXIMETERS, PULSE |  | OXIMETERPULSE-Masimo Corp-RAD-87 | OXIMETERPULSE | RAD-87 |  |  |  | Masimo Corp | Oximeter, Pulse |  | OXIMETERPULSE-Masimo Corp-RAD-87 |  |  |  |  | Covered PM Repair - Biomedical | MHHS-Southwest
NO | NO |  |  |  | 013-18570 |  | Masimo Corp. | RAD-87 |  | T041895 | SW - TELEMETRY | MHHS-Southwest |  | Oximeter, Pulse |  | 013-18570 |  | Southwest |  | SW - TELEMETRY | [5 empty] | OXIMETERS, PULSE |  | OXIMETERPULSE-Masimo Corp-RAD-87 | OXIMETERPULSE | RAD-87 |  |  |  | Masimo Corp | Oximeter, Pulse |  | OXIMETERPULSE-Masimo Corp-RAD-87 |  |  |  |  | Covered PM Repair - Biomedical | MHHS-Southwest
NO | NO |  |  |  | 013-18890 |  | Masimo Corp. | RAD-87 |  | J15625 | SW - TELEMETRY | MHHS-Southwest |  | Oximeter, Pulse |  | 013-18890 |  | Southwest |  | SW - TELEMETRY | [5 empty] | OXIMETERS, PULSE |  | OXIMETERPULSE-Masimo Corp-RAD-87 | OXIMETERPULSE | RAD-87 |  |  |  | Masimo Corp | Oximeter, Pulse |  | OXIMETERPULSE-Masimo Corp-RAD-87 |  |  |  |  | Covered PM Repair - Biomedical | MHHS-Southwest
NO | NO |  |  |  | 013-18987 |  | Masimo Corp. | RAD-87 |  | J15552 | SW - TELEMETRY | MHHS-Southwest |  | Oximeter, Pulse |  | 013-18987 |  | Southwest |  | SW - TELEMETRY | [5 empty] | OXIMETERS, PULSE |  | OXIMETERPULSE-Masimo Corp-RAD-87 | OXIMETERPULSE | RAD-87 |  |  |  | Masimo Corp | Oximeter, Pulse |  | OXIMETERPULSE-Masimo Corp-RAD-87 |  |  |  |  | Covered PM Repair - Biomedical | MHHS-Southwest
NO | NO |  |  |  | 013-36124 |  | Masimo Corp. | RAD-87 |  | R37684 | SW - TELEMETRY | MHHS-Southwest |  | Oximeter, Pulse |  | 013-36124 |  | Southwest |  | SW - TELEMETRY | [5 empty] | OXIMETERS, PULSE |  | OXIMETERPULSE-Masimo Corp-RAD-87 | OXIMETERPULSE | RAD-87 |  |  |  | Masimo Corp | Oximeter, Pulse |  | OXIMETERPULSE-Masimo Corp-RAD-87 |  |  |  |  | Covered PM Repair - Biomedical | MHHS-Southwest
NO | NO |  |  |  | 013-36129 |  | Masimo Corp. | RAD-87 |  | R38169 | SW - TELEMETRY | MHHS-Southwest |  | Oximeter, Pulse |  | 013-36129 |  | Southwest |  | SW - TELEMETRY | [5 empty] | OXIMETERS, PULSE |  | OXIMETERPULSE-Masimo Corp-RAD-87 | OXIMETERPULSE | RAD-87 |  |  |  | Masimo Corp | Oximeter, Pulse |  | OXIMETERPULSE-Masimo Corp-RAD-87 |  |  |  |  | Covered PM Repair - Biomedical | MHHS-Southwest
NO | NO |  |  |  | 013-36130 |  | Masimo Corp. | RAD-87 |  | R37685 | SW - TELEMETRY | MHHS-Southwest |  | Oximeter, Pulse |  | 013-36130 |  | Southwest |  | SW - TELEMETRY | [5 empty] | OXIMETERS, PULSE |  | OXIMETERPULSE-Masimo Corp-RAD-87 | OXIMETERPULSE | RAD-87 |  |  |  | Masimo Corp | Oximeter, Pulse |  | OXIMETERPULSE-Masimo Corp-RAD-87 |  |  |  |  | Covered PM Repair - Biomedical | MHHS-Southwest
NO | NO |  |  |  | 013-36131 |  | Masimo Corp. | RAD-87 |  | R37652 | SW - TELEMETRY | MHHS-Southwest |  | Oximeter, Pulse |  | 013-36131 |  | Southwest |  | SW - TELEMETRY | [5 empty] | OXIMETERS, PULSE |  | OXIMETERPULSE-Masimo Corp-RAD-87 | OXIMETERPULSE | RAD-87 |  |  |  | Masimo Corp | Oximeter, Pulse |  | OXIMETERPULSE-Masimo Corp-RAD-87 |  |  |  |  | Covered PM Repair - Biomedical | MHHS-Southwest
NO | NO |  |  |  | 013-36132 |  | Masimo Corp. | RAD-87 |  | R37837 | SW - TELEMETRY | MHHS-Southwest |  | Oximeter, Pulse |  | 013-36132 |  | Southwest |  | SW - TELEMETRY | [5 empty] | OXIMETERS, PULSE |  | OXIMETERPULSE-Masimo Corp-RAD-87 | OXIMETERPULSE | RAD-87 |  |  |  | Masimo Corp | Oximeter, Pulse |  | OXIMETERPULSE-Masimo Corp-RAD-87 |  |  |  |  | Covered PM Repair - Biomedical | MHHS-Southwest
NO | NO |  |  |  | 013-36134 |  | Masimo Corp. | RAD-87 |  | R37682 | SW - TELEMETRY | MHHS-Southwest |  | Oximeter, Pulse |  | 013-36134 |  | Southwest |  | SW - TELEMETRY | [5 empty] | OXIMETERS, PULSE |  | OXIMETERPULSE-Masimo Corp-RAD-87 | OXIMETERPULSE | RAD-87 |  |  |  | Masimo Corp | Oximeter, Pulse |  | OXIMETERPULSE-Masimo Corp-RAD-87 |  |  |  |  | Not Covered Vendor Only - Biomedical | MHHS-Southwest
NO | NO |  |  |  | 013-36136 |  | Masimo Corp. | RAD-87 |  | R37635 | SW - TELEMETRY | MHHS-Southwest |  | Oximeter, Pulse |  | 013-36136 |  | Southwest |  | SW - TELEMETRY | [5 empty] | OXIMETERS, PULSE |  | OXIMETERPULSE-Masimo Corp-RAD-87 | OXIMETERPULSE | RAD-87 |  |  |  | Masimo Corp | Oximeter, Pulse |  | OXIMETERPULSE-Masimo Corp-RAD-87 |  |  |  |  | Covered PM Repair - Biomedical | MHHS-Southwest
NO | NO |  |  |  | 013-36137 |  | Masimo Corp. | RAD-87 |  | R37686 | SW - TELEMETRY | MHHS-Southwest |  | Oximeter, Pulse |  | 013-36137 |  | Southwest |  | SW - TELEMETRY | [5 empty] | OXIMETERS, PULSE |  | OXIMETERPULSE-Masimo Corp-RAD-87 | OXIMETERPULSE | RAD-87 |  |  |  | Masimo Corp | Oximeter, Pulse |  | OXIMETERPULSE-Masimo Corp-RAD-87 |  |  |  |  | Covered PM Repair - Biomedical | MHHS-Southwest
NO | NO |  |  |  | 013-36139 |  | Masimo Corp. | RAD-87 |  | R37709 | SW - TELEMETRY | MHHS-Southwest |  | Oximeter, Pulse |  | 013-36139 |  | Southwest |  | SW - TELEMETRY | [5 empty] | OXIMETERS, PULSE |  | OXIMETERPULSE-Masimo Corp-RAD-87 | OXIMETERPULSE | RAD-87 |  |  |  | Masimo Corp | Oximeter, Pulse |  | OXIMETERPULSE-Masimo Corp-RAD-87 |  |  |  |  | Covered PM Repair - Biomedical | MHHS-Southwest
NO | NO |  |  |  | 013-36142 |  | Masimo Corp. | RAD-87 |  | R37724 | SW - TELEMETRY | MHHS-Southwest |  | Oximeter, Pulse |  | 013-36142 |  | Southwest |  | SW - TELEMETRY | [5 empty] | OXIMETERS, PULSE |  | OXIMETERPULSE-Masimo Corp-RAD-87 | OXIMETERPULSE | RAD-87 |  |  |  | Masimo Corp | Oximeter, Pulse |  | OXIMETERPULSE-Masimo Corp-RAD-87 |  |  |  |  | Covered PM Repair - Biomedical | MHHS-Southwest
NO | NO |  |  |  | 013-36144 |  | Masimo Corp. | RAD-87 |  | R37624 | SW - TELEMETRY | MHHS-Southwest |  | Oximeter, Pulse |  | 013-36144 |  | Southwest |  | SW - TELEMETRY | [5 empty] | OXIMETERS, PULSE |  | OXIMETERPULSE-Masimo Corp-RAD-87 | OXIMETERPULSE | RAD-87 |  |  |  | Masimo Corp | Oximeter, Pulse |  | OXIMETERPULSE-Masimo Corp-RAD-87 |  |  |  |  | Covered PM Repair - Biomedical | MHHS-Southwest
NO | NO |  |  |  | 013-36145 |  | Masimo Corp. | RAD-87 |  | R37626 | SW - TELEMETRY | MHHS-Southwest |  | Oximeter, Pulse |  | 013-36145 |  | Southwest |  | SW - TELEMETRY | [5 empty] | OXIMETERS, PULSE |  | OXIMETERPULSE-Masimo Corp-RAD-87 | OXIMETERPULSE | RAD-87 |  |  |  | Masimo Corp | Oximeter, Pulse |  | OXIMETERPULSE-Masimo Corp-RAD-87 |  |  |  |  | Covered PM Repair - Biomedical | MHHS-Southwest
NO | NO |  |  |  | 013-36146 |  | Masimo Corp. | RAD-87 |  | R37653 | SW - TELEMETRY | MHHS-Southwest |  | Oximeter, Pulse |  | 013-36146 |  | Southwest |  | SW - TELEMETRY | [5 empty] | OXIMETERS, PULSE |  | OXIMETERPULSE-Masimo Corp-RAD-87 | OXIMETERPULSE | RAD-87 |  |  |  | Masimo Corp | Oximeter, Pulse |  | OXIMETERPULSE-Masimo Corp-RAD-87 |  |  |  |  | Covered PM Repair - Biomedical | MHHS-Southwest
NO | NO |  |  |  | 013-36148 |  | Masimo Corp. | RAD-87 |  | R37647 | SW - TELEMETRY | MHHS-Southwest |  | Oximeter, Pulse |  | 013-36148 |  | Southwest |  | SW - TELEMETRY | [5 empty] | OXIMETERS, PULSE |  | OXIMETERPULSE-Masimo Corp-RAD-87 | OXIMETERPULSE | RAD-87 |  |  |  | Masimo Corp | Oximeter, Pulse |  | OXIMETERPULSE-Masimo Corp-RAD-87 |  |  |  |  | Covered PM Repair - Biomedical | MHHS-Southwest
NO | NO |  |  |  | 013-36153 |  | Masimo Corp. | RAD-87 |  | R37662 | SW - TELEMETRY | MHHS-Southwest |  | Oximeter, Pulse |  | 013-36153 |  | Southwest |  | SW - TELEMETRY | [5 empty] | OXIMETERS, PULSE |  | OXIMETERPULSE-Masimo Corp-RAD-87 | OXIMETERPULSE | RAD-87 |  |  |  | Masimo Corp | Oximeter, Pulse |  | OXIMETERPULSE-Masimo Corp-RAD-87 |  |  |  |  | Covered PM Repair - Biomedical | MHHS-Southwest
NO | NO |  |  |  | 013-36154 |  | Masimo Corp. | RAD-87 |  | R37715 | SW - TELEMETRY | MHHS-Southwest |  | Oximeter, Pulse |  | 013-36154 |  | Southwest |  | SW - TELEMETRY | [5 empty] | OXIMETERS, PULSE |  | OXIMETERPULSE-Masimo Corp-RAD-87 | OXIMETERPULSE | RAD-87 |  |  |  | Masimo Corp | Oximeter, Pulse |  | OXIMETERPULSE-Masimo Corp-RAD-87 |  |  |  |  | Covered PM Repair - Biomedical | MHHS-Southwest
NO | NO | [5 empty] | Masimo Corp. | RAD-87 |  | J15837 | SW - TELEMETRY | MHHS-Southwest |  | Oximeter, Pulse |  |  |  | Southwest |  | SW - TELEMETRY | [5 empty] | OXIMETERS, PULSE |  | OXIMETERPULSE-Masimo Corp-RAD-87 | OXIMETERPULSE | RAD-87 |  |  |  | Masimo Corp | Oximeter, Pulse |  | OXIMETERPULSE-Masimo Corp-RAD-87 |  |  |  |  | Covered PM Repair - Biomedical | MHHS-Southwest
NO | NO | [5 empty] | Masimo Corp. | RAD-87 |  | J09397 | SW - TELEMETRY | MHHS-Southwest |  | Oximeter, Pulse |  |  |  | Southwest |  | SW - TELEMETRY | [5 empty] | OXIMETERS, PULSE |  | OXIMETERPULSE-Masimo Corp-RAD-87 | OXIMETERPULSE | RAD-87 |  |  |  | Masimo Corp | Oximeter, Pulse |  | OXIMETERPULSE-Masimo Corp-RAD-87 |  |  |  |  | Covered PM Repair - Biomedical | MHHS-Southwest
NO | NO | [5 empty] | Masimo Corp. | RAD-87 |  | J15531 | SW - TELEMETRY | MHHS-Southwest |  | Oximeter, Pulse |  |  |  | Southwest |  | SW - TELEMETRY | [5 empty] | OXIMETERS, PULSE |  | OXIMETERPULSE-Masimo Corp-RAD-87 | OXIMETERPULSE | RAD-87 |  |  |  | Masimo Corp | Oximeter, Pulse |  | OXIMETERPULSE-Masimo Corp-RAD-87 |  |  |  |  | Covered PM Repair - Biomedical | MHHS-Southwest
NO | NO | [5 empty] | Masimo Corp. | RAD-87 |  | J17043 | SW - TELEMETRY | MHHS-Southwest |  | Oximeter, Pulse |  |  |  | Southwest |  | SW - TELEMETRY | [5 empty] | OXIMETERS, PULSE |  | OXIMETERPULSE-Masimo Corp-RAD-87 | OXIMETERPULSE | RAD-87 |  |  |  | Masimo Corp | Oximeter, Pulse |  | OXIMETERPULSE-Masimo Corp-RAD-87 |  |  |  |  | Covered PM Repair - Biomedical | MHHS-Southwest
NO | NO | [5 empty] | Masimo Corp. | RAD-87 |  | J09342 | SW - TELEMETRY | MHHS-Southwest |  | Oximeter, Pulse |  |  |  | Southwest |  | SW - TELEMETRY | [5 empty] | OXIMETERS, PULSE |  | OXIMETERPULSE-Masimo Corp-RAD-87 | OXIMETERPULSE | RAD-87 |  |  |  | Masimo Corp | Oximeter, Pulse |  | OXIMETERPULSE-Masimo Corp-RAD-87 |  |  |  |  | Covered PM Repair - Biomedical | MHHS-Southwest
NO | NO |  |  |  | 013-18945 |  | Masimo Corp. | RAD-87 |  | j15556 | SW - TRANSITION CARE UNIT | MHHS-Southwest |  | Oximeter, Pulse |  | 013-18945 |  | Southwest |  | SW - TRANSITION CARE UNIT | [5 empty] | OXIMETERS, PULSE |  | OXIMETERPULSE-Masimo Corp-RAD-87 | OXIMETERPULSE | RAD-87 |  |  |  | Masimo Corp | Oximeter, Pulse |  | OXIMETERPULSE-Masimo Corp-RAD-87 |  |  |  |  | Covered PM Repair - Biomedical | MHHS-Southwest
NO | NO |  |  |  | 013-36127 |  | Masimo Corp. | RAD-87 |  | R37695 | SW - TRANSITION CARE UNIT | MHHS-Southwest |  | Oximeter, Pulse |  | 013-36127 |  | Southwest |  | SW - TRANSITION CARE UNIT | [5 empty] | OXIMETERS, PULSE |  | OXIMETERPULSE-Masimo Corp-RAD-87 | OXIMETERPULSE | RAD-87 |  |  |  | Masimo Corp | Oximeter, Pulse |  | OXIMETERPULSE-Masimo Corp-RAD-87 |  |  |  |  | Covered PM Repair - Biomedical | MHHS-Southwest
NO | NO |  |  |  | 013-36809 |  | Masimo Corp. | RAD-87 |  | R47983 | SW - TRANSITION CARE UNIT | MHHS-Southwest |  | Oximeter, Pulse |  | 013-36809 |  | Southwest |  | SW - TRANSITION CARE UNIT | [5 empty] | OXIMETERS, PULSE |  | OXIMETERPULSE-Masimo Corp-RAD-87 | OXIMETERPULSE | RAD-87 |  |  |  | Masimo Corp | Oximeter, Pulse |  | OXIMETERPULSE-Masimo Corp-RAD-87 |  |  |  |  | Not Covered Vendor Only - Lab Ana/Anes | MHHS-Southwest
NO | NO |  |  |  | 013-36811 |  | Masimo Corp. | RAD-87 |  | R48023 | SW - TRANSITION CARE UNIT | MHHS-Southwest |  | Oximeter, Pulse |  | 013-36811 |  | Southwest |  | SW - TRANSITION CARE UNIT | [5 empty] | OXIMETERS, PULSE |  | OXIMETERPULSE-Masimo Corp-RAD-87 | OXIMETERPULSE | RAD-87 |  |  |  | Masimo Corp | Oximeter, Pulse |  | OXIMETERPULSE-Masimo Corp-RAD-87 |  |  |  |  | Covered PM Repair - Biomedical | MHHS-Southwest
NO | NO |  |  |  | 013-36812 |  | Masimo Corp. | RAD-87 |  | R47967 | SW - TRANSITION CARE UNIT | MHHS-Southwest |  | Oximeter, Pulse |  | 013-36812 |  | Southwest |  | SW - TRANSITION CARE UNIT | [5 empty] | OXIMETERS, PULSE |  | OXIMETERPULSE-Masimo Corp-RAD-87 | OXIMETERPULSE | RAD-87 |  |  |  | Masimo Corp | Oximeter, Pulse |  | OXIMETERPULSE-Masimo Corp-RAD-87 |  |  |  |  | Covered PM Repair - Biomedical | MHHS-Southwest
NO | NO |  |  |  | 013-36814 |  | Masimo Corp. | RAD-87 |  | R47965 | SW - TRANSITION CARE UNIT | MHHS-Southwest |  | Oximeter, Pulse |  | 013-36814 |  | Southwest |  | SW - TRANSITION CARE UNIT | [5 empty] | OXIMETERS, PULSE |  | OXIMETERPULSE-Masimo Corp-RAD-87 | OXIMETERPULSE | RAD-87 |  |  |  | Masimo Corp | Oximeter, Pulse |  | OXIMETERPULSE-Masimo Corp-RAD-87 |  |  |  |  | Covered PM Repair - Biomedical | MHHS-Southwest
NO | NO |  |  |  | 013-36815 |  | Masimo Corp. | RAD-87 |  | R48005 | SW - TRANSITION CARE UNIT | MHHS-Southwest |  | Oximeter, Pulse |  | 013-36815 |  | Southwest |  | SW - TRANSITION CARE UNIT | [5 empty] | OXIMETERS, PULSE |  | OXIMETERPULSE-Masimo Corp-RAD-87 | OXIMETERPULSE | RAD-87 |  |  |  | Masimo Corp | Oximeter, Pulse |  | OXIMETERPULSE-Masimo Corp-RAD-87 |  |  |  |  | Covered PM Repair - Biomedical | MHHS-Southwest
NO | NO | [5 empty] | Masimo Corp. | RAD-87 |  | J15867 | SW - TRANSITION CARE UNIT | MHHS-Southwest |  | Oximeter, Pulse |  |  |  | Southwest |  | SW - TRANSITION CARE UNIT | [5 empty] | OXIMETERS, PULSE |  | OXIMETERPULSE-Masimo Corp-RAD-87 | OXIMETERPULSE | RAD-87 |  |  |  | Masimo Corp | Oximeter, Pulse |  | OXIMETERPULSE-Masimo Corp-RAD-87 |  |  |  |  | Not Covered Vendor Only - Biomedical | MHHS-Southwest
NO | NO | [5 empty] | Masimo Corp. | RAD-87 |  | J15569 | SW - TRANSITION CARE UNIT | MHHS-Southwest |  | Oximeter, Pulse |  |  |  | Southwest |  | SW - TRANSITION CARE UNIT | [5 empty] | OXIMETERS, PULSE |  | OXIMETERPULSE-Masimo Corp-RAD-87 | OXIMETERPULSE | RAD-87 |  |  |  | Masimo Corp | Oximeter, Pulse |  | OXIMETERPULSE-Masimo Corp-RAD-87 |  |  |  |  | Covered PM Repair - Biomedical | MHHS-Southwest
NO | NO |  |  |  | 129-04571 |  | Masimo Corp. | RAD-87 |  | J16092 | SUGAR LAND - MED/SURG - WEST 4TH | MHHS-Sugarland |  | Oximeter, Pulse |  | 129-04571 |  | Sugar Land |  | SUGAR LAND - MED/SURG - WEST 4TH | [5 empty] | OXIMETERS, PULSE |  | OXIMETERPULSE-Masimo Corp-RAD-87 | OXIMETERPULSE | RAD-87 |  |  |  | Masimo Corp | Oximeter, Pulse |  | OXIMETERPULSE-Masimo Corp-RAD-87 |  |  |  |  | Not Covered Vendor Only - Biomedical | MHHS-Sugarland
NO | NO |  |  |  | 129-04576 |  | Masimo Corp. | RAD-87 |  | J15877 | SUGAR LAND - MED/SURG - WEST 4TH | MHHS-Sugarland |  | Oximeter, Pulse |  | 129-04576 |  | Sugar Land |  | SUGAR LAND - MED/SURG - WEST 4TH | [5 empty] | OXIMETERS, PULSE |  | OXIMETERPULSE-Masimo Corp-RAD-87 | OXIMETERPULSE | RAD-87 |  |  |  | Masimo Corp | Oximeter, Pulse |  | OXIMETERPULSE-Masimo Corp-RAD-87 |  |  |  |  | Not Covered Vendor Only - Biomedical | MHHS-Sugarland
NO | NO |  |  |  | 129-02420 |  | Masimo Corp. | RAD-87 |  | R29119 | SUGAR LAND - PACU | MHHS-Sugarland |  | Oximeter, Pulse |  | 129-02420 |  | Sugar Land |  | SUGAR LAND - PACU | [5 empty] | OXIMETERS, PULSE |  | OXIMETERPULSE-Masimo Corp-RAD-87 | OXIMETERPULSE | RAD-87 |  |  |  | Masimo Corp | Oximeter, Pulse |  | OXIMETERPULSE-Masimo Corp-RAD-87 |  |  |  |  | Covered PM Repair - Respiratory/Steriliz | MHHS-Sugarland
NO | NO |  |  |  | 129-02426 |  | Masimo Corp. | RAD-87 |  | R29024 | SUGAR LAND - PACU | MHHS-Sugarland |  | Oximeter, Pulse |  | 129-02426 |  | Sugar Land |  | SUGAR LAND - PACU | [5 empty] | OXIMETERS, PULSE |  | OXIMETERPULSE-Masimo Corp-RAD-87 | OXIMETERPULSE | RAD-87 |  |  |  | Masimo Corp | Oximeter, Pulse |  | OXIMETERPULSE-Masimo Corp-RAD-87 |  |  |  |  | Covered PM Repair - Biomedical | MHHS-Sugarland
NO | NO |  |  |  | 129-02427 |  | Masimo Corp. | RAD-87 |  | R29297 | SUGAR LAND - PACU | MHHS-Sugarland |  | Oximeter, Pulse |  | 129-02427 |  | Sugar Land |  | SUGAR LAND - PACU | [5 empty] | OXIMETERS, PULSE |  | OXIMETERPULSE-Masimo Corp-RAD-87 | OXIMETERPULSE | RAD-87 |  |  |  | Masimo Corp | Oximeter, Pulse |  | OXIMETERPULSE-Masimo Corp-RAD-87 |  |  |  |  | Covered PM Repair - Biomedical | MHHS-Sugarland
NO | NO |  |  |  | 129-04581 |  | Masimo Corp. | RAD-87 |  | J16224 | SUGAR LAND - WOUND CARE | MHHS-Sugarland |  | Oximeter, Pulse |  | 129-04581 |  | Sugar Land |  | SUGAR LAND - WOUND CARE | [5 empty] | OXIMETERS, PULSE |  | OXIMETERPULSE-Masimo Corp-RAD-87 | OXIMETERPULSE | RAD-87 |  |  |  | Masimo Corp | Oximeter, Pulse |  | OXIMETERPULSE-Masimo Corp-RAD-87 |  |  |  |  | Covered PM Repair - Biomedical | MHHS-Sugarland
NO | NO |  |  |  | 069-38978 |  | Masimo Corp. | RAD-87 |  | M61531 | SMR - (TMC) - IRONMAN [MHMP-16FLR] | MHHS-SMR |  | Oximeter, Pulse |  | 069-38978 |  | TMC |  | SMR - (TMC) - IRONMAN [MHMP-16FLR] | [5 empty] | OXIMETERS, PULSE |  | OXIMETERPULSE-Masimo Corp-RAD-87 | OXIMETERPULSE | RAD-87 |  |  |  | Masimo Corp | Oximeter, Pulse |  | OXIMETERPULSE-Masimo Corp-RAD-87 |  |  |  |  | No Coverage Specified | MHHS-SMR
NO | NO | [5 empty] | Masimo Corp. | RAD-87 |  | R48021 | TIRR - RESPIRATORY | MHHS-TIRR |  | Oximeter, Pulse |  |  |  | TMC |  | TIRR - RESPIRATORY | [5 empty] | OXIMETERS, PULSE |  | OXIMETERPULSE-Masimo Corp-RAD-87 | OXIMETERPULSE | RAD-87 |  |  |  | Masimo Corp | Oximeter, Pulse |  | OXIMETERPULSE-Masimo Corp-RAD-87 |  |  |  |  | Not Covered Vendor Only - Lab Ana/Anes | MHHS-TIRR
NO | NO |  |  |  | 241-02835 |  | Masimo Corp. | RAD-87 |  | R43144 | TIRR - RESPIRATORY | MHHS-TIRR |  | Oximeter, Pulse |  | 241-02835 |  | TMC |  | TIRR - RESPIRATORY | [5 empty] | OXIMETERS, PULSE |  | OXIMETERPULSE-Masimo Corp-RAD-87 | OXIMETERPULSE | RAD-87 |  |  |  | Masimo Corp | Oximeter, Pulse |  | OXIMETERPULSE-Masimo Corp-RAD-87 |  |  |  |  | Not Covered Vendor Only - Lab Ana/Anes | MHHS-TIRR
NO | NO |  |  |  | 241-03280 |  | Masimo Corp. | RAD-87 |  | R48022 | TIRR - RESPIRATORY | MHHS-TIRR |  | Oximeter, Pulse |  | 241-03280 |  | TMC |  | TIRR - RESPIRATORY | [5 empty] | OXIMETERS, PULSE |  | OXIMETERPULSE-Masimo Corp-RAD-87 | OXIMETERPULSE | RAD-87 |  |  |  | Masimo Corp | Oximeter, Pulse |  | OXIMETERPULSE-Masimo Corp-RAD-87 |  |  |  |  | Covered PM Repair - Biomedical | MHHS-TIRR
NO | NO |  |  |  | 077-07363 |  | Masimo Corp. | RAD-87 |  | J15060 | TMC - CHILDRENS - CCN (10HP) | MHHS-TMC |  | Oximeter, Pulse |  | 077-07363 |  | TMC |  | TMC - CHILDRENS - CCN (10HP) | [5 empty] | OXIMETERS, PULSE |  | OXIMETERPULSE-Masimo Corp-RAD-87 | OXIMETERPULSE | RAD-87 |  |  |  | Masimo Corp | Oximeter, Pulse |  | OXIMETERPULSE-Masimo Corp-RAD-87 |  |  |  |  | Covered PM Repair - Biomedical | MHHS-TMC
NO | NO |  |  |  | 077-09050 |  | Masimo Corp. | RAD-87 |  | J11420 | TMC - CHILDRENS - CCN (10HP) | MHHS-TMC |  | Oximeter, Pulse |  | 077-09050 |  | TMC |  | TMC - CHILDRENS - CCN (10HP) | [5 empty] | OXIMETERS, PULSE |  | OXIMETERPULSE-Masimo Corp-RAD-87 | OXIMETERPULSE | RAD-87 |  |  |  | Masimo Corp | Oximeter, Pulse |  | OXIMETERPULSE-Masimo Corp-RAD-87 |  |  |  |  | Covered PM Repair - Biomedical | MHHS-TMC
NO | NO |  |  |  | 069-29927 |  | Masimo Corp. | RAD-87 |  | J08865 | TMC - CHILDRENS - L&D (5HP) | MHHS-TMC |  | Oximeter, Pulse |  | 069-29927 |  | TMC |  | TMC - CHILDRENS - L&D (5HP) | [5 empty] | OXIMETERS, PULSE |  | OXIMETERPULSE-Masimo Corp-RAD-87 | OXIMETERPULSE | RAD-87 |  |  |  | Masimo Corp | Oximeter, Pulse |  | OXIMETERPULSE-Masimo Corp-RAD-87 |  |  |  |  | Covered PM Repair - Biomedical | MHHS-TMC
NO | NO |  |  |  | 069-29975 |  | Masimo Corp. | RAD-87 |  | J15459 | TMC - CHILDRENS - NICU (7HP) | MHHS-TMC |  | Oximeter, Pulse |  | 069-29975 |  | TMC |  | TMC - CHILDRENS - NICU (7HP) | [5 empty] | OXIMETERS, PULSE |  | OXIMETERPULSE-Masimo Corp-RAD-87 | OXIMETERPULSE | RAD-87 |  |  |  | Masimo Corp | Oximeter, Pulse |  | OXIMETERPULSE-Masimo Corp-RAD-87 |  |  |  |  | Covered PM Repair - Biomedical | MHHS-TMC
NO | NO | [5 empty] | Masimo Corp. | RAD-87 |  | J11359 | TMC - CHILDRENS - NICU (7HP) | MHHS-TMC |  | Oximeter, Pulse |  |  |  | TMC |  | TMC - CHILDRENS - NICU (7HP) | [5 empty] | OXIMETERS, PULSE |  | OXIMETERPULSE-Masimo Corp-RAD-87 | OXIMETERPULSE | RAD-87 |  |  |  | Masimo Corp | Oximeter, Pulse |  | OXIMETERPULSE-Masimo Corp-RAD-87 |  |  |  |  | Not Covered Vendor Only - Lab Ana/Anes | MHHS-TMC
NO | NO |  |  |  | 069-29863 |  | Masimo Corp. | RAD-87 |  | J16207 | TMC - EPILEPSY - NEUROPHYSIOLOGY (JB) | MHHS-TMC |  | Oximeter, Pulse |  | 069-29863 |  | TMC |  | TMC - EPILEPSY - NEUROPHYSIOLOGY (JB) | [5 empty] | OXIMETERS, PULSE |  | OXIMETERPULSE-Masimo Corp-RAD-87 | OXIMETERPULSE | RAD-87 |  |  |  | Masimo Corp | Oximeter, Pulse |  | OXIMETERPULSE-Masimo Corp-RAD-87 |  |  |  |  | Covered PM Repair - Biomedical | MHHS-TMC
NO | NO |  |  |  | 069-29925 |  | Masimo Corp. | RAD-87 |  | J09137 | TMC - MHTMC - CENTRAL SUPPLY | MHHS-TMC |  | Oximeter, Pulse |  | 069-29925 |  | TMC |  | TMC - MHTMC - CENTRAL SUPPLY | [5 empty] | OXIMETERS, PULSE |  | OXIMETERPULSE-Masimo Corp-RAD-87 | OXIMETERPULSE | RAD-87 |  |  |  | Masimo Corp | Oximeter, Pulse |  | OXIMETERPULSE-Masimo Corp-RAD-87 |  |  |  |  | Covered PM Repair - Biomedical | MHHS-TMC
NO | NO |  |  |  | 069-42791 |  | Masimo Corp. | RAD-87 |  | J09354 | TMC - MHTMC - CENTRAL SUPPLY | MHHS-TMC |  | Oximeter, Pulse |  | 069-42791 |  | TMC |  | TMC - MHTMC - CENTRAL SUPPLY | [5 empty] | OXIMETERS, PULSE |  | OXIMETERPULSE-Masimo Corp-RAD-87 | OXIMETERPULSE | RAD-87 |  |  |  | Masimo Corp | Oximeter, Pulse |  | OXIMETERPULSE-Masimo Corp-RAD-87 |  |  |  |  | Covered PM Repair - Biomedical | MHHS-TMC
NO | NO |  |  |  | 069-29930 |  | Masimo Corp. | RAD-87 |  | J15619 | TMC - MHTMC - CENTRAL SUPPLY (OLD) | MHHS-TMC |  | Oximeter, Pulse |  | 069-29930 |  | TMC |  | TMC - MHTMC - CENTRAL SUPPLY (OLD) | [5 empty] | OXIMETERS, PULSE |  | OXIMETERPULSE-Masimo Corp-RAD-87 | OXIMETERPULSE | RAD-87 |  |  |  | Masimo Corp | Oximeter, Pulse |  | OXIMETERPULSE-Masimo Corp-RAD-87 |  |  |  |  | Covered PM Repair - Biomedical | MHHS-TMC
NO | NO |  |  |  | 069-29976 |  | Masimo Corp. | RAD-87 |  | J11405 | TMC - MHTMC - CENTRAL SUPPLY (OLD) | MHHS-TMC |  | Oximeter, Pulse |  | 069-29976 |  | TMC |  | TMC - MHTMC - CENTRAL SUPPLY (OLD) | [5 empty] | OXIMETERS, PULSE |  | OXIMETERPULSE-Masimo Corp-RAD-87 | OXIMETERPULSE | RAD-87 |  |  |  | Masimo Corp | Oximeter, Pulse |  | OXIMETERPULSE-Masimo Corp-RAD-87 |  |  |  |  | Covered PM Repair - Biomedical | MHHS-TMC
NO | NO |  |  |  | 069-29983 |  | Masimo Corp. | RAD-87 |  | J11384 | TMC - MHTMC - CENTRAL SUPPLY (OLD) | MHHS-TMC |  | Oximeter, Pulse |  | 069-29983 |  | TMC |  | TMC - MHTMC - CENTRAL SUPPLY (OLD) | [5 empty] | OXIMETERS, PULSE |  | OXIMETERPULSE-Masimo Corp-RAD-87 | OXIMETERPULSE | RAD-87 |  |  |  | Masimo Corp | Oximeter, Pulse |  | OXIMETERPULSE-Masimo Corp-RAD-87 |  |  |  |  | Covered PM Repair - Biomedical | MHHS-TMC
NO | NO |  |  |  | 069-29995 |  | Masimo Corp. | RAD-87 |  | J11421 | TMC - MHTMC - CENTRAL SUPPLY (OLD) | MHHS-TMC |  | Oximeter, Pulse |  | 069-29995 |  | TMC |  | TMC - MHTMC - CENTRAL SUPPLY (OLD) | [5 empty] | OXIMETERS, PULSE |  | OXIMETERPULSE-Masimo Corp-RAD-87 | OXIMETERPULSE | RAD-87 |  |  |  | Masimo Corp | Oximeter, Pulse |  | OXIMETERPULSE-Masimo Corp-RAD-87 |  |  |  |  | Covered PM Repair - Biomedical | MHHS-TMC
NO | NO |  |  |  | 069-33009 |  | Masimo Corp. | RAD-87 |  | J11352 | TMC - MHTMC - CENTRAL SUPPLY (OLD) | MHHS-TMC |  | Oximeter, Pulse |  | 069-33009 |  | TMC |  | TMC - MHTMC - CENTRAL SUPPLY (OLD) | [5 empty] | OXIMETERS, PULSE |  | OXIMETERPULSE-Masimo Corp-RAD-87 | OXIMETERPULSE | RAD-87 |  |  |  | Masimo Corp | Oximeter, Pulse |  | OXIMETERPULSE-Masimo Corp-RAD-87 |  |  |  |  | Covered PM Repair - Biomedical | MHHS-TMC
NO | NO |  |  |  | 069-37262 |  | Masimo Corp. | RAD-87 |  | R27899 | TMC - MHTMC - CENTRAL SUPPLY (OLD) | MHHS-TMC |  | Oximeter, Pulse |  | 069-37262 |  | TMC |  | TMC - MHTMC - CENTRAL SUPPLY (OLD) | [5 empty] | OXIMETERS, PULSE |  | OXIMETERPULSE-Masimo Corp-RAD-87 | OXIMETERPULSE | RAD-87 |  |  |  | Masimo Corp | Oximeter, Pulse |  | OXIMETERPULSE-Masimo Corp-RAD-87 |  |  |  |  | Covered PM Repair - Biomedical | MHHS-TMC
NO | NO |  |  |  | 069-37263 |  | Masimo Corp. | RAD-87 |  | R24729 | TMC - MHTMC - CENTRAL SUPPLY (OLD) | MHHS-TMC |  | Oximeter, Pulse |  | 069-37263 |  | TMC |  | TMC - MHTMC - CENTRAL SUPPLY (OLD) | [5 empty] | OXIMETERS, PULSE |  | OXIMETERPULSE-Masimo Corp-RAD-87 | OXIMETERPULSE | RAD-87 |  |  |  | Masimo Corp | Oximeter, Pulse |  | OXIMETERPULSE-Masimo Corp-RAD-87 |  |  |  |  | Covered PM Repair - Biomedical | MHHS-TMC
NO | NO |  |  |  | 069-41696 |  | Masimo Corp. | RAD-87 |  | R28854 | TMC - MHTMC - CENTRAL SUPPLY (OLD) | MHHS-TMC |  | Oximeter, Pulse |  | 069-41696 |  | TMC |  | TMC - MHTMC - CENTRAL SUPPLY (OLD) | [5 empty] | OXIMETERS, PULSE |  | OXIMETERPULSE-Masimo Corp-RAD-87 | OXIMETERPULSE | RAD-87 |  |  |  | Masimo Corp | Oximeter, Pulse |  | OXIMETERPULSE-Masimo Corp-RAD-87 |  |  |  |  | Covered PM Repair - Biomedical | MHHS-TMC
NO | NO |  |  |  | PLU0167 |  | Masimo Corp. | RAD-87 |  | R29065 | TMC - MHTMC - CENTRAL SUPPLY (OLD) | MHHS-TMC |  | Oximeter, Pulse |  | PLU0167 |  | TMC |  | TMC - MHTMC - CENTRAL SUPPLY (OLD) | [5 empty] | OXIMETERS, PULSE |  | OXIMETERPULSE-Masimo Corp-RAD-87 | OXIMETERPULSE | RAD-87 |  |  |  | Masimo Corp | Oximeter, Pulse |  | OXIMETERPULSE-Masimo Corp-RAD-87 |  |  |  |  | Covered PM Repair - Biomedical | MHHS-TMC
NO | NO |  |  |  | 069-29936 |  | Masimo Corp. | RAD-87 |  | J16199 | TMC - OR - PEDI OR (2R) | MHHS-TMC |  | Oximeter, Pulse |  | 069-29936 |  | TMC |  | TMC - OR - PEDI OR (2R) | [5 empty] | OXIMETERS, PULSE |  | OXIMETERPULSE-Masimo Corp-RAD-87 | OXIMETERPULSE | RAD-87 |  |  |  | Masimo Corp | Oximeter, Pulse |  | OXIMETERPULSE-Masimo Corp-RAD-87 |  |  |  |  | Covered PM Repair - Biomedical | MHHS-TMC
NO | NO | [5 empty] | Masimo Corp. | RAD-87 |  | J11416 | TMC - PLAZA - CARDIAC REHAB (UT POB) | MHHS-TMC |  | Oximeter, Pulse |  |  |  | TMC |  | TMC - PLAZA - CARDIAC REHAB (UT POB) | [5 empty] | OXIMETERS, PULSE |  | OXIMETERPULSE-Masimo Corp-RAD-87 | OXIMETERPULSE | RAD-87 |  |  |  | Masimo Corp | Oximeter, Pulse |  | OXIMETERPULSE-Masimo Corp-RAD-87 |  |  |  |  | Not Covered Vendor Only - Biomedical | MHHS-TMC
NO | NO |  |  |  | 069-43227 |  | Masimo Corp. | RAD-87 |  | J17025 | TMC - RESPIRATORY - ADULT | MHHS-TMC |  | Oximeter, Pulse |  | 069-43227 |  | TMC |  | TMC - RESPIRATORY - ADULT | [5 empty] | OXIMETERS, PULSE |  | OXIMETERPULSE-Masimo Corp-RAD-87 | OXIMETERPULSE | RAD-87 |  |  |  | Masimo Corp | Oximeter, Pulse |  | OXIMETERPULSE-Masimo Corp-RAD-87 |  |  |  |  | Covered PM Repair - Biomedical | MHHS-TMC
NO | NO |  |  |  | 077-07368 |  | Masimo Corp. | RAD-87 |  | J15682 | TMC - RESPIRATORY - PEDI | MHHS-TMC |  | Oximeter, Pulse |  | 077-07368 |  | TMC |  | TMC - RESPIRATORY - PEDI | [5 empty] | OXIMETERS, PULSE |  | OXIMETERPULSE-Masimo Corp-RAD-87 | OXIMETERPULSE | RAD-87 |  |  |  | Masimo Corp | Oximeter, Pulse |  | OXIMETERPULSE-Masimo Corp-RAD-87 |  |  |  |  | Covered PM Repair - Biomedical | MHHS-TMC
NO | NO |  |  |  | 029-06721 |  | Masimo Corp. | RAD-87 |  | J12526 | WOODLANDS - CENTRAL SUPPLY | MHHS-Woodlands |  | Oximeter, Pulse |  | 029-06721 |  | Woodlands |  | WOODLANDS - CENTRAL SUPPLY | [5 empty] | OXIMETERS, PULSE |  | OXIMETERPULSE-Masimo Corp-RAD-87 | OXIMETERPULSE | RAD-87 |  |  |  | Masimo Corp | Oximeter, Pulse |  | OXIMETERPULSE-Masimo Corp-RAD-87 |  |  |  |  | Covered PM Repair - Biomedical | MHHS-Woodlands
NO | NO |  |  |  | 029-06730 |  | Masimo Corp. | RAD-87 |  | J12693 | WOODLANDS - CENTRAL SUPPLY | MHHS-Woodlands |  | Oximeter, Pulse |  | 029-06730 |  | Woodlands |  | WOODLANDS - CENTRAL SUPPLY | [5 empty] | OXIMETERS, PULSE |  | OXIMETERPULSE-Masimo Corp-RAD-87 | OXIMETERPULSE | RAD-87 |  |  |  | Masimo Corp | Oximeter, Pulse |  | OXIMETERPULSE-Masimo Corp-RAD-87 |  |  |  |  | Covered PM Repair - Biomedical | MHHS-Woodlands
NO | NO |  |  |  | 029-06733 |  | Masimo Corp. | RAD-87 |  | J15480 | WOODLANDS - CENTRAL SUPPLY | MHHS-Woodlands |  | Oximeter, Pulse |  | 029-06733 |  | Woodlands |  | WOODLANDS - CENTRAL SUPPLY | [5 empty] | OXIMETERS, PULSE |  | OXIMETERPULSE-Masimo Corp-RAD-87 | OXIMETERPULSE | RAD-87 |  |  |  | Masimo Corp | Oximeter, Pulse |  | OXIMETERPULSE-Masimo Corp-RAD-87 |  |  |  |  | Covered PM Repair - Biomedical | MHHS-Woodlands
NO | NO |  |  |  | 029-06735 |  | Masimo Corp. | RAD-87 |  | J15472 | WOODLANDS - CENTRAL SUPPLY | MHHS-Woodlands |  | Oximeter, Pulse |  | 029-06735 |  | Woodlands |  | WOODLANDS - CENTRAL SUPPLY | [5 empty] | OXIMETERS, PULSE |  | OXIMETERPULSE-Masimo Corp-RAD-87 | OXIMETERPULSE | RAD-87 |  |  |  | Masimo Corp | Oximeter, Pulse |  | OXIMETERPULSE-Masimo Corp-RAD-87 |  |  |  |  | Covered PM Repair - Biomedical | MHHS-Woodlands
NO | NO |  |  |  | 029-06748 |  | Masimo Corp. | RAD-87 |  | J12679 | WOODLANDS - CENTRAL SUPPLY | MHHS-Woodlands |  | Oximeter, Pulse |  | 029-06748 |  | Woodlands |  | WOODLANDS - CENTRAL SUPPLY | [5 empty] | OXIMETERS, PULSE |  | OXIMETERPULSE-Masimo Corp-RAD-87 | OXIMETERPULSE | RAD-87 |  |  |  | Masimo Corp | Oximeter, Pulse |  | OXIMETERPULSE-Masimo Corp-RAD-87 |  |  |  |  | Covered PM Repair - Biomedical | MHHS-Woodlands
NO | NO |  |  |  | 029-06751 |  | Masimo Corp. | RAD-87 |  | J12685 | WOODLANDS - CENTRAL SUPPLY | MHHS-Woodlands |  | Oximeter, Pulse |  | 029-06751 |  | Woodlands |  | WOODLANDS - CENTRAL SUPPLY | [5 empty] | OXIMETERS, PULSE |  | OXIMETERPULSE-Masimo Corp-RAD-87 | OXIMETERPULSE | RAD-87 |  |  |  | Masimo Corp | Oximeter, Pulse |  | OXIMETERPULSE-Masimo Corp-RAD-87 |  |  |  |  | Covered PM Repair - Biomedical | MHHS-Woodlands
NO | NO |  |  |  | 029-07269 |  | Masimo Corp. | RAD-87 |  | R26038 | WOODLANDS - CENTRAL SUPPLY | MHHS-Woodlands |  | Oximeter, Pulse |  | 029-07269 |  | Woodlands |  | WOODLANDS - CENTRAL SUPPLY | [5 empty] | OXIMETERS, PULSE |  | OXIMETERPULSE-Masimo Corp-RAD-87 | OXIMETERPULSE | RAD-87 |  |  |  | Masimo Corp | Oximeter, Pulse |  | OXIMETERPULSE-Masimo Corp-RAD-87 |  |  |  |  | Covered PM Repair - Biomedical | MHHS-Woodlands
NO | NO |  |  |  | 029-07271 |  | Masimo Corp. | RAD-87 |  | R25443 | WOODLANDS - CENTRAL SUPPLY | MHHS-Woodlands |  | Oximeter, Pulse |  | 029-07271 |  | Woodlands |  | WOODLANDS - CENTRAL SUPPLY | [5 empty] | OXIMETERS, PULSE |  | OXIMETERPULSE-Masimo Corp-RAD-87 | OXIMETERPULSE | RAD-87 |  |  |  | Masimo Corp | Oximeter, Pulse |  | OXIMETERPULSE-Masimo Corp-RAD-87 |  |  |  |  | Covered PM Repair - Biomedical | MHHS-Woodlands
NO | NO |  |  |  | 029-09035 |  | Masimo Corp. | RAD-87 |  | J11396 | WOODLANDS - CENTRAL SUPPLY | MHHS-Woodlands |  | Oximeter, Pulse |  | 029-09035 |  | Woodlands |  | WOODLANDS - CENTRAL SUPPLY | [5 empty] | OXIMETERS, PULSE |  | OXIMETERPULSE-Masimo Corp-RAD-87 | OXIMETERPULSE | RAD-87 |  |  |  | Masimo Corp | Oximeter, Pulse |  | OXIMETERPULSE-Masimo Corp-RAD-87 |  |  |  |  | Covered PM Repair - Biomedical | MHHS-Woodlands
NO | NO |  |  |  | 029-10125 |  | Masimo Corp. | RAD-87 |  | J12517 | WOODLANDS - CENTRAL SUPPLY | MHHS-Woodlands |  | Oximeter, Pulse |  | 029-10125 |  | Woodlands |  | WOODLANDS - CENTRAL SUPPLY | [5 empty] | OXIMETERS, PULSE |  | OXIMETERPULSE-Masimo Corp-RAD-87 | OXIMETERPULSE | RAD-87 |  |  |  | Masimo Corp | Oximeter, Pulse |  | OXIMETERPULSE-Masimo Corp-RAD-87 |  |  |  |  | Covered PM Repair - Biomedical | MHHS-Woodlands
NO | NO |  |  |  | 029-10126 |  | Masimo Corp. | RAD-87 |  | J12682 | WOODLANDS - CENTRAL SUPPLY | MHHS-Woodlands |  | Oximeter, Pulse |  | 029-10126 |  | Woodlands |  | WOODLANDS - CENTRAL SUPPLY | [5 empty] | OXIMETERS, PULSE |  | OXIMETERPULSE-Masimo Corp-RAD-87 | OXIMETERPULSE | RAD-87 |  |  |  | Masimo Corp | Oximeter, Pulse |  | OXIMETERPULSE-Masimo Corp-RAD-87 |  |  |  |  | Covered PM Repair - Biomedical | MHHS-Woodlands
NO | NO |  |  |  | 029-10162 |  | Masimo Corp. | RAD-87 |  | J15488 | WOODLANDS - CENTRAL SUPPLY | MHHS-Woodlands |  | Oximeter, Pulse |  | 029-10162 |  | Woodlands |  | WOODLANDS - CENTRAL SUPPLY | [5 empty] | OXIMETERS, PULSE |  | OXIMETERPULSE-Masimo Corp-RAD-87 | OXIMETERPULSE | RAD-87 |  |  |  | Masimo Corp | Oximeter, Pulse |  | OXIMETERPULSE-Masimo Corp-RAD-87 |  |  |  |  | Covered PM Repair - Biomedical | MHHS-Woodlands
NO | NO |  |  |  | 029-10163 |  | Masimo Corp. | RAD-87 |  | J12669 | WOODLANDS - CENTRAL SUPPLY | MHHS-Woodlands |  | Oximeter, Pulse |  | 029-10163 |  | Woodlands |  | WOODLANDS - CENTRAL SUPPLY | [5 empty] | OXIMETERS, PULSE |  | OXIMETERPULSE-Masimo Corp-RAD-87 | OXIMETERPULSE | RAD-87 |  |  |  | Masimo Corp | Oximeter, Pulse |  | OXIMETERPULSE-Masimo Corp-RAD-87 |  |  |  |  | Covered PM Repair - Biomedical | MHHS-Woodlands
NO | NO | [5 empty] | Masimo Corp. | RAD-87 |  | J12531 | WOODLANDS - CENTRAL SUPPLY | MHHS-Woodlands |  | Oximeter, Pulse |  |  |  | Woodlands |  | WOODLANDS - CENTRAL SUPPLY | [5 empty] | OXIMETERS, PULSE |  | OXIMETERPULSE-Masimo Corp-RAD-87 | OXIMETERPULSE | RAD-87 |  |  |  | Masimo Corp | Oximeter, Pulse |  | OXIMETERPULSE-Masimo Corp-RAD-87 |  |  |  |  | Covered PM Repair - Biomedical | MHHS-Woodlands
NO | NO | [5 empty] | Masimo Corp. | RAD-87 |  | J12361 | WOODLANDS - CENTRAL SUPPLY | MHHS-Woodlands |  | Oximeter, Pulse |  |  |  | Woodlands |  | WOODLANDS - CENTRAL SUPPLY | [5 empty] | OXIMETERS, PULSE |  | OXIMETERPULSE-Masimo Corp-RAD-87 | OXIMETERPULSE | RAD-87 |  |  |  | Masimo Corp | Oximeter, Pulse |  | OXIMETERPULSE-Masimo Corp-RAD-87 |  |  |  |  | Covered PM Repair - Biomedical | MHHS-Woodlands
NO | NO | [5 empty] | Masimo Corp. | RAD-87 |  | J12690 | WOODLANDS - CENTRAL SUPPLY | MHHS-Woodlands |  | Oximeter, Pulse |  |  |  | Woodlands |  | WOODLANDS - CENTRAL SUPPLY | [5 empty] | OXIMETERS, PULSE |  | OXIMETERPULSE-Masimo Corp-RAD-87 | OXIMETERPULSE | RAD-87 |  |  |  | Masimo Corp | Oximeter, Pulse |  | OXIMETERPULSE-Masimo Corp-RAD-87 |  |  |  |  | Covered PM Repair - Biomedical | MHHS-Woodlands
NO | NO | [5 empty] | Masimo Corp. | RAD-87 |  | J12502 | WOODLANDS - CENTRAL SUPPLY | MHHS-Woodlands |  | Oximeter, Pulse |  |  |  | Woodlands |  | WOODLANDS - CENTRAL SUPPLY | [5 empty] | OXIMETERS, PULSE |  | OXIMETERPULSE-Masimo Corp-RAD-87 | OXIMETERPULSE | RAD-87 |  |  |  | Masimo Corp | Oximeter, Pulse |  | OXIMETERPULSE-Masimo Corp-RAD-87 |  |  |  |  | Covered PM Repair - Biomedical | MHHS-Woodlands
NO | NO | [5 empty] | Masimo Corp. | RAD-87 |  | J15476 | WOODLANDS - CENTRAL SUPPLY | MHHS-Woodlands |  | Oximeter, Pulse |  |  |  | Woodlands |  | WOODLANDS - CENTRAL SUPPLY | [5 empty] | OXIMETERS, PULSE |  | OXIMETERPULSE-Masimo Corp-RAD-87 | OXIMETERPULSE | RAD-87 |  |  |  | Masimo Corp | Oximeter, Pulse |  | OXIMETERPULSE-Masimo Corp-RAD-87 |  |  |  |  | Covered PM Repair - Biomedical | MHHS-Woodlands
NO | NO | [5 empty] | Masimo Corp. | RAD-87 |  | J15471 | WOODLANDS - CENTRAL SUPPLY | MHHS-Woodlands |  | Oximeter, Pulse |  |  |  | Woodlands |  | WOODLANDS - CENTRAL SUPPLY | [5 empty] | OXIMETERS, PULSE |  | OXIMETERPULSE-Masimo Corp-RAD-87 | OXIMETERPULSE | RAD-87 |  |  |  | Masimo Corp | Oximeter, Pulse |  | OXIMETERPULSE-Masimo Corp-RAD-87 |  |  |  |  | Covered PM Repair - Radiology, Low End | MHHS-Woodlands
NO | NO | [5 empty] | Masimo Corp. | RAD-87 |  |  | WOODLANDS - CENTRAL SUPPLY | MHHS-Woodlands |  | Oximeter, Pulse |  |  |  | Woodlands |  | WOODLANDS - CENTRAL SUPPLY | [5 empty] | OXIMETERS, PULSE |  | OXIMETERPULSE-Masimo Corp-RAD-87 | OXIMETERPULSE | RAD-87 |  |  |  | Masimo Corp | Oximeter, Pulse |  | OXIMETERPULSE-Masimo Corp-RAD-87 |  |  |  |  | Covered PM Repair - Biomedical | MHHS-Woodlands
NO | NO | [5 empty] | Masimo Corp. | RAD-87 |  | J11410 | WOODLANDS - CENTRAL SUPPLY | MHHS-Woodlands |  | Oximeter, Pulse |  |  |  | Woodlands |  | WOODLANDS - CENTRAL SUPPLY | [5 empty] | OXIMETERS, PULSE |  | OXIMETERPULSE-Masimo Corp-RAD-87 | OXIMETERPULSE | RAD-87 |  |  |  | Masimo Corp | Oximeter, Pulse |  | OXIMETERPULSE-Masimo Corp-RAD-87 |  |  |  |  | No Coverage Specified | MHHS-Woodlands
NO | NO | [5 empty] | Masimo Corp. | RAD-87 |  | J11393 | WOODLANDS - CENTRAL SUPPLY | MHHS-Woodlands |  | Oximeter, Pulse |  |  |  | Woodlands |  | WOODLANDS - CENTRAL SUPPLY | [5 empty] | OXIMETERS, PULSE |  | OXIMETERPULSE-Masimo Corp-RAD-87 | OXIMETERPULSE | RAD-87 |  |  |  | Masimo Corp | Oximeter, Pulse |  | OXIMETERPULSE-Masimo Corp-RAD-87 |  |  |  |  | Covered PM Repair - Radiology, Low End | MHHS-Woodlands
NO | YES |  |  |  |  | 041-15909 | Masimo Corp. | RAD-9 |  | J17012 | MEMORIAL CITY - MED/SURG | MHHS-Mem City |  |  |  |  | 041-15909 | West | Memorial city | MEMORIAL CITY - MED/SURG | Memorial city med surge |  |  |  |  | OXIMETERS, PULSE |  | OXIMETERPULSE-Masimo Corp-Radical 9 |  |  |  |  | OXIMETERPULSE-Masimo Corp-Radical 9 | Masimo Corp | [7 empty] | No Coverage Specified | MHHS-Mem City
NO | YES |  |  |  | 142-08341 | 142-08341 | Masimo Corp. | RAD-97 |  |  | NE-Central Supply | MHHS-Northeast |  | Co-Oximeter |  | 142-08341 | 142-08341 | Katy | MHHS-Northeast | NE-Central Supply |  | 8/1/19 | 2/1/20 |  |  | OXIMETERS, PULSE | Co-Oximeter | COOXIMETER-Masimo Corp-RAD-97 | COOXIMETER | RAD-97 |  |  |  | Masimo Corp | Co-Oximeter |  | COOXIMETER-Masimo Corp-RAD-97 |  |  |  |  | No Coverage Specified | MHHS-Northeast | [8 empty] | COOXIMETER | Co-Oximeter | Masimo Corp
NO | YES |  |  |  | 142-08342 | 142-08342 | Masimo Corp. | RAD-97 |  |  | NE-Central Supply | MHHS-Northeast |  | Co-Oximeter |  | 142-08342 | 142-08342 | Katy | MHHS-Northeast | NE-Central Supply | Next to Central Suppy | 9/1/19 | 9/1/20 |  |  | OXIMETERS, PULSE | Co-Oximeter | COOXIMETER-Masimo Corp-RAD-97 | COOXIMETER | RAD-97 |  |  |  | Masimo Corp | Co-Oximeter |  | COOXIMETER-Masimo Corp-RAD-97 |  |  |  |  | No Coverage Specified | MHHS-Northeast | [8 empty] | COOXIMETER | Co-Oximeter | Masimo Corp
NO | YES |  |  |  | 142-08343 | 142-08343 | Masimo Corp. | RAD-97 |  |  | NE-Central Supply | MHHS-Northeast |  | Co-Oximeter |  | 142-08343 | 142-08343 | Katy | MHHS-Northeast | NE-Central Supply | Next to Central Suppy | 9/1/19 | 9/1/20 |  |  | OXIMETERS, PULSE | Co-Oximeter | COOXIMETER-Masimo Corp-RAD-97 | COOXIMETER | RAD-97 |  |  |  | Masimo Corp | Co-Oximeter |  | COOXIMETER-Masimo Corp-RAD-97 |  |  |  |  | No Coverage Specified | MHHS-Northeast | [8 empty] | COOXIMETER | Co-Oximeter | Masimo Corp
NO | YES |  |  |  | 142-08344 | 142-08344 | Masimo Corp. | RAD-97 |  |  | NE-Central Supply | MHHS-Northeast |  | Co-Oximeter |  | 142-08344 | 142-08344 | Katy | MHHS-Northeast | NE-Central Supply | Next to Central Suppy | 9/1/19 | 9/1/20 |  |  | OXIMETERS, PULSE | Co-Oximeter | COOXIMETER-Masimo Corp-RAD-97 | COOXIMETER | RAD-97 |  |  |  | Masimo Corp | Co-Oximeter |  | COOXIMETER-Masimo Corp-RAD-97 |  |  |  |  | No Coverage Specified | MHHS-Northeast | [8 empty] | COOXIMETER | Co-Oximeter | Masimo Corp
NO | YES |  |  |  | 142-08346 | 142-08346 | Masimo Corp. | RAD-97 |  |  | NE-Med/Surg | MHHS-Northeast |  | Co-Oximeter |  | 142-08346 | 142-08346 | Katy | MHHS-Northeast | NE-Med/Surg | Storage equipment | 8/1/19 | 8/1/20 |  |  | OXIMETERS, PULSE | Co-Oximeter | COOXIMETER-Masimo Corp-RAD-97 | COOXIMETER | RAD-97 |  |  |  | Masimo Corp | Co-Oximeter |  | COOXIMETER-Masimo Corp-RAD-97 |  |  |  |  | No Coverage Specified | MHHS-Northeast | [8 empty] | COOXIMETER | Co-Oximeter | Masimo Corp
NO | YES |  |  |  | PLU0316 | 142-08347 | Masimo Corp. | RAD-97 |  |  | NE-ICU | MHHS-Northeast |  | Co-Oximeter |  | PLU0316 | 142-08347 | Katy | MHHS-Northeast | NE-ICU |  | 8/1/19 |  |  |  | OXIMETERS, PULSE | Co-Oximeter | COOXIMETER-Masimo Corp-RAD-97 | COOXIMETER | RAD-97 |  |  |  | Masimo Corp | Co-Oximeter |  | COOXIMETER-Masimo Corp-RAD-97 |  |  |  |  | No Coverage Specified | MHHS-Northeast | [8 empty] | COOXIMETER | Co-Oximeter | Masimo Corp
NO | YES |  |  |  | 142-08348 | 142-08348 | Masimo Corp. | RAD-97 |  |  | NE - 4 WEST TOWER | MHHS-Northeast |  | Co-Oximeter |  | 142-08348 | 142-08348 | Katy | Memorial Hermann Northeast Hospital | NE - 4 WEST TOWER | Neuroscience Clean Storage |  |  |  |  | OXIMETERS, PULSE |  | COOXIMETER-Masimo Corp-RAD-97 | COOXIMETER | RAD-97 |  |  |  | Masimo Corp | Co-Oximeter |  | COOXIMETER-Masimo Corp-RAD-97 |  |  |  |  | No Coverage Specified | MHHS-Northeast
NO | YES |  |  |  | 142-08349 | 142-08349 | Masimo Corp. | RAD-97 |  |  | NE-3 West Tower | MHHS-Northeast |  | Co-Oximeter |  | 142-08349 | 142-08349 | Katy | MHHS-Northeast | NE-3 West Tower | Equipment storage | 8/1/19 | 8/1/20 |  |  | OXIMETERS, PULSE | Co-Oximeter | COOXIMETER-Masimo Corp-RAD-97 | COOXIMETER | RAD-97 |  |  |  | Masimo Corp | Co-Oximeter |  | COOXIMETER-Masimo Corp-RAD-97 |  |  |  |  | No Coverage Specified | MHHS-Northeast | [8 empty] | COOXIMETER | Co-Oximeter | Masimo Corp
NO | YES |  |  |  | 142-08350 | 142-08350 | Masimo Corp. | RAD-97 |  |  | NE-Central Supply | MHHS-Northeast |  | Co-Oximeter |  | 142-08350 | 142-08350 | Katy | MHHS-Northeast | NE-Central Supply | Next to Central Suppy | 9/1/19 | 9/1/20 |  |  | OXIMETERS, PULSE | Co-Oximeter | COOXIMETER-Masimo Corp-RAD-97 | COOXIMETER | RAD-97 |  |  |  | Masimo Corp | Co-Oximeter |  | COOXIMETER-Masimo Corp-RAD-97 |  |  |  |  | No Coverage Specified | MHHS-Northeast | [8 empty] | COOXIMETER | Co-Oximeter | Masimo Corp
NO | YES |  |  |  | 142-08352 | 142-08352 | Masimo Corp. | RAD-97 |  |  | NE-Central Supply | MHHS-Northeast |  | Co-Oximeter |  | 142-08352 | 142-08352 | Katy | MHHS-Northeast | NE-Central Supply |  | 8/1/19 | 8/1/20 |  |  | OXIMETERS, PULSE | Co-Oximeter | COOXIMETER-Masimo Corp-RAD-97 | COOXIMETER | RAD-97 |  |  |  | Masimo Corp | Co-Oximeter |  | COOXIMETER-Masimo Corp-RAD-97 |  |  |  |  | No Coverage Specified | MHHS-Northeast | [8 empty] | COOXIMETER | Co-Oximeter | Masimo Corp
NO | YES |  |  |  | 142-08354 | 142-08354 | Masimo Corp. | RAD-97 |  |  | NE-Central Supply | MHHS-Northeast |  | Co-Oximeter |  | 142-08354 | 142-08354 | Katy | MHHS-Northeast | NE-Central Supply | Next to Central Suppy | 9/1/19 | 9/1/20 |  |  | OXIMETERS, PULSE | Co-Oximeter | COOXIMETER-Masimo Corp-RAD-97 | COOXIMETER | RAD-97 |  |  |  | Masimo Corp | Co-Oximeter |  | COOXIMETER-Masimo Corp-RAD-97 |  |  |  |  | No Coverage Specified | MHHS-Northeast | [8 empty] | COOXIMETER | Co-Oximeter | Masimo Corp
NO | YES |  |  |  | 142-08355 | 142-08355 | Masimo Corp. | RAD-97 |  |  | NE-Central Supply | MHHS-Northeast |  | Co-Oximeter |  | 142-08355 | 142-08355 | Katy | MHHS-Northeast | NE-Central Supply | 2 West | 8/1/19 | 8/1/20 |  |  | OXIMETERS, PULSE | Co-Oximeter | COOXIMETER-Masimo Corp-RAD-97 | COOXIMETER | RAD-97 |  |  |  | Masimo Corp | Co-Oximeter |  | COOXIMETER-Masimo Corp-RAD-97 |  |  |  |  | No Coverage Specified | MHHS-Northeast | [8 empty] | COOXIMETER | Co-Oximeter | Masimo Corp
NO | YES |  |  |  | 142-08356 | 142-08356 | Masimo Corp. | RAD-97 |  |  | NE-Cardiopulmonary | MHHS-Northeast |  | Co-Oximeter |  | 142-08356 | 142-08356 | Katy | MHHS-Northeast | NE-Cardiopulmonary | Clean supply | 8/1/19 | 8/1/20 |  |  | OXIMETERS, PULSE | Co-Oximeter | COOXIMETER-Masimo Corp-RAD-97 | COOXIMETER | RAD-97 |  |  |  | Masimo Corp | Co-Oximeter |  | COOXIMETER-Masimo Corp-RAD-97 |  |  |  |  | No Coverage Specified | MHHS-Northeast | [8 empty] | COOXIMETER | Co-Oximeter | Masimo Corp
NO | YES |  |  |  | 142-08357 | 142-08357 | Masimo Corp. | RAD-97 |  |  | NE-Cardiopulmonary | MHHS-Northeast |  | Co-Oximeter |  | 142-08357 | 142-08357 | Katy | MHHS-Northeast | NE-Cardiopulmonary | Clean supply | 8/1/19 |  |  |  | OXIMETERS, PULSE | Co-Oximeter | COOXIMETER-Masimo Corp-RAD-97 | COOXIMETER | RAD-97 |  |  |  | Masimo Corp | Co-Oximeter |  | COOXIMETER-Masimo Corp-RAD-97 |  |  |  |  | No Coverage Specified | MHHS-Northeast | [8 empty] | COOXIMETER | Co-Oximeter | Masimo Corp
NO | YES |  |  |  | 142-08358 | 142-08358 | Masimo Corp. | RAD-97 |  |  | NE-Cardiopulmonary | MHHS-Northeast |  | Co-Oximeter |  | 142-08358 | 142-08358 | Katy | MHHS-Northeast | NE-Cardiopulmonary | Clean supply | 8/1/19 | 8/1/20 |  |  | OXIMETERS, PULSE | Co-Oximeter | COOXIMETER-Masimo Corp-RAD-97 | COOXIMETER | RAD-97 |  |  |  | Masimo Corp | Co-Oximeter |  | COOXIMETER-Masimo Corp-RAD-97 |  |  |  |  | No Coverage Specified | MHHS-Northeast | [8 empty] | COOXIMETER | Co-Oximeter | Masimo Corp
NO | YES |  |  |  | 129-07966 | 129-07966 | Masimo Corp. | RAD-97 |  |  | SUGAR LAND | MHHS-Sugarland |  | Co-Oximeter |  | 129-07966 | 129-07966 | Sugar Land | Memorial Hermann Sugar Land Hospital | SUGAR LAND | In Biomed Shop | 10/1/19 |  |  |  | OXIMETERS, PULSE | Co-Oximeter | COOXIMETER-Masimo Corp-RAD-97 | COOXIMETER | RAD-97 |  |  |  | Masimo Corp | Co-Oximeter |  | COOXIMETER-Masimo Corp-RAD-97 |  |  |  |  | No Coverage Specified | MHHS-Sugarland | [8 empty] | COOXIMETER | Co-Oximeter | Masimo Corp
NO | YES |  |  |  | 241-04602 | 241-04602 | Masimo Corp. | RAD-97 |  |  | TIRR-Respiratory | MHHS-TIRR |  | Co-Oximeter |  | 241-04602 | 241-04602 | TMC | MHHS-Others | TIRR-Respiratory | Respiratory storage | 10/1/19 |  |  |  | OXIMETERS, PULSE | Co-Oximeter | COOXIMETER-Masimo Corp-RAD-97 | COOXIMETER | RAD-97 |  |  |  | Masimo Corp | Co-Oximeter |  | COOXIMETER-Masimo Corp-RAD-97 |  |  |  |  | No Coverage Specified | MHHS-TIRR | [8 empty] | COOXIMETER | Co-Oximeter | Masimo Corp
NO | YES |  |  |  | 241-04603 | 241-04603 | Masimo Corp. | RAD-97 |  |  | TIRR-Respiratory | MHHS-TIRR |  | Co-Oximeter |  | 241-04603 | 241-04603 | TMC | MHHS-Others | TIRR-Respiratory | Respiratory storage | 10/1/19 |  |  |  | OXIMETERS, PULSE | Co-Oximeter | COOXIMETER-Masimo Corp-RAD-97 | COOXIMETER | RAD-97 |  |  |  | Masimo Corp | Co-Oximeter |  | COOXIMETER-Masimo Corp-RAD-97 |  |  |  |  | No Coverage Specified | MHHS-TIRR | [8 empty] | COOXIMETER | Co-Oximeter | Masimo Corp
NO | NO |  |  |  | 151-03250 |  | Masimo Corp. | RAD-97 |  |  | CY - 3 SOUTH | MHHS-Cypress |  | Co-Oximeter |  | 151-03250 |  | Northwest & Cypress |  | CY - 3 SOUTH | [5 empty] | OXIMETERS, PULSE |  | COOXIMETER-Masimo Corp-RAD-97 | COOXIMETER | RAD-97 |  |  |  | Masimo Corp | Co-Oximeter |  | COOXIMETER-Masimo Corp-RAD-97 |  |  |  |  | No Coverage Specified | MHHS-Cypress
NO | NO |  |  |  | 929-00985 |  | Masimo Corp. | RAD-97 |  |  | MHOSH - RESPIRATORY | MHHS Orthopedic & Spine |  | Co-Oximeter |  | 929-00985 |  | Central & Greater Heights |  | MHOSH - RESPIRATORY | [5 empty] | OXIMETERS, PULSE |  | COOXIMETER-Masimo Corp-RAD-97 | COOXIMETER | RAD-97 |  |  |  | Masimo Corp | Co-Oximeter |  | COOXIMETER-Masimo Corp-RAD-97 |  |  |  |  | No Coverage Specified | MHHS Orthopedic & Spine
NO | NO |  |  |  | 142-08345 |  | Masimo Corp. | RAD-97 |  |  | NE - CENTRAL SUPPLY | MHHS-Northeast |  | Co-Oximeter |  | 142-08345 |  | Katy |  | NE - CENTRAL SUPPLY | [5 empty] | OXIMETERS, PULSE |  | COOXIMETER-Masimo Corp-RAD-97 | COOXIMETER | RAD-97 |  |  |  | Masimo Corp | Co-Oximeter |  | COOXIMETER-Masimo Corp-RAD-97 |  |  |  |  | No Coverage Specified | MHHS-Northeast
NO | NO |  |  |  | 142-08351 |  | Masimo Corp. | RAD-97 |  |  | NE - CENTRAL SUPPLY | MHHS-Northeast |  | Co-Oximeter |  | 142-08351 |  | Katy |  | NE - CENTRAL SUPPLY | [5 empty] | OXIMETERS, PULSE |  | COOXIMETER-Masimo Corp-RAD-97 | COOXIMETER | RAD-97 |  |  |  | Masimo Corp | Co-Oximeter |  | COOXIMETER-Masimo Corp-RAD-97 |  |  |  |  | No Coverage Specified | MHHS-Northeast
NO | NO |  |  |  | 142-08353 |  | Masimo Corp. | RAD-97 |  |  | NE - CENTRAL SUPPLY | MHHS-Northeast |  | Co-Oximeter |  | 142-08353 |  | Katy |  | NE - CENTRAL SUPPLY | [5 empty] | OXIMETERS, PULSE |  | COOXIMETER-Masimo Corp-RAD-97 | COOXIMETER | RAD-97 |  |  |  | Masimo Corp | Co-Oximeter |  | COOXIMETER-Masimo Corp-RAD-97 |  |  |  |  | No Coverage Specified | MHHS-Northeast
NO | NO | [5 empty] | Masimo Corp. | RAD-97 |  |  | TMC - MHTMC - NON HOSPITAL-OWNED | MHHS-TMC |  | Co-Oximeter |  |  |  | TMC |  | TMC - MHTMC - NON HOSPITAL-OWNED | [5 empty] | OXIMETERS, PULSE |  | COOXIMETER-Masimo Corp-RAD-97 | COOXIMETER | RAD-97 |  |  |  | Masimo Corp | Co-Oximeter |  | COOXIMETER-Masimo Corp-RAD-97 |  |  |  |  | No Coverage Specified | MHHS-TMC
NO | NO | [5 empty] | Masimo Corp. | RAD-97 |  |  | TMC - MHTMC - NON HOSPITAL-OWNED | MHHS-TMC |  | Co-Oximeter |  |  |  | TMC |  | TMC - MHTMC - NON HOSPITAL-OWNED | [5 empty] | OXIMETERS, PULSE |  | COOXIMETER-Masimo Corp-RAD-97 | COOXIMETER | RAD-97 |  |  |  | Masimo Corp | Co-Oximeter |  | COOXIMETER-Masimo Corp-RAD-97 |  |  |  |  | No Coverage Specified | MHHS-TMC
NO | NO | [5 empty] | Masimo Corp. | RAD-97 |  |  | TMC - MHTMC - NON HOSPITAL-OWNED | MHHS-TMC |  | Co-Oximeter |  |  |  | TMC |  | TMC - MHTMC - NON HOSPITAL-OWNED | [5 empty] | OXIMETERS, PULSE |  | COOXIMETER-Masimo Corp-RAD-97 | COOXIMETER | RAD-97 |  |  |  | Masimo Corp | Co-Oximeter |  | COOXIMETER-Masimo Corp-RAD-97 |  |  |  |  | No Coverage Specified | MHHS-TMC
NO | NO |  |  |  | 041-15791 |  | Masimo Corp. | RADICAL |  |  | MEMORIAL CITY - OUTPATIENT SURGERY | MHHS-Mem City |  | Oximeter, Pulse |  | 041-15791 |  | West & Memorial City |  | MEMORIAL CITY - OUTPATIENT SURGERY | [5 empty] | OXIMETERS, PULSE |  | OXIMETERPULSE-Masimo Corp-RADICAL | OXIMETERPULSE | RADICAL |  |  |  | Masimo Corp | Oximeter, Pulse |  | OXIMETERPULSE-Masimo Corp-RADICAL |  |  |  |  | Covered PM Repair - Biomedical | MHHS-Mem City
NO | NO |  |  |  | 077-06885 |  | Masimo Corp. | RADICAL |  | T043178 | TMC - CHILDRENS - NICU (7HP) | MHHS-TMC |  | Oximeter, Pulse |  | 077-06885 |  | TMC |  | TMC - CHILDRENS - NICU (7HP) | [5 empty] | OXIMETERS, PULSE |  | OXIMETERPULSE-Masimo Corp-RADICAL | OXIMETERPULSE | RADICAL |  |  |  | Masimo Corp | Oximeter, Pulse |  | OXIMETERPULSE-Masimo Corp-RADICAL |  |  |  |  | Covered PM Repair - Biomedical | MHHS-TMC
NO | NO |  |  |  | 077-07221 |  | Masimo Corp. | RADICAL |  | T043355 | TMC - CHILDRENS - NICU (7HP) | MHHS-TMC |  | Oximeter, Pulse |  | 077-07221 |  | TMC |  | TMC - CHILDRENS - NICU (7HP) | [5 empty] | OXIMETERS, PULSE |  | OXIMETERPULSE-Masimo Corp-RADICAL | OXIMETERPULSE | RADICAL |  |  |  | Masimo Corp | Oximeter, Pulse |  | OXIMETERPULSE-Masimo Corp-RADICAL |  |  |  |  | Not Covered Vendor Only - Lab Ana/Anes | MHHS-TMC
NO | NO |  |  |  | 069-41909 |  | Masimo Corp. | RADICAL |  | T043121 | TMC - MHTMC - CENTRAL SUPPLY (OLD) | MHHS-TMC |  | Oximeter, Pulse |  | 069-41909 |  | TMC |  | TMC - MHTMC - CENTRAL SUPPLY (OLD) | [5 empty] | OXIMETERS, PULSE |  | OXIMETERPULSE-Masimo Corp-RADICAL | OXIMETERPULSE | RADICAL |  |  |  | Masimo Corp | Oximeter, Pulse |  | OXIMETERPULSE-Masimo Corp-RADICAL |  |  |  |  | Covered PM Repair - Biomedical | MHHS-TMC
NO | YES |  |  |  | 069-41756 | 069-41756 | Masimo Corp. | RADICAL 7 |  | T060863 | TMC-OR-Hermann (2Hp) | MHHS-TMC |  | Oximeter, Pulse |  | 069-41756 | 069-41756 | TMC | MHHS-TMC | TMC-OR-Hermann (2Hp) | OR 51 | 5/1/19 |  | 5/1/20 |  | OXIMETERS, PULSE |  | OXIMETERPULSE-Masimo Corp-RADICAL 7 | OXIMETERPULSE | RADICAL 7 |  |  |  | Masimo Corp | Oximeter, Pulse |  | OXIMETERPULSE-Masimo Corp-RADICAL 7 |  |  |  |  | Clinical Miscellaneous | MHHS-TMC
NO | YES |  |  |  | 069-35227 | 069-35227 | Masimo Corp. | RADICAL 7 |  |  | TMC-MHTMC-Central Supply | MHHS-TMC |  | Oximeter, Pulse |  | 069-35227 | 069-35227 | TMC | MHHS-TMC | TMC-MHTMC-Central Supply | Central Supply | 12/1/19 |  | 12/1/20 |  | OXIMETERS, PULSE |  | OXIMETERPULSE-Masimo Corp-RADICAL 7 | OXIMETERPULSE | RADICAL 7 |  |  |  | Masimo Corp | Oximeter, Pulse |  | OXIMETERPULSE-Masimo Corp-RADICAL 7 |  | 3/27/18 |  |  | Covered PM Repair - Biomedical | MHHS-TMC
YES | YES |  |  |  | 069-41969 | 069-41969 | Masimo Corp. | RADICAL 7 |  |  | TMC - MHTMC - CENTRAL SUPPLY |  |  |  |  | 069-41969 | 069-41969 | TMC | Memorial herman texas medical center | TMC - MHTMC - CENTRAL SUPPLY | Central Supply | 10/1/18 |  | 10/1/19 |  |  |  | OXIMETERPULSE-Masimo Corp-RADICAL 7
NO | YES |  |  |  | 099-09258 | 099-09258 | Masimo Corp. | RADICAL 7 |  | T043146 | TMC-MHTMC-Central Supply |  |  |  |  | 099-09258 | 099-09258 | TMC | MHHS-TMC | TMC-MHTMC-Central Supply | Central Supply | 1/1/19 |  | 1/1/20
NO | NO | [5 empty] | Masimo Corp. | RADICAL 7 |  | T042103 | NE - CENTRAL SUPPLY | MHHS-Northeast |  | Oximeter, Pulse |  |  |  | Katy |  | NE - CENTRAL SUPPLY | [5 empty] | OXIMETERS, PULSE |  | OXIMETERPULSE-Masimo Corp-RADICAL 7 | OXIMETERPULSE | RADICAL 7 |  |  |  | Masimo Corp | Oximeter, Pulse |  | OXIMETERPULSE-Masimo Corp-RADICAL 7 |  |  |  |  | Not Covered Vendor Only - Lab Ana/Anes | MHHS-Northeast
NO | NO | [5 empty] | Masimo Corp. | RADICAL 7 |  | T043215 | SW - CENTRAL SUPPLY | MHHS-Southwest |  | Oximeter, Pulse |  |  |  | Southwest |  | SW - CENTRAL SUPPLY | [5 empty] | OXIMETERS, PULSE |  | OXIMETERPULSE-Masimo Corp-RADICAL 7 | OXIMETERPULSE | RADICAL 7 |  |  |  | Masimo Corp | Oximeter, Pulse |  | OXIMETERPULSE-Masimo Corp-RADICAL 7 |  |  |  |  | Not Covered Vendor Only - Lab Ana/Anes | MHHS-Southwest
NO | NO |  |  |  | 069-37309 |  | Masimo Corp. | RADICAL 7 |  |  | TMC - MHTMC - CENTRAL SUPPLY (OLD) | MHHS-TMC |  | Oximeter, Pulse |  | 069-37309 |  | TMC |  | TMC - MHTMC - CENTRAL SUPPLY (OLD) | [5 empty] | OXIMETERS, PULSE |  | OXIMETERPULSE-Masimo Corp-RADICAL 7 | OXIMETERPULSE | RADICAL 7 |  |  |  | Masimo Corp | Oximeter, Pulse |  | OXIMETERPULSE-Masimo Corp-RADICAL 7 |  |  |  |  | Covered PM Repair - Biomedical | MHHS-TMC
NO | NO |  |  |  | 069-41747 |  | Masimo Corp. | RADICAL 7 |  | T005266 | TMC - MHTMC - CENTRAL SUPPLY (OLD) | MHHS-TMC |  | Oximeter, Pulse |  | 069-41747 |  | TMC |  | TMC - MHTMC - CENTRAL SUPPLY (OLD) | [5 empty] | OXIMETERS, PULSE |  | OXIMETERPULSE-Masimo Corp-RADICAL 7 | OXIMETERPULSE | RADICAL 7 |  |  |  | Masimo Corp | Oximeter, Pulse |  | OXIMETERPULSE-Masimo Corp-RADICAL 7 |  |  |  |  | Clinical Miscellaneous | MHHS-TMC
NO | NO |  |  |  | 069-41760 |  | Masimo Corp. | RADICAL 7 |  | T060581 | TMC - MHTMC - CENTRAL SUPPLY (OLD) | MHHS-TMC |  | Oximeter, Pulse |  | 069-41760 |  | TMC |  | TMC - MHTMC - CENTRAL SUPPLY (OLD) | [5 empty] | OXIMETERS, PULSE |  | OXIMETERPULSE-Masimo Corp-RADICAL 7 | OXIMETERPULSE | RADICAL 7 |  |  |  | Masimo Corp | Oximeter, Pulse |  | OXIMETERPULSE-Masimo Corp-RADICAL 7 |  |  |  |  | Clinical Miscellaneous | MHHS-TMC
NO | NO |  |  |  | 069-41763 |  | Masimo Corp. | RADICAL 7 |  | T033304 | TMC - MHTMC - CENTRAL SUPPLY (OLD) | MHHS-TMC |  | Oximeter, Pulse |  | 069-41763 |  | TMC |  | TMC - MHTMC - CENTRAL SUPPLY (OLD) | [5 empty] | OXIMETERS, PULSE |  | OXIMETERPULSE-Masimo Corp-RADICAL 7 | OXIMETERPULSE | RADICAL 7 |  |  |  | Masimo Corp | Oximeter, Pulse |  | OXIMETERPULSE-Masimo Corp-RADICAL 7 |  |  |  |  | Clinical Miscellaneous | MHHS-TMC
NO | NO |  |  |  | 074-04971 |  | Masimo Corp. | RADICAL 7 |  |  | TMC - MHTMC - CENTRAL SUPPLY (OLD) | MHHS-TMC |  | Oximeter, Pulse |  | 074-04971 |  | TMC |  | TMC - MHTMC - CENTRAL SUPPLY (OLD) | [5 empty] | OXIMETERS, PULSE |  | OXIMETERPULSE-Masimo Corp-RADICAL 7 | OXIMETERPULSE | RADICAL 7 |  |  |  | Masimo Corp | Oximeter, Pulse |  | OXIMETERPULSE-Masimo Corp-RADICAL 7 |  |  |  |  | Clinical Miscellaneous | MHHS-TMC
NO | NO |  |  |  | 069-33053 |  | Masimo Corp. | RADICAL 7 |  | T043284 | TMC - RADIOLOGY - JONES PAVILION | MHHS-TMC |  | Oximeter, Pulse |  | 069-33053 |  | TMC |  | TMC - RADIOLOGY - JONES PAVILION | [5 empty] | OXIMETERS, PULSE |  | OXIMETERPULSE-Masimo Corp-RADICAL 7 | OXIMETERPULSE | RADICAL 7 |  |  |  | Masimo Corp | Oximeter, Pulse |  | OXIMETERPULSE-Masimo Corp-RADICAL 7 |  |  |  |  | Covered PM Repair - Biomedical | MHHS-TMC
NO | YES |  |  |  | 151-02382 | 151-02382 | Masimo Corp. | RADICAL-7 |  |  | CY-Cardiopulmonary | MHHS-Cypress |  | Oximeter, Pulse |  | 151-02382 | 151-02382 | Northwest | MHHS-Cypress | CY-Cardiopulmonary | Echo Lab | 2/1/19 | 2/1/20 |  |  | OXIMETERS, PULSE | Oximeter, Pulse | OXIMETERPULSE-Masimo Corp-RADICAL 7 | OXIMETERPULSE | RADICAL 7 |  |  |  | Masimo Corp | Oximeter, Pulse |  |  | OXIMETERPULSE-Masimo Corp-RADICAL 7 | 11/12/19 |  | OP-A | Covered PM Repair - Biomedical | MHHS-Cypress | [8 empty] | OXIMETERPULSE | Oximeter, Pulse | Masimo Corp
NO | YES |  |  |  | 009-10707 | 009-10707 | Masimo Corp. | RADICAL-7 |  |  | CY - MEDSURG | MHHS-Cypress |  | Oximeter, Pulse |  | 009-10707 | 009-10707 | Northwest |  | CY - MEDSURG |  | 2/1/19 | 2/1/20 |  |  | OXIMETERS, PULSE | Oximeter, Pulse | OXIMETERPULSE-Masimo Corp-RADICAL 7 | OXIMETERPULSE | RADICAL 7 |  |  |  | Masimo Corp | Oximeter, Pulse |  |  | OXIMETERPULSE-Masimo Corp-RADICAL 7 | 9/1/18 |  | OP-A | Covered PM Repair - Biomedical | MHHS-Cypress | [8 empty] | OXIMETERPULSE | Oximeter, Pulse | Masimo Corp
NO | YES |  |  |  | 009-10708 | 009-10708 | Masimo Corp. | RADICAL-7 |  |  | CY - MEDSURG | MHHS-Cypress |  | Oximeter, Pulse |  | 009-10708 | 009-10708 | Northwest | Cypress | CY - MEDSURG | Interview 3 | 2/1/19 | 2/1/20 |  |  | OXIMETERS, PULSE | Oximeter, Pulse | OXIMETERPULSE-Masimo Corp-RADICAL 7 | OXIMETERPULSE | RADICAL 7 |  |  |  | Masimo Corp | Oximeter, Pulse |  |  | OXIMETERPULSE-Masimo Corp-RADICAL 7 | 9/1/18 |  | OP-A | Covered PM Repair - Biomedical | MHHS-Cypress | [8 empty] | OXIMETERPULSE | Oximeter, Pulse | Masimo Corp
NO | YES |  |  |  | 009-10709 | 009-10709 | Masimo Corp. | RADICAL-7 |  |  | CY-Medsurg | MHHS-Cypress |  | Oximeter, Pulse |  | 009-10709 | 009-10709 | Northwest | MHHS-Cypress | CY-Medsurg | Nurses station | 2/1/19 | 2/1/20 |  | Connected to base 151-02369 | OXIMETERS, PULSE | Oximeter, Pulse | OXIMETERPULSE-Masimo Corp-RADICAL 7 | OXIMETERPULSE | RADICAL 7 |  |  |  | Masimo Corp | Oximeter, Pulse |  |  | OXIMETERPULSE-Masimo Corp-RADICAL 7 | 9/1/18 |  | OP-A | Covered PM Repair - Biomedical | MHHS-Cypress | [8 empty] | OXIMETERPULSE | Oximeter, Pulse | Masimo Corp
NO | YES |  |  |  | 009-10710 | 009-10710 | Masimo Corp. | RADICAL-7 |  |  | CY - PreAdmission Testing | MHHS-Cypress |  | Oximeter, Pulse |  | 009-10710 | 009-10710 | Northwest | Memorial Hermann Cypress Hospital | CY - PreAdmission Testing | Interview 1 | 2/1/19 | 2/1/20 |  |  | OXIMETERS, PULSE | Oximeter, Pulse | OXIMETERPULSE-Masimo Corp-RADICAL 7 | OXIMETERPULSE | RADICAL 7 |  |  |  | Masimo Corp | Oximeter, Pulse |  |  | OXIMETERPULSE-Masimo Corp-RADICAL 7 | 9/1/18 |  | OP-A | Covered PM Repair - Biomedical | MHHS-Cypress | [8 empty] | OXIMETERPULSE | Oximeter, Pulse | Masimo Corp
NO | YES |  |  |  | 009-10711 | 009-10711 | Masimo Corp. | RADICAL-7 |  |  | CY-Medsurg | MHHS-Cypress |  | Oximeter, Pulse |  | 009-10711 | 009-10711 | Northwest | MHHS-Cypress | CY-Medsurg | Interveiw room 4 | 2/1/19 | 2/1/20 |  |  | OXIMETERS, PULSE | Oximeter, Pulse | OXIMETERPULSE-Masimo Corp-RADICAL 7 | OXIMETERPULSE | RADICAL 7 |  |  |  | Masimo Corp | Oximeter, Pulse |  |  | OXIMETERPULSE-Masimo Corp-RADICAL 7 | 9/1/18 |  | OP-A | Covered PM Repair - Biomedical | MHHS-Cypress | [8 empty] | OXIMETERPULSE | Oximeter, Pulse | Masimo Corp
NO | YES |  |  |  | 009-10713 | 009-10713 | Masimo Corp. | RADICAL-7 |  |  | CY-Medsurg | MHHS-Cypress |  | Oximeter, Pulse |  | 009-10713 | 009-10713 | Northwest | MHHS-Cypress | CY-Medsurg | ER TRIAGE 2 | 2/1/19 | 2/1/20 |  |  | OXIMETERS, PULSE | Oximeter, Pulse | OXIMETERPULSE-Masimo Corp-RADICAL 7 | OXIMETERPULSE | RADICAL 7 |  |  |  | Masimo Corp | Oximeter, Pulse |  |  | OXIMETERPULSE-Masimo Corp-RADICAL 7 | 9/1/18 |  | OP-A | Covered PM Repair - Biomedical | MHHS-Cypress | [8 empty] | OXIMETERPULSE | Oximeter, Pulse | Masimo Corp
NO | YES |  |  |  | 009-10714 | 009-10714 | Masimo Corp. | RADICAL-7 |  |  | CY-Medsurg | MHHS-Cypress |  | Oximeter, Pulse |  | 009-10714 | 009-10714 | Northwest | MHHS-Cypress | CY-Medsurg | ER NURSES STATION | 2/1/19 | 2/1/20 |  |  | OXIMETERS, PULSE | Oximeter, Pulse | OXIMETERPULSE-Masimo Corp-RADICAL 7 | OXIMETERPULSE | RADICAL 7 |  |  |  | Masimo Corp | Oximeter, Pulse |  |  | OXIMETERPULSE-Masimo Corp-RADICAL 7 | 9/1/18 |  | OP-A | Covered PM Repair - Biomedical | MHHS-Cypress | [8 empty] | OXIMETERPULSE | Oximeter, Pulse | Masimo Corp
NO | YES |  |  |  | 009-10715 | 009-10715 | Masimo Corp. | RADICAL-7 |  |  | CY-Medsurg | MHHS-Cypress |  | Oximeter, Pulse |  | 009-10715 | 009-10715 | Northwest | MHHS-Cypress | CY-Medsurg | Nurses station post partum | 2/1/19 | 2/1/20 |  |  | OXIMETERS, PULSE | Oximeter, Pulse | OXIMETERPULSE-Masimo Corp-RADICAL 7 | OXIMETERPULSE | RADICAL 7 |  |  |  | Masimo Corp | Oximeter, Pulse |  |  | OXIMETERPULSE-Masimo Corp-RADICAL 7 | 9/1/18 |  | OP-A | Covered PM Repair - Biomedical | MHHS-Cypress | [8 empty] | OXIMETERPULSE | Oximeter, Pulse | Masimo Corp
NO | YES |  |  |  | 009-10716 | 009-10716 | Masimo Corp. | RADICAL-7 |  |  | CY-Medsurg | MHHS-Cypress |  | Oximeter, Pulse |  | 009-10716 | 009-10716 | Northwest | MHHS-Cypress | CY-Medsurg | Nurses station post partum | 2/1/19 | 2/1/20 |  |  | OXIMETERS, PULSE | Oximeter, Pulse | OXIMETERPULSE-Masimo Corp-RADICAL 7 | OXIMETERPULSE | RADICAL 7 |  |  |  | Masimo Corp | Oximeter, Pulse |  |  | OXIMETERPULSE-Masimo Corp-RADICAL 7 | 11/19/19 |  | OP-A | Covered PM Repair - Biomedical | MHHS-Cypress | [8 empty] | OXIMETERPULSE | Oximeter, Pulse | Masimo Corp
NO | YES |  |  |  | 009-10717 | 009-10717 | Masimo Corp. | RADICAL-7 |  |  | CY-Medsurg | MHHS-Cypress |  | Oximeter, Pulse |  | 009-10717 | 009-10717 | Northwest | MHHS-Cypress | CY-Medsurg | 3 south | 2/1/19 | 2/1/20 |  |  | OXIMETERS, PULSE | Oximeter, Pulse | OXIMETERPULSE-Masimo Corp-RADICAL 7 | OXIMETERPULSE | RADICAL 7 |  |  |  | Masimo Corp | Oximeter, Pulse |  |  | OXIMETERPULSE-Masimo Corp-RADICAL 7 |  |  | OP-A | Not Covered Vendor Only - Biomedical | MHHS-Cypress | [8 empty] | OXIMETERPULSE | Oximeter, Pulse | Masimo Corp
NO | YES |  |  |  | 009-10718 | 009-10718 | Masimo Corp. | RADICAL-7 |  |  | CY-Medsurg | MHHS-Cypress |  | Oximeter, Pulse |  | 009-10718 | 009-10718 | Northwest | MHHS-Cypress | CY-Medsurg | MEDSURG 316 | 2/1/19 | 2/1/20 |  |  | OXIMETERS, PULSE | Oximeter, Pulse | OXIMETERPULSE-Masimo Corp-RADICAL 7 | OXIMETERPULSE | RADICAL 7 |  |  |  | Masimo Corp | Oximeter, Pulse |  |  | OXIMETERPULSE-Masimo Corp-RADICAL 7 |  |  | OP-A | Not Covered Vendor Only - Biomedical | MHHS-Cypress | [8 empty] | OXIMETERPULSE | Oximeter, Pulse | Masimo Corp
NO | YES |  |  |  | 009-10719 | 009-10719 | Masimo Corp. | RADICAL-7 |  |  | Cath lab | MHHS-Cypress |  | Oximeter, Pulse |  | 009-10719 | 009-10719 | Northwest | Memorial Hermann Cypress Hospital | Cath lab | CVR 6 | 2/1/19 | 2/1/20 |  |  | OXIMETERS, PULSE | Oximeter, Pulse | OXIMETERPULSE-Masimo Corp-RADICAL 7 | OXIMETERPULSE | RADICAL 7 |  |  |  | Masimo Corp | Oximeter, Pulse |  |  | OXIMETERPULSE-Masimo Corp-RADICAL 7 |  |  | OP-A | Not Covered Vendor Only - Biomedical | MHHS-Cypress | [8 empty] | OXIMETERPULSE | Oximeter, Pulse | Masimo Corp
NO | YES |  |  |  | 151-02377 | 151-02377 | Masimo Corp. | RADICAL-7 |  |  | CY - MEDSURG | MHHS-Cypress |  | Oximeter, Pulse |  | 151-02377 | 151-02377 | Northwest | Cypress | CY - MEDSURG |  | 2/1/19 | 2/1/20 |  |  | OXIMETERS, PULSE | Oximeter, Pulse | OXIMETERPULSE-Masimo Corp-RADICAL 7 | OXIMETERPULSE | RADICAL 7 |  |  |  | Masimo Corp | Oximeter, Pulse |  |  | OXIMETERPULSE-Masimo Corp-RADICAL 7 |  |  | OP-A | Not Covered Vendor Only - Biomedical | MHHS-Cypress | [8 empty] | OXIMETERPULSE | Oximeter, Pulse | Masimo Corp
NO | YES |  |  |  | 151-02378 | 009-10721 | Masimo Corp. | RADICAL-7 |  |  | CY-COU | MHHS-Cypress |  | Oximeter, Pulse |  | 151-02378 | 009-10721 | Northwest | MHHS-Cypress | CY-COU | COU | 2/1/19 | 2/1/20 |  |  | OXIMETERS, PULSE | Oximeter, Pulse | OXIMETERPULSE-Masimo Corp-RADICAL 7 | OXIMETERPULSE | RADICAL 7 |  |  |  | Masimo Corp | Oximeter, Pulse |  |  | OXIMETERPULSE-Masimo Corp-RADICAL 7 |  |  | OP-A | Not Covered Vendor Only - Biomedical | MHHS-Cypress | [8 empty] | OXIMETERPULSE | Oximeter, Pulse | Masimo Corp
NO | YES |  |  |  | 151-02383 | 151-02383 | Masimo Corp. | RADICAL-7 |  |  | CY-Medsurg | MHHS-Cypress |  | Oximeter, Pulse |  | 151-02383 | 151-02383 | Northwest | MHHS-Cypress | CY-Medsurg |  | 2/13/19 |  |  |  | OXIMETERS, PULSE | Oximeter, Pulse | OXIMETERPULSE-Masimo Corp-RADICAL 7 | OXIMETERPULSE | RADICAL 7 |  |  |  | Masimo Corp | Oximeter, Pulse |  |  | OXIMETERPULSE-Masimo Corp-RADICAL 7 | 11/1/19 |  | OP-A | Covered PM Repair - Biomedical | MHHS-Cypress | [8 empty] | OXIMETERPULSE | Oximeter, Pulse | Masimo Corp
NO | YES | [5 empty] | Masimo Corp. | RADICAL-7 |  | T036371 | GH-OR | MHHS-Greater Heights |  | Oximeter, Pulse |  |  |  | Central | MHHS-Greater Heights | GH-OR | Storage | 6/1/19 |  | 6/1/20 |  | OXIMETERS, PULSE | Oximeter, Pulse | OXIMETERPULSE-Masimo Corp-RADICAL 7 | OXIMETERPULSE | RADICAL 7 |  |  |  | Masimo Corp | Oximeter, Pulse |  |  | OXIMETERPULSE-Masimo Corp-RADICAL 7 | 5/1/17 |  | OP-A | Covered PM Repair - Biomedical | MHHS-Greater Heights | [8 empty] | OXIMETERPULSE | Oximeter, Pulse | Masimo Corp
NO | YES | [5 empty] | Masimo Corp. | RADICAL-7 |  | T037281 | GH-OR | MHHS-Greater Heights |  | Oximeter, Pulse |  |  |  | Central | MHHS-Greater Heights | GH-OR | Storage | 6/1/19 |  | 6/1/20 |  | OXIMETERS, PULSE | Oximeter, Pulse | OXIMETERPULSE-Masimo Corp-RADICAL 7 | OXIMETERPULSE | RADICAL 7 |  |  |  | Masimo Corp | Oximeter, Pulse |  |  | OXIMETERPULSE-Masimo Corp-RADICAL 7 | 5/1/17 |  | OP-A | Covered PM Repair - Biomedical | MHHS-Greater Heights | [8 empty] | OXIMETERPULSE | Oximeter, Pulse | Masimo Corp
NO | YES | [5 empty] | Masimo Corp. | RADICAL-7 |  | T033633 | GH-OR | MHHS-Greater Heights |  | Oximeter, Pulse |  |  |  | Central | MHHS-Greater Heights | GH-OR | Storage | 6/1/18 |  | 6/1/19 |  | OXIMETERS, PULSE | Oximeter, Pulse | OXIMETERPULSE-Masimo Corp-RADICAL 7 | OXIMETERPULSE | RADICAL 7 |  |  |  | Masimo Corp | Oximeter, Pulse |  |  | OXIMETERPULSE-Masimo Corp-RADICAL 7 | 5/1/17 |  | OP-A | Covered PM Repair - Biomedical | MHHS-Greater Heights | [8 empty] | OXIMETERPULSE | Oximeter, Pulse | Masimo Corp
NO | YES |  |  |  | 133-07359 | 133-07359 | Masimo Corp. | RADICAL-7 |  | T041705 | Katy-Ob Special Observation-3E | MHHS-Katy |  | Oximeter, Pulse |  | 133-07359 | 133-07359 | Katy | MHHS-Katy | Katy-Ob Special Observation-3E | Room 320 | 4/1/18 |  |  |  | OXIMETERS, PULSE | Oximeter, Pulse | OXIMETERPULSE-Masimo Corp-RADICAL 7 | OXIMETERPULSE | RADICAL 7 |  |  |  | Masimo Corp | Oximeter, Pulse |  |  | OXIMETERPULSE-Masimo Corp-RADICAL 7 | 7/1/17 |  | OP-A | Covered PM Repair - Biomedical | MHHS-Katy | [8 empty] | OXIMETERPULSE | Oximeter, Pulse | Masimo Corp
NO | YES |  |  |  | 133-08833 | 133-08833 | Masimo Corp. | RADICAL-7 |  | T037660 | Katy-Nursery | MHHS-Katy |  | Oximeter, Pulse |  | 133-08833 | 133-08833 | Katy | MHHS-Katy | Katy-Nursery | Blood gas room | 4/1/18 |  |  |  | OXIMETERS, PULSE | Oximeter, Pulse | OXIMETERPULSE-Masimo Corp-RADICAL 7 | OXIMETERPULSE | RADICAL 7 |  |  |  | Masimo Corp | Oximeter, Pulse |  |  | OXIMETERPULSE-Masimo Corp-RADICAL 7 | 7/1/17 |  | OP-A | Covered PM Repair - Biomedical | MHHS-Katy | [8 empty] | OXIMETERPULSE | Oximeter, Pulse | Masimo Corp
NO | YES |  |  |  | 133-07349 | 133-07349 | Masimo Corp. | RADICAL-7 |  | T042136 | KATY - ASSET 360 | MHHS-Katy |  | Oximeter, Pulse |  | 133-07349 | 133-07349 | Katy | Memorial Hermann Katy Hospital | KATY - ASSET 360 | Clean equipment room W5:144 | 4/1/19 |  |  |  | OXIMETERS, PULSE | Oximeter, Pulse | OXIMETERPULSE-Masimo Corp-RADICAL 7 | OXIMETERPULSE | RADICAL 7 |  |  |  | Masimo Corp | Oximeter, Pulse |  |  | OXIMETERPULSE-Masimo Corp-RADICAL 7 |  |  | OP-A | Covered PM Repair - Biomedical | MHHS-Katy | [8 empty] | OXIMETERPULSE | Oximeter, Pulse | Masimo Corp
NO | YES |  |  |  | 133-08834 | 133-08834 | Masimo Corp. | RADICAL-7 |  |  | Katy-Nursery | MHHS-Katy |  | Oximeter, Pulse |  | 133-08834 | 133-08834 | Katy | MHHS-Katy | Katy-Nursery | Blood gas room | 4/1/18 | 4/1/19 |  |  | OXIMETERS, PULSE | Oximeter, Pulse | OXIMETERPULSE-Masimo Corp-RADICAL 7 | OXIMETERPULSE | RADICAL 7 |  |  |  | Masimo Corp | Oximeter, Pulse |  |  | OXIMETERPULSE-Masimo Corp-RADICAL 7 |  |  | OP-A | Covered PM Repair - Biomedical | MHHS-Katy | [8 empty] | OXIMETERPULSE | Oximeter, Pulse | Masimo Corp
NO | YES |  |  |  |  | 041-15612 | Masimo Corp. | RADICAL-7 |  | T042098 | emorial city-10th floor storage | MHHS-Mem City |  | Oximeter, Pulse |  |  | 041-15612 | West | Memorial herman memorial city | emorial city-10th floor storage | Memorial city-10th floor storage |  |  |  | No pm sticker | OXIMETERS, PULSE |  | OXIMETERPULSE-Masimo Corp-RADICAL 7 | OXIMETERPULSE | RADICAL 7 |  |  |  | Masimo Corp | Oximeter, Pulse |  |  | OXIMETERPULSE-Masimo Corp-RADICAL 7 |  |  |  | Covered PM Repair - Biomedical | MHHS-Mem City
NO | YES |  |  |  |  | 041-15611 | Masimo Corp. | RADICAL-7 |  |  | emorial city-10th floor storage | MHHS-Mem City |  | Oximeter, Pulse |  |  | 041-15611 | West | Memorial herman memorial city | emorial city-10th floor storage | Memorial city-10th floor storage |  |  |  | No pm sticker | OXIMETERS, PULSE |  | OXIMETERPULSE-Masimo Corp-RADICAL 7 | OXIMETERPULSE | RADICAL 7 |  |  |  | Masimo Corp | Oximeter, Pulse |  |  | OXIMETERPULSE-Masimo Corp-RADICAL 7 |  |  |  | Covered PM Repair - Biomedical | MHHS-Mem City
NO | YES |  |  |  |  | 041-15733 | Masimo Corp. | RADICAL-7 |  |  | MEMORIAL CITY - ER | MHHS-Mem City |  | Oximeter, Pulse |  |  | 041-15733 | West | West | MEMORIAL CITY - ER | ER Supply Room |  |  |  |  | OXIMETERS, PULSE |  | OXIMETERPULSE-Masimo Corp-RADICAL 7 | OXIMETERPULSE | RADICAL 7 |  |  |  | Masimo Corp | Oximeter, Pulse |  |  | OXIMETERPULSE-Masimo Corp-RADICAL 7 |  |  |  | Covered PM Repair - Biomedical | MHHS-Mem City
NO | YES |  |  |  |  | 041-15734 | Masimo Corp. | RADICAL-7 |  | T042345 | MEMORIAL CITY - ER | MHHS-Mem City |  | Oximeter, Pulse |  |  | 041-15734 | West | West | MEMORIAL CITY - ER | ER Supply Room |  |  |  |  | OXIMETERS, PULSE |  | OXIMETERPULSE-Masimo Corp-RADICAL 7 | OXIMETERPULSE | RADICAL 7 |  |  |  | Masimo Corp | Oximeter, Pulse |  |  | OXIMETERPULSE-Masimo Corp-RADICAL 7 |  |  |  | Covered PM Repair - Biomedical | MHHS-Mem City
NO | YES |  |  |  | 041-15719 | 041-15719 | Masimo Corp. | RADICAL-7 |  |  | MEMORIAL CITY - OUTPATIENT SURGERY RECOVERY | MHHS-Mem City |  | Oximeter, Pulse |  | 041-15719 | 041-15719 | West | West memorial hospital - memorial herman hospital | MEMORIAL CITY - OUTPATIENT SURGERY RECOVERY | Central supply |  |  |  |  | OXIMETERS, PULSE |  | OXIMETERPULSE-Masimo Corp-RADICAL 7 | OXIMETERPULSE | RADICAL 7 |  |  |  | Masimo Corp | Oximeter, Pulse |  |  | OXIMETERPULSE-Masimo Corp-RADICAL 7 |  |  |  | Covered PM Repair - Biomedical | MHHS-Mem City
NO | YES |  |  |  | 041-15799 | 041-15799 | Masimo Corp. | RADICAL-7 |  |  | Memorial City - 10 Floor Storage | MHHS-Mem City |  | Oximeter, Pulse |  | 041-15799 | 041-15799 | West | Memorial Hermann Memorial City Medical Center | Memorial City - 10 Floor Storage | Memorial City - 10 Floor Storage |  |  |  |  | OXIMETERS, PULSE |  | OXIMETERPULSE-Masimo Corp-RADICAL 7 | OXIMETERPULSE | RADICAL 7 |  |  |  | Masimo Corp | Oximeter, Pulse |  |  | OXIMETERPULSE-Masimo Corp-RADICAL 7 |  |  |  | Covered PM Repair - Biomedical | MHHS-Mem City
NO | YES |  |  |  | 041-15800 | 041-15800 | Masimo Corp. | RADICAL-7 |  | T041960 | Memorial City - 10 Floor Storage | MHHS-Mem City |  | Oximeter, Pulse |  | 041-15800 | 041-15800 | West | Memorial Hermann Memorial City Medical Center | Memorial City - 10 Floor Storage | Memorial City - 10 Floor Storage |  |  |  |  | OXIMETERS, PULSE |  | OXIMETERPULSE-Masimo Corp-RADICAL 7 | OXIMETERPULSE | RADICAL 7 |  |  |  | Masimo Corp | Oximeter, Pulse |  |  | OXIMETERPULSE-Masimo Corp-RADICAL 7 |  |  |  | Covered PM Repair - Biomedical | MHHS-Mem City
NO | YES |  |  |  | 041-15818 | 041-15818 | Masimo Corp. | RADICAL-7 |  | T041869 | Memorial city | MHHS-Mem City |  | Oximeter, Pulse |  | 041-15818 | 041-15818 | West | Memorial Hermann Medical Group Memorial City (#100) | Memorial city | 10 floor storage |  |  |  |  | OXIMETERS, PULSE |  | OXIMETERPULSE-Masimo Corp-RADICAL 7 | OXIMETERPULSE | RADICAL 7 |  |  |  | Masimo Corp | Oximeter, Pulse |  |  | OXIMETERPULSE-Masimo Corp-RADICAL 7 |  |  |  | Covered PM Repair - Biomedical | MHHS-Mem City
NO | YES |  |  |  |  | 041-15796 | Masimo Corp. | RADICAL-7 |  | T037548 | Memorial city | MHHS-Mem City |  | Oximeter, Pulse |  |  | 041-15796 | West | Memorial Hermann Medical Group Memorial City (#100) | Memorial city | 10 floor storage |  |  |  |  | OXIMETERS, PULSE |  | OXIMETERPULSE-Masimo Corp-RADICAL 7 | OXIMETERPULSE | RADICAL 7 |  |  |  | Masimo Corp | Oximeter, Pulse |  |  | OXIMETERPULSE-Masimo Corp-RADICAL 7 |  |  |  | Covered PM Repair - Biomedical | MHHS-Mem City
NO | YES | [5 empty] | Masimo Corp. | RADICAL-7 |  | T042138 | Memorial City - 10 Floor Storage | MHHS-Mem City |  | Oximeter, Pulse |  |  |  | West | Memorial Hermann Memorial City Medical Center | Memorial City - 10 Floor Storage | Memorial City - 10 Floor Storage |  |  |  |  | OXIMETERS, PULSE |  | OXIMETERPULSE-Masimo Corp-RADICAL 7 | OXIMETERPULSE | RADICAL 7 |  |  |  | Masimo Corp | Oximeter, Pulse |  |  | OXIMETERPULSE-Masimo Corp-RADICAL 7 |  |  |  | Covered PM Repair - Biomedical | MHHS-Mem City
NO | YES | [5 empty] | Masimo Corp. | RADICAL-7 |  |  | Memorial City - 10 Floor Storage | MHHS-Mem City |  | Oximeter, Pulse |  |  |  | West | Memorial Hermann Memorial City Medical Center | Memorial City - 10 Floor Storage | Memorial City - 10 Floor Storage |  |  |  |  | OXIMETERS, PULSE |  | OXIMETERPULSE-Masimo Corp-RADICAL 7 | OXIMETERPULSE | RADICAL 7 |  |  |  | Masimo Corp | Oximeter, Pulse |  |  | OXIMETERPULSE-Masimo Corp-RADICAL 7 |  |  |  | Covered PM Repair - Biomedical | MHHS-Mem City
NO | YES |  |  |  |  | 041-15902 | Masimo Corp. | RADICAL-7 |  | T033556 | MEMORIAL CITY - OUTPATIENT SURGERY | MHHS-Mem City |  | Oximeter, Pulse |  |  | 041-15902 | West | Memorial Hermann Memorial City Medical Center | MEMORIAL CITY - OUTPATIENT SURGERY | Memorial City- Day Surgery Nurses Hall Station |  |  |  | No Pm Sticker | OXIMETERS, PULSE |  | OXIMETERPULSE-Masimo Corp-RADICAL 7 | OXIMETERPULSE | RADICAL 7 |  |  |  | Masimo Corp | Oximeter, Pulse |  |  | OXIMETERPULSE-Masimo Corp-RADICAL 7 |  |  |  | Covered PM Repair - Biomedical | MHHS-Mem City
NO | YES | [5 empty] | Masimo Corp. | RADICAL-7 |  |  | MEMORIAL CITY - OUTPATIENT SURGERY | MHHS-Mem City |  | Oximeter, Pulse |  |  |  | West | Memorial Hermann Memorial City Medical Center | MEMORIAL CITY - OUTPATIENT SURGERY | Memorial City- Day Surgery Nurses Hall Station |  |  |  | No pm sticker | OXIMETERS, PULSE |  | OXIMETERPULSE-Masimo Corp-RADICAL 7 | OXIMETERPULSE | RADICAL 7 |  |  |  | Masimo Corp | Oximeter, Pulse |  |  | OXIMETERPULSE-Masimo Corp-RADICAL 7 |  |  |  | Covered PM Repair - Biomedical | MHHS-Mem City
NO | YES |  |  |  | 041-15663 | 041-15663 | Masimo Corp. | RADICAL-7 |  |  | MEMORIAL CITY - OUTPATIENT SURGERY RECOVERY | MHHS-Mem City |  | Oximeter, Pulse |  | 041-15663 | 041-15663 | West | Memorial Hermann Memorial City Medical Center | MEMORIAL CITY - OUTPATIENT SURGERY RECOVERY | MH CS |  |  |  |  | OXIMETERS, PULSE |  | OXIMETERPULSE-Masimo Corp-RADICAL 7 | OXIMETERPULSE | RADICAL 7 |  |  |  | Masimo Corp | Oximeter, Pulse |  |  | OXIMETERPULSE-Masimo Corp-RADICAL 7 |  |  |  | Not Covered Vendor Only - Biomedical | MHHS-Mem City
NO | YES |  |  |  | 041-15675 | 041-15675 | Masimo Corp. | RADICAL-7 |  |  | MEMORIAL CITY - OUTPATIENT SURGERY RECOVERY | MHHS-Mem City |  | Oximeter, Pulse |  | 041-15675 | 041-15675 | West | Memorial Hermann Memorial City Medical Center | MEMORIAL CITY - OUTPATIENT SURGERY RECOVERY | MH CS |  |  |  |  | OXIMETERS, PULSE |  | OXIMETERPULSE-Masimo Corp-RADICAL 7 | OXIMETERPULSE | RADICAL 7 |  |  |  | Masimo Corp | Oximeter, Pulse |  |  | OXIMETERPULSE-Masimo Corp-RADICAL 7 |  |  |  | Not Covered Vendor Only - Biomedical | MHHS-Mem City
NO | YES |  |  |  | 041-15681 | 041-15681 | Masimo Corp. | RADICAL-7 |  |  | Memorial City OR Recovery | MHHS-Mem City |  | Oximeter, Pulse |  | 041-15681 | 041-15681 | West | Memorial Hermann Memorial City Medical Center | Memorial City OR Recovery | Memorial City - OR Recovery Bay 9 |  |  |  |  | OXIMETERS, PULSE |  | OXIMETERPULSE-Masimo Corp-RADICAL 7 | OXIMETERPULSE | RADICAL 7 |  |  |  | Masimo Corp | Oximeter, Pulse |  |  | OXIMETERPULSE-Masimo Corp-RADICAL 7 |  |  |  | Not Covered Vendor Only - Biomedical | MHHS-Mem City
NO | YES |  |  |  |  | 041-15655 | Masimo Corp. | RADICAL-7 |  |  | MEMORIAL CITY - OUTPATIENT SURGERY RECOVERY | MHHS-Mem City |  | Oximeter, Pulse |  |  | 041-15655 | West | West memorial hospital - memorial herman hospital | MEMORIAL CITY - OUTPATIENT SURGERY RECOVERY | Central supply |  |  |  |  | OXIMETERS, PULSE |  | OXIMETERPULSE-Masimo Corp-RADICAL 7 | OXIMETERPULSE | RADICAL 7 |  |  |  | Masimo Corp | Oximeter, Pulse |  |  | OXIMETERPULSE-Masimo Corp-RADICAL 7 |  |  |  | Covered PM Repair - Biomedical | MHHS-Mem City
NO | YES |  |  |  |  | 041-15793 | Masimo Corp. | RADICAL-7 |  |  | MEMORIAL CITY - MED/SURG | MHHS-Mem City |  | Oximeter, Pulse |  |  | 041-15793 | West | Memorial city | MEMORIAL CITY - MED/SURG | Memorial city med surge |  |  |  |  | OXIMETERS, PULSE |  | OXIMETERPULSE-Masimo Corp-RADICAL 7 | OXIMETERPULSE | RADICAL 7 |  |  |  | Masimo Corp | Oximeter, Pulse |  |  | OXIMETERPULSE-Masimo Corp-RADICAL 7 |  |  |  | Covered PM Repair - Biomedical | MHHS-Mem City
NO | YES |  |  |  |  | 041-15669 | Masimo Corp. | RADICAL-7 |  |  | MEMORIAL CITY - MOR RECOVERY | MHHS-Mem City |  | Oximeter, Pulse |  |  | 041-15669 | West | Memorial Hermann Memorial City Medical Center | MEMORIAL CITY - MOR RECOVERY | MEMORIAL CITY - MOR RECOVER |  |  |  |  | OXIMETERS, PULSE |  | OXIMETERPULSE-Masimo Corp-RADICAL 7 | OXIMETERPULSE | RADICAL 7 |  |  |  | Masimo Corp | Oximeter, Pulse |  |  | OXIMETERPULSE-Masimo Corp-RADICAL 7 |  |  |  | Covered PM Repair - Biomedical | MHHS-Mem City
NO | YES |  |  |  | 005-08004 | 005-08004 | Masimo Corp. | RADICAL-7 |  |  | SE-Respiratory | MHHS-Southeast |  | Oximeter, Pulse |  | 005-08004 | 005-08004 | Southeast | MHHS-Southeast | SE-Respiratory | Storage | 1/1/19 |  | 1/1/20 |  | OXIMETERS, PULSE |  | OXIMETERPULSE-Masimo Corp-RADICAL 7 | OXIMETERPULSE | RADICAL 7 |  |  |  | Masimo Corp | Oximeter, Pulse |  |  | OXIMETERPULSE-Masimo Corp-RADICAL 7 | 5/1/17 |  |  | Covered PM Repair - Biomedical | MHHS-Southeast
NO | YES |  |  |  | 005-08008 | 005-08008 | Masimo Corp. | RADICAL-7 |  | T036459 | SE-Unit 4B (Women'S Services) | MHHS-Southeast |  | Oximeter, Pulse |  | 005-08008 | 005-08008 | Southeast | MHHS-Southeast | SE-Unit 4B (Women'S Services) | Storage 409A | 2/1/20 |  | 2/1/21 |  | OXIMETERS, PULSE |  | OXIMETERPULSE-Masimo Corp-RADICAL 7 | OXIMETERPULSE | RADICAL 7 |  |  |  | Masimo Corp | Oximeter, Pulse |  |  | OXIMETERPULSE-Masimo Corp-RADICAL 7 | 5/1/17 |  |  | Covered PM Repair - Biomedical | MHHS-Southeast
NO | YES |  |  |  | 005-08020 | 005-08020 | Masimo Corp. | RADICAL-7 |  |  | SE - RADIOLOGY | MHHS-Southeast |  | Oximeter, Pulse |  | 005-08020 | 005-08020 | Southeast | Memorial Hermann- SE - RADIOLOGY | SE - RADIOLOGY | CT1 |  |  |  |  | OXIMETERS, PULSE |  | OXIMETERPULSE-Masimo Corp-RADICAL 7 | OXIMETERPULSE | RADICAL 7 |  |  |  | Masimo Corp | Oximeter, Pulse |  |  | OXIMETERPULSE-Masimo Corp-RADICAL 7 | 5/1/17 |  |  | Covered PM Repair - Biomedical | MHHS-Southeast
NO | YES |  |  |  | 013-18612 | 013-18612 | Masimo Corp. | RADICAL-7 |  | T041985 | SW-Labor | MHHS-Southwest |  | Oximeter, Pulse |  | 013-18612 | 013-18612 | Southwest | MHHS-Southwest | SW-Labor | OR 2 |  |  |  |  | OXIMETERS, PULSE | Oximeter, Pulse | OXIMETERPULSE-Masimo Corp-RADICAL 7 | OXIMETERPULSE | RADICAL 7 |  |  |  | Masimo Corp | Oximeter, Pulse |  |  | OXIMETERPULSE-Masimo Corp-RADICAL 7 | 6/16/16 |  | OP-A | Covered PM Repair - Biomedical | MHHS-Southwest | [8 empty] | OXIMETERPULSE | Oximeter, Pulse | Masimo Corp
NO | YES |  |  |  | 013-18718 | 013-18718 | Masimo Corp. | RADICAL-7 |  | T041957 | SW-Labor | MHHS-Southwest |  | Oximeter, Pulse |  | 013-18718 | 013-18718 | Southwest | MHHS-Southwest | SW-Labor | OR 1 |  |  |  |  | OXIMETERS, PULSE | Oximeter, Pulse | OXIMETERPULSE-Masimo Corp-RADICAL 7 | OXIMETERPULSE | RADICAL 7 |  |  |  | Masimo Corp | Oximeter, Pulse |  |  | OXIMETERPULSE-Masimo Corp-RADICAL 7 | 6/16/16 |  | OP-A | Covered PM Repair - Biomedical | MHHS-Southwest | [8 empty] | OXIMETERPULSE | Oximeter, Pulse | Masimo Corp
NO | YES |  |  |  | 013-18722 | 013-18722 | Masimo Corp. | RADICAL-7 |  | T042031 | SW-Labor | MHHS-Southwest |  | Oximeter, Pulse |  | 013-18722 | 013-18722 | Southwest | MHHS-Southwest | SW-Labor | Delivery Room 3 |  |  |  |  | OXIMETERS, PULSE | Oximeter, Pulse | OXIMETERPULSE-Masimo Corp-RADICAL 7 | OXIMETERPULSE | RADICAL 7 |  |  |  | Masimo Corp | Oximeter, Pulse |  |  | OXIMETERPULSE-Masimo Corp-RADICAL 7 | 6/16/16 |  | OP-A | Covered PM Repair - Biomedical | MHHS-Southwest | [8 empty] | OXIMETERPULSE | Oximeter, Pulse | Masimo Corp
NO | YES |  |  |  | 013-18732 | 013-18732 | Masimo Corp. | RADICAL-7 |  | T041487 | SW-Labor | MHHS-Southwest |  | Oximeter, Pulse |  | 013-18732 | 013-18732 | Southwest | MHHS-Southwest | SW-Labor | Delivery 2 |  |  |  |  | OXIMETERS, PULSE | Oximeter, Pulse | OXIMETERPULSE-Masimo Corp-RADICAL 7 | OXIMETERPULSE | RADICAL 7 |  |  |  | Masimo Corp | Oximeter, Pulse |  |  | OXIMETERPULSE-Masimo Corp-RADICAL 7 | 6/16/16 |  | OP-A | Covered PM Repair - Biomedical | MHHS-Southwest | [8 empty] | OXIMETERPULSE | Oximeter, Pulse | Masimo Corp
NO | YES |  |  |  | 013-18744 | 013-18744 | Masimo Corp. | RADICAL-7 |  | T041963 | SW-Labor | MHHS-Southwest |  | Oximeter, Pulse |  | 013-18744 | 013-18744 | Southwest | MHHS-Southwest | SW-Labor | OR 2 |  |  |  |  | OXIMETERS, PULSE | Oximeter, Pulse | OXIMETERPULSE-Masimo Corp-RADICAL 7 | OXIMETERPULSE | RADICAL 7 |  |  |  | Masimo Corp | Oximeter, Pulse |  |  | OXIMETERPULSE-Masimo Corp-RADICAL 7 | 6/16/16 |  | OP-A | Covered PM Repair - Biomedical | MHHS-Southwest | [8 empty] | OXIMETERPULSE | Oximeter, Pulse | Masimo Corp
NO | YES |  |  |  |  | 013-18618 | Masimo Corp. | RADICAL-7 |  | T042028 | SW-Labor & Delivery | MHHS-Southwest |  | Oximeter, Pulse |  |  | 013-18618 | Southwest | MHHS-Southwest | SW-Labor & Delivery | Nicu | 1/1/18 |  |  |  | OXIMETERS, PULSE | Oximeter, Pulse | OXIMETERPULSE-Masimo Corp-RADICAL 7 | OXIMETERPULSE | RADICAL 7 |  |  |  | Masimo Corp | Oximeter, Pulse |  |  | OXIMETERPULSE-Masimo Corp-RADICAL 7 | 5/1/17 |  | OP-A | Covered PM Repair - Biomedical | MHHS-Southwest | [8 empty] | OXIMETERPULSE | Oximeter, Pulse | Masimo Corp
NO | YES |  |  |  | 013-19054 | 013-19054 | Masimo Corp. | RADICAL-7 |  | J15994 | SW-Med/Surg Floors | MHHS-Southwest |  | Oximeter, Pulse |  | 013-19054 | 013-19054 | Southwest | MHHS-Southwest | SW-Med/Surg Floors | Floor 9 | 5/1/18 |  |  |  | OXIMETERS, PULSE | Oximeter, Pulse | OXIMETERPULSE-Masimo Corp-RADICAL 7 | OXIMETERPULSE | RADICAL 7 |  |  |  | Masimo Corp | Oximeter, Pulse |  |  | OXIMETERPULSE-Masimo Corp-RADICAL 7 | 5/1/17 |  | OP-A | Covered PM Repair - Biomedical | MHHS-Southwest | [8 empty] | OXIMETERPULSE | Oximeter, Pulse | Masimo Corp
NO | YES |  |  |  |  | 013-18573 | Masimo Corp. | RADICAL-7 |  |  | SW-OR | MHHS-Southwest |  | Oximeter, Pulse |  |  | 013-18573 | Southwest | MHHS-Southwest | SW-OR | OR | 1/1/18 |  | 1/1/19 |  | OXIMETERS, PULSE | Oximeter, Pulse | OXIMETERPULSE-Masimo Corp-RADICAL 7 | OXIMETERPULSE | RADICAL 7 |  |  |  | Masimo Corp | Oximeter, Pulse |  |  | OXIMETERPULSE-Masimo Corp-RADICAL 7 | 5/1/17 |  | OP-A | Covered PM Repair - Biomedical | MHHS-Southwest | [8 empty] | OXIMETERPULSE | Oximeter, Pulse | Masimo Corp
NO | YES |  |  |  |  | 013-18566 | Masimo Corp. | RADICAL-7 |  | T042006 | SW-Med/Surg Floors | MHHS-Southwest |  | Oximeter, Pulse |  |  | 013-18566 | Southwest | MHHS-Southwest | SW-Med/Surg Floors | Room 1041 | 1/1/17 |  | 1/1/18 |  | OXIMETERS, PULSE | Oximeter, Pulse | OXIMETERPULSE-Masimo Corp-RADICAL 7 | OXIMETERPULSE | RADICAL 7 |  |  |  | Masimo Corp | Oximeter, Pulse |  |  | OXIMETERPULSE-Masimo Corp-RADICAL 7 | 5/1/17 |  | OP-A | Covered PM Repair - Biomedical | MHHS-Southwest | [8 empty] | OXIMETERPULSE | Oximeter, Pulse | Masimo Corp
NO | YES |  |  |  | 013-18626 | 013-18626 | Masimo Corp. | RADICAL-7 |  | NSN | SW-Labor | MHHS-Southwest |  | Oximeter, Pulse |  | 013-18626 | 013-18626 | Southwest | MHHS-Southwest | SW-Labor | OR 1 |  |  |  |  | OXIMETERS, PULSE | Oximeter, Pulse | OXIMETERPULSE-Masimo Corp-RADICAL 7 | OXIMETERPULSE | RADICAL 7 |  |  |  | Masimo Corp | Oximeter, Pulse |  |  | OXIMETERPULSE-Masimo Corp-RADICAL 7 | 5/1/17 |  | OP-A | Covered PM Repair - Biomedical | MHHS-Southwest | [8 empty] | OXIMETERPULSE | Oximeter, Pulse | Masimo Corp
NO | YES |  |  |  |  | 013-18536 | Masimo Corp. | RADICAL-7 |  | T036772 | SW-NICU | MHHS-Southwest |  | Oximeter, Pulse |  |  | 013-18536 | Southwest | MHHS-Southwest | SW-NICU | Hall | 1/1/18 |  |  |  | OXIMETERS, PULSE | Oximeter, Pulse | OXIMETERPULSE-Masimo Corp-RADICAL 7 | OXIMETERPULSE | RADICAL 7 |  |  |  | Masimo Corp | Oximeter, Pulse |  |  | OXIMETERPULSE-Masimo Corp-RADICAL 7 | 6/16/15 |  | OP-A | Covered PM Repair - Biomedical | MHHS-Southwest | [8 empty] | OXIMETERPULSE | Oximeter, Pulse | Masimo Corp
NO | YES |  |  |  |  | 013-18512 | Masimo Corp. | RADICAL-7 |  | T041748 | SW-NICU | MHHS-Southwest |  | Oximeter, Pulse |  |  | 013-18512 | Southwest | MHHS-Southwest | SW-NICU | Blood Gas Lab | 1/1/18 |  |  |  | OXIMETERS, PULSE | Oximeter, Pulse | OXIMETERPULSE-Masimo Corp-RADICAL 7 | OXIMETERPULSE | RADICAL 7 |  |  |  | Masimo Corp | Oximeter, Pulse |  |  | OXIMETERPULSE-Masimo Corp-RADICAL 7 | 4/3/17 |  | OP-A | Covered PM Repair - Biomedical | MHHS-Southwest | [8 empty] | OXIMETERPULSE | Oximeter, Pulse | Masimo Corp
NO | YES |  |  |  |  | 013-18608 | Masimo Corp. | RADICAL-7 |  | T041999 | SW-NICU | MHHS-Southwest |  | Oximeter, Pulse |  |  | 013-18608 | Southwest | MHHS-Southwest | SW-NICU | Blood Gas Lab | 1/1/18 |  |  |  | OXIMETERS, PULSE | Oximeter, Pulse | OXIMETERPULSE-Masimo Corp-RADICAL 7 | OXIMETERPULSE | RADICAL 7 |  |  |  | Masimo Corp | Oximeter, Pulse |  |  | OXIMETERPULSE-Masimo Corp-RADICAL 7 | 4/1/20 |  | OP-A | Not Covered Vendor Only - Biomedical | MHHS-Southwest | [8 empty] | OXIMETERPULSE | Oximeter, Pulse | Masimo Corp
NO | YES | [5 empty] | Masimo Corp. | RADICAL-7 |  |  | SW-HVI-CV ICU | MHHS-Southwest |  | Oximeter, Pulse |  |  |  | Southwest | MHHS-Southwest | SW-HVI-CV ICU | CVIMU | 2/1/18 |  |  |  | OXIMETERS, PULSE | Oximeter, Pulse | OXIMETERPULSE-Masimo Corp-RADICAL 7 | OXIMETERPULSE | RADICAL 7 |  |  |  | Masimo Corp | Oximeter, Pulse |  |  | OXIMETERPULSE-Masimo Corp-RADICAL 7 | 7/19/17 |  | OP-A | Covered PM Repair - Biomedical | MHHS-Southwest | [8 empty] | OXIMETERPULSE | Oximeter, Pulse | Masimo Corp
NO | YES | [5 empty] | Masimo Corp. | RADICAL-7 |  | T041867 | SW-NICU | MHHS-Southwest |  | Oximeter, Pulse |  |  |  | Southwest | MHHS-Southwest | SW-NICU | Blood Gas Lab | 2/1/18 |  |  |  | OXIMETERS, PULSE | Oximeter, Pulse | OXIMETERPULSE-Masimo Corp-RADICAL 7 | OXIMETERPULSE | RADICAL 7 |  |  |  | Masimo Corp | Oximeter, Pulse |  |  | OXIMETERPULSE-Masimo Corp-RADICAL 7 | 4/3/17 |  | OP-A | Not Covered Vendor Only - Biomedical | MHHS-Southwest | [8 empty] | OXIMETERPULSE | Oximeter, Pulse | Masimo Corp
NO | YES | [5 empty] | Masimo Corp. | RADICAL-7 |  | T041893 | SW-Nursery | MHHS-Southwest |  | Oximeter, Pulse |  |  |  | Southwest | MHHS-Southwest | SW-Nursery | Nursery room |  |  |  |  | OXIMETERS, PULSE | Oximeter, Pulse | OXIMETERPULSE-Masimo Corp-RADICAL 7 | OXIMETERPULSE | RADICAL 7 |  |  |  | Masimo Corp | Oximeter, Pulse |  |  | OXIMETERPULSE-Masimo Corp-RADICAL 7 | 7/1/17 |  | OP-A | Covered PM Repair - Biomedical | MHHS-Southwest | [8 empty] | OXIMETERPULSE | Oximeter, Pulse | Masimo Corp
NO | YES |  |  |  |  | 013-18557 | Masimo Corp. | RADICAL-7 |  |  | SW-Nursery | MHHS-Southwest |  | Oximeter, Pulse |  |  | 013-18557 | Southwest | MHHS-Southwest | SW-Nursery | Nursery | 3/1/18 |  |  | No PM Required Sticker | OXIMETERS, PULSE | Oximeter, Pulse | OXIMETERPULSE-Masimo Corp-RADICAL 7 | OXIMETERPULSE | RADICAL 7 |  |  |  | Masimo Corp | Oximeter, Pulse |  |  | OXIMETERPULSE-Masimo Corp-RADICAL 7 | 10/30/20 |  | OP-A | Not Covered Vendor Only - Lab Ana/Anes | MHHS-Southwest | [8 empty] | OXIMETERPULSE | Oximeter, Pulse | Masimo Corp
NO | YES |  |  |  |  | 013-18604 | Masimo Corp. | RADICAL-7 |  | T036863 | SW-Nursery | MHHS-Southwest |  | Oximeter, Pulse |  |  | 013-18604 | Southwest | MHHS-Southwest | SW-Nursery | Nursery | 1/1/18 |  |  | No PM Required Sticker | OXIMETERS, PULSE | Oximeter, Pulse | OXIMETERPULSE-Masimo Corp-RADICAL 7 | OXIMETERPULSE | RADICAL 7 |  |  |  | Masimo Corp | Oximeter, Pulse |  |  | OXIMETERPULSE-Masimo Corp-RADICAL 7 | 10/30/20 |  | OP-A | Not Covered Vendor Only - Lab Ana/Anes | MHHS-Southwest | [8 empty] | OXIMETERPULSE | Oximeter, Pulse | Masimo Corp
NO | YES | [5 empty] | Masimo Corp. | RADICAL-7 |  |  | SW-Nursery | MHHS-Southwest |  | Oximeter, Pulse |  |  |  | Southwest | MHHS-Southwest | SW-Nursery | Nursery room |  |  |  |  | OXIMETERS, PULSE | Oximeter, Pulse | OXIMETERPULSE-Masimo Corp-RADICAL 7 | OXIMETERPULSE | RADICAL 7 |  |  |  | Masimo Corp | Oximeter, Pulse |  |  | OXIMETERPULSE-Masimo Corp-RADICAL 7 | 10/30/20 |  | OP-A | Not Covered Vendor Only - Lab Ana/Anes | MHHS-Southwest | [8 empty] | OXIMETERPULSE | Oximeter, Pulse | Masimo Corp
NO | YES |  |  |  |  | 013-18542 | Masimo Corp. | RADICAL-7 |  | T041897 | SW-Med/Surg Floors | MHHS-Southwest |  | Oximeter, Pulse |  |  | 013-18542 | Southwest | MHHS-Southwest | SW-Med/Surg Floors | Room 939 | 1/1/18 |  | 1/1/19 |  | OXIMETERS, PULSE | Oximeter, Pulse | OXIMETERPULSE-Masimo Corp-RADICAL 7 | OXIMETERPULSE | RADICAL 7 |  |  |  | Masimo Corp | Oximeter, Pulse |  |  | OXIMETERPULSE-Masimo Corp-RADICAL 7 | 5/1/17 |  | OP-A | Covered PM Repair - Biomedical | MHHS-Southwest | [8 empty] | OXIMETERPULSE | Oximeter, Pulse | Masimo Corp
NO | YES |  |  |  |  | 013-18543 | Masimo Corp. | RADICAL-7 |  |  | SW-Med/Surg Floors | MHHS-Southwest |  | Oximeter, Pulse |  |  | 013-18543 | Southwest | MHHS-Southwest | SW-Med/Surg Floors | Room 939 | 1/1/18 |  | 1/1/19 |  | OXIMETERS, PULSE | Oximeter, Pulse | OXIMETERPULSE-Masimo Corp-RADICAL 7 | OXIMETERPULSE | RADICAL 7 |  |  |  | Masimo Corp | Oximeter, Pulse |  |  | OXIMETERPULSE-Masimo Corp-RADICAL 7 | 4/14/09 |  | OP-A | Not Covered Vendor Only - Biomedical | MHHS-Southwest | [8 empty] | OXIMETERPULSE | Oximeter, Pulse | Masimo Corp
NO | YES |  |  |  | 013-38179 | 013-38179 | Masimo Corp. | RADICAL-7 |  |  | SW-HVI-OR | MHHS-Southwest |  | Oximeter, Pulse |  | 013-38179 | 013-38179 | Southwest | MHHS-Southwest | SW-HVI-OR | SW-HVI-OR | 10/1/18 |  | 3/1/21 |  | OXIMETERS, PULSE | Oximeter, Pulse | OXIMETERPULSE-Masimo Corp-RADICAL 7 | OXIMETERPULSE | RADICAL 7 |  |  |  | Masimo Corp | Oximeter, Pulse |  |  | OXIMETERPULSE-Masimo Corp-RADICAL 7 | 4/17/15 |  | OP-A | Covered PM Repair - Biomedical | MHHS-Southwest | [8 empty] | OXIMETERPULSE | Oximeter, Pulse | Masimo Corp
NO | YES |  |  |  | 013-38180 | 013-38180 | Masimo Corp. | RADICAL-7 |  |  | SW-HVI-OR | MHHS-Southwest |  | Oximeter, Pulse |  | 013-38180 | 013-38180 | Southwest | MHHS-Southwest | SW-HVI-OR | CVOR1 | 3/1/20 |  | 3/1/21 |  | OXIMETERS, PULSE | Oximeter, Pulse | OXIMETERPULSE-Masimo Corp-RADICAL 7 | OXIMETERPULSE | RADICAL 7 |  |  |  | Masimo Corp | Oximeter, Pulse |  |  | OXIMETERPULSE-Masimo Corp-RADICAL 7 | 4/17/15 |  | OP-A | Covered PM Repair - Biomedical | MHHS-Southwest | [8 empty] | OXIMETERPULSE | Oximeter, Pulse | Masimo Corp
NO | YES |  |  |  | 013-38815 | 013-38815 | Masimo Corp. | RADICAL-7 |  |  | SW-Biomedical Services | MHHS-Southwest |  | Oximeter, Pulse |  | 013-38815 | 013-38815 | Southwest | MHHS-Southwest | SW-Biomedical Services |  | 11/1/18 | 3/1/20 |  |  | OXIMETERS, PULSE | Oximeter, Pulse | OXIMETERPULSE-Masimo Corp-RADICAL 7 | OXIMETERPULSE | RADICAL 7 |  |  |  | Masimo Corp | Oximeter, Pulse |  |  | OXIMETERPULSE-Masimo Corp-RADICAL 7 | 4/8/09 |  | OP-A | Covered PM Repair - Biomedical | MHHS-Southwest | [8 empty] | OXIMETERPULSE | Oximeter, Pulse | Masimo Corp
NO | YES |  |  |  | 013-38819 | 013-38819 | Masimo Corp. | RADICAL-7 |  |  | SW-OR | MHHS-Southwest |  | Oximeter, Pulse |  | 013-38819 | 013-38819 | Southwest | MHHS-Southwest | SW-OR | OR | 3/1/20 |  | 3/1/21 |  | OXIMETERS, PULSE | Oximeter, Pulse | OXIMETERPULSE-Masimo Corp-RADICAL 7 | OXIMETERPULSE | RADICAL 7 |  |  |  | Masimo Corp | Oximeter, Pulse |  |  | OXIMETERPULSE-Masimo Corp-RADICAL 7 | 3/27/16 |  | OP-A | Covered PM Repair - Biomedical | MHHS-Southwest | [8 empty] | OXIMETERPULSE | Oximeter, Pulse | Masimo Corp
NO | YES |  |  |  | 013-38824 | 013-38824 | Masimo Corp. | RADICAL-7 |  |  | SW-HVI-OR | MHHS-Southwest |  | Oximeter, Pulse |  | 013-38824 | 013-38824 | Southwest | MHHS-Southwest | SW-HVI-OR | SW-HVI-OR | 11/1/18 |  | 3/1/20 |  | OXIMETERS, PULSE | Oximeter, Pulse | OXIMETERPULSE-Masimo Corp-RADICAL 7 | OXIMETERPULSE | RADICAL 7 |  |  |  | Masimo Corp | Oximeter, Pulse |  |  | OXIMETERPULSE-Masimo Corp-RADICAL 7 | 4/4/09 |  | OP-A | Covered PM Repair - Biomedical | MHHS-Southwest | [8 empty] | OXIMETERPULSE | Oximeter, Pulse | Masimo Corp
NO | YES |  |  |  | 013-38825 | 013-38825 | Masimo Corp. | RADICAL-7 |  |  | SW-HVI-OR | MHHS-Southwest |  | Oximeter, Pulse |  | 013-38825 | 013-38825 | Southwest | MHHS-Southwest | SW-HVI-OR | Hvi or 2 |  |  |  | No pm sticker | OXIMETERS, PULSE | Oximeter, Pulse | OXIMETERPULSE-Masimo Corp-RADICAL 7 | OXIMETERPULSE | RADICAL 7 |  |  |  | Masimo Corp | Oximeter, Pulse |  |  | OXIMETERPULSE-Masimo Corp-RADICAL 7 | 4/10/09 |  | OP-A | Covered PM Repair - Biomedical | MHHS-Southwest | [8 empty] | OXIMETERPULSE | Oximeter, Pulse | Masimo Corp
NO | YES |  |  |  | 129-07958 | 129-07958 | Masimo Corp. | RADICAL-7 |  |  | SUGAR LAND - FAMILY MEDICINE | MHHS-Sugarland |  | Oximeter, Pulse |  | 129-07958 | 129-07958 | Sugar Land | Memorial Hermann Sugar Land Hospital | SUGAR LAND - FAMILY MEDICINE | Biomed Shop | 10/1/19 |  |  |  | OXIMETERS, PULSE | Oximeter, Pulse | OXIMETERPULSE-Masimo Corp-RADICAL 7 | OXIMETERPULSE | RADICAL 7 |  |  |  | Masimo Corp | Oximeter, Pulse |  |  | OXIMETERPULSE-Masimo Corp-RADICAL 7 |  |  | OP-A | Covered PM Repair - Biomedical | MHHS-Sugarland | [8 empty] | OXIMETERPULSE | Oximeter, Pulse | Masimo Corp
NO | YES |  |  |  | 129-07959 | 129-07959 | Masimo Corp. | RADICAL-7 |  |  | SUGAR LAND - FAMILY MEDICINE | MHHS-Sugarland |  | Oximeter, Pulse |  | 129-07959 | 129-07959 | Sugar Land | Memorial Hermann Sugar Land Hospital | SUGAR LAND - FAMILY MEDICINE | Biomed Shop | 10/1/19 |  |  |  | OXIMETERS, PULSE | Oximeter, Pulse | OXIMETERPULSE-Masimo Corp-RADICAL 7 | OXIMETERPULSE | RADICAL 7 |  |  |  | Masimo Corp | Oximeter, Pulse |  |  | OXIMETERPULSE-Masimo Corp-RADICAL 7 |  |  | OP-A | Covered PM Repair - Biomedical | MHHS-Sugarland | [8 empty] | OXIMETERPULSE | Oximeter, Pulse | Masimo Corp
NO | YES |  |  |  | 129-07960 | 129-07960 | Masimo Corp. | RADICAL-7 |  |  | SUGAR LAND - FAMILY MEDICINE | MHHS-Sugarland |  | Oximeter, Pulse |  | 129-07960 | 129-07960 | Sugar Land | Memorial Hermann Sugar Land Hospital | SUGAR LAND - FAMILY MEDICINE | Biomed Shop | 10/1/19 |  |  |  | OXIMETERS, PULSE | Oximeter, Pulse | OXIMETERPULSE-Masimo Corp-RADICAL 7 | OXIMETERPULSE | RADICAL 7 |  |  |  | Masimo Corp | Oximeter, Pulse |  |  | OXIMETERPULSE-Masimo Corp-RADICAL 7 |  |  | OP-A | Covered PM Repair - Biomedical | MHHS-Sugarland | [8 empty] | OXIMETERPULSE | Oximeter, Pulse | Masimo Corp
NO | YES |  |  |  | 129-07961 | 129-07961 | Masimo Corp. | RADICAL-7 |  |  | SUGAR LAND - FAMILY MEDICINE | MHHS-Sugarland |  | Oximeter, Pulse |  | 129-07961 | 129-07961 | Sugar Land | Memorial Hermann Sugar Land Hospital | SUGAR LAND - FAMILY MEDICINE | Biomed Shop | 10/1/19 |  |  |  | OXIMETERS, PULSE | Oximeter, Pulse | OXIMETERPULSE-Masimo Corp-RADICAL 7 | OXIMETERPULSE | RADICAL 7 |  |  |  | Masimo Corp | Oximeter, Pulse |  |  | OXIMETERPULSE-Masimo Corp-RADICAL 7 |  |  | OP-A | Covered PM Repair - Biomedical | MHHS-Sugarland | [8 empty] | OXIMETERPULSE | Oximeter, Pulse | Masimo Corp
NO | YES |  |  |  | 129-07962 | 129-07962 | Masimo Corp. | RADICAL-7 |  |  | SUGAR LAND - FAMILY MEDICINE | MHHS-Sugarland |  | Oximeter, Pulse |  | 129-07962 | 129-07962 | Sugar Land | Memorial Hermann Sugar Land Hospital | SUGAR LAND - FAMILY MEDICINE | Biomed Shop | 10/1/19 |  |  |  | OXIMETERS, PULSE | Oximeter, Pulse | OXIMETERPULSE-Masimo Corp-RADICAL 7 | OXIMETERPULSE | RADICAL 7 |  |  |  | Masimo Corp | Oximeter, Pulse |  |  | OXIMETERPULSE-Masimo Corp-RADICAL 7 |  |  | OP-A | Covered PM Repair - Biomedical | MHHS-Sugarland | [8 empty] | OXIMETERPULSE | Oximeter, Pulse | Masimo Corp
NO | YES |  |  |  | 129-07963 | 129-07963 | Masimo Corp. | RADICAL-7 |  |  | SUGAR LAND - FAMILY MEDICINE | MHHS-Sugarland |  | Oximeter, Pulse |  | 129-07963 | 129-07963 | Sugar Land | Memorial Hermann Sugar Land Hospital | SUGAR LAND - FAMILY MEDICINE | Biomed Shop | 10/1/19 |  |  |  | OXIMETERS, PULSE | Oximeter, Pulse | OXIMETERPULSE-Masimo Corp-RADICAL 7 | OXIMETERPULSE | RADICAL 7 |  |  |  | Masimo Corp | Oximeter, Pulse |  |  | OXIMETERPULSE-Masimo Corp-RADICAL 7 |  |  | OP-A | Covered PM Repair - Biomedical | MHHS-Sugarland | [8 empty] | OXIMETERPULSE | Oximeter, Pulse | Masimo Corp
NO | YES |  |  |  | 129-07967 | 129-07967 | Masimo Corp. | RADICAL-7 |  |  | SUGAR LAND - FAMILY MEDICINE | MHHS-Sugarland |  | Oximeter, Pulse |  | 129-07967 | 129-07967 | Sugar Land | Memorial Hermann Sugar Land Hospital | SUGAR LAND - FAMILY MEDICINE | Biomed Shop | 10/1/19 |  |  |  | OXIMETERS, PULSE | Oximeter, Pulse | OXIMETERPULSE-Masimo Corp-RADICAL 7 | OXIMETERPULSE | RADICAL 7 |  |  |  | Masimo Corp | Oximeter, Pulse |  |  | OXIMETERPULSE-Masimo Corp-RADICAL 7 |  |  | OP-A | Covered PM Repair - Biomedical | MHHS-Sugarland | [8 empty] | OXIMETERPULSE | Oximeter, Pulse | Masimo Corp
NO | YES |  |  |  | 129-07969 | 129-07969 | Masimo Corp. | RADICAL-7 |  |  | SUGAR LAND - FAMILY MEDICINE | MHHS-Sugarland |  | Oximeter, Pulse |  | 129-07969 | 129-07969 | Sugar Land | Memorial Hermann Sugar Land Hospital | SUGAR LAND - FAMILY MEDICINE | Biomed Shop | 10/1/19 |  |  |  | OXIMETERS, PULSE | Oximeter, Pulse | OXIMETERPULSE-Masimo Corp-RADICAL 7 | OXIMETERPULSE | RADICAL 7 |  |  |  | Masimo Corp | Oximeter, Pulse |  |  | OXIMETERPULSE-Masimo Corp-RADICAL 7 |  |  | OP-A | Covered PM Repair - Biomedical | MHHS-Sugarland | [8 empty] | OXIMETERPULSE | Oximeter, Pulse | Masimo Corp
NO | YES |  |  |  | 129-07970 | 129-07970 | Masimo Corp. | RADICAL-7 |  |  | SUGAR LAND - FAMILY MEDICINE | MHHS-Sugarland |  | Oximeter, Pulse |  | 129-07970 | 129-07970 | Sugar Land | Memorial Hermann Sugar Land Hospital | SUGAR LAND - FAMILY MEDICINE | Biomed Shop | 10/1/19 |  |  |  | OXIMETERS, PULSE | Oximeter, Pulse | OXIMETERPULSE-Masimo Corp-RADICAL 7 | OXIMETERPULSE | RADICAL 7 |  |  |  | Masimo Corp | Oximeter, Pulse |  |  | OXIMETERPULSE-Masimo Corp-RADICAL 7 |  |  | OP-A | Covered PM Repair - Biomedical | MHHS-Sugarland | [8 empty] | OXIMETERPULSE | Oximeter, Pulse | Masimo Corp
NO | YES |  |  |  | 129-07971 | 129-07971 | Masimo Corp. | RADICAL-7 |  |  | SUGAR LAND - FAMILY MEDICINE | MHHS-Sugarland |  | Oximeter, Pulse |  | 129-07971 | 129-07971 | Sugar Land | Memorial Hermann Sugar Land Hospital | SUGAR LAND - FAMILY MEDICINE | Biomed Shop | 10/1/19 |  |  |  | OXIMETERS, PULSE | Oximeter, Pulse | OXIMETERPULSE-Masimo Corp-RADICAL 7 | OXIMETERPULSE | RADICAL 7 |  |  |  | Masimo Corp | Oximeter, Pulse |  |  | OXIMETERPULSE-Masimo Corp-RADICAL 7 | 11/1/19 |  | OP-A | Covered PM Repair - Biomedical | MHHS-Sugarland | [8 empty] | OXIMETERPULSE | Oximeter, Pulse | Masimo Corp
NO | YES |  |  |  | 129-04587 | 129-04587 | Masimo Corp. | RADICAL-7 |  | T036764 | SUGAR LAND - NURSERY | MHHS-Sugarland |  | Oximeter, Pulse |  | 129-04587 | 129-04587 | Sugar Land |  | SUGAR LAND - NURSERY |  | 8/1/18 | 8/1/19 |  |  | OXIMETERS, PULSE | Oximeter, Pulse | OXIMETERPULSE-Masimo Corp-RADICAL 7 | OXIMETERPULSE | RADICAL 7 |  |  |  | Masimo Corp | Oximeter, Pulse |  |  | OXIMETERPULSE-Masimo Corp-RADICAL 7 |  |  | OP-A | Covered PM Repair - Biomedical | MHHS-Sugarland | [8 empty] | OXIMETERPULSE | Oximeter, Pulse | Masimo Corp
NO | YES |  |  |  | 129-07866 | 129-07866 | Masimo Corp. | RADICAL-7 |  |  | SUGAR LAND - RADIOLOGY | MHHS-Sugarland |  | Oximeter, Pulse |  | 129-07866 | 129-07866 | Sugar Land |  | SUGAR LAND - RADIOLOGY | [5 empty] | OXIMETERS, PULSE |  | OXIMETERPULSE-Masimo Corp-RADICAL 7 | OXIMETERPULSE | RADICAL 7 |  |  |  | Masimo Corp | Oximeter, Pulse |  |  | OXIMETERPULSE-Masimo Corp-RADICAL 7 |  |  |  | Covered PM Repair - Biomedical | MHHS-Sugarland
NO | YES |  |  |  | 241-04615 | 241-04615 | Masimo Corp. | RADICAL-7 |  |  | TIRR-Respiratory | MHHS-TIRR |  | Oximeter, Pulse |  | 241-04615 | 241-04615 | TMC | MHHS-Others | TIRR-Respiratory | Respiratory storage | 9/1/19 |  |  |  | OXIMETERS, PULSE | Oximeter, Pulse | OXIMETERPULSE-Masimo Corp-RADICAL 7 | OXIMETERPULSE | RADICAL 7 |  |  |  | Masimo Corp | Oximeter, Pulse |  |  | OXIMETERPULSE-Masimo Corp-RADICAL 7 | 4/7/17 |  | OP-A | Covered PM Repair - Biomedical | MHHS-TIRR | [8 empty] | OXIMETERPULSE | Oximeter, Pulse | Masimo Corp
NO | YES |  |  |  | 241-04617 | 241-04617 | Masimo Corp. | RADICAL-7 |  |  | TIRR-Respiratory | MHHS-TIRR |  | Oximeter, Pulse |  | 241-04617 | 241-04617 | TMC | MHHS-Others | TIRR-Respiratory | Respiratory storage | 9/1/19 |  |  |  | OXIMETERS, PULSE | Oximeter, Pulse | OXIMETERPULSE-Masimo Corp-RADICAL 7 | OXIMETERPULSE | RADICAL 7 |  |  |  | Masimo Corp | Oximeter, Pulse |  |  | OXIMETERPULSE-Masimo Corp-RADICAL 7 | 4/5/09 |  | OP-A | Covered PM Repair - Biomedical | MHHS-TIRR | [8 empty] | OXIMETERPULSE | Oximeter, Pulse | Masimo Corp
NO | YES |  |  |  | 241-04620 | 241-04620 | Masimo Corp. | RADICAL-7 |  |  | TIRR-Respiratory | MHHS-TIRR |  | Oximeter, Pulse |  | 241-04620 | 241-04620 | TMC | MHHS-Others | TIRR-Respiratory | Respiratory storage |  |  |  |  | OXIMETERS, PULSE | Oximeter, Pulse | OXIMETERPULSE-Masimo Corp-RADICAL 7 | OXIMETERPULSE | RADICAL 7 |  |  |  | Masimo Corp | Oximeter, Pulse |  |  | OXIMETERPULSE-Masimo Corp-RADICAL 7 | 4/7/09 |  | OP-A | Covered PM Repair - Biomedical | MHHS-TIRR | [8 empty] | OXIMETERPULSE | Oximeter, Pulse | Masimo Corp
NO | YES |  |  |  | 241-04621 | 241-02521 | Masimo Corp. | RADICAL-7 |  |  | TIRR-Respiratory | MHHS-TIRR |  | Oximeter, Pulse |  | 241-04621 | 241-02521 | TMC | MHHS-Others | TIRR-Respiratory | Respiratory storage | 9/1/19 |  |  |  | OXIMETERS, PULSE | Oximeter, Pulse | OXIMETERPULSE-Masimo Corp-RADICAL 7 | OXIMETERPULSE | RADICAL 7 |  |  |  | Masimo Corp | Oximeter, Pulse |  |  | OXIMETERPULSE-Masimo Corp-RADICAL 7 | 4/14/09 |  | OP-A | Covered PM Repair - Biomedical | MHHS-TIRR | [8 empty] | OXIMETERPULSE | Oximeter, Pulse | Masimo Corp
NO | YES |  |  |  | 241-04623 | 241-04623 | Masimo Corp. | RADICAL-7 |  |  | TIRR-Respiratory | MHHS-TIRR |  | Oximeter, Pulse |  | 241-04623 | 241-04623 | TMC | MHHS-Others | TIRR-Respiratory | Respiratory storage | 9/1/19 |  |  |  | OXIMETERS, PULSE | Oximeter, Pulse | OXIMETERPULSE-Masimo Corp-RADICAL 7 | OXIMETERPULSE | RADICAL 7 |  |  |  | Masimo Corp | Oximeter, Pulse |  |  | OXIMETERPULSE-Masimo Corp-RADICAL 7 | 3/26/14 |  | OP-A | Covered PM Repair - Biomedical | MHHS-TIRR | [8 empty] | OXIMETERPULSE | Oximeter, Pulse | Masimo Corp
NO | YES |  |  |  | 241-04625 | 241-04625 | Masimo Corp. | RADICAL-7 |  |  | TIRR-Respiratory | MHHS-TIRR |  | Oximeter, Pulse |  | 241-04625 | 241-04625 | TMC | MHHS-Others | TIRR-Respiratory | Respiratory storage | 9/1/19 |  |  |  | OXIMETERS, PULSE | Oximeter, Pulse | OXIMETERPULSE-Masimo Corp-RADICAL 7 | OXIMETERPULSE | RADICAL 7 |  |  |  | Masimo Corp | Oximeter, Pulse |  |  | OXIMETERPULSE-Masimo Corp-RADICAL 7 | 2/1/18 |  | OP-A | Covered PM Repair - Biomedical | MHHS-TIRR | [8 empty] | OXIMETERPULSE | Oximeter, Pulse | Masimo Corp
NO | YES |  |  |  | 241-04626 | 241-04626 | Masimo Corp. | RADICAL-7 |  |  | TIRR-Respiratory | MHHS-TIRR |  | Oximeter, Pulse |  | 241-04626 | 241-04626 | TMC | MHHS-Others | TIRR-Respiratory | Respiratory storage | 9/1/19 |  |  |  | OXIMETERS, PULSE | Oximeter, Pulse | OXIMETERPULSE-Masimo Corp-RADICAL 7 | OXIMETERPULSE | RADICAL 7 |  |  |  | Masimo Corp | Oximeter, Pulse |  |  | OXIMETERPULSE-Masimo Corp-RADICAL 7 | 3/8/18 |  | OP-A | Covered PM Repair - Biomedical | MHHS-TIRR | [8 empty] | OXIMETERPULSE | Oximeter, Pulse | Masimo Corp
NO | YES |  |  |  | 241-04627 | 241-04627 | Masimo Corp. | RADICAL-7 |  |  | TIRR-Respiratory | MHHS-TIRR |  | Oximeter, Pulse |  | 241-04627 | 241-04627 | TMC | MHHS-Others | TIRR-Respiratory | Respiratory storage | 9/1/19 |  |  |  | OXIMETERS, PULSE | Oximeter, Pulse | OXIMETERPULSE-Masimo Corp-RADICAL 7 | OXIMETERPULSE | RADICAL 7 |  |  |  | Masimo Corp | Oximeter, Pulse |  |  | OXIMETERPULSE-Masimo Corp-RADICAL 7 | 3/7/18 |  | OP-A | Covered PM Repair - Biomedical | MHHS-TIRR | [8 empty] | OXIMETERPULSE | Oximeter, Pulse | Masimo Corp
NO | YES |  |  |  | 241-04630 | 241-04630 | Masimo Corp. | RADICAL-7 |  |  | TIRR-Respiratory | MHHS-TIRR |  | Oximeter, Pulse |  | 241-04630 | 241-04630 | TMC | MHHS-Others | TIRR-Respiratory | Respiratory storage | 9/1/19 |  |  |  | OXIMETERS, PULSE | Oximeter, Pulse | OXIMETERPULSE-Masimo Corp-RADICAL 7 | OXIMETERPULSE | RADICAL 7 |  |  |  | Masimo Corp | Oximeter, Pulse |  |  | OXIMETERPULSE-Masimo Corp-RADICAL 7 |  |  | OP-A | Covered PM Repair - Biomedical | MHHS-TIRR | [8 empty] | OXIMETERPULSE | Oximeter, Pulse | Masimo Corp
NO | YES |  |  |  | 241-05073 | 241-05073 | Masimo Corp. | RADICAL-7 |  |  | TIRR-Respiratory | MHHS-TIRR |  | Oximeter, Pulse |  | 241-05073 | 241-05073 | TMC | MHHS-Others | TIRR-Respiratory | Respiratory storage | 9/1/18 |  |  |  | OXIMETERS, PULSE | Oximeter, Pulse | OXIMETERPULSE-Masimo Corp-RADICAL 7 | OXIMETERPULSE | RADICAL 7 |  |  |  | Masimo Corp | Oximeter, Pulse |  |  | OXIMETERPULSE-Masimo Corp-RADICAL 7 |  |  | OP-A | Covered PM Repair - Biomedical | MHHS-TIRR | [8 empty] | OXIMETERPULSE | Oximeter, Pulse | Masimo Corp
NO | YES |  |  |  | 077-10026 | 077-10026 | Masimo Corp. | RADICAL-7 |  |  | TMC - CHILDRENS - SPD | MHHS-TMC |  | Oximeter, Pulse |  | 077-10026 | 077-10026 | TMC | Memorial Hermann-Texas Medical Center | TMC - CHILDRENS - SPD | TMC - SPD | 11/1/19 |  | 11/1/20 |  | OXIMETERS, PULSE |  | OXIMETERPULSE-Masimo Corp-RADICAL 7 | OXIMETERPULSE | RADICAL 7 |  |  |  | Masimo Corp | Oximeter, Pulse |  |  | OXIMETERPULSE-Masimo Corp-RADICAL 7 | 1/10/18 |  |  | Covered PM Repair - Biomedical | MHHS-TMC
NO | YES |  |  |  | 077-10014 | 077-10014 | Masimo Corp. | RADICAL-7 |  |  | TMC-Children's-L&D (5Hp) | MHHS-TMC |  | Oximeter, Pulse |  | 077-10014 | 077-10014 | TMC | MHHS-TMC | TMC-Children's-L&D (5Hp) |  | 11/1/19 |  | 11/1/20 |  | OXIMETERS, PULSE |  | OXIMETERPULSE-Masimo Corp-RADICAL 7 | OXIMETERPULSE | RADICAL 7 |  |  |  | Masimo Corp | Oximeter, Pulse |  |  | OXIMETERPULSE-Masimo Corp-RADICAL 7 | 1/10/18 |  |  | Covered PM Repair - Radiology, Low End | MHHS-TMC
NO | YES |  |  |  | 077-10015 | 077-10015 | Masimo Corp. | RADICAL-7 |  |  | TMC-Children's-L&D (5Hp) | MHHS-TMC |  | Oximeter, Pulse |  | 077-10015 | 077-10015 | TMC | MHHS-TMC | TMC-Children's-L&D (5Hp) | [5 empty] | OXIMETERS, PULSE |  | OXIMETERPULSE-Masimo Corp-RADICAL 7 | OXIMETERPULSE | RADICAL 7 |  |  |  | Masimo Corp | Oximeter, Pulse |  |  | OXIMETERPULSE-Masimo Corp-RADICAL 7 | 1/12/18 | Verified 3/30/2020 4:07pm (Central) |  | Covered PM Repair - Biomedical | MHHS-TMC
NO | YES |  |  |  | 077-10016 | 077-10016 | Masimo Corp. | RADICAL-7 |  |  | TMC-Children's-L&D (5Hp) | MHHS-TMC |  | Oximeter, Pulse |  | 077-10016 | 077-10016 | TMC | MHHS-TMC | TMC-Children's-L&D (5Hp) |  | 11/11/19 |  |  |  | OXIMETERS, PULSE |  | OXIMETERPULSE-Masimo Corp-RADICAL 7 | OXIMETERPULSE | RADICAL 7 |  |  |  | Masimo Corp | Oximeter, Pulse |  |  | OXIMETERPULSE-Masimo Corp-RADICAL 7 | 1/10/18 | Verified 3/30/2020 4:07pm (Central) |  | Covered PM Repair - Biomedical | MHHS-TMC
NO | YES |  |  |  | 077-10017 | 077-10017 | Masimo Corp. | RADICAL-7 |  |  | TMC-Children's-L&D (5Hp) | MHHS-TMC |  | Oximeter, Pulse |  | 077-10017 | 077-10017 | TMC | MHHS-TMC | TMC-Children's-L&D (5Hp) |  | 11/1/19 |  | 11/1/19 |  | OXIMETERS, PULSE |  | OXIMETERPULSE-Masimo Corp-RADICAL 7 | OXIMETERPULSE | RADICAL 7 |  |  |  | Masimo Corp | Oximeter, Pulse |  |  | OXIMETERPULSE-Masimo Corp-RADICAL 7 | 1/12/18 |  |  | Covered PM Repair - Biomedical | MHHS-TMC
NO | YES |  |  |  | 077-10018 | 077-10018 | Masimo Corp. | RADICAL-7 |  |  | TMC-Respiratory-Adult | MHHS-TMC |  | Oximeter, Pulse |  | 077-10018 | 077-10018 | TMC | MHHS-TMC | TMC-Respiratory-Adult |  | 11/1/19 |  | 11/1/20 |  | OXIMETERS, PULSE |  | OXIMETERPULSE-Masimo Corp-RADICAL 7 | OXIMETERPULSE | RADICAL 7 |  |  |  | Masimo Corp | Oximeter, Pulse |  |  | OXIMETERPULSE-Masimo Corp-RADICAL 7 | 1/12/18 |  |  | Covered PM Repair - Biomedical | MHHS-TMC
NO | YES |  |  |  | 077-10030 | 077-10030 | Masimo Corp. | RADICAL-7 |  |  | TMC-Children's-L&D (5Hp) | MHHS-TMC |  | Oximeter, Pulse |  | 077-10030 | 077-10030 | TMC | MHHS-TMC | TMC-Children's-L&D (5Hp) |  | 11/13/19 |  |  |  | OXIMETERS, PULSE |  | OXIMETERPULSE-Masimo Corp-RADICAL 7 | OXIMETERPULSE | RADICAL 7 |  |  |  | Masimo Corp | Oximeter, Pulse |  |  | OXIMETERPULSE-Masimo Corp-RADICAL 7 | 1/31/18 | Verified 3/30/2020 4:07pm (Central) |  | Not Covered Vendor Only - Lab Ana/Anes | MHHS-TMC
NO | YES |  |  |  | 077-10031 | 077-10031 | Masimo Corp. | RADICAL-7 |  |  | TMC-Children's-L&D (5Hp) | MHHS-TMC |  | Oximeter, Pulse |  | 077-10031 | 077-10031 | TMC | MHHS-TMC | TMC-Children's-L&D (5Hp) | [5 empty] | OXIMETERS, PULSE |  | OXIMETERPULSE-Masimo Corp-RADICAL 7 | OXIMETERPULSE | RADICAL 7 |  |  |  | Masimo Corp | Oximeter, Pulse |  |  | OXIMETERPULSE-Masimo Corp-RADICAL 7 | 1/31/18 | Verified 3/30/2020 4:07pm (Central) |  | Not Covered Vendor Only - Lab Ana/Anes | MHHS-TMC
NO | YES |  |  |  | 077-06865 | 077-06865 | Masimo Corp. | RADICAL-7 |  | T043351 | TMC-OR-Pedi OR (2R) | MHHS-TMC |  | Oximeter, Pulse |  | 077-06865 | 077-06865 | TMC | MHHS-TMC | TMC-OR-Pedi OR (2R) | PACU | 1/1/19 |  |  |  | OXIMETERS, PULSE |  | OXIMETERPULSE-Masimo Corp-RADICAL 7 | OXIMETERPULSE | RADICAL 7 |  |  |  | Masimo Corp | Oximeter, Pulse |  |  | OXIMETERPULSE-Masimo Corp-RADICAL 7 | 1/12/18 |  |  | Covered PM Repair - Biomedical | MHHS-TMC
NO | YES |  |  |  | 077-06935 | 077-06935 | Masimo Corp. | RADICAL-7 |  | T043151 | TMC-Children's-NICU (7Hp) | MHHS-TMC |  | Oximeter, Pulse |  | 077-06935 | 077-06935 | TMC | MHHS-TMC | TMC-Children's-NICU (7Hp) |  | 12/23/19 |  |  |  | OXIMETERS, PULSE |  | OXIMETERPULSE-Masimo Corp-RADICAL 7 | OXIMETERPULSE | RADICAL 7 |  |  |  | Masimo Corp | Oximeter, Pulse |  |  | OXIMETERPULSE-Masimo Corp-RADICAL 7 | 11/30/19 | Verified 3/30/2020 4:07pm (Central) |  | Covered PM Repair - Biomedical | MHHS-TMC
NO | YES | [5 empty] | Masimo Corp. | RADICAL-7 |  | T043322 | TMC-Children's-NICU (7Hp) | MHHS-TMC |  | Oximeter, Pulse |  |  |  | TMC | MHHS-TMC | TMC-Children's-NICU (7Hp) |  | 12/23/19 |  |  |  | OXIMETERS, PULSE |  | OXIMETERPULSE-Masimo Corp-RADICAL 7 | OXIMETERPULSE | RADICAL 7 |  |  |  | Masimo Corp | Oximeter, Pulse |  |  | OXIMETERPULSE-Masimo Corp-RADICAL 7 |  | Verified 3/30/2020 4:07pm (Central) |  | Covered PM Repair - Biomedical | MHHS-TMC
NO | YES |  |  |  | 077-10028 | 077-10028 | Masimo Corp. | RADICAL-7 |  |  | TMC-Children's-NICU/SCU (8Hp) | MHHS-TMC |  | Oximeter, Pulse |  | 077-10028 | 077-10028 | TMC | MHHS-TMC | TMC-Children's-NICU/SCU (8Hp) |  | 11/13/19 |  |  |  | OXIMETERS, PULSE |  | OXIMETERPULSE-Masimo Corp-RADICAL 7 | OXIMETERPULSE | RADICAL 7 |  |  |  | Masimo Corp | Oximeter, Pulse |  |  | OXIMETERPULSE-Masimo Corp-RADICAL 7 | 6/3/20 | Verified 3/30/2020 4:07pm (Central) |  | Not Covered Vendor Only - Biomedical | MHHS-TMC
NO | YES |  |  |  | 077-10029 | 077-10029 | Masimo Corp. | RADICAL-7 |  |  | TMC-Children's-NICU/SCU (8Hp) | MHHS-TMC |  | Oximeter, Pulse |  | 077-10029 | 077-10029 | TMC | MHHS-TMC | TMC-Children's-NICU/SCU (8Hp) |  | 11/13/19 |  |  |  | OXIMETERS, PULSE |  | OXIMETERPULSE-Masimo Corp-RADICAL 7 | OXIMETERPULSE | RADICAL 7 |  |  |  | Masimo Corp | Oximeter, Pulse |  |  | OXIMETERPULSE-Masimo Corp-RADICAL 7 |  | Verified 3/30/2020 4:07pm (Central) |  | Covered PM Repair - Radiology, Low End | MHHS-TMC
NO | YES |  |  |  | 077-10032 | 077-10032 | Masimo Corp. | RADICAL-7 |  |  | TMC-Children's-Women'S Services (6Hp) | MHHS-TMC |  | Oximeter, Pulse |  | 077-10032 | 077-10032 | TMC | MHHS-TMC | TMC-Children's-Women'S Services (6Hp) |  | 11/13/19 |  |  |  | OXIMETERS, PULSE |  | OXIMETERPULSE-Masimo Corp-RADICAL 7 | OXIMETERPULSE | RADICAL 7 |  |  |  | Masimo Corp | Oximeter, Pulse |  |  | OXIMETERPULSE-Masimo Corp-RADICAL 7 | 6/1/20 | Verified 3/30/2020 4:07pm (Central) |  | Not Covered Vendor Only - Biomedical | MHHS-TMC
NO | YES |  |  |  | 077-10033 | 077-10033 | Masimo Corp. | RADICAL-7 |  |  | TMC-Children's-Women'S Services (6Hp) | MHHS-TMC |  | Oximeter, Pulse |  | 077-10033 | 077-10033 | TMC | MHHS-TMC | TMC-Children's-Women'S Services (6Hp) |  | 11/14/19 |  |  |  | OXIMETERS, PULSE |  | OXIMETERPULSE-Masimo Corp-RADICAL 7 | OXIMETERPULSE | RADICAL 7 |  |  |  | Masimo Corp | Oximeter, Pulse |  |  | OXIMETERPULSE-Masimo Corp-RADICAL 7 | 6/4/20 | Verified 3/30/2020 4:07pm (Central) |  | Not Covered Vendor Only - Biomedical | MHHS-TMC
NO | YES |  |  |  | 077-10034 | 077-10034 | Masimo Corp. | RADICAL-7 |  |  | TMC-Children's-Women'S Services (6Hp) | MHHS-TMC |  | Oximeter, Pulse |  | 077-10034 | 077-10034 | TMC | MHHS-TMC | TMC-Children's-Women'S Services (6Hp) |  | 11/14/19 |  |  |  | OXIMETERS, PULSE |  | OXIMETERPULSE-Masimo Corp-RADICAL 7 | OXIMETERPULSE | RADICAL 7 |  |  |  | Masimo Corp | Oximeter, Pulse |  |  | OXIMETERPULSE-Masimo Corp-RADICAL 7 |  | Verified 3/30/2020 4:07pm (Central) |  | Covered PM Repair - Radiology, Low End | MHHS-TMC
NO | YES |  |  |  | 077-10035 | 077-10035 | Masimo Corp. | RADICAL-7 |  |  | TMC-Children's-Women'S Services (6Hp) | MHHS-TMC |  | Oximeter, Pulse |  | 077-10035 | 077-10035 | TMC | MHHS-TMC | TMC-Children's-Women'S Services (6Hp) | [5 empty] | OXIMETERS, PULSE |  | OXIMETERPULSE-Masimo Corp-RADICAL 7 | OXIMETERPULSE | RADICAL 7 |  |  |  | Masimo Corp | Oximeter, Pulse |  |  | OXIMETERPULSE-Masimo Corp-RADICAL 7 |  | Verified 3/30/2020 4:07pm (Central) |  | Covered PM Repair - Biomedical | MHHS-TMC
NO | YES |  |  |  | 077-10036 | 077-10036 | Masimo Corp. | RADICAL-7 |  |  | TMC-Children's-Women'S Services (6Hp) | MHHS-TMC |  | Oximeter, Pulse |  | 077-10036 | 077-10036 | TMC | MHHS-TMC | TMC-Children's-Women'S Services (6Hp) |  | 11/14/19 |  |  |  | OXIMETERS, PULSE |  | OXIMETERPULSE-Masimo Corp-RADICAL 7 | OXIMETERPULSE | RADICAL 7 |  |  |  | Masimo Corp | Oximeter, Pulse |  |  | OXIMETERPULSE-Masimo Corp-RADICAL 7 |  | Verified 3/30/2020 4:07pm (Central) |  | Covered PM Repair - Biomedical | MHHS-TMC
NO | YES |  |  |  | 077-10037 | 077-10037 | Masimo Corp. | RADICAL-7 |  |  | Memorial Hermann- Texas Medical center | MHHS-TMC |  | Oximeter, Pulse |  | 077-10037 | 077-10037 | TMC | TMC | Memorial Hermann- Texas Medical center | HP631 | 11/1/19 |  | 3/1/20 |  | OXIMETERS, PULSE |  | OXIMETERPULSE-Masimo Corp-RADICAL 7 | OXIMETERPULSE | RADICAL 7 |  |  |  | Masimo Corp | Oximeter, Pulse |  |  | OXIMETERPULSE-Masimo Corp-RADICAL 7 |  |  |  | Covered PM Repair - Biomedical | MHHS-TMC
NO | YES |  |  |  | 069-47692 | 069-47692 | Masimo Corp. | RADICAL-7 |  |  | TMC-Cullen-IMU (3C) | MHHS-TMC |  | Oximeter, Pulse |  | 069-47692 | 069-47692 | TMC | MHHS-TMC | TMC-Cullen-IMU (3C) | Storage Room | 12/1/19 |  | 12/1/20 |  | OXIMETERS, PULSE | Oximeter, Pulse | OXIMETERPULSE-Masimo Corp-RADICAL 7 | OXIMETERPULSE | RADICAL 7 |  |  |  | Masimo Corp | Oximeter, Pulse |  |  | OXIMETERPULSE-Masimo Corp-RADICAL 7 |  |  | OP-A | Covered PM Repair - Biomedical | MHHS-TMC | [8 empty] | OXIMETERPULSE | Oximeter, Pulse | Masimo Corp
NO | YES |  |  |  | 069-46487 | 069-46487 | Masimo Corp. | RADICAL-7 |  |  | TMC-Cullen-Oncology/Hematology (4C) | MHHS-TMC |  | Oximeter, Pulse |  | 069-46487 | 069-46487 | TMC | MHHS-TMC | TMC-Cullen-Oncology/Hematology (4C) | Hallway | 8/1/19 |  | 8/1/20 |  | OXIMETERS, PULSE | Oximeter, Pulse | OXIMETERPULSE-Masimo Corp-RADICAL 7 | OXIMETERPULSE | RADICAL 7 |  |  |  | Masimo Corp | Oximeter, Pulse |  |  | OXIMETERPULSE-Masimo Corp-RADICAL 7 |  |  | OP-A | Covered PM Repair - Biomedical | MHHS-TMC | [8 empty] | OXIMETERPULSE | Oximeter, Pulse | Masimo Corp
NO | YES |  |  |  | 069-46489 | 069-46489 | Masimo Corp. | RADICAL-7 |  |  | TMC-Cullen-Oncology/Hematology (4C) | MHHS-TMC |  | Oximeter, Pulse |  | 069-46489 | 069-46489 | TMC | MHHS-TMC | TMC-Cullen-Oncology/Hematology (4C) | [5 empty] | OXIMETERS, PULSE |  | OXIMETERPULSE-Masimo Corp-RADICAL 7 | OXIMETERPULSE | RADICAL 7 |  |  |  | Masimo Corp | Oximeter, Pulse |  |  | OXIMETERPULSE-Masimo Corp-RADICAL 7 |  | Verified 3/29/2020 11:26:am (Central) |  | Covered PM Repair - Biomedical | MHHS-TMC
NO | YES | Asset Tag 069-46491 |  |  | 069-46491 | 069-46491 | Masimo Corp. | RADICAL-7 |  |  | TMC-Cullen-Oncology/Hematology (4C) | MHHS-TMC |  | Oximeter, Pulse |  | 069-46491 | 069-46491 | TMC | MHHS-TMC | TMC-Cullen-Oncology/Hematology (4C) | [5 empty] | OXIMETERS, PULSE |  | OXIMETERPULSE-Masimo Corp-RADICAL 7 | OXIMETERPULSE | RADICAL 7 |  |  |  | Masimo Corp | Oximeter, Pulse |  |  | OXIMETERPULSE-Masimo Corp-RADICAL 7 |  | Verified 3/29/2020 11:26:am (Central) |  | Covered PM Repair - Biomedical | MHHS-TMC
NO | YES |  |  |  | 077-10020 | 077-10020 | Masimo Corp. | RADICAL-7 |  |  | TMC-Dialysis-Children's (9Hp) | MHHS-TMC |  | Oximeter, Pulse |  | 077-10020 | 077-10020 | TMC | MHHS-TMC | TMC-Dialysis-Children's (9Hp) |  | 11/13/19 |  |  |  | OXIMETERS, PULSE |  | OXIMETERPULSE-Masimo Corp-RADICAL 7 | OXIMETERPULSE | RADICAL 7 |  |  |  | Masimo Corp | Oximeter, Pulse |  |  | OXIMETERPULSE-Masimo Corp-RADICAL 7 | 4/1/19 | Verified 3/30/2020 4:07pm (Central) |  | Covered PM Repair - Biomedical | MHHS-TMC
NO | YES |  |  |  | 077-10021 | 077-10021 | Masimo Corp. | RADICAL-7 |  |  | TMC-Dialysis-Children's (9Hp) | MHHS-TMC |  | Oximeter, Pulse |  | 077-10021 | 077-10021 | TMC | MHHS-TMC | TMC-Dialysis-Children's (9Hp) |  | 11/13/19 |  |  |  | OXIMETERS, PULSE |  | OXIMETERPULSE-Masimo Corp-RADICAL 7 | OXIMETERPULSE | RADICAL 7 |  |  |  | Masimo Corp | Oximeter, Pulse |  |  | OXIMETERPULSE-Masimo Corp-RADICAL 7 |  | Verified 3/30/2020 4:07pm (Central) |  | Covered PM Repair - Biomedical | MHHS-TMC
NO | YES |  |  |  | 077-10022 | 077-10022 | Masimo Corp. | RADICAL-7 |  |  | TMC-Dialysis-Children's (9Hp) | MHHS-TMC |  | Oximeter, Pulse |  | 077-10022 | 077-10022 | TMC | MHHS-TMC | TMC-Dialysis-Children's (9Hp) |  | 11/13/19 |  |  |  | OXIMETERS, PULSE |  | OXIMETERPULSE-Masimo Corp-RADICAL 7 | OXIMETERPULSE | RADICAL 7 |  |  |  | Masimo Corp | Oximeter, Pulse |  |  | OXIMETERPULSE-Masimo Corp-RADICAL 7 |  | Verified 3/30/2020 4:07pm (Central) |  | Covered PM Repair - Biomedical | MHHS-TMC
NO | YES |  |  |  | 077-10024 | 077-10024 | Masimo Corp. | RADICAL-7 |  |  | TMC-Dialysis-Children's (9Hp) | MHHS-TMC |  | Oximeter, Pulse |  | 077-10024 | 077-10024 | TMC | MHHS-TMC | TMC-Dialysis-Children's (9Hp) | [5 empty] | OXIMETERS, PULSE |  | OXIMETERPULSE-Masimo Corp-RADICAL 7 | OXIMETERPULSE | RADICAL 7 |  |  |  | Masimo Corp | Oximeter, Pulse |  |  | OXIMETERPULSE-Masimo Corp-RADICAL 7 |  | Verified 3/30/2020 4:07pm (Central) |  | Covered PM Repair - Biomedical | MHHS-TMC
NO | YES |  |  |  | 077-10025 | 077-10025 | Masimo Corp. | RADICAL-7 |  |  | TMC-OR-Pedi OR (2R) | MHHS-TMC |  | Oximeter, Pulse |  | 077-10025 | 077-10025 | TMC | MHHS-TMC | TMC-OR-Pedi OR (2R) | PEDI OR (2R) |  |  |  |  | OXIMETERS, PULSE |  | OXIMETERPULSE-Masimo Corp-RADICAL 7 | OXIMETERPULSE | RADICAL 7 |  |  |  | Masimo Corp | Oximeter, Pulse |  |  | OXIMETERPULSE-Masimo Corp-RADICAL 7 |  |  |  | Covered PM Repair - Biomedical | MHHS-TMC
NO | YES |  |  |  | 069-45293 | 069-45293 | Masimo Corp. | RADICAL-7 |  |  | TMC - CHILDRENS - SPD | MHHS-TMC |  | Oximeter, Pulse |  | 069-45293 | 069-45293 | TMC | Memorial Hermann-Texas Medical Center | TMC - CHILDRENS - SPD | TMC - SPD | 10/1/19 |  | 10/1/20 |  | OXIMETERS, PULSE |  | OXIMETERPULSE-Masimo Corp-RADICAL 7 | OXIMETERPULSE | RADICAL 7 |  |  |  | Masimo Corp | Oximeter, Pulse |  |  | OXIMETERPULSE-Masimo Corp-RADICAL 7 |  |  |  | Covered PM Repair - Biomedical | MHHS-TMC
NO | YES |  |  |  | 069-37377 | 069-37377 | Masimo Corp. | RADICAL-7 |  |  | TMC - CHILDRENS - SPD | MHHS-TMC |  | Oximeter, Pulse |  | 069-37377 | 069-37377 | TMC | Memorial Hermann-Texas Medical Center | TMC - CHILDRENS - SPD | TMC - SPD | 12/1/18 |  | 12/1/19 |  | OXIMETERS, PULSE |  | OXIMETERPULSE-Masimo Corp-RADICAL 7 | OXIMETERPULSE | RADICAL 7 |  |  |  | Masimo Corp | Oximeter, Pulse |  |  | OXIMETERPULSE-Masimo Corp-RADICAL 7 |  |  |  | Covered PM Repair - Biomedical | MHHS-TMC
NO | YES |  |  |  | 069-45278 | 069-45278 | Masimo Corp. | RADICAL-7 |  |  | TMC-MHTMC-Central Supply | MHHS-TMC |  | Oximeter, Pulse |  | 069-45278 | 069-45278 | TMC | MHHS-TMC | TMC-MHTMC-Central Supply |  | 10/21/19 |  |  |  | OXIMETERS, PULSE |  | OXIMETERPULSE-Masimo Corp-RADICAL 7 | OXIMETERPULSE | RADICAL 7 |  |  |  | Masimo Corp | Oximeter, Pulse |  |  | OXIMETERPULSE-Masimo Corp-RADICAL 7 |  | Verified 3/30/2020 4:07pm (Central) |  | Covered PM Repair - Biomedical | MHHS-TMC
NO | YES |  |  |  | 069-45280 | 069-45280 | Masimo Corp. | RADICAL-7 |  |  | TMC-OR-Pedi OR (2R) | MHHS-TMC |  | Oximeter, Pulse |  | 069-45280 | 069-45280 | TMC | MHHS-TMC | TMC-OR-Pedi OR (2R) |  | 10/1/19 |  |  | No pm label | OXIMETERS, PULSE |  | OXIMETERPULSE-Masimo Corp-RADICAL 7 | OXIMETERPULSE | RADICAL 7 |  |  |  | Masimo Corp | Oximeter, Pulse |  |  | OXIMETERPULSE-Masimo Corp-RADICAL 7 |  |  |  | Covered PM Repair - Biomedical | MHHS-TMC
NO | YES |  |  |  | 069-45283 | 069-45283 | Masimo Corp. | RADICAL-7 |  |  | TMC-MHTMC-Central Supply | MHHS-TMC |  | Oximeter, Pulse |  | 069-45283 | 069-45283 | TMC | MHHS-TMC | TMC-MHTMC-Central Supply | Central Supply | 10/1/19 |  | 10/1/20 |  | OXIMETERS, PULSE |  | OXIMETERPULSE-Masimo Corp-RADICAL 7 | OXIMETERPULSE | RADICAL 7 |  |  |  | Masimo Corp | Oximeter, Pulse |  |  | OXIMETERPULSE-Masimo Corp-RADICAL 7 |  |  |  | Covered PM Repair - Biomedical | MHHS-TMC
NO | YES |  |  |  | 069-45284 | 069-45284 | Masimo Corp. | RADICAL-7 |  |  | TMC-OR-Pedi OR (2R) | MHHS-TMC |  | Oximeter, Pulse |  | 069-45284 | 069-45284 | TMC | MHHS-TMC | TMC-OR-Pedi OR (2R) | OR - PEDI OR (2R) | 10/1/19 |  | 10/1/20 |  | OXIMETERS, PULSE |  | OXIMETERPULSE-Masimo Corp-RADICAL 7 | OXIMETERPULSE | RADICAL 7 |  |  |  | Masimo Corp | Oximeter, Pulse |  |  | OXIMETERPULSE-Masimo Corp-RADICAL 7 |  |  |  | Covered PM Repair - Biomedical | MHHS-TMC
NO | YES |  |  |  | 069-45287 | 069-45287 | Masimo Corp. | RADICAL-7 |  |  | TMI - Jones 9 - Transplant Surgical | MHHS-TMC |  | Oximeter, Pulse |  | 069-45287 | 069-45287 | TMC | Memorial Hermann-Texas Medical Center | TMI - Jones 9 - Transplant Surgical | Supply Room | 10/1/19 |  | 10/1/20 |  | OXIMETERS, PULSE | Oximeter, Pulse | OXIMETERPULSE-Masimo Corp-RADICAL 7 | OXIMETERPULSE | RADICAL 7 |  |  |  | Masimo Corp | Oximeter, Pulse |  |  | OXIMETERPULSE-Masimo Corp-RADICAL 7 |  |  | OP-A | Covered PM Repair - Biomedical | MHHS-TMC | [8 empty] | OXIMETERPULSE | Oximeter, Pulse | Masimo Corp
NO | YES |  |  |  | 069-45288 | 069-45288 | Masimo Corp. | RADICAL-7 |  |  | TMC-OR-Pedi OR (2R) | MHHS-TMC |  | Oximeter, Pulse |  | 069-45288 | 069-45288 | TMC | MHHS-TMC | TMC-OR-Pedi OR (2R) | PEDI OR (2R) |  |  |  |  | OXIMETERS, PULSE |  | OXIMETERPULSE-Masimo Corp-RADICAL 7 | OXIMETERPULSE | RADICAL 7 |  |  |  | Masimo Corp | Oximeter, Pulse |  |  | OXIMETERPULSE-Masimo Corp-RADICAL 7 |  |  |  | Covered PM Repair - Biomedical | MHHS-TMC
NO | YES |  |  |  | 069-45290 | 069-45290 | Masimo Corp. | RADICAL-7 |  |  | TMC-MHTMC-Central Supply | MHHS-TMC |  | Oximeter, Pulse |  | 069-45290 | 069-45290 | TMC | MHHS-TMC | TMC-MHTMC-Central Supply | Central Supply | 10/1/19 |  | 10/1/20 |  | OXIMETERS, PULSE |  | OXIMETERPULSE-Masimo Corp-RADICAL 7 | OXIMETERPULSE | RADICAL 7 |  |  |  | Masimo Corp | Oximeter, Pulse |  |  | OXIMETERPULSE-Masimo Corp-RADICAL 7 |  |  |  | Covered PM Repair - Biomedical | MHHS-TMC
NO | YES |  |  |  | 077-07241 | 077-07241 | Masimo Corp. | RADICAL-7 |  | T043202 | TMC-MHTMC-Central Supply | MHHS-TMC |  | Oximeter, Pulse |  | 077-07241 | 077-07241 | TMC | MHHS-TMC | TMC-MHTMC-Central Supply | J9 493 soiled utility | 2/1/19 |  |  |  | OXIMETERS, PULSE | Oximeter, Pulse | OXIMETERPULSE-Masimo Corp-RADICAL 7 | OXIMETERPULSE | RADICAL 7 |  |  |  | Masimo Corp | Oximeter, Pulse |  |  | OXIMETERPULSE-Masimo Corp-RADICAL 7 | 4/8/20 |  | OP-A | Not Covered Vendor Only - Biomedical | MHHS-TMC | [8 empty] | OXIMETERPULSE | Oximeter, Pulse | Masimo Corp
NO | YES |  |  |  | 069-37395 | 069-37395 | Masimo Corp. | RADICAL-7 |  |  | TMC-MHTMC-Central Supply (Old) | MHHS-TMC |  | Oximeter, Pulse |  | 069-37395 | 069-37395 | TMC | MHHS-TMC | TMC-MHTMC-Central Supply (Old) | Clean Utility | 2/1/19 |  |  |  | OXIMETERS, PULSE | Oximeter, Pulse | OXIMETERPULSE-Masimo Corp-RADICAL 7 | OXIMETERPULSE | RADICAL 7 |  |  |  | Masimo Corp | Oximeter, Pulse |  |  | OXIMETERPULSE-Masimo Corp-RADICAL 7 |  |  | OP-A | Covered PM Repair - Biomedical | MHHS-TMC | [8 empty] | OXIMETERPULSE | Oximeter, Pulse | Masimo Corp
NO | YES |  |  |  | 069-37415 | 069-37415 | Masimo Corp. | RADICAL-7 |  |  | TMC-MHTMC-Central Supply (Old) | MHHS-TMC |  | Oximeter, Pulse |  | 069-37415 | 069-37415 | TMC | MHHS-TMC | TMC-MHTMC-Central Supply (Old) | Biomed | 1/1/18 |  | 1/1/19 |  | OXIMETERS, PULSE | Oximeter, Pulse | OXIMETERPULSE-Masimo Corp-RADICAL 7 | OXIMETERPULSE | RADICAL 7 |  |  |  | Masimo Corp | Oximeter, Pulse |  |  | OXIMETERPULSE-Masimo Corp-RADICAL 7 | 1/1/10 |  | OP-A | Covered PM Repair - Biomedical | MHHS-TMC | [8 empty] | OXIMETERPULSE | Oximeter, Pulse | Masimo Corp
NO | YES |  |  |  | 069-37419 | 069-37419 | Masimo Corp. | RADICAL-7 |  |  | TMC 6 Floor | MHHS-TMC |  | Oximeter, Pulse |  | 069-37419 | 069-37419 | TMC | TMC | TMC 6 Floor | HP690.4 | 1/1/19 |  | 12/1/19 |  | OXIMETERS, PULSE |  | OXIMETERPULSE-Masimo Corp-RADICAL 7 | OXIMETERPULSE | RADICAL 7 |  |  |  | Masimo Corp | Oximeter, Pulse |  |  | OXIMETERPULSE-Masimo Corp-RADICAL 7 | 5/1/17 |  |  | Covered PM Repair - Biomedical | MHHS-TMC
NO | YES | Asset Tag 069-41755 |  |  | 069-41755 | 069-41755 | Masimo Corp. | RADICAL-7 |  | T016782 | TMC-MHTMC-Central Supply | MHHS-TMC |  | Oximeter, Pulse |  | 069-41755 | 069-41755 | TMC | MHHS-TMC | TMC-MHTMC-Central Supply | Central Supply | 12/1/18 |  | 12/1/19 |  | OXIMETERS, PULSE |  | OXIMETERPULSE-Masimo Corp-RADICAL 7 | OXIMETERPULSE | RADICAL 7 |  |  |  | Masimo Corp | Oximeter, Pulse |  |  | OXIMETERPULSE-Masimo Corp-RADICAL 7 | 1/1/10 |  |  | Covered PM Repair - Biomedical | MHHS-TMC
NO | YES |  |  |  | 069-41914 | 069-41914 | Masimo Corp. | RADICAL-7 |  | T030796 | TMC - CHILDRENS - SPD | MHHS-TMC |  | Oximeter, Pulse |  | 069-41914 | 069-41914 | TMC | Memorial Hermann-Texas Medical Center | TMC - CHILDRENS - SPD | TMC - SPD | 1/1/19 |  |  |  | OXIMETERS, PULSE |  | OXIMETERPULSE-Masimo Corp-RADICAL 7 | OXIMETERPULSE | RADICAL 7 |  |  |  | Masimo Corp | Oximeter, Pulse |  |  | OXIMETERPULSE-Masimo Corp-RADICAL 7 | 5/1/17 |  |  | Covered PM Repair - Biomedical | MHHS-TMC
NO | YES |  |  |  | 069-42088 | 069-42088 | Masimo Corp. | RADICAL-7 |  |  | TMC - CHILDRENS - SPD | MHHS-TMC |  | Oximeter, Pulse |  | 069-42088 | 069-42088 | TMC | Memorial Hermann-Texas Medical Center | TMC - CHILDRENS - SPD | TMC - SPD | 2/1/19 |  | 2/1/20 |  | OXIMETERS, PULSE |  | OXIMETERPULSE-Masimo Corp-RADICAL 7 | OXIMETERPULSE | RADICAL 7 |  |  |  | Masimo Corp | Oximeter, Pulse |  |  | OXIMETERPULSE-Masimo Corp-RADICAL 7 |  |  |  | Covered PM Repair - Biomedical | MHHS-TMC
NO | YES |  |  |  | 069-43041 | 069-43041 | Masimo Corp. | RADICAL-7 |  |  | TMC-MHTMC-Central Supply | MHHS-TMC |  | Oximeter, Pulse |  | 069-43041 | 069-43041 | TMC | MHHS-TMC | TMC-MHTMC-Central Supply | Central Supply | 12/1/18 |  | 12/1/19 |  | OXIMETERS, PULSE |  | OXIMETERPULSE-Masimo Corp-RADICAL 7 | OXIMETERPULSE | RADICAL 7 |  |  |  | Masimo Corp | Oximeter, Pulse |  |  | OXIMETERPULSE-Masimo Corp-RADICAL 7 |  |  |  | Covered PM Repair - Biomedical | MHHS-TMC
NO | YES |  |  |  | 077-06857 | 077-06857 | Masimo Corp. | RADICAL-7 |  | T043332 | TMC - CHILDRENS - SPD | MHHS-TMC |  | Oximeter, Pulse |  | 077-06857 | 077-06857 | TMC | Memorial Hermann-Texas Medical Center | TMC - CHILDRENS - SPD | TMC - SPD | 3/1/19 |  | 3/1/20 |  | OXIMETERS, PULSE |  | OXIMETERPULSE-Masimo Corp-RADICAL 7 | OXIMETERPULSE | RADICAL 7 |  |  |  | Masimo Corp | Oximeter, Pulse |  |  | OXIMETERPULSE-Masimo Corp-RADICAL 7 |  |  |  | Covered PM Repair - Biomedical | MHHS-TMC
NO | YES |  |  |  | 077-06939 |  | Masimo Corp. | RADICAL-7 |  | T043431 | TMC-MHTMC-Central Supply | MHHS-TMC |  | Oximeter, Pulse |  | 077-06939 |  | TMC | MHHS-TMC | TMC-MHTMC-Central Supply | Central supply | 2/1/19 |  | 2/1/20 |  | OXIMETERS, PULSE |  | OXIMETERPULSE-Masimo Corp-RADICAL 7 | OXIMETERPULSE | RADICAL 7 |  |  |  | Masimo Corp | Oximeter, Pulse |  |  | OXIMETERPULSE-Masimo Corp-RADICAL 7 | 5/1/17 |  |  | Covered PM Repair - Biomedical | MHHS-TMC
NO | YES |  |  |  | 077-07131 | 077-07131 | Masimo Corp. | RADICAL-7 |  | T043350 | TMC-Sarofim 5-Burn Unit | MHHS-TMC |  | Oximeter, Pulse |  | 077-07131 | 077-07131 | TMC | MHHS-TMC | TMC-Sarofim 5-Burn Unit | Equipment room | 2/1/19 |  | 2/1/20 |  | OXIMETERS, PULSE |  | OXIMETERPULSE-Masimo Corp-RADICAL 7 | OXIMETERPULSE | RADICAL 7 |  |  |  | Masimo Corp | Oximeter, Pulse |  |  | OXIMETERPULSE-Masimo Corp-RADICAL 7 |  |  |  | Covered PM Repair - Biomedical | MHHS-TMC
NO | YES |  |  |  | 069-44118 | 069-44118 | Masimo Corp. | RADICAL-7 |  |  | TMC-OR-Hermann (2Hp) | MHHS-TMC |  | Oximeter, Pulse |  | 069-44118 | 069-44118 | TMC | MHHS-TMC | TMC-OR-Hermann (2Hp) | TMC OR HERMANN (2HP) | 10/1/19 |  | 10/1/20 |  | OXIMETERS, PULSE |  | OXIMETERPULSE-Masimo Corp-RADICAL 7 | OXIMETERPULSE | RADICAL 7 |  |  |  | Masimo Corp | Oximeter, Pulse |  |  | OXIMETERPULSE-Masimo Corp-RADICAL 7 | 1/12/11 |  |  | Covered PM Repair - Biomedical | MHHS-TMC
NO | YES |  |  |  | 069-44119 | 069-44119 | Masimo Corp. | RADICAL-7 |  |  | TMC-OR-Hermann (2Hp) | MHHS-TMC |  | Oximeter, Pulse |  | 069-44119 | 069-44119 | TMC | MHHS-TMC | TMC-OR-Hermann (2Hp) | Or 6 or206 | 10/1/19 |  | 10/1/20 |  | OXIMETERS, PULSE |  | OXIMETERPULSE-Masimo Corp-RADICAL 7 | OXIMETERPULSE | RADICAL 7 |  |  |  | Masimo Corp | Oximeter, Pulse |  |  | OXIMETERPULSE-Masimo Corp-RADICAL 7 | 1/12/11 |  |  | Covered PM Repair - Biomedical | MHHS-TMC
NO | YES |  |  |  | 069-45240 | 069-45240 | Masimo Corp. | RADICAL-7 |  |  | TMC-OR-Anesthesia (2Hp) | MHHS-TMC |  | Oximeter, Pulse |  | 069-45240 | 069-45240 | TMC | MHHS-TMC | TMC-OR-Anesthesia (2Hp) | TMC - OR - ANESTHESIA (2HP) | 10/1/19 |  | 10/1/20 |  | OXIMETERS, PULSE |  | OXIMETERPULSE-Masimo Corp-RADICAL 7 | OXIMETERPULSE | RADICAL 7 |  |  |  | Masimo Corp | Oximeter, Pulse |  |  | OXIMETERPULSE-Masimo Corp-RADICAL 7 | 1/12/11 |  |  | Covered PM Repair - Biomedical | MHHS-TMC
NO | YES |  |  |  | 069-45241 | 069-45241 | Masimo Corp. | RADICAL-7 |  |  | Memorial Hermann- Texas Medical Center Radiology | MHHS-TMC |  | Oximeter, Pulse |  | 069-45241 | 069-45241 | TMC | TMC | Memorial Hermann- Texas Medical Center Radiology | PEDI OR Storage | 10/1/19 |  | 10/1/20 |  | OXIMETERS, PULSE |  | OXIMETERPULSE-Masimo Corp-RADICAL 7 | OXIMETERPULSE | RADICAL 7 |  |  |  | Masimo Corp | Oximeter, Pulse |  |  | OXIMETERPULSE-Masimo Corp-RADICAL 7 | 1/12/11 |  |  | Covered PM Repair - Biomedical | MHHS-TMC
NO | YES |  |  |  | 069-45242 | 069-45242 | Masimo Corp. | RADICAL-7 |  |  | TMC-OR-Anesthesia (2Hp) | MHHS-TMC |  | Oximeter, Pulse |  | 069-45242 | 069-45242 | TMC | MHHS-TMC | TMC-OR-Anesthesia (2Hp) | OR-66 |  |  |  |  | OXIMETERS, PULSE |  | OXIMETERPULSE-Masimo Corp-RADICAL 7 | OXIMETERPULSE | RADICAL 7 |  |  |  | Masimo Corp | Oximeter, Pulse |  |  | OXIMETERPULSE-Masimo Corp-RADICAL 7 | 1/12/11 |  |  | Covered PM Repair - Biomedical | MHHS-TMC
NO | YES |  |  |  | 069-45244 | 069-45244 | Masimo Corp. | RADICAL-7 |  |  | TMC-OR-Anesthesia (2Hp) | MHHS-TMC |  | Oximeter, Pulse |  | 069-45244 | 069-45244 | TMC | MHHS-TMC | TMC-OR-Anesthesia (2Hp) | S2 OR 67 | 10/1/19 |  | 10/1/20 |  | OXIMETERS, PULSE |  | OXIMETERPULSE-Masimo Corp-RADICAL 7 | OXIMETERPULSE | RADICAL 7 |  |  |  | Masimo Corp | Oximeter, Pulse |  |  | OXIMETERPULSE-Masimo Corp-RADICAL 7 | 1/12/11 |  |  | Covered PM Repair - Biomedical | MHHS-TMC
NO | YES |  |  |  | 069-45245 | 069-45245 | Masimo Corp. | RADICAL-7 |  |  | Memorial Hermann- Texas Medical Center-OR-PACU nurse station | MHHS-TMC |  | Oximeter, Pulse |  | 069-45245 | 069-45245 | TMC | TMC | Memorial Hermann- Texas Medical Center-OR-PACU nurse station | OR 02 |  |  |  |  | OXIMETERS, PULSE |  | OXIMETERPULSE-Masimo Corp-RADICAL 7 | OXIMETERPULSE | RADICAL 7 |  |  |  | Masimo Corp | Oximeter, Pulse |  |  | OXIMETERPULSE-Masimo Corp-RADICAL 7 | 1/12/11 |  |  | Covered PM Repair - Biomedical | MHHS-TMC
NO | YES |  |  |  | 069-45246 | 069-45246 | Masimo Corp. | RADICAL-7 |  |  | TMC-OR-Robertson (2R) | MHHS-TMC |  | Oximeter, Pulse |  | 069-45246 | 069-45246 | TMC | MHHS-TMC | TMC-OR-Robertson (2R) | OR 58 |  |  |  |  | OXIMETERS, PULSE |  | OXIMETERPULSE-Masimo Corp-RADICAL 7 | OXIMETERPULSE | RADICAL 7 |  |  |  | Masimo Corp | Oximeter, Pulse |  |  | OXIMETERPULSE-Masimo Corp-RADICAL 7 | 1/12/11 |  |  | Covered PM Repair - Biomedical | MHHS-TMC
NO | YES |  |  |  | 069-45247 | 069-45247 | Masimo Corp. | RADICAL-7 |  |  | TMC-OR-Anesthesia (2Hp) | MHHS-TMC |  | Oximeter, Pulse |  | 069-45247 | 069-45247 | TMC | MHHS-TMC | TMC-OR-Anesthesia (2Hp) | S2 OR 1 | 10/1/19 |  | 10/1/20 |  | OXIMETERS, PULSE |  | OXIMETERPULSE-Masimo Corp-RADICAL 7 | OXIMETERPULSE | RADICAL 7 |  |  |  | Masimo Corp | Oximeter, Pulse |  |  | OXIMETERPULSE-Masimo Corp-RADICAL 7 | 1/12/11 |  |  | Covered PM Repair - Biomedical | MHHS-TMC
NO | YES |  |  |  | 069-45248 | 069-45248 | Masimo Corp. | RADICAL-7 |  |  | TMC-Sarofim 2-OR | MHHS-TMC |  | Oximeter, Pulse |  | 069-45248 | 069-45248 | TMC | MHHS-TMC | TMC-Sarofim 2-OR | Anesthesia workroom S2414 | 10/1/19 |  | 10/1/20 |  | OXIMETERS, PULSE |  | OXIMETERPULSE-Masimo Corp-RADICAL 7 | OXIMETERPULSE | RADICAL 7 |  |  |  | Masimo Corp | Oximeter, Pulse |  |  | OXIMETERPULSE-Masimo Corp-RADICAL 7 | 1/12/11 |  |  | Covered PM Repair - Biomedical | MHHS-TMC
NO | YES |  |  |  | 069-45249 | 069-45249 | Masimo Corp. | RADICAL-7 |  |  | TMC-OR-Anesthesia (2Hp) | MHHS-TMC |  | Oximeter, Pulse |  | 069-45249 | 069-45249 | TMC | MHHS-TMC | TMC-OR-Anesthesia (2Hp) | TMC - BIOMED SHOP | 10/1/19 |  | 10/1/20 |  | OXIMETERS, PULSE |  | OXIMETERPULSE-Masimo Corp-RADICAL 7 | OXIMETERPULSE | RADICAL 7 |  |  |  | Masimo Corp | Oximeter, Pulse |  |  | OXIMETERPULSE-Masimo Corp-RADICAL 7 | 1/12/11 |  |  | Covered PM Repair - Biomedical | MHHS-TMC
NO | YES |  |  |  | 069-45291 | 069-45291 | Masimo Corp. | RADICAL-7 |  |  | TMC - RADIOLOGY - CULLEN PAVILION | MHHS-TMC |  | Oximeter, Pulse |  | 069-45291 | 069-45291 | TMC |  | TMC - RADIOLOGY - CULLEN PAVILION |  | 10/21/19 |  |  |  | OXIMETERS, PULSE |  | OXIMETERPULSE-Masimo Corp-RADICAL 7 | OXIMETERPULSE | RADICAL 7 |  |  |  | Masimo Corp | Oximeter, Pulse |  |  | OXIMETERPULSE-Masimo Corp-RADICAL 7 | 5/18/17 | Verified 3/29/2020 11:26:am (Central) |  | Covered PM Repair - Biomedical | MHHS-TMC
NO | YES |  |  |  | 069-39636 | 069-39636 | Masimo Corp. | RADICAL-7 |  | T041525 | TMC-Respiratory-Adult | MHHS-TMC |  | Oximeter, Pulse |  | 069-39636 | 069-39636 | TMC | MHHS-TMC | TMC-Respiratory-Adult |  | 12/20/17 |  |  |  | OXIMETERS, PULSE |  | OXIMETERPULSE-Masimo Corp-RADICAL 7 | OXIMETERPULSE | RADICAL 7 |  |  |  | Masimo Corp | Oximeter, Pulse |  |  | OXIMETERPULSE-Masimo Corp-RADICAL 7 | 5/1/17 | Verified 3/30/2020 4:07pm (Central) |  | Covered PM Repair - Biomedical | MHHS-TMC
NO | YES |  |  |  | 069-43936 | 069-43936 | Masimo Corp. | RADICAL-7 |  |  | TMC-Sarofim 1-Adult ER | MHHS-TMC |  | Oximeter, Pulse |  | 069-43936 | 069-43936 | TMC | MHHS-TMC | TMC-Sarofim 1-Adult ER | Peds Triage | 11/1/19 |  | 11/1/20 |  | OXIMETERS, PULSE | Oximeter, Pulse | OXIMETERPULSE-Masimo Corp-RADICAL 7 | OXIMETERPULSE | RADICAL 7 |  |  |  | Masimo Corp | Oximeter, Pulse |  |  | OXIMETERPULSE-Masimo Corp-RADICAL 7 | 12/2/14 |  | OP-A | Covered PM Repair - Biomedical | MHHS-TMC | [8 empty] | OXIMETERPULSE | Oximeter, Pulse | Masimo Corp
NO | YES |  |  |  | 069-43958 | 069-43958 | Masimo Corp. | RADICAL-7 |  |  | TMC-Sarofim 1-Adult ER | MHHS-TMC |  | Oximeter, Pulse |  | 069-43958 | 069-43958 | TMC | MHHS-TMC | TMC-Sarofim 1-Adult ER | Nurse station | 11/1/19 |  | 11/1/20 |  | OXIMETERS, PULSE | Oximeter, Pulse | OXIMETERPULSE-Masimo Corp-RADICAL 7 | OXIMETERPULSE | RADICAL 7 |  |  |  | Masimo Corp | Oximeter, Pulse |  |  | OXIMETERPULSE-Masimo Corp-RADICAL 7 |  |  | OP-A | Covered PM Repair - Biomedical | MHHS-TMC | [8 empty] | OXIMETERPULSE | Oximeter, Pulse | Masimo Corp
NO | YES |  |  |  | 069-43966 | 069-43966 | Masimo Corp. | RADICAL-7 |  |  | TMC-Sarofim 1-Pedi ER | MHHS-TMC |  | Oximeter, Pulse |  | 069-43966 | 069-43966 | TMC | MHHS-TMC | TMC-Sarofim 1-Pedi ER | ER triage | 11/1/19 |  | 11/1/20 |  | OXIMETERS, PULSE | Oximeter, Pulse | OXIMETERPULSE-Masimo Corp-RADICAL 7 | OXIMETERPULSE | RADICAL 7 |  |  |  | Masimo Corp | Oximeter, Pulse |  |  | OXIMETERPULSE-Masimo Corp-RADICAL 7 |  |  | OP-A | Covered PM Repair - Biomedical | MHHS-TMC | [8 empty] | OXIMETERPULSE | Oximeter, Pulse | Masimo Corp
NO | YES |  |  |  | 069-43956 | 069-43956 | Masimo Corp. | RADICAL-7 |  |  | TMC-Sarofim 2-Adult PACU | MHHS-TMC |  | Oximeter, Pulse |  | 069-43956 | 069-43956 | TMC | MHHS-TMC | TMC-Sarofim 2-Adult PACU | Pre-op 56 | 10/1/19 |  | 10/1/20 |  | OXIMETERS, PULSE |  | OXIMETERPULSE-Masimo Corp-RADICAL 7 | OXIMETERPULSE | RADICAL 7 |  |  |  | Masimo Corp | Oximeter, Pulse |  |  | OXIMETERPULSE-Masimo Corp-RADICAL 7 |  |  |  | Covered PM Repair - Biomedical | MHHS-TMC
NO | YES |  |  |  | 069-43934 | 069-43934 | Masimo Corp. | RADICAL-7 |  |  | TMC-Sarofim 2-Adult PACU | MHHS-TMC |  | Oximeter, Pulse |  | 069-43934 | 069-43934 | TMC | MHHS-TMC | TMC-Sarofim 2-Adult PACU | Pre-op 56 | 11/1/19 |  | 11/1/20 |  | OXIMETERS, PULSE |  | OXIMETERPULSE-Masimo Corp-RADICAL 7 | OXIMETERPULSE | RADICAL 7 |  |  |  | Masimo Corp | Oximeter, Pulse |  |  | OXIMETERPULSE-Masimo Corp-RADICAL 7 |  |  |  | Covered PM Repair - Biomedical | MHHS-TMC
NO | YES |  |  |  | 069-43935 | 069-43935 | Masimo Corp. | RADICAL-7 |  |  | TMC-Sarofim 2-Adult PACU | MHHS-TMC |  | Oximeter, Pulse |  | 069-43935 | 069-43935 | TMC | MHHS-TMC | TMC-Sarofim 2-Adult PACU | Pre-op 56 | 10/1/19 |  | 10/1/20 |  | OXIMETERS, PULSE |  | OXIMETERPULSE-Masimo Corp-RADICAL 7 | OXIMETERPULSE | RADICAL 7 |  |  |  | Masimo Corp | Oximeter, Pulse |  |  | OXIMETERPULSE-Masimo Corp-RADICAL 7 |  |  |  | Covered PM Repair - Biomedical | MHHS-TMC
NO | YES |  |  |  | 069-43940 | 069-43940 | Masimo Corp. | RADICAL-7 |  |  | Biomed | MHHS-TMC |  | Oximeter, Pulse |  | 069-43940 | 069-43940 | TMC | Memorial Hermann-Texas Medical Center | Biomed | S3622 | 11/1/19 |  | 11/1/20 |  | OXIMETERS, PULSE |  | OXIMETERPULSE-Masimo Corp-RADICAL 7 | OXIMETERPULSE | RADICAL 7 |  |  |  | Masimo Corp | Oximeter, Pulse |  |  | OXIMETERPULSE-Masimo Corp-RADICAL 7 |  |  |  | Covered PM Repair - Biomedical | MHHS-TMC
NO | YES |  |  |  | 069-43952 | 069-43952 | Masimo Corp. | RADICAL-7 |  |  | 5 Floor | MHHS-TMC |  | Oximeter, Pulse |  | 069-43952 | 069-43952 | TMC | Memorial Hermann- Texas Medical Center- S3 | 5 Floor | Storage S3622 | 11/1/19 |  | 11/1/20 |  | OXIMETERS, PULSE |  | OXIMETERPULSE-Masimo Corp-RADICAL 7 | OXIMETERPULSE | RADICAL 7 |  |  |  | Masimo Corp | Oximeter, Pulse |  |  | OXIMETERPULSE-Masimo Corp-RADICAL 7 | 5/1/17 |  |  | Covered PM Repair - Biomedical | MHHS-TMC
NO | YES |  |  |  | 069-43950 | 069-43950 | Masimo Corp. | RADICAL-7 |  |  | 5 Floor | MHHS-TMC |  | Oximeter, Pulse |  | 069-43950 | 069-43950 | TMC | Memorial Hermann- Texas Medical Center- S3 | 5 Floor | Storage S3622 | 11/1/19 |  | 11/1/20 |  | OXIMETERS, PULSE |  | OXIMETERPULSE-Masimo Corp-RADICAL 7 | OXIMETERPULSE | RADICAL 7 |  |  |  | Masimo Corp | Oximeter, Pulse |  |  | OXIMETERPULSE-Masimo Corp-RADICAL 7 | 5/1/17 |  |  | Covered PM Repair - Biomedical | MHHS-TMC
NO | YES |  |  |  | 069-43964 | 069-43964 | Masimo Corp. | RADICAL-7 |  |  | 5 Floor | MHHS-TMC |  | Oximeter, Pulse |  | 069-43964 | 069-43964 | TMC | Memorial Hermann- Texas Medical Center- S3 | 5 Floor | Storage S3622 | 11/1/19 |  | 11/1/20 |  | OXIMETERS, PULSE |  | OXIMETERPULSE-Masimo Corp-RADICAL 7 | OXIMETERPULSE | RADICAL 7 |  |  |  | Masimo Corp | Oximeter, Pulse |  |  | OXIMETERPULSE-Masimo Corp-RADICAL 7 | 5/1/17 |  |  | Covered PM Repair - Biomedical | MHHS-TMC
NO | YES |  |  |  | 069-43932 | 069-43932 | Masimo Corp. | RADICAL-7 |  |  | TMC-Sarofim 5-Burn Unit | MHHS-TMC |  | Oximeter, Pulse |  | 069-43932 | 069-43932 | TMC | MHHS-TMC | TMC-Sarofim 5-Burn Unit | S505 | 11/1/19 |  | 11/1/20 |  | OXIMETERS, PULSE |  | OXIMETERPULSE-Masimo Corp-RADICAL 7 | OXIMETERPULSE | RADICAL 7 |  |  |  | Masimo Corp | Oximeter, Pulse |  |  | OXIMETERPULSE-Masimo Corp-RADICAL 7 | 8/25/15 |  |  | Covered PM Repair - Biomedical | MHHS-TMC
NO | YES |  |  |  | 069-43960 | 069-43960 | Masimo Corp. | RADICAL-7 |  |  | TMC-Sarofim 7-Ortho Trauma | MHHS-TMC |  | Oximeter, Pulse |  | 069-43960 | 069-43960 | TMC | MHHS-TMC | TMC-Sarofim 7-Ortho Trauma | Nurse station |  |  | 4/1/20 |  | OXIMETERS, PULSE |  | OXIMETERPULSE-Masimo Corp-RADICAL 7 | OXIMETERPULSE | RADICAL 7 |  |  |  | Masimo Corp | Oximeter, Pulse |  |  | OXIMETERPULSE-Masimo Corp-RADICAL 7 |  |  |  | Covered PM Repair - Biomedical | MHHS-TMC
NO | YES |  |  |  | 069-43962 | 069-43962 | Masimo Corp. | RADICAL-7 |  |  | TMC-Sarofim 7-Ortho Trauma | MHHS-TMC |  | Oximeter, Pulse |  | 069-43962 | 069-43962 | TMC | MHHS-TMC | TMC-Sarofim 7-Ortho Trauma | S712 |  |  |  |  | OXIMETERS, PULSE |  | OXIMETERPULSE-Masimo Corp-RADICAL 7 | OXIMETERPULSE | RADICAL 7 |  |  |  | Masimo Corp | Oximeter, Pulse |  |  | OXIMETERPULSE-Masimo Corp-RADICAL 7 |  |  |  | Covered PM Repair - Biomedical | MHHS-TMC
NO | YES |  |  |  |  | 077-07044 | Masimo Corp. | RADICAL-7 |  |  | TMC-OR-Pedi OR (2R) | MHHS-TMC |  | Oximeter, Pulse |  |  | 077-07044 | TMC | MHHS-TMC | TMC-OR-Pedi OR (2R) | OR - PEDI OR (2R) | 12/1/12 |  |  |  | PHYSIOLOGIC MONITOR MODULE HOUSINGS |  | OXIMETERPULSE-Masimo Corp-RDS-1 | OXIMETERPULSE | RDS-1 |  |  |  | Masimo Corp | Oximeter, Pulse |  | OXIMETERPULSE-Masimo Corp-RDS-1 |  | 5/9/17 |  |  | Covered PM Repair - Biomedical | MHHS-TMC
NO | YES |  |  |  | 029-12814 | 029-12814 | Masimo Corp. | RADICAL-7 |  |  | Woodlands-Central Supply | MHHS-Woodlands |  | Oximeter, Pulse |  | 029-12814 | 029-12814 | Woodlands | MHHS-Woodlands | Woodlands-Central Supply | Peds storage room |  |  |  |  | OXIMETERS, PULSE | Oximeter, Pulse | OXIMETERPULSE-Masimo Corp-RADICAL 7 | OXIMETERPULSE | RADICAL 7 |  |  |  | Masimo Corp | Oximeter, Pulse |  |  | OXIMETERPULSE-Masimo Corp-RADICAL 7 |  |  | OP-A | Covered PM Repair - Biomedical | MHHS-Woodlands | [8 empty] | OXIMETERPULSE | Oximeter, Pulse | Masimo Corp
NO | YES |  |  |  | 029-12820 | 029-12820 | Masimo Corp. | RADICAL-7 |  |  | Woodlands-Biomedical Services | MHHS-Woodlands |  | Oximeter, Pulse |  | 029-12820 | 029-12820 | Woodlands | MHHS-Woodlands | Woodlands-Biomedical Services | Back Corner |  |  |  | No PM Required | OXIMETERS, PULSE | Oximeter, Pulse | OXIMETERPULSE-Masimo Corp-RADICAL 7 | OXIMETERPULSE | RADICAL 7 |  |  |  | Masimo Corp | Oximeter, Pulse |  |  | OXIMETERPULSE-Masimo Corp-RADICAL 7 |  |  | OP-A | Covered PM Repair - Biomedical | MHHS-Woodlands | [8 empty] | OXIMETERPULSE | Oximeter, Pulse | Masimo Corp
NO | YES |  |  |  |  | 029-12813 | Masimo Corp. | RADICAL-7 |  |  | Woodlands-Peds | MHHS-Woodlands |  | Oximeter, Pulse |  |  | 029-12813 | Woodlands | MHHS-Woodlands | Woodlands-Peds | Pacu nursing station | 8/1/18 |  |  |  | OXIMETERS, PULSE | Oximeter, Pulse | OXIMETERPULSE-Masimo Corp-RADICAL 7 | OXIMETERPULSE | RADICAL 7 |  |  |  | Masimo Corp | Oximeter, Pulse |  |  | OXIMETERPULSE-Masimo Corp-RADICAL 7 |  |  | OP-A | Covered PM Repair - Biomedical | MHHS-Woodlands | [8 empty] | OXIMETERPULSE | Oximeter, Pulse | Masimo Corp
YES | YES |  |  |  | 151-03616 | 151-03616 | Masimo Corp. | RADICAL-7 |  |  | CY - MEDSURG |  |  |  |  | 151-03616 | 151-03616 | Northwest | Memorial Hermann Cypress Hospital | CY - MEDSURG | ER NURSES STATION | 2/1/20 | 2/1/21 |  |  |  | Oximeter, Pulse | OXIMETERPULSE-Masimo Corp-RADICAL 7 | [12 empty] | OP-A | [10 empty] | OXIMETERPULSE | Oximeter, Pulse | Masimo Corp
YES | YES |  |  |  | 069-45150 | 069-45150 | Masimo Corp. | RADICAL-7 |  |  | SW - HVI - OR |  |  |  |  | 069-45150 | 069-45150 | Southwest | Memorial Hermann Southwest Hospital | SW - HVI - OR | SW-HVI-OR | 3/1/20 |  | 3/1/21 |  |  |  | OXIMETERPULSE-Masimo Corp-RADICAL 7
YES | YES |  |  |  | 099-14850 | 099-14850 | Masimo Corp. | RADICAL-7 |  |  | TMC - MHTMC - CENTRAL SUPPLY (OLD) |  |  |  |  | 099-14850 | 099-14850 | TMC | Memorial Hermann-Texas Medical Center | TMC - MHTMC - CENTRAL SUPPLY (OLD) | Biomed | [6 empty] | OXIMETERPULSE-Masimo Corp-RADICAL 7
NO | YES |  |  |  | 069-29962 | 069-29962 | Masimo Corp. | RADICAL-7 |  |  | TMC-MHTMC-Central Supply (Old) |  |  |  |  | 069-29962 | 069-29962 | TMC | MHHS-TMC | TMC-MHTMC-Central Supply (Old) | Clean Utility
YES | YES |  |  |  |  | 077-07212 | Masimo Corp. | RADICAL-7 |  |  | TMC - CHILDRENS - L | [5 empty] | 077-07212 | TMC |  | TMC - CHILDRENS - L | [7 empty] | OXIMETERPULSE-Masimo Corp-RADICAL 7
NO | YES |  |  |  | 077-06880 | 077-06880 | Masimo Corp. | RADICAL-7 |  |  | TMC - CHILDRENS - SPD |  |  |  |  | 077-06880 | 077-06880 | TMC | Memorial Hermann-Texas Medical Center | TMC - CHILDRENS - SPD | TMC - SPD
YES | YES |  |  |  | 069-45259 | 069-45259 | Masimo Corp. | RADICAL-7 |  |  | TMC - CHILDRENS - SPD |  |  |  |  | 069-45259 | 069-45259 | TMC | Memorial Hermann-Texas Medical Center | TMC - CHILDRENS - SPD | TMC - SPD | 10/1/19 |  | 10/1/20 |  |  |  | OXIMETERPULSE-Masimo Corp-RADICAL 7
YES | YES |  |  |  | 099-09965 | 099-09965 | Masimo Corp. | RADICAL-7 |  |  | TMC - SAROFIM 2 - OR |  |  |  |  | 099-09965 | 099-09965 | TMC | Memorial Hermann-Texas Medical Center | TMC - SAROFIM 2 - OR | Or 10 |  |  |  | No pm |  |  | OXIMETERPULSE-Masimo Corp-RADICAL 7
YES | YES |  |  |  | 077-06888 | 077-06888 | Masimo Corp. | RADICAL-7 |  |  | TMC - RADIOLOGY - JONES PAVILION |  |  |  |  | 077-06888 | 077-06888 | TMC | Memorial Hermann-Texas Medical Center | TMC - RADIOLOGY - JONES PAVILION | J2.313 | [6 empty] | OXIMETERPULSE-Masimo Corp-RADICAL 7
YES | YES |  |  |  | 069-29855 | 069-29855 | Masimo Corp. | RADICAL-7 |  | T043375 | [5 empty] | 069-29855 | 069-29855 |  |  |  |  | 2/1/19 |  | 2/1/20 |  |  |  | OXIMETERPULSE-Masimo Corp-RADICAL 7
YES | YES |  |  |  | 005-13271 | 005-13271 | Masimo Corp. | RADICAL-7 |  |  | SE - RADIOLOGY |  |  |  |  | 005-13271 | 005-13271 | Southeast | Memorial Hermann- SE - RADIOLOGY | SE - RADIOLOGY | CT1 | [6 empty] | OXIMETERPULSE-Masimo Corp-RADICAL 7
YES | YES |  |  |  | 005-13265 | 005-13265 | Masimo Corp. | RADICAL-7 |  |  | Ob Ed |  |  |  |  | 005-13265 | 005-13265 | Southeast | Memorial Hermann Southeast Hospital | Ob Ed | Storage | 4/1/20 |  | 1/1/21 |  |  |  | OXIMETERPULSE-Masimo Corp-RADICAL 7
YES | YES |  |  |  | 041-33526 | 041-33526 | Masimo Corp. | RADICAL-7 |  |  | MH MG - (MC) - MC CARDIOLOGY (MP4) STE400 |  |  |  |  | 041-33526 | 041-33526 |  | Memorial Hermann City - suite 100 | MH MG - (MC) - MC CARDIOLOGY (MP4) STE400 | Cancer Center | 4/1/20 |  |  | No PM Sticker |  |  | OXIMETERPULSE-Masimo Corp-RADICAL 7
YES | YES | [5 empty] | Masimo Corp. | RADICAL-7 |  |  | MEMORIAL CITY - OUTPATIENT SURGERY RECOVERY | [6 empty] | West | West memorial hospital - memorial herman hospital | MEMORIAL CITY - OUTPATIENT SURGERY RECOVERY | Imaging |  |  |  | No pm found | OXIMETERS, PULSE
YES | YES | [5 empty] | Masimo Corp. | RADICAL-7 |  |  | MEMORIAL CITY - OUTPATIENT SURGERY RECOVERY | [6 empty] | West | West memorial hospital - memorial herman hospital | MEMORIAL CITY - OUTPATIENT SURGERY RECOVERY | Imaging |  |  |  | No pm found | OXIMETERS, PULSE
NO | YES |  |  |  |  | 041-15817 | Masimo Corp. | RADICAL-7 |  |  | Memorial city | [5 empty] | 041-15817 | West | Memorial Hermann Medical Group Memorial City (#100) | Memorial city | 10 floor storage |  |  |  |  | OXIMETERS, PULSE
NO | NO |  |  |  | 151-02380 |  | Masimo Corp. | RADICAL-7 |  |  | CY - 3 SOUTH | MHHS-Cypress |  | Oximeter, Pulse |  | 151-02380 |  | Northwest & Cypress |  | CY - 3 SOUTH | [5 empty] | OXIMETERS, PULSE |  | OXIMETERPULSE-Masimo Corp-RADICAL 7 | OXIMETERPULSE | RADICAL 7 |  |  |  | Masimo Corp | Oximeter, Pulse |  |  | OXIMETERPULSE-Masimo Corp-RADICAL 7 |  |  |  | Covered PM Repair - Biomedical | MHHS-Cypress
NO | NO |  |  |  | 151-02381 |  | Masimo Corp. | RADICAL-7 |  |  | CY - 3 SOUTH | MHHS-Cypress |  | Oximeter, Pulse |  | 151-02381 |  | Northwest & Cypress |  | CY - 3 SOUTH | [5 empty] | OXIMETERS, PULSE |  | OXIMETERPULSE-Masimo Corp-RADICAL 7 | OXIMETERPULSE | RADICAL 7 |  |  |  | Masimo Corp | Oximeter, Pulse |  |  | OXIMETERPULSE-Masimo Corp-RADICAL 7 |  |  |  | Covered PM Repair - Biomedical | MHHS-Cypress
NO | NO |  |  |  | 009-10706 |  | Masimo Corp. | RADICAL-7 |  |  | CY - MEDSURG | MHHS-Cypress |  | Oximeter, Pulse |  | 009-10706 |  | Northwest & Cypress |  | CY - MEDSURG | [5 empty] | OXIMETERS, PULSE |  | OXIMETERPULSE-Masimo Corp-RADICAL 7 | OXIMETERPULSE | RADICAL 7 |  |  |  | Masimo Corp | Oximeter, Pulse |  |  | OXIMETERPULSE-Masimo Corp-RADICAL 7 |  |  |  | Covered PM Repair - Biomedical | MHHS-Cypress
NO | NO |  |  |  | 009-10720 |  | Masimo Corp. | RADICAL-7 |  |  | CY - MEDSURG | MHHS-Cypress |  | Oximeter, Pulse |  | 009-10720 |  | Northwest & Cypress |  | CY - MEDSURG | [5 empty] | OXIMETERS, PULSE |  | OXIMETERPULSE-Masimo Corp-RADICAL 7 | OXIMETERPULSE | RADICAL 7 |  |  |  | Masimo Corp | Oximeter, Pulse |  |  | OXIMETERPULSE-Masimo Corp-RADICAL 7 |  |  |  | Not Covered Vendor Only - Biomedical | MHHS-Cypress
NO | NO |  |  |  | 009-10721 |  | Masimo Corp. | RADICAL-7 |  |  | CY - MEDSURG | MHHS-Cypress |  | Oximeter, Pulse |  | 009-10721 |  | Northwest & Cypress |  | CY - MEDSURG | [5 empty] | OXIMETERS, PULSE |  | OXIMETERPULSE-Masimo Corp-RADICAL 7 | OXIMETERPULSE | RADICAL 7 |  |  |  | Masimo Corp | Oximeter, Pulse |  |  | OXIMETERPULSE-Masimo Corp-RADICAL 7 |  |  |  | Not Covered Vendor Only - Biomedical | MHHS-Cypress
NO | NO |  |  |  | 151-02379 |  | Masimo Corp. | RADICAL-7 |  |  | CY - MEDSURG | MHHS-Cypress |  | Oximeter, Pulse |  | 151-02379 |  | Northwest & Cypress |  | CY - MEDSURG | [5 empty] | OXIMETERS, PULSE |  | OXIMETERPULSE-Masimo Corp-RADICAL 7 | OXIMETERPULSE | RADICAL 7 |  |  |  | Masimo Corp | Oximeter, Pulse |  |  | OXIMETERPULSE-Masimo Corp-RADICAL 7 |  |  |  | Covered PM Repair - Biomedical | MHHS-Cypress
NO | NO | [5 empty] | Masimo Corp. | RADICAL-7 |  | T036402 | GH - CATH LAB | MHHS-Greater Heights |  | Oximeter, Pulse |  |  |  | Central & Greater Heights |  | GH - CATH LAB | [5 empty] | OXIMETERS, PULSE |  | OXIMETERPULSE-Masimo Corp-RADICAL 7 | OXIMETERPULSE | RADICAL 7 |  |  |  | Masimo Corp | Oximeter, Pulse |  |  | OXIMETERPULSE-Masimo Corp-RADICAL 7 |  |  |  | Covered PM Repair - Biomedical | MHHS-Greater Heights
NO | NO | [5 empty] | Masimo Corp. | RADICAL-7 |  | T036424 | GH - CATH LAB | MHHS-Greater Heights |  | Oximeter, Pulse |  |  |  | Central & Greater Heights |  | GH - CATH LAB | [5 empty] | OXIMETERS, PULSE |  | OXIMETERPULSE-Masimo Corp-RADICAL 7 | OXIMETERPULSE | RADICAL 7 |  |  |  | Masimo Corp | Oximeter, Pulse |  |  | OXIMETERPULSE-Masimo Corp-RADICAL 7 |  |  |  | Covered PM Repair - Biomedical | MHHS-Greater Heights
NO | NO | [5 empty] | Masimo Corp. | RADICAL-7 |  | T036556 | GH - LABOR & DELIVERY - OR | MHHS-Greater Heights |  | Oximeter, Pulse |  |  |  | Central & Greater Heights |  | GH - LABOR & DELIVERY - OR | [5 empty] | OXIMETERS, PULSE |  | OXIMETERPULSE-Masimo Corp-RADICAL 7 | OXIMETERPULSE | RADICAL 7 |  |  |  | Masimo Corp | Oximeter, Pulse |  |  | OXIMETERPULSE-Masimo Corp-RADICAL 7 |  |  |  | Covered PM Repair - Biomedical | MHHS-Greater Heights
NO | NO | [5 empty] | Masimo Corp. | RADICAL-7 |  | T031185 | GH - MOTHER & BABY | MHHS-Greater Heights |  | Oximeter, Pulse |  |  |  | Central & Greater Heights |  | GH - MOTHER & BABY | [5 empty] | OXIMETERS, PULSE |  | OXIMETERPULSE-Masimo Corp-RADICAL 7 | OXIMETERPULSE | RADICAL 7 |  |  |  | Masimo Corp | Oximeter, Pulse |  |  | OXIMETERPULSE-Masimo Corp-RADICAL 7 |  |  |  | Covered PM Repair - Biomedical | MHHS-Greater Heights
NO | NO | [5 empty] | Masimo Corp. | RADICAL-7 |  | T037244 | GH - MOTHER & BABY | MHHS-Greater Heights |  | Oximeter, Pulse |  |  |  | Central & Greater Heights |  | GH - MOTHER & BABY | [5 empty] | OXIMETERS, PULSE |  | OXIMETERPULSE-Masimo Corp-RADICAL 7 | OXIMETERPULSE | RADICAL 7 |  |  |  | Masimo Corp | Oximeter, Pulse |  |  | OXIMETERPULSE-Masimo Corp-RADICAL 7 |  |  |  | Covered PM Repair - Biomedical | MHHS-Greater Heights
NO | NO | [5 empty] | Masimo Corp. | RADICAL-7 |  | T033676 | GH - NICU | MHHS-Greater Heights |  | Oximeter, Pulse |  |  |  | Central & Greater Heights |  | GH - NICU | [5 empty] | OXIMETERS, PULSE |  | OXIMETERPULSE-Masimo Corp-RADICAL 7 | OXIMETERPULSE | RADICAL 7 |  |  |  | Masimo Corp | Oximeter, Pulse |  |  | OXIMETERPULSE-Masimo Corp-RADICAL 7 |  |  |  | Covered PM Repair - Biomedical | MHHS-Greater Heights
NO | NO | [5 empty] | Masimo Corp. | RADICAL-7 |  | T036959 | GH - NICU | MHHS-Greater Heights |  | Oximeter, Pulse |  |  |  | Central & Greater Heights |  | GH - NICU | [5 empty] | OXIMETERS, PULSE |  | OXIMETERPULSE-Masimo Corp-RADICAL 7 | OXIMETERPULSE | RADICAL 7 |  |  |  | Masimo Corp | Oximeter, Pulse |  |  | OXIMETERPULSE-Masimo Corp-RADICAL 7 |  |  |  | Covered PM Repair - Biomedical | MHHS-Greater Heights
NO | NO | [5 empty] | Masimo Corp. | RADICAL-7 |  | T036526 | GH - NICU | MHHS-Greater Heights |  | Oximeter, Pulse |  |  |  | Central & Greater Heights |  | GH - NICU | [5 empty] | OXIMETERS, PULSE |  | OXIMETERPULSE-Masimo Corp-RADICAL 7 | OXIMETERPULSE | RADICAL 7 |  |  |  | Masimo Corp | Oximeter, Pulse |  |  | OXIMETERPULSE-Masimo Corp-RADICAL 7 |  |  |  | Covered PM Repair - Biomedical | MHHS-Greater Heights
NO | NO | [5 empty] | Masimo Corp. | RADICAL-7 |  | T037180 | GH - NICU | MHHS-Greater Heights |  | Oximeter, Pulse |  |  |  | Central & Greater Heights |  | GH - NICU | [5 empty] | OXIMETERS, PULSE |  | OXIMETERPULSE-Masimo Corp-RADICAL 7 | OXIMETERPULSE | RADICAL 7 |  |  |  | Masimo Corp | Oximeter, Pulse |  |  | OXIMETERPULSE-Masimo Corp-RADICAL 7 |  |  |  | Covered PM Repair - Biomedical | MHHS-Greater Heights
NO | NO | [5 empty] | Masimo Corp. | RADICAL-7 |  | T037114 | GH - NICU | MHHS-Greater Heights |  | Oximeter, Pulse |  |  |  | Central & Greater Heights |  | GH - NICU | [5 empty] | OXIMETERS, PULSE |  | OXIMETERPULSE-Masimo Corp-RADICAL 7 | OXIMETERPULSE | RADICAL 7 |  |  |  | Masimo Corp | Oximeter, Pulse |  |  | OXIMETERPULSE-Masimo Corp-RADICAL 7 |  |  |  | Covered PM Repair - Biomedical | MHHS-Greater Heights
NO | NO |  |  |  | 009-07602 |  | Masimo Corp. | RADICAL-7 |  | T036960 | GH - RESPIRATORY | MHHS-Greater Heights |  | Oximeter, Pulse |  | 009-07602 |  | Central & Greater Heights |  | GH - RESPIRATORY | [5 empty] | OXIMETERS, PULSE |  | OXIMETERPULSE-Masimo Corp-RADICAL 7 | OXIMETERPULSE | RADICAL 7 |  |  |  | Masimo Corp | Oximeter, Pulse |  |  | OXIMETERPULSE-Masimo Corp-RADICAL 7 |  |  |  | Covered PM Repair - Biomedical | MHHS-Greater Heights
NO | NO |  |  |  | 009-07630 |  | Masimo Corp. | RADICAL-7 |  | T033585 | GH - RESPIRATORY | MHHS-Greater Heights |  | Oximeter, Pulse |  | 009-07630 |  | Central & Greater Heights |  | GH - RESPIRATORY | [5 empty] | OXIMETERS, PULSE |  | OXIMETERPULSE-Masimo Corp-RADICAL 7 | OXIMETERPULSE | RADICAL 7 |  |  |  | Masimo Corp | Oximeter, Pulse |  |  | OXIMETERPULSE-Masimo Corp-RADICAL 7 |  |  |  | Covered PM Repair - Biomedical | MHHS-Greater Heights
NO | NO |  |  |  | 009-07638 |  | Masimo Corp. | RADICAL-7 |  | T036538 | GH - RESPIRATORY | MHHS-Greater Heights |  | Oximeter, Pulse |  | 009-07638 |  | Central & Greater Heights |  | GH - RESPIRATORY | [5 empty] | OXIMETERS, PULSE |  | OXIMETERPULSE-Masimo Corp-RADICAL 7 | OXIMETERPULSE | RADICAL 7 |  |  |  | Masimo Corp | Oximeter, Pulse |  |  | OXIMETERPULSE-Masimo Corp-RADICAL 7 |  |  |  | Covered PM Repair - Biomedical | MHHS-Greater Heights
NO | NO | [5 empty] | Masimo Corp. | RADICAL-7 |  | T036409 | GH - RESPIRATORY | MHHS-Greater Heights |  | Oximeter, Pulse |  |  |  | Central & Greater Heights |  | GH - RESPIRATORY | [5 empty] | OXIMETERS, PULSE |  | OXIMETERPULSE-Masimo Corp-RADICAL 7 | OXIMETERPULSE | RADICAL 7 |  |  |  | Masimo Corp | Oximeter, Pulse |  |  | OXIMETERPULSE-Masimo Corp-RADICAL 7 |  |  |  | Covered PM Repair - Biomedical | MHHS-Greater Heights
NO | NO | [5 empty] | Masimo Corp. | RADICAL-7 |  | T037316 | GH - RESPIRATORY | MHHS-Greater Heights |  | Oximeter, Pulse |  |  |  | Central & Greater Heights |  | GH - RESPIRATORY | [5 empty] | OXIMETERS, PULSE |  | OXIMETERPULSE-Masimo Corp-RADICAL 7 | OXIMETERPULSE | RADICAL 7 |  |  |  | Masimo Corp | Oximeter, Pulse |  |  | OXIMETERPULSE-Masimo Corp-RADICAL 7 |  |  |  | Covered PM Repair - Biomedical | MHHS-Greater Heights
NO | NO | [5 empty] | Masimo Corp. | RADICAL-7 |  | T036509 | GH - RESPIRATORY | MHHS-Greater Heights |  | Oximeter, Pulse |  |  |  | Central & Greater Heights |  | GH - RESPIRATORY | [5 empty] | OXIMETERS, PULSE |  | OXIMETERPULSE-Masimo Corp-RADICAL 7 | OXIMETERPULSE | RADICAL 7 |  |  |  | Masimo Corp | Oximeter, Pulse |  |  | OXIMETERPULSE-Masimo Corp-RADICAL 7 |  |  |  | Covered PM Repair - Biomedical | MHHS-Greater Heights
NO | NO | [5 empty] | Masimo Corp. | RADICAL-7 |  | T037165 | GH - RESPIRATORY | MHHS-Greater Heights |  | Oximeter, Pulse |  |  |  | Central & Greater Heights |  | GH - RESPIRATORY | [5 empty] | OXIMETERS, PULSE |  | OXIMETERPULSE-Masimo Corp-RADICAL 7 | OXIMETERPULSE | RADICAL 7 |  |  |  | Masimo Corp | Oximeter, Pulse |  |  | OXIMETERPULSE-Masimo Corp-RADICAL 7 |  |  |  | Covered PM Repair - Biomedical | MHHS-Greater Heights
NO | NO | [5 empty] | Masimo Corp. | RADICAL-7 |  | T037028 | GH - RESPIRATORY | MHHS-Greater Heights |  | Oximeter, Pulse |  |  |  | Central & Greater Heights |  | GH - RESPIRATORY | [5 empty] | OXIMETERS, PULSE |  | OXIMETERPULSE-Masimo Corp-RADICAL 7 | OXIMETERPULSE | RADICAL 7 |  |  |  | Masimo Corp | Oximeter, Pulse |  |  | OXIMETERPULSE-Masimo Corp-RADICAL 7 |  |  |  | Covered PM Repair - Biomedical | MHHS-Greater Heights
NO | NO | [5 empty] | Masimo Corp. | RADICAL-7 |  | T037266 | GH - RESPIRATORY | MHHS-Greater Heights |  | Oximeter, Pulse |  |  |  | Central & Greater Heights |  | GH - RESPIRATORY | [5 empty] | OXIMETERS, PULSE |  | OXIMETERPULSE-Masimo Corp-RADICAL 7 | OXIMETERPULSE | RADICAL 7 |  |  |  | Masimo Corp | Oximeter, Pulse |  |  | OXIMETERPULSE-Masimo Corp-RADICAL 7 |  |  |  | Covered PM Repair - Biomedical | MHHS-Greater Heights
NO | NO | [5 empty] | Masimo Corp. | RADICAL-7 |  | T036455 | GH - RESPIRATORY | MHHS-Greater Heights |  | Oximeter, Pulse |  |  |  | Central & Greater Heights |  | GH - RESPIRATORY | [5 empty] | OXIMETERS, PULSE |  | OXIMETERPULSE-Masimo Corp-RADICAL 7 | OXIMETERPULSE | RADICAL 7 |  |  |  | Masimo Corp | Oximeter, Pulse |  |  | OXIMETERPULSE-Masimo Corp-RADICAL 7 |  |  |  | Covered PM Repair - Biomedical | MHHS-Greater Heights
NO | NO | [5 empty] | Masimo Corp. | RADICAL-7 |  | T036355 | GH - RESPIRATORY | MHHS-Greater Heights |  | Oximeter, Pulse |  |  |  | Central & Greater Heights |  | GH - RESPIRATORY | [5 empty] | OXIMETERS, PULSE |  | OXIMETERPULSE-Masimo Corp-RADICAL 7 | OXIMETERPULSE | RADICAL 7 |  |  |  | Masimo Corp | Oximeter, Pulse |  |  | OXIMETERPULSE-Masimo Corp-RADICAL 7 |  |  |  | Covered PM Repair - Biomedical | MHHS-Greater Heights
NO | NO |  |  |  | 133-07729 |  | Masimo Corp. | RADICAL-7 |  | T038016 | KATY - BIOMEDICAL SERVICES | MHHS-Katy |  | Oximeter, Pulse |  | 133-07729 |  | Katy |  | KATY - BIOMEDICAL SERVICES | [5 empty] | OXIMETERS, PULSE |  | OXIMETERPULSE-Masimo Corp-RADICAL 7 | OXIMETERPULSE | RADICAL 7 |  |  |  | Masimo Corp | Oximeter, Pulse |  |  | OXIMETERPULSE-Masimo Corp-RADICAL 7 |  |  |  | Covered PM Repair - Biomedical | MHHS-Katy
NO | NO |  |  |  | 133-07730 |  | Masimo Corp. | RADICAL-7 |  |  | KATY - CARDIOLOGY | MHHS-Katy |  | Oximeter, Pulse |  | 133-07730 |  | Katy |  | KATY - CARDIOLOGY | [5 empty] | OXIMETERS, PULSE |  | OXIMETERPULSE-Masimo Corp-RADICAL 7 | OXIMETERPULSE | RADICAL 7 |  |  |  | Masimo Corp | Oximeter, Pulse |  |  | OXIMETERPULSE-Masimo Corp-RADICAL 7 |  |  |  | Not Covered Vendor Only - Biomedical | MHHS-Katy
NO | NO |  |  |  | 133-07731 |  | Masimo Corp. | RADICAL-7 |  | T038113 | KATY - CARDIOLOGY | MHHS-Katy |  | Oximeter, Pulse |  | 133-07731 |  | Katy |  | KATY - CARDIOLOGY | [5 empty] | OXIMETERS, PULSE |  | OXIMETERPULSE-Masimo Corp-RADICAL 7 | OXIMETERPULSE | RADICAL 7 |  |  |  | Masimo Corp | Oximeter, Pulse |  |  | OXIMETERPULSE-Masimo Corp-RADICAL 7 |  |  |  | Covered PM Repair - Biomedical | MHHS-Katy
NO | NO |  |  |  | 133-07353 |  | Masimo Corp. | RADICAL-7 |  | T042175 | KATY - CENTRAL SUPPLY | MHHS-Katy |  | Oximeter, Pulse |  | 133-07353 |  | Katy |  | KATY - CENTRAL SUPPLY | [5 empty] | OXIMETERS, PULSE |  | OXIMETERPULSE-Masimo Corp-RADICAL 7 | OXIMETERPULSE | RADICAL 7 |  |  |  | Masimo Corp | Oximeter, Pulse |  |  | OXIMETERPULSE-Masimo Corp-RADICAL 7 |  |  |  | Covered PM Repair - Biomedical | MHHS-Katy
NO | NO |  |  |  | 133-08839 |  | Masimo Corp. | RADICAL-7 |  | T042097 | KATY - CENTRAL SUPPLY | MHHS-Katy |  | Oximeter, Pulse |  | 133-08839 |  | Katy |  | KATY - CENTRAL SUPPLY | [5 empty] | OXIMETERS, PULSE |  | OXIMETERPULSE-Masimo Corp-RADICAL 7 | OXIMETERPULSE | RADICAL 7 |  |  |  | Masimo Corp | Oximeter, Pulse |  |  | OXIMETERPULSE-Masimo Corp-RADICAL 7 |  |  |  | Covered PM Repair - Biomedical | MHHS-Katy
NO | NO | [5 empty] | Masimo Corp. | RADICAL-7 |  |  | MEMORIAL CITY - MOR PREOP | MHHS-Mem City |  | Oximeter, Pulse |  |  |  | West & Memorial City |  | MEMORIAL CITY - MOR PREOP | [5 empty] | OXIMETERS, PULSE |  | OXIMETERPULSE-Masimo Corp-RADICAL 7 | OXIMETERPULSE | RADICAL 7 |  |  |  | Masimo Corp | Oximeter, Pulse |  |  | OXIMETERPULSE-Masimo Corp-RADICAL 7 |  |  |  | Covered PM Repair - Biomedical | MHHS-Mem City
NO | NO | [5 empty] | Masimo Corp. | RADICAL-7 |  |  | MEMORIAL CITY - MOR PREOP | MHHS-Mem City |  | Oximeter, Pulse |  |  |  | West & Memorial City |  | MEMORIAL CITY - MOR PREOP | [5 empty] | OXIMETERS, PULSE |  | OXIMETERPULSE-Masimo Corp-RADICAL 7 | OXIMETERPULSE | RADICAL 7 |  |  |  | Masimo Corp | Oximeter, Pulse |  |  | OXIMETERPULSE-Masimo Corp-RADICAL 7 |  |  |  | Covered PM Repair - Biomedical | MHHS-Mem City
NO | NO |  |  |  | 041-15797 |  | Masimo Corp. | RADICAL-7 |  |  | MEMORIAL CITY - OUTPATIENT SURGERY | MHHS-Mem City |  | Oximeter, Pulse |  | 041-15797 |  | West & Memorial City |  | MEMORIAL CITY - OUTPATIENT SURGERY | [5 empty] | OXIMETERS, PULSE |  | OXIMETERPULSE-Masimo Corp-RADICAL 7 | OXIMETERPULSE | RADICAL 7 |  |  |  | Masimo Corp | Oximeter, Pulse |  |  | OXIMETERPULSE-Masimo Corp-RADICAL 7 |  |  |  | Covered PM Repair - Biomedical | MHHS-Mem City
NO | NO |  |  |  | 041-15798 |  | Masimo Corp. | RADICAL-7 |  | T041831 | MEMORIAL CITY - OUTPATIENT SURGERY | MHHS-Mem City |  | Oximeter, Pulse |  | 041-15798 |  | West & Memorial City |  | MEMORIAL CITY - OUTPATIENT SURGERY | [5 empty] | OXIMETERS, PULSE |  | OXIMETERPULSE-Masimo Corp-RADICAL 7 | OXIMETERPULSE | RADICAL 7 |  |  |  | Masimo Corp | Oximeter, Pulse |  |  | OXIMETERPULSE-Masimo Corp-RADICAL 7 |  |  |  | Covered PM Repair - Biomedical | MHHS-Mem City
NO | NO |  |  |  | 041-15821 |  | Masimo Corp. | RADICAL-7 |  |  | MEMORIAL CITY - OUTPATIENT SURGERY | MHHS-Mem City |  | Oximeter, Pulse |  | 041-15821 |  | West & Memorial City |  | MEMORIAL CITY - OUTPATIENT SURGERY | [5 empty] | OXIMETERS, PULSE |  | OXIMETERPULSE-Masimo Corp-RADICAL 7 | OXIMETERPULSE | RADICAL 7 |  |  |  | Masimo Corp | Oximeter, Pulse |  |  | OXIMETERPULSE-Masimo Corp-RADICAL 7 |  |  |  | Covered PM Repair - Biomedical | MHHS-Mem City
NO | NO |  |  |  | 041-15822 |  | Masimo Corp. | RADICAL-7 |  | T041510 | MEMORIAL CITY - OUTPATIENT SURGERY | MHHS-Mem City |  | Oximeter, Pulse |  | 041-15822 |  | West & Memorial City |  | MEMORIAL CITY - OUTPATIENT SURGERY | [5 empty] | OXIMETERS, PULSE |  | OXIMETERPULSE-Masimo Corp-RADICAL 7 | OXIMETERPULSE | RADICAL 7 |  |  |  | Masimo Corp | Oximeter, Pulse |  |  | OXIMETERPULSE-Masimo Corp-RADICAL 7 |  |  |  | Covered PM Repair - Biomedical | MHHS-Mem City
NO | NO |  |  |  | 041-15839 |  | Masimo Corp. | RADICAL-7 |  |  | MEMORIAL CITY - OUTPATIENT SURGERY | MHHS-Mem City |  | Oximeter, Pulse |  | 041-15839 |  | West & Memorial City |  | MEMORIAL CITY - OUTPATIENT SURGERY | [5 empty] | OXIMETERS, PULSE |  | OXIMETERPULSE-Masimo Corp-RADICAL 7 | OXIMETERPULSE | RADICAL 7 |  |  |  | Masimo Corp | Oximeter, Pulse |  |  | OXIMETERPULSE-Masimo Corp-RADICAL 7 |  |  |  | Covered PM Repair - Biomedical | MHHS-Mem City
NO | NO | [5 empty] | Masimo Corp. | RADICAL-7 |  |  | MEMORIAL CITY - OUTPATIENT SURGERY | MHHS-Mem City |  | Oximeter, Pulse |  |  |  | West & Memorial City |  | MEMORIAL CITY - OUTPATIENT SURGERY | [5 empty] | OXIMETERS, PULSE |  | OXIMETERPULSE-Masimo Corp-RADICAL 7 | OXIMETERPULSE | RADICAL 7 |  |  |  | Masimo Corp | Oximeter, Pulse |  |  | OXIMETERPULSE-Masimo Corp-RADICAL 7 |  |  |  | Covered PM Repair - Biomedical | MHHS-Mem City
NO | NO | [5 empty] | Masimo Corp. | RADICAL-7 |  |  | MEMORIAL CITY - OUTPATIENT SURGERY | MHHS-Mem City |  | Oximeter, Pulse |  |  |  | West & Memorial City |  | MEMORIAL CITY - OUTPATIENT SURGERY | [5 empty] | OXIMETERS, PULSE |  | OXIMETERPULSE-Masimo Corp-RADICAL 7 | OXIMETERPULSE | RADICAL 7 |  |  |  | Masimo Corp | Oximeter, Pulse |  |  | OXIMETERPULSE-Masimo Corp-RADICAL 7 |  |  |  | Covered PM Repair - Biomedical | MHHS-Mem City
NO | NO | [5 empty] | Masimo Corp. | RADICAL-7 |  |  | MEMORIAL CITY - OUTPATIENT SURGERY | MHHS-Mem City |  | Oximeter, Pulse |  |  |  | West & Memorial City |  | MEMORIAL CITY - OUTPATIENT SURGERY | [5 empty] | OXIMETERS, PULSE |  | OXIMETERPULSE-Masimo Corp-RADICAL 7 | OXIMETERPULSE | RADICAL 7 |  |  |  | Masimo Corp | Oximeter, Pulse |  |  | OXIMETERPULSE-Masimo Corp-RADICAL 7 |  |  |  | Covered PM Repair - Biomedical | MHHS-Mem City
NO | NO | [5 empty] | Masimo Corp. | RADICAL-7 |  |  | MEMORIAL CITY - OUTPATIENT SURGERY | MHHS-Mem City |  | Oximeter, Pulse |  |  |  | West & Memorial City |  | MEMORIAL CITY - OUTPATIENT SURGERY | [5 empty] | OXIMETERS, PULSE |  | OXIMETERPULSE-Masimo Corp-RADICAL 7 | OXIMETERPULSE | RADICAL 7 |  |  |  | Masimo Corp | Oximeter, Pulse |  |  | OXIMETERPULSE-Masimo Corp-RADICAL 7 |  |  |  | Covered PM Repair - Biomedical | MHHS-Mem City
NO | NO |  |  |  | 041-15829 |  | Masimo Corp. | RADICAL-7 |  |  | MEMORIAL CITY - OUTPATIENT SURGERY RECOVERY | MHHS-Mem City |  | Oximeter, Pulse |  | 041-15829 |  | West & Memorial City |  | MEMORIAL CITY - OUTPATIENT SURGERY RECOVERY | [5 empty] | OXIMETERS, PULSE |  | OXIMETERPULSE-Masimo Corp-RADICAL 7 | OXIMETERPULSE | RADICAL 7 |  |  |  | Masimo Corp | Oximeter, Pulse |  |  | OXIMETERPULSE-Masimo Corp-RADICAL 7 |  |  |  | Not Covered Vendor Only - Biomedical | MHHS-Mem City
NO | NO | [5 empty] | Masimo Corp. | RADICAL-7 |  |  | MEMORIAL CITY - OUTPATIENT SURGERY RECOVERY | MHHS-Mem City |  | Oximeter, Pulse |  |  |  | West & Memorial City |  | MEMORIAL CITY - OUTPATIENT SURGERY RECOVERY | [5 empty] | OXIMETERS, PULSE |  | OXIMETERPULSE-Masimo Corp-RADICAL 7 | OXIMETERPULSE | RADICAL 7 |  |  |  | Masimo Corp | Oximeter, Pulse |  |  | OXIMETERPULSE-Masimo Corp-RADICAL 7 |  |  |  | Covered PM Repair - Biomedical | MHHS-Mem City
NO | NO | [5 empty] | Masimo Corp. | RADICAL-7 |  | T041466 | MEMORIAL CITY - RADIOLOGY - INPATIENT | MHHS-Mem City |  | Oximeter, Pulse |  |  |  | West & Memorial City |  | MEMORIAL CITY - RADIOLOGY - INPATIENT | [5 empty] | OXIMETERS, PULSE |  | OXIMETERPULSE-Masimo Corp-RADICAL 7 | OXIMETERPULSE | RADICAL 7 |  |  |  | Masimo Corp | Oximeter, Pulse |  |  | OXIMETERPULSE-Masimo Corp-RADICAL 7 |  |  |  | Covered PM Repair - Biomedical | MHHS-Mem City
NO | NO | [5 empty] | Masimo Corp. | RADICAL-7 |  |  | MEMORIAL CITY - RADIOLOGY - INPATIENT | MHHS-Mem City |  | Oximeter, Pulse |  |  |  | West & Memorial City |  | MEMORIAL CITY - RADIOLOGY - INPATIENT | [5 empty] | OXIMETERS, PULSE |  | OXIMETERPULSE-Masimo Corp-RADICAL 7 | OXIMETERPULSE | RADICAL 7 |  |  |  | Masimo Corp | Oximeter, Pulse |  |  | OXIMETERPULSE-Masimo Corp-RADICAL 7 |  |  |  | Covered PM Repair - Biomedical | MHHS-Mem City
NO | NO | [5 empty] | Masimo Corp. | RADICAL-7 |  | T042178 | NE - CENTRAL SUPPLY | MHHS-Northeast |  | Oximeter, Pulse |  |  |  | Katy |  | NE - CENTRAL SUPPLY | [5 empty] | OXIMETERS, PULSE |  | OXIMETERPULSE-Masimo Corp-RADICAL 7 | OXIMETERPULSE | RADICAL 7 |  |  |  | Masimo Corp | Oximeter, Pulse |  |  | OXIMETERPULSE-Masimo Corp-RADICAL 7 |  |  |  | Covered PM Repair - Biomedical | MHHS-Northeast
NO | NO | [5 empty] | Masimo Corp. | RADICAL-7 |  | T041903 | NE - CENTRAL SUPPLY | MHHS-Northeast |  | Oximeter, Pulse |  |  |  | Katy |  | NE - CENTRAL SUPPLY | [5 empty] | OXIMETERS, PULSE |  | OXIMETERPULSE-Masimo Corp-RADICAL 7 | OXIMETERPULSE | RADICAL 7 |  |  |  | Masimo Corp | Oximeter, Pulse |  |  | OXIMETERPULSE-Masimo Corp-RADICAL 7 |  |  |  | Covered PM Repair - Biomedical | MHHS-Northeast
NO | NO | [5 empty] | Masimo Corp. | RADICAL-7 |  | T041418 | NE - CENTRAL SUPPLY | MHHS-Northeast |  | Oximeter, Pulse |  |  |  | Katy |  | NE - CENTRAL SUPPLY | [5 empty] | OXIMETERS, PULSE |  | OXIMETERPULSE-Masimo Corp-RADICAL 7 | OXIMETERPULSE | RADICAL 7 |  |  |  | Masimo Corp | Oximeter, Pulse |  |  | OXIMETERPULSE-Masimo Corp-RADICAL 7 |  |  |  | Covered PM Repair - Biomedical | MHHS-Northeast
NO | NO | [5 empty] | Masimo Corp. | RADICAL-7 |  |  | NE - CENTRAL SUPPLY | MHHS-Northeast |  | Oximeter, Pulse |  |  |  | Katy |  | NE - CENTRAL SUPPLY | [5 empty] | OXIMETERS, PULSE |  | OXIMETERPULSE-Masimo Corp-RADICAL 7 | OXIMETERPULSE | RADICAL 7 |  |  |  | Masimo Corp | Oximeter, Pulse |  |  | OXIMETERPULSE-Masimo Corp-RADICAL 7 |  |  |  | Covered PM Repair - Biomedical | MHHS-Northeast
NO | NO | [5 empty] | Masimo Corp. | RADICAL-7 |  | T042176 | NE - CENTRAL SUPPLY | MHHS-Northeast |  | Oximeter, Pulse |  |  |  | Katy |  | NE - CENTRAL SUPPLY | [5 empty] | OXIMETERS, PULSE |  | OXIMETERPULSE-Masimo Corp-RADICAL 7 | OXIMETERPULSE | RADICAL 7 |  |  |  | Masimo Corp | Oximeter, Pulse |  |  | OXIMETERPULSE-Masimo Corp-RADICAL 7 |  |  |  | Covered PM Repair - Biomedical | MHHS-Northeast
NO | NO | [5 empty] | Masimo Corp. | RADICAL-7 |  | T041846 | NE - CENTRAL SUPPLY | MHHS-Northeast |  | Oximeter, Pulse |  |  |  | Katy |  | NE - CENTRAL SUPPLY | [5 empty] | OXIMETERS, PULSE |  | OXIMETERPULSE-Masimo Corp-RADICAL 7 | OXIMETERPULSE | RADICAL 7 |  |  |  | Masimo Corp | Oximeter, Pulse |  |  | OXIMETERPULSE-Masimo Corp-RADICAL 7 |  |  |  | Covered PM Repair - Biomedical | MHHS-Northeast
NO | NO | [5 empty] | Masimo Corp. | RADICAL-7 |  |  | NE - CENTRAL SUPPLY | MHHS-Northeast |  | Oximeter, Pulse |  |  |  | Katy |  | NE - CENTRAL SUPPLY | [5 empty] | OXIMETERS, PULSE |  | OXIMETERPULSE-Masimo Corp-RADICAL 7 | OXIMETERPULSE | RADICAL 7 |  |  |  | Masimo Corp | Oximeter, Pulse |  |  | OXIMETERPULSE-Masimo Corp-RADICAL 7 |  |  |  | Covered PM Repair - Biomedical | MHHS-Northeast
NO | NO | [5 empty] | Masimo Corp. | RADICAL-7 |  | T033644 | NE - CENTRAL SUPPLY | MHHS-Northeast |  | Oximeter, Pulse |  |  |  | Katy |  | NE - CENTRAL SUPPLY | [5 empty] | OXIMETERS, PULSE |  | OXIMETERPULSE-Masimo Corp-RADICAL 7 | OXIMETERPULSE | RADICAL 7 |  |  |  | Masimo Corp | Oximeter, Pulse |  |  | OXIMETERPULSE-Masimo Corp-RADICAL 7 |  |  |  | Not Covered Vendor Only - Biomedical | MHHS-Northeast
NO | NO | [5 empty] | Masimo Corp. | RADICAL-7 |  | T043180 | NE - OR | MHHS-Northeast |  | Oximeter, Pulse |  |  |  | Katy |  | NE - OR | [5 empty] | OXIMETERS, PULSE |  | OXIMETERPULSE-Masimo Corp-RADICAL 7 | OXIMETERPULSE | RADICAL 7 |  |  |  | Masimo Corp | Oximeter, Pulse |  |  | OXIMETERPULSE-Masimo Corp-RADICAL 7 |  |  |  | Not Covered Vendor Only - Biomedical | MHHS-Northeast
NO | NO | [5 empty] | Masimo Corp. | RADICAL-7 |  | T043162 | NE - OR | MHHS-Northeast |  | Oximeter, Pulse |  |  |  | Katy |  | NE - OR | [5 empty] | OXIMETERS, PULSE |  | OXIMETERPULSE-Masimo Corp-RADICAL 7 | OXIMETERPULSE | RADICAL 7 |  |  |  | Masimo Corp | Oximeter, Pulse |  |  | OXIMETERPULSE-Masimo Corp-RADICAL 7 |  |  |  | Covered PM Repair - Biomedical | MHHS-Northeast
NO | NO | [5 empty] | Masimo Corp. | RADICAL-7 |  | J09319 | NE - RESPIRATORY | MHHS-Northeast |  | Oximeter, Pulse |  |  |  | Katy |  | NE - RESPIRATORY | [5 empty] | OXIMETERS, PULSE |  | OXIMETERPULSE-Masimo Corp-RADICAL 7 | OXIMETERPULSE | RADICAL 7 |  |  |  | Masimo Corp | Oximeter, Pulse |  |  | OXIMETERPULSE-Masimo Corp-RADICAL 7 |  |  |  | Covered PM Repair - Biomedical | MHHS-Northeast
NO | NO |  |  |  | 005-08053 |  | Masimo Corp. | RADICAL-7 |  | T033737 | SE - CENTRAL SUPPLY | MHHS-Southeast |  | Oximeter, Pulse |  | 005-08053 |  | Southeast & Bay Area |  | SE - CENTRAL SUPPLY | [5 empty] | OXIMETERS, PULSE |  | OXIMETERPULSE-Masimo Corp-RADICAL 7 | OXIMETERPULSE | RADICAL 7 |  |  |  | Masimo Corp | Oximeter, Pulse |  |  | OXIMETERPULSE-Masimo Corp-RADICAL 7 |  |  |  | Covered PM Repair - Biomedical | MHHS-Southeast
NO | NO |  |  |  | 005-08003 |  | Masimo Corp. | RADICAL-7 |  | T036601 | SE - LABOR & DELIVERY | MHHS-Southeast |  | Oximeter, Pulse |  | 005-08003 |  | Southeast & Bay Area |  | SE - LABOR & DELIVERY | [5 empty] | OXIMETERS, PULSE |  | OXIMETERPULSE-Masimo Corp-RADICAL 7 | OXIMETERPULSE | RADICAL 7 |  |  |  | Masimo Corp | Oximeter, Pulse |  |  | OXIMETERPULSE-Masimo Corp-RADICAL 7 |  |  |  | Covered PM Repair - Biomedical | MHHS-Southeast
NO | NO |  |  |  | 005-08019 |  | Masimo Corp. | RADICAL-7 |  | T036435 | SE - RADIOLOGY | MHHS-Southeast |  | Oximeter, Pulse |  | 005-08019 |  | Southeast & Bay Area |  | SE - RADIOLOGY | [5 empty] | OXIMETERS, PULSE |  | OXIMETERPULSE-Masimo Corp-RADICAL 7 | OXIMETERPULSE | RADICAL 7 |  |  |  | Masimo Corp | Oximeter, Pulse |  |  | OXIMETERPULSE-Masimo Corp-RADICAL 7 |  |  |  | Covered PM Repair - Biomedical | MHHS-Southeast
NO | NO |  |  |  | 013-18752 |  | Masimo Corp. | RADICAL-7 |  | T042060 | SW - HVI - OR | MHHS-Southwest |  | Oximeter, Pulse |  | 013-18752 |  | Southwest |  | SW - HVI - OR | [5 empty] | OXIMETERS, PULSE |  | OXIMETERPULSE-Masimo Corp-RADICAL 7 | OXIMETERPULSE | RADICAL 7 |  |  |  | Masimo Corp | Oximeter, Pulse |  |  | OXIMETERPULSE-Masimo Corp-RADICAL 7 |  |  |  | Covered PM Repair - Biomedical | MHHS-Southwest
NO | NO | [5 empty] | Masimo Corp. | RADICAL-7 |  | T041953 | SW - HVI - OR | MHHS-Southwest |  | Oximeter, Pulse |  |  |  | Southwest |  | SW - HVI - OR | [5 empty] | OXIMETERS, PULSE |  | OXIMETERPULSE-Masimo Corp-RADICAL 7 | OXIMETERPULSE | RADICAL 7 |  |  |  | Masimo Corp | Oximeter, Pulse |  |  | OXIMETERPULSE-Masimo Corp-RADICAL 7 |  |  |  | Covered PM Repair - Biomedical | MHHS-Southwest
NO | NO | [5 empty] | Masimo Corp. | RADICAL-7 |  | T042035 | SW - HVI - OR | MHHS-Southwest |  | Oximeter, Pulse |  |  |  | Southwest |  | SW - HVI - OR | [5 empty] | OXIMETERS, PULSE |  | OXIMETERPULSE-Masimo Corp-RADICAL 7 | OXIMETERPULSE | RADICAL 7 |  |  |  | Masimo Corp | Oximeter, Pulse |  |  | OXIMETERPULSE-Masimo Corp-RADICAL 7 |  |  |  | Covered PM Repair - Biomedical | MHHS-Southwest
NO | NO | [5 empty] | Masimo Corp. | RADICAL-7 |  | T042037 | SW - INFUSION SUITE | MHHS-Southwest |  | Oximeter, Pulse |  |  |  | Southwest |  | SW - INFUSION SUITE | [5 empty] | OXIMETERS, PULSE |  | OXIMETERPULSE-Masimo Corp-RADICAL 7 | OXIMETERPULSE | RADICAL 7 |  |  |  | Masimo Corp | Oximeter, Pulse |  |  | OXIMETERPULSE-Masimo Corp-RADICAL 7 |  |  |  | Covered PM Repair - Biomedical | MHHS-Southwest
NO | NO | [5 empty] | Masimo Corp. | RADICAL-7 |  | T036672 | SW - LABOR & DELIVERY | MHHS-Southwest |  | Oximeter, Pulse |  |  |  | Southwest |  | SW - LABOR & DELIVERY | [5 empty] | OXIMETERS, PULSE |  | OXIMETERPULSE-Masimo Corp-RADICAL 7 | OXIMETERPULSE | RADICAL 7 |  |  |  | Masimo Corp | Oximeter, Pulse |  |  | OXIMETERPULSE-Masimo Corp-RADICAL 7 |  |  |  | Covered PM Repair - Biomedical | MHHS-Southwest
NO | NO | [5 empty] | Masimo Corp. | RADICAL-7 |  | T041799 | SW - LABOR & DELIVERY | MHHS-Southwest |  | Oximeter, Pulse |  |  |  | Southwest |  | SW - LABOR & DELIVERY | [5 empty] | OXIMETERS, PULSE |  | OXIMETERPULSE-Masimo Corp-RADICAL 7 | OXIMETERPULSE | RADICAL 7 |  |  |  | Masimo Corp | Oximeter, Pulse |  |  | OXIMETERPULSE-Masimo Corp-RADICAL 7 |  |  |  | Covered PM Repair - Biomedical | MHHS-Southwest
NO | NO | [5 empty] | Masimo Corp. | RADICAL-7 |  | T041912 | SW - LABOR & DELIVERY | MHHS-Southwest |  | Oximeter, Pulse |  |  |  | Southwest |  | SW - LABOR & DELIVERY | [5 empty] | OXIMETERS, PULSE |  | OXIMETERPULSE-Masimo Corp-RADICAL 7 | OXIMETERPULSE | RADICAL 7 |  |  |  | Masimo Corp | Oximeter, Pulse |  |  | OXIMETERPULSE-Masimo Corp-RADICAL 7 |  |  |  | Covered PM Repair - Biomedical | MHHS-Southwest
NO | NO | [5 empty] | Masimo Corp. | RADICAL-7 |  | T042027 | SW - LABOR & DELIVERY | MHHS-Southwest |  | Oximeter, Pulse |  |  |  | Southwest |  | SW - LABOR & DELIVERY | [5 empty] | OXIMETERS, PULSE |  | OXIMETERPULSE-Masimo Corp-RADICAL 7 | OXIMETERPULSE | RADICAL 7 |  |  |  | Masimo Corp | Oximeter, Pulse |  |  | OXIMETERPULSE-Masimo Corp-RADICAL 7 |  |  |  | Covered PM Repair - Biomedical | MHHS-Southwest
NO | NO | [5 empty] | Masimo Corp. | RADICAL-7 |  | T041956 | SW - LABOR & DELIVERY | MHHS-Southwest |  | Oximeter, Pulse |  |  |  | Southwest |  | SW - LABOR & DELIVERY | [5 empty] | OXIMETERS, PULSE |  | OXIMETERPULSE-Masimo Corp-RADICAL 7 | OXIMETERPULSE | RADICAL 7 |  |  |  | Masimo Corp | Oximeter, Pulse |  |  | OXIMETERPULSE-Masimo Corp-RADICAL 7 |  |  |  | Covered PM Repair - Biomedical | MHHS-Southwest
NO | NO | [5 empty] | Masimo Corp. | RADICAL-7 |  |  | SW - LABOR & DELIVERY | MHHS-Southwest |  | Oximeter, Pulse |  |  |  | Southwest |  | SW - LABOR & DELIVERY | [5 empty] | OXIMETERS, PULSE |  | OXIMETERPULSE-Masimo Corp-RADICAL 7 | OXIMETERPULSE | RADICAL 7 |  |  |  | Masimo Corp | Oximeter, Pulse |  |  | OXIMETERPULSE-Masimo Corp-RADICAL 7 |  |  |  | Covered PM Repair - Biomedical | MHHS-Southwest
NO | NO | [5 empty] | Masimo Corp. | RADICAL-7 |  |  | SW - LABOR & DELIVERY | MHHS-Southwest |  | Oximeter, Pulse |  |  |  | Southwest |  | SW - LABOR & DELIVERY | [5 empty] | OXIMETERS, PULSE |  | OXIMETERPULSE-Masimo Corp-RADICAL 7 | OXIMETERPULSE | RADICAL 7 |  |  |  | Masimo Corp | Oximeter, Pulse |  |  | OXIMETERPULSE-Masimo Corp-RADICAL 7 |  |  |  | Covered PM Repair - Biomedical | MHHS-Southwest
NO | NO |  |  |  | 013-18568 |  | Masimo Corp. | RADICAL-7 |  | T036679 | SW - MED/SURG FLOORS | MHHS-Southwest |  | Oximeter, Pulse |  | 013-18568 |  | Southwest |  | SW - MED/SURG FLOORS | [5 empty] | OXIMETERS, PULSE |  | OXIMETERPULSE-Masimo Corp-RADICAL 7 | OXIMETERPULSE | RADICAL 7 |  |  |  | Masimo Corp | Oximeter, Pulse |  |  | OXIMETERPULSE-Masimo Corp-RADICAL 7 |  |  |  | Covered PM Repair - Biomedical | MHHS-Southwest
NO | NO |  |  |  | 013-18714 |  | Masimo Corp. | RADICAL-7 |  | T036970 | SW - MED/SURG FLOORS | MHHS-Southwest |  | Oximeter, Pulse |  | 013-18714 |  | Southwest |  | SW - MED/SURG FLOORS | [5 empty] | OXIMETERS, PULSE |  | OXIMETERPULSE-Masimo Corp-RADICAL 7 | OXIMETERPULSE | RADICAL 7 |  |  |  | Masimo Corp | Oximeter, Pulse |  |  | OXIMETERPULSE-Masimo Corp-RADICAL 7 |  |  |  | Covered PM Repair - Biomedical | MHHS-Southwest
NO | NO | [5 empty] | Masimo Corp. | RADICAL-7 |  | T041797 | SW - MED/SURG FLOORS | MHHS-Southwest |  | Oximeter, Pulse |  |  |  | Southwest |  | SW - MED/SURG FLOORS | [5 empty] | OXIMETERS, PULSE |  | OXIMETERPULSE-Masimo Corp-RADICAL 7 | OXIMETERPULSE | RADICAL 7 |  |  |  | Masimo Corp | Oximeter, Pulse |  |  | OXIMETERPULSE-Masimo Corp-RADICAL 7 |  |  |  | Covered PM Repair - Biomedical | MHHS-Southwest
NO | NO | [5 empty] | Masimo Corp. | RADICAL-7 |  | T041423 | SW - MED/SURG FLOORS | MHHS-Southwest |  | Oximeter, Pulse |  |  |  | Southwest |  | SW - MED/SURG FLOORS | [5 empty] | OXIMETERS, PULSE |  | OXIMETERPULSE-Masimo Corp-RADICAL 7 | OXIMETERPULSE | RADICAL 7 |  |  |  | Masimo Corp | Oximeter, Pulse |  |  | OXIMETERPULSE-Masimo Corp-RADICAL 7 |  |  |  | Covered PM Repair - Biomedical | MHHS-Southwest
NO | NO | [5 empty] | Masimo Corp. | RADICAL-7 |  | T041961 | SW - MED/SURG FLOORS | MHHS-Southwest |  | Oximeter, Pulse |  |  |  | Southwest |  | SW - MED/SURG FLOORS | [5 empty] | OXIMETERS, PULSE |  | OXIMETERPULSE-Masimo Corp-RADICAL 7 | OXIMETERPULSE | RADICAL 7 |  |  |  | Masimo Corp | Oximeter, Pulse |  |  | OXIMETERPULSE-Masimo Corp-RADICAL 7 |  |  |  | Covered PM Repair - Biomedical | MHHS-Southwest
NO | NO | [5 empty] | Masimo Corp. | RADICAL-7 |  | T041584 | SW - MED/SURG FLOORS | MHHS-Southwest |  | Oximeter, Pulse |  |  |  | Southwest |  | SW - MED/SURG FLOORS | [5 empty] | OXIMETERS, PULSE |  | OXIMETERPULSE-Masimo Corp-RADICAL 7 | OXIMETERPULSE | RADICAL 7 |  |  |  | Masimo Corp | Oximeter, Pulse |  |  | OXIMETERPULSE-Masimo Corp-RADICAL 7 |  |  |  | Covered PM Repair - Biomedical | MHHS-Southwest
NO | NO | [5 empty] | Masimo Corp. | RADICAL-7 |  | T041993 | SW - MED/SURG FLOORS | MHHS-Southwest |  | Oximeter, Pulse |  |  |  | Southwest |  | SW - MED/SURG FLOORS | [5 empty] | OXIMETERS, PULSE |  | OXIMETERPULSE-Masimo Corp-RADICAL 7 | OXIMETERPULSE | RADICAL 7 |  |  |  | Masimo Corp | Oximeter, Pulse |  |  | OXIMETERPULSE-Masimo Corp-RADICAL 7 |  |  |  | Covered PM Repair - Biomedical | MHHS-Southwest
NO | NO | [5 empty] | Masimo Corp. | RADICAL-7 |  | T041895 | SW - MED/SURG FLOORS | MHHS-Southwest |  | Oximeter, Pulse |  |  |  | Southwest |  | SW - MED/SURG FLOORS | [5 empty] | OXIMETERS, PULSE |  | OXIMETERPULSE-Masimo Corp-RADICAL 7 | OXIMETERPULSE | RADICAL 7 |  |  |  | Masimo Corp | Oximeter, Pulse |  |  | OXIMETERPULSE-Masimo Corp-RADICAL 7 |  |  |  | Covered PM Repair - Biomedical | MHHS-Southwest
NO | NO |  |  |  | 013-18622 |  | Masimo Corp. | RADICAL-7 |  | T041887 | SW - NICU | MHHS-Southwest |  | Oximeter, Pulse |  | 013-18622 |  | Southwest |  | SW - NICU | [5 empty] | OXIMETERS, PULSE |  | OXIMETERPULSE-Masimo Corp-RADICAL 7 | OXIMETERPULSE | RADICAL 7 |  |  |  | Masimo Corp | Oximeter, Pulse |  |  | OXIMETERPULSE-Masimo Corp-RADICAL 7 |  |  |  | Covered PM Repair - Biomedical | MHHS-Southwest
NO | NO | [5 empty] | Masimo Corp. | RADICAL-7 |  | T041915 | SW - NICU | MHHS-Southwest |  | Oximeter, Pulse |  |  |  | Southwest |  | SW - NICU | [5 empty] | OXIMETERS, PULSE |  | OXIMETERPULSE-Masimo Corp-RADICAL 7 | OXIMETERPULSE | RADICAL 7 |  |  |  | Masimo Corp | Oximeter, Pulse |  |  | OXIMETERPULSE-Masimo Corp-RADICAL 7 |  |  |  | Covered PM Repair - Biomedical | MHHS-Southwest
NO | NO | [5 empty] | Masimo Corp. | RADICAL-7 |  |  | SW - NICU | MHHS-Southwest |  | Oximeter, Pulse |  |  |  | Southwest |  | SW - NICU | [5 empty] | OXIMETERS, PULSE |  | OXIMETERPULSE-Masimo Corp-RADICAL 7 | OXIMETERPULSE | RADICAL 7 |  |  |  | Masimo Corp | Oximeter, Pulse |  |  | OXIMETERPULSE-Masimo Corp-RADICAL 7 |  |  |  | Covered PM Repair - Biomedical | MHHS-Southwest
NO | NO | [5 empty] | Masimo Corp. | RADICAL-7 |  | T042020 | SW - NICU | MHHS-Southwest |  | Oximeter, Pulse |  |  |  | Southwest |  | SW - NICU | [5 empty] | OXIMETERS, PULSE |  | OXIMETERPULSE-Masimo Corp-RADICAL 7 | OXIMETERPULSE | RADICAL 7 |  |  |  | Masimo Corp | Oximeter, Pulse |  |  | OXIMETERPULSE-Masimo Corp-RADICAL 7 |  |  |  | Covered PM Repair - Biomedical | MHHS-Southwest
NO | NO | [5 empty] | Masimo Corp. | RADICAL-7 |  |  | SW - NICU | MHHS-Southwest |  | Oximeter, Pulse |  |  |  | Southwest |  | SW - NICU | [5 empty] | OXIMETERS, PULSE |  | OXIMETERPULSE-Masimo Corp-RADICAL 7 | OXIMETERPULSE | RADICAL 7 |  |  |  | Masimo Corp | Oximeter, Pulse |  |  | OXIMETERPULSE-Masimo Corp-RADICAL 7 |  |  |  | Covered PM Repair - Biomedical | MHHS-Southwest
NO | NO | [5 empty] | Masimo Corp. | RADICAL-7 |  |  | SW - NICU | MHHS-Southwest |  | Oximeter, Pulse |  |  |  | Southwest |  | SW - NICU | [5 empty] | OXIMETERS, PULSE |  | OXIMETERPULSE-Masimo Corp-RADICAL 7 | OXIMETERPULSE | RADICAL 7 |  |  |  | Masimo Corp | Oximeter, Pulse |  |  | OXIMETERPULSE-Masimo Corp-RADICAL 7 |  |  |  | Covered PM Repair - Biomedical | MHHS-Southwest
NO | NO | [5 empty] | Masimo Corp. | RADICAL-7 |  | T036631 | SW - NICU | MHHS-Southwest |  | Oximeter, Pulse |  |  |  | Southwest |  | SW - NICU | [5 empty] | OXIMETERS, PULSE |  | OXIMETERPULSE-Masimo Corp-RADICAL 7 | OXIMETERPULSE | RADICAL 7 |  |  |  | Masimo Corp | Oximeter, Pulse |  |  | OXIMETERPULSE-Masimo Corp-RADICAL 7 |  |  |  | Not Covered Vendor Only - Biomedical | MHHS-Southwest
NO | NO | [5 empty] | Masimo Corp. | RADICAL-7 |  |  | SW - NICU | MHHS-Southwest |  | Oximeter, Pulse |  |  |  | Southwest |  | SW - NICU | [5 empty] | OXIMETERS, PULSE |  | OXIMETERPULSE-Masimo Corp-RADICAL 7 | OXIMETERPULSE | RADICAL 7 |  |  |  | Masimo Corp | Oximeter, Pulse |  |  | OXIMETERPULSE-Masimo Corp-RADICAL 7 |  |  |  | Covered PM Repair - Biomedical | MHHS-Southwest
NO | NO | [5 empty] | Masimo Corp. | RADICAL-7 |  | T042034 | SW - NICU | MHHS-Southwest |  | Oximeter, Pulse |  |  |  | Southwest |  | SW - NICU | [5 empty] | OXIMETERS, PULSE |  | OXIMETERPULSE-Masimo Corp-RADICAL 7 | OXIMETERPULSE | RADICAL 7 |  |  |  | Masimo Corp | Oximeter, Pulse |  |  | OXIMETERPULSE-Masimo Corp-RADICAL 7 |  |  |  | Not Covered Vendor Only - Biomedical | MHHS-Southwest
NO | NO | [5 empty] | Masimo Corp. | RADICAL-7 |  |  | SW - NICU | MHHS-Southwest |  | Oximeter, Pulse |  |  |  | Southwest |  | SW - NICU | [5 empty] | OXIMETERS, PULSE |  | OXIMETERPULSE-Masimo Corp-RADICAL 7 | OXIMETERPULSE | RADICAL 7 |  |  |  | Masimo Corp | Oximeter, Pulse |  |  | OXIMETERPULSE-Masimo Corp-RADICAL 7 |  |  |  | Not Covered Vendor Only - Biomedical | MHHS-Southwest
NO | NO | [5 empty] | Masimo Corp. | RADICAL-7 |  | T041540 | SW - NICU | MHHS-Southwest |  | Oximeter, Pulse |  |  |  | Southwest |  | SW - NICU | [5 empty] | OXIMETERS, PULSE |  | OXIMETERPULSE-Masimo Corp-RADICAL 7 | OXIMETERPULSE | RADICAL 7 |  |  |  | Masimo Corp | Oximeter, Pulse |  |  | OXIMETERPULSE-Masimo Corp-RADICAL 7 |  |  |  | Covered PM Repair - Biomedical | MHHS-Southwest
NO | NO | [5 empty] | Masimo Corp. | RADICAL-7 |  | T036430 | SW - NICU | MHHS-Southwest |  | Oximeter, Pulse |  |  |  | Southwest |  | SW - NICU | [5 empty] | OXIMETERS, PULSE |  | OXIMETERPULSE-Masimo Corp-RADICAL 7 | OXIMETERPULSE | RADICAL 7 |  |  |  | Masimo Corp | Oximeter, Pulse |  |  | OXIMETERPULSE-Masimo Corp-RADICAL 7 |  |  |  | Covered PM Repair - Biomedical | MHHS-Southwest
NO | NO | [5 empty] | Masimo Corp. | RADICAL-7 |  | T041854 | SW - NICU | MHHS-Southwest |  | Oximeter, Pulse |  |  |  | Southwest |  | SW - NICU | [5 empty] | OXIMETERS, PULSE |  | OXIMETERPULSE-Masimo Corp-RADICAL 7 | OXIMETERPULSE | RADICAL 7 |  |  |  | Masimo Corp | Oximeter, Pulse |  |  | OXIMETERPULSE-Masimo Corp-RADICAL 7 |  |  |  | Covered PM Repair - Biomedical | MHHS-Southwest
NO | NO | [5 empty] | Masimo Corp. | RADICAL-7 |  | T041996 | SW - NICU | MHHS-Southwest |  | Oximeter, Pulse |  |  |  | Southwest |  | SW - NICU | [5 empty] | OXIMETERS, PULSE |  | OXIMETERPULSE-Masimo Corp-RADICAL 7 | OXIMETERPULSE | RADICAL 7 |  |  |  | Masimo Corp | Oximeter, Pulse |  |  | OXIMETERPULSE-Masimo Corp-RADICAL 7 |  |  |  | Covered PM Repair - Biomedical | MHHS-Southwest
NO | NO | [5 empty] | Masimo Corp. | RADICAL-7 |  |  | SW - NICU | MHHS-Southwest |  | Oximeter, Pulse |  |  |  | Southwest |  | SW - NICU | [5 empty] | OXIMETERS, PULSE |  | OXIMETERPULSE-Masimo Corp-RADICAL 7 | OXIMETERPULSE | RADICAL 7 |  |  |  | Masimo Corp | Oximeter, Pulse |  |  | OXIMETERPULSE-Masimo Corp-RADICAL 7 |  |  |  | Not Covered Vendor Only - Biomedical | MHHS-Southwest
NO | NO | [5 empty] | Masimo Corp. | RADICAL-7 |  | T041976 | SW - NICU | MHHS-Southwest |  | Oximeter, Pulse |  |  |  | Southwest |  | SW - NICU | [5 empty] | OXIMETERS, PULSE |  | OXIMETERPULSE-Masimo Corp-RADICAL 7 | OXIMETERPULSE | RADICAL 7 |  |  |  | Masimo Corp | Oximeter, Pulse |  |  | OXIMETERPULSE-Masimo Corp-RADICAL 7 |  |  |  | Covered PM Repair - Biomedical | MHHS-Southwest
NO | NO | [5 empty] | Masimo Corp. | RADICAL-7 |  | T036755 | SW - NICU | MHHS-Southwest |  | Oximeter, Pulse |  |  |  | Southwest |  | SW - NICU | [5 empty] | OXIMETERS, PULSE |  | OXIMETERPULSE-Masimo Corp-RADICAL 7 | OXIMETERPULSE | RADICAL 7 |  |  |  | Masimo Corp | Oximeter, Pulse |  |  | OXIMETERPULSE-Masimo Corp-RADICAL 7 |  |  |  | Covered PM Repair - Biomedical | MHHS-Southwest
NO | NO | [5 empty] | Masimo Corp. | RADICAL-7 |  | T042036 | SW - NICU | MHHS-Southwest |  | Oximeter, Pulse |  |  |  | Southwest |  | SW - NICU | [5 empty] | OXIMETERS, PULSE |  | OXIMETERPULSE-Masimo Corp-RADICAL 7 | OXIMETERPULSE | RADICAL 7 |  |  |  | Masimo Corp | Oximeter, Pulse |  |  | OXIMETERPULSE-Masimo Corp-RADICAL 7 |  |  |  | Not Covered Vendor Only - Biomedical | MHHS-Southwest
NO | NO | [5 empty] | Masimo Corp. | RADICAL-7 |  | need16 | SW - NICU | MHHS-Southwest |  | Oximeter, Pulse |  |  |  | Southwest |  | SW - NICU | [5 empty] | OXIMETERS, PULSE |  | OXIMETERPULSE-Masimo Corp-RADICAL 7 | OXIMETERPULSE | RADICAL 7 |  |  |  | Masimo Corp | Oximeter, Pulse |  |  | OXIMETERPULSE-Masimo Corp-RADICAL 7 |  |  |  | Not Covered Vendor Only - Biomedical | MHHS-Southwest
NO | NO | [5 empty] | Masimo Corp. | RADICAL-7 |  | T041311 | SW - NICU | MHHS-Southwest |  | Oximeter, Pulse |  |  |  | Southwest |  | SW - NICU | [5 empty] | OXIMETERS, PULSE |  | OXIMETERPULSE-Masimo Corp-RADICAL 7 | OXIMETERPULSE | RADICAL 7 |  |  |  | Masimo Corp | Oximeter, Pulse |  |  | OXIMETERPULSE-Masimo Corp-RADICAL 7 |  |  |  | Covered PM Repair - Biomedical | MHHS-Southwest
NO | NO | [5 empty] | Masimo Corp. | RADICAL-7 |  |  | SW - NICU | MHHS-Southwest |  | Oximeter, Pulse |  |  |  | Southwest |  | SW - NICU | [5 empty] | OXIMETERS, PULSE |  | OXIMETERPULSE-Masimo Corp-RADICAL 7 | OXIMETERPULSE | RADICAL 7 |  |  |  | Masimo Corp | Oximeter, Pulse |  |  | OXIMETERPULSE-Masimo Corp-RADICAL 7 |  |  |  | Covered PM Repair - Biomedical | MHHS-Southwest
NO | NO | [5 empty] | Masimo Corp. | RADICAL-7 |  | T042016 | SW - NICU | MHHS-Southwest |  | Oximeter, Pulse |  |  |  | Southwest |  | SW - NICU | [5 empty] | OXIMETERS, PULSE |  | OXIMETERPULSE-Masimo Corp-RADICAL 7 | OXIMETERPULSE | RADICAL 7 |  |  |  | Masimo Corp | Oximeter, Pulse |  |  | OXIMETERPULSE-Masimo Corp-RADICAL 7 |  |  |  | Covered PM Repair - Biomedical | MHHS-Southwest
NO | NO | [5 empty] | Masimo Corp. | RADICAL-7 |  | need | SW - NICU | MHHS-Southwest |  | Oximeter, Pulse |  |  |  | Southwest |  | SW - NICU | [5 empty] | OXIMETERS, PULSE |  | OXIMETERPULSE-Masimo Corp-RADICAL 7 | OXIMETERPULSE | RADICAL 7 |  |  |  | Masimo Corp | Oximeter, Pulse |  |  | OXIMETERPULSE-Masimo Corp-RADICAL 7 |  |  |  | Covered PM Repair - Biomedical | MHHS-Southwest
NO | NO | [5 empty] | Masimo Corp. | RADICAL-7 |  | T041916 | SW - NICU | MHHS-Southwest |  | Oximeter, Pulse |  |  |  | Southwest |  | SW - NICU | [5 empty] | OXIMETERS, PULSE |  | OXIMETERPULSE-Masimo Corp-RADICAL 7 | OXIMETERPULSE | RADICAL 7 |  |  |  | Masimo Corp | Oximeter, Pulse |  |  | OXIMETERPULSE-Masimo Corp-RADICAL 7 |  |  |  | Not Covered Vendor Only - Lab Ana/Anes | MHHS-Southwest
NO | NO | [5 empty] | Masimo Corp. | RADICAL-7 |  | T036899 | SW - NICU | MHHS-Southwest |  | Oximeter, Pulse |  |  |  | Southwest |  | SW - NICU | [5 empty] | OXIMETERS, PULSE |  | OXIMETERPULSE-Masimo Corp-RADICAL 7 | OXIMETERPULSE | RADICAL 7 |  |  |  | Masimo Corp | Oximeter, Pulse |  |  | OXIMETERPULSE-Masimo Corp-RADICAL 7 |  |  |  | Not Covered Vendor Only - Lab Ana/Anes | MHHS-Southwest
NO | NO | [5 empty] | Masimo Corp. | RADICAL-7 |  | T041952 | SW - NICU | MHHS-Southwest |  | Oximeter, Pulse |  |  |  | Southwest |  | SW - NICU | [5 empty] | OXIMETERS, PULSE |  | OXIMETERPULSE-Masimo Corp-RADICAL 7 | OXIMETERPULSE | RADICAL 7 |  |  |  | Masimo Corp | Oximeter, Pulse |  |  | OXIMETERPULSE-Masimo Corp-RADICAL 7 |  |  |  | Covered PM Repair - Biomedical | MHHS-Southwest
NO | NO | [5 empty] | Masimo Corp. | RADICAL-7 |  | T036673 | SW - NICU | MHHS-Southwest |  | Oximeter, Pulse |  |  |  | Southwest |  | SW - NICU | [5 empty] | OXIMETERS, PULSE |  | OXIMETERPULSE-Masimo Corp-RADICAL 7 | OXIMETERPULSE | RADICAL 7 |  |  |  | Masimo Corp | Oximeter, Pulse |  |  | OXIMETERPULSE-Masimo Corp-RADICAL 7 |  |  |  | Not Covered Vendor Only - Biomedical | MHHS-Southwest
NO | NO | [5 empty] | Masimo Corp. | RADICAL-7 |  | T042082 | SW - NICU | MHHS-Southwest |  | Oximeter, Pulse |  |  |  | Southwest |  | SW - NICU | [5 empty] | OXIMETERS, PULSE |  | OXIMETERPULSE-Masimo Corp-RADICAL 7 | OXIMETERPULSE | RADICAL 7 |  |  |  | Masimo Corp | Oximeter, Pulse |  |  | OXIMETERPULSE-Masimo Corp-RADICAL 7 |  |  |  | Not Covered Vendor Only - Biomedical | MHHS-Southwest
NO | NO | [5 empty] | Masimo Corp. | RADICAL-7 |  | T041918 | SW - NICU | MHHS-Southwest |  | Oximeter, Pulse |  |  |  | Southwest |  | SW - NICU | [5 empty] | OXIMETERS, PULSE |  | OXIMETERPULSE-Masimo Corp-RADICAL 7 | OXIMETERPULSE | RADICAL 7 |  |  |  | Masimo Corp | Oximeter, Pulse |  |  | OXIMETERPULSE-Masimo Corp-RADICAL 7 |  |  |  | Not Covered Vendor Only - Biomedical | MHHS-Southwest
NO | NO | [5 empty] | Masimo Corp. | RADICAL-7 |  |  | SW - NICU | MHHS-Southwest |  | Oximeter, Pulse |  |  |  | Southwest |  | SW - NICU | [5 empty] | OXIMETERS, PULSE |  | OXIMETERPULSE-Masimo Corp-RADICAL 7 | OXIMETERPULSE | RADICAL 7 |  |  |  | Masimo Corp | Oximeter, Pulse |  |  | OXIMETERPULSE-Masimo Corp-RADICAL 7 |  |  |  | Covered PM Repair - Biomedical | MHHS-Southwest
NO | NO | [5 empty] | Masimo Corp. | RADICAL-7 |  | T036611 | SW - NICU | MHHS-Southwest |  | Oximeter, Pulse |  |  |  | Southwest |  | SW - NICU | [5 empty] | OXIMETERS, PULSE |  | OXIMETERPULSE-Masimo Corp-RADICAL 7 | OXIMETERPULSE | RADICAL 7 |  |  |  | Masimo Corp | Oximeter, Pulse |  |  | OXIMETERPULSE-Masimo Corp-RADICAL 7 |  |  |  | Covered PM Repair - Biomedical | MHHS-Southwest
NO | NO | [5 empty] | Masimo Corp. | RADICAL-7 |  |  | SW - NICU | MHHS-Southwest |  | Oximeter, Pulse |  |  |  | Southwest |  | SW - NICU | [5 empty] | OXIMETERS, PULSE |  | OXIMETERPULSE-Masimo Corp-RADICAL 7 | OXIMETERPULSE | RADICAL 7 |  |  |  | Masimo Corp | Oximeter, Pulse |  |  | OXIMETERPULSE-Masimo Corp-RADICAL 7 |  |  |  | Covered PM Repair - Radiology, Low End | MHHS-Southwest
NO | NO | [5 empty] | Masimo Corp. | RADICAL-7 |  | T036987 | SW - NICU | MHHS-Southwest |  | Oximeter, Pulse |  |  |  | Southwest |  | SW - NICU | [5 empty] | OXIMETERS, PULSE |  | OXIMETERPULSE-Masimo Corp-RADICAL 7 | OXIMETERPULSE | RADICAL 7 |  |  |  | Masimo Corp | Oximeter, Pulse |  |  | OXIMETERPULSE-Masimo Corp-RADICAL 7 |  |  |  | Not Covered Vendor Only - Lab Ana/Anes | MHHS-Southwest
NO | NO | [5 empty] | Masimo Corp. | RADICAL-7 |  |  | SW - NICU | MHHS-Southwest |  | Oximeter, Pulse |  |  |  | Southwest |  | SW - NICU | [5 empty] | OXIMETERS, PULSE |  | OXIMETERPULSE-Masimo Corp-RADICAL 7 | OXIMETERPULSE | RADICAL 7 |  |  |  | Masimo Corp | Oximeter, Pulse |  |  | OXIMETERPULSE-Masimo Corp-RADICAL 7 |  |  |  | Not Covered Vendor Only - Biomedical | MHHS-Southwest
NO | NO | [5 empty] | Masimo Corp. | RADICAL-7 |  | T042009 | SW - NICU | MHHS-Southwest |  | Oximeter, Pulse |  |  |  | Southwest |  | SW - NICU | [5 empty] | OXIMETERS, PULSE |  | OXIMETERPULSE-Masimo Corp-RADICAL 7 | OXIMETERPULSE | RADICAL 7 |  |  |  | Masimo Corp | Oximeter, Pulse |  |  | OXIMETERPULSE-Masimo Corp-RADICAL 7 |  |  |  | Covered PM Repair - Biomedical | MHHS-Southwest
NO | NO | [5 empty] | Masimo Corp. | RADICAL-7 |  |  | SW - NICU | MHHS-Southwest |  | Oximeter, Pulse |  |  |  | Southwest |  | SW - NICU | [5 empty] | OXIMETERS, PULSE |  | OXIMETERPULSE-Masimo Corp-RADICAL 7 | OXIMETERPULSE | RADICAL 7 |  |  |  | Masimo Corp | Oximeter, Pulse |  |  | OXIMETERPULSE-Masimo Corp-RADICAL 7 |  |  |  | Covered PM Repair - Biomedical | MHHS-Southwest
NO | NO | [5 empty] | Masimo Corp. | RADICAL-7 |  | T036619 | SW - NICU | MHHS-Southwest |  | Oximeter, Pulse |  |  |  | Southwest |  | SW - NICU | [5 empty] | OXIMETERS, PULSE |  | OXIMETERPULSE-Masimo Corp-RADICAL 7 | OXIMETERPULSE | RADICAL 7 |  |  |  | Masimo Corp | Oximeter, Pulse |  |  | OXIMETERPULSE-Masimo Corp-RADICAL 7 |  |  |  | Covered PM Repair - Biomedical | MHHS-Southwest
NO | NO | [5 empty] | Masimo Corp. | RADICAL-7 |  | T041767 | SW - NICU | MHHS-Southwest |  | Oximeter, Pulse |  |  |  | Southwest |  | SW - NICU | [5 empty] | OXIMETERS, PULSE |  | OXIMETERPULSE-Masimo Corp-RADICAL 7 | OXIMETERPULSE | RADICAL 7 |  |  |  | Masimo Corp | Oximeter, Pulse |  |  | OXIMETERPULSE-Masimo Corp-RADICAL 7 |  |  |  | Covered PM Repair - Biomedical | MHHS-Southwest
NO | NO | [5 empty] | Masimo Corp. | RADICAL-7 |  |  | SW - NICU | MHHS-Southwest |  | Oximeter, Pulse |  |  |  | Southwest |  | SW - NICU | [5 empty] | OXIMETERS, PULSE |  | OXIMETERPULSE-Masimo Corp-RADICAL 7 | OXIMETERPULSE | RADICAL 7 |  |  |  | Masimo Corp | Oximeter, Pulse |  |  | OXIMETERPULSE-Masimo Corp-RADICAL 7 |  |  |  | Covered PM Repair - Biomedical | MHHS-Southwest
NO | NO | [5 empty] | Masimo Corp. | RADICAL-7 |  |  | SW - NICU | MHHS-Southwest |  | Oximeter, Pulse |  |  |  | Southwest |  | SW - NICU | [5 empty] | OXIMETERS, PULSE |  | OXIMETERPULSE-Masimo Corp-RADICAL 7 | OXIMETERPULSE | RADICAL 7 |  |  |  | Masimo Corp | Oximeter, Pulse |  |  | OXIMETERPULSE-Masimo Corp-RADICAL 7 |  |  |  | Covered PM Repair - Biomedical | MHHS-Southwest
NO | NO | [5 empty] | Masimo Corp. | RADICAL-7 |  |  | SW - NICU | MHHS-Southwest |  | Oximeter, Pulse |  |  |  | Southwest |  | SW - NICU | [5 empty] | OXIMETERS, PULSE |  | OXIMETERPULSE-Masimo Corp-RADICAL 7 | OXIMETERPULSE | RADICAL 7 |  |  |  | Masimo Corp | Oximeter, Pulse |  |  | OXIMETERPULSE-Masimo Corp-RADICAL 7 |  |  |  | Covered PM Repair - Biomedical | MHHS-Southwest
NO | NO | [5 empty] | Masimo Corp. | RADICAL-7 |  | T041992 | SW - NICU | MHHS-Southwest |  | Oximeter, Pulse |  |  |  | Southwest |  | SW - NICU | [5 empty] | OXIMETERS, PULSE |  | OXIMETERPULSE-Masimo Corp-RADICAL 7 | OXIMETERPULSE | RADICAL 7 |  |  |  | Masimo Corp | Oximeter, Pulse |  |  | OXIMETERPULSE-Masimo Corp-RADICAL 7 |  |  |  | Covered PM Repair - Biomedical | MHHS-Southwest
NO | NO | [5 empty] | Masimo Corp. | RADICAL-7 |  | T041988 | SW - NICU | MHHS-Southwest |  | Oximeter, Pulse |  |  |  | Southwest |  | SW - NICU | [5 empty] | OXIMETERS, PULSE |  | OXIMETERPULSE-Masimo Corp-RADICAL 7 | OXIMETERPULSE | RADICAL 7 |  |  |  | Masimo Corp | Oximeter, Pulse |  |  | OXIMETERPULSE-Masimo Corp-RADICAL 7 |  |  |  | Covered PM Repair - Biomedical | MHHS-Southwest
NO | NO | [5 empty] | Masimo Corp. | RADICAL-7 |  | T041949 | SW - NICU | MHHS-Southwest |  | Oximeter, Pulse |  |  |  | Southwest |  | SW - NICU | [5 empty] | OXIMETERS, PULSE |  | OXIMETERPULSE-Masimo Corp-RADICAL 7 | OXIMETERPULSE | RADICAL 7 |  |  |  | Masimo Corp | Oximeter, Pulse |  |  | OXIMETERPULSE-Masimo Corp-RADICAL 7 |  |  |  | Covered PM Repair - Biomedical | MHHS-Southwest
NO | NO | [5 empty] | Masimo Corp. | RADICAL-7 |  | T036868 | SW - NICU | MHHS-Southwest |  | Oximeter, Pulse |  |  |  | Southwest |  | SW - NICU | [5 empty] | OXIMETERS, PULSE |  | OXIMETERPULSE-Masimo Corp-RADICAL 7 | OXIMETERPULSE | RADICAL 7 |  |  |  | Masimo Corp | Oximeter, Pulse |  |  | OXIMETERPULSE-Masimo Corp-RADICAL 7 |  |  |  | Not Covered Vendor Only - Lab Ana/Anes | MHHS-Southwest
NO | NO | [5 empty] | Masimo Corp. | RADICAL-7 |  | T041969 | SW - NICU | MHHS-Southwest |  | Oximeter, Pulse |  |  |  | Southwest |  | SW - NICU | [5 empty] | OXIMETERS, PULSE |  | OXIMETERPULSE-Masimo Corp-RADICAL 7 | OXIMETERPULSE | RADICAL 7 |  |  |  | Masimo Corp | Oximeter, Pulse |  |  | OXIMETERPULSE-Masimo Corp-RADICAL 7 |  |  |  | Covered PM Repair - Biomedical | MHHS-Southwest
NO | NO | [5 empty] | Masimo Corp. | RADICAL-7 |  |  | SW - NICU | MHHS-Southwest |  | Oximeter, Pulse |  |  |  | Southwest |  | SW - NICU | [5 empty] | OXIMETERS, PULSE |  | OXIMETERPULSE-Masimo Corp-RADICAL 7 | OXIMETERPULSE | RADICAL 7 |  |  |  | Masimo Corp | Oximeter, Pulse |  |  | OXIMETERPULSE-Masimo Corp-RADICAL 7 |  |  |  | Covered PM Repair - Biomedical | MHHS-Southwest
NO | NO | [5 empty] | Masimo Corp. | RADICAL-7 |  | T036678 | SW - NICU | MHHS-Southwest |  | Oximeter, Pulse |  |  |  | Southwest |  | SW - NICU | [5 empty] | OXIMETERS, PULSE |  | OXIMETERPULSE-Masimo Corp-RADICAL 7 | OXIMETERPULSE | RADICAL 7 |  |  |  | Masimo Corp | Oximeter, Pulse |  |  | OXIMETERPULSE-Masimo Corp-RADICAL 7 |  |  |  | Not Covered Vendor Only - Lab Ana/Anes | MHHS-Southwest
NO | NO | [5 empty] | Masimo Corp. | RADICAL-7 |  | need5 | SW - NICU | MHHS-Southwest |  | Oximeter, Pulse |  |  |  | Southwest |  | SW - NICU | [5 empty] | OXIMETERS, PULSE |  | OXIMETERPULSE-Masimo Corp-RADICAL 7 | OXIMETERPULSE | RADICAL 7 |  |  |  | Masimo Corp | Oximeter, Pulse |  |  | OXIMETERPULSE-Masimo Corp-RADICAL 7 |  |  |  | Covered PM Repair - Biomedical | MHHS-Southwest
NO | NO | [5 empty] | Masimo Corp. | RADICAL-7 |  |  | SW - NICU | MHHS-Southwest |  | Oximeter, Pulse |  |  |  | Southwest |  | SW - NICU | [5 empty] | OXIMETERS, PULSE |  | OXIMETERPULSE-Masimo Corp-RADICAL 7 | OXIMETERPULSE | RADICAL 7 |  |  |  | Masimo Corp | Oximeter, Pulse |  |  | OXIMETERPULSE-Masimo Corp-RADICAL 7 |  |  |  | Covered PM Repair - Biomedical | MHHS-Southwest
NO | NO | [5 empty] | Masimo Corp. | RADICAL-7 |  | T041967 | SW - NICU | MHHS-Southwest |  | Oximeter, Pulse |  |  |  | Southwest |  | SW - NICU | [5 empty] | OXIMETERS, PULSE |  | OXIMETERPULSE-Masimo Corp-RADICAL 7 | OXIMETERPULSE | RADICAL 7 |  |  |  | Masimo Corp | Oximeter, Pulse |  |  | OXIMETERPULSE-Masimo Corp-RADICAL 7 |  |  |  | Covered PM Repair - Biomedical | MHHS-Southwest
NO | NO | [5 empty] | Masimo Corp. | RADICAL-7 |  |  | SW - NICU | MHHS-Southwest |  | Oximeter, Pulse |  |  |  | Southwest |  | SW - NICU | [5 empty] | OXIMETERS, PULSE |  | OXIMETERPULSE-Masimo Corp-RADICAL 7 | OXIMETERPULSE | RADICAL 7 |  |  |  | Masimo Corp | Oximeter, Pulse |  |  | OXIMETERPULSE-Masimo Corp-RADICAL 7 |  |  |  | Covered PM Repair - Biomedical | MHHS-Southwest
NO | NO | [5 empty] | Masimo Corp. | RADICAL-7 |  |  | SW - NICU | MHHS-Southwest |  | Oximeter, Pulse |  |  |  | Southwest |  | SW - NICU | [5 empty] | OXIMETERS, PULSE |  | OXIMETERPULSE-Masimo Corp-RADICAL 7 | OXIMETERPULSE | RADICAL 7 |  |  |  | Masimo Corp | Oximeter, Pulse |  |  | OXIMETERPULSE-Masimo Corp-RADICAL 7 |  |  |  | Covered PM Repair - Biomedical | MHHS-Southwest
NO | NO | [5 empty] | Masimo Corp. | RADICAL-7 |  | T036691 | SW - NICU | MHHS-Southwest |  | Oximeter, Pulse |  |  |  | Southwest |  | SW - NICU | [5 empty] | OXIMETERS, PULSE |  | OXIMETERPULSE-Masimo Corp-RADICAL 7 | OXIMETERPULSE | RADICAL 7 |  |  |  | Masimo Corp | Oximeter, Pulse |  |  | OXIMETERPULSE-Masimo Corp-RADICAL 7 |  |  |  | Covered PM Repair - Biomedical | MHHS-Southwest
NO | NO | [5 empty] | Masimo Corp. | RADICAL-7 |  | T041972 | SW - NICU | MHHS-Southwest |  | Oximeter, Pulse |  |  |  | Southwest |  | SW - NICU | [5 empty] | OXIMETERS, PULSE |  | OXIMETERPULSE-Masimo Corp-RADICAL 7 | OXIMETERPULSE | RADICAL 7 |  |  |  | Masimo Corp | Oximeter, Pulse |  |  | OXIMETERPULSE-Masimo Corp-RADICAL 7 |  |  |  | Covered PM Repair - Biomedical | MHHS-Southwest
NO | NO | [5 empty] | Masimo Corp. | RADICAL-7 |  |  | SW - NICU | MHHS-Southwest |  | Oximeter, Pulse |  |  |  | Southwest |  | SW - NICU | [5 empty] | OXIMETERS, PULSE |  | OXIMETERPULSE-Masimo Corp-RADICAL 7 | OXIMETERPULSE | RADICAL 7 |  |  |  | Masimo Corp | Oximeter, Pulse |  |  | OXIMETERPULSE-Masimo Corp-RADICAL 7 |  |  |  | Covered PM Repair - Biomedical | MHHS-Southwest
NO | NO | [5 empty] | Masimo Corp. | RADICAL-7 |  | T036765 | SW - NICU | MHHS-Southwest |  | Oximeter, Pulse |  |  |  | Southwest |  | SW - NICU | [5 empty] | OXIMETERS, PULSE |  | OXIMETERPULSE-Masimo Corp-RADICAL 7 | OXIMETERPULSE | RADICAL 7 |  |  |  | Masimo Corp | Oximeter, Pulse |  |  | OXIMETERPULSE-Masimo Corp-RADICAL 7 |  |  |  | Not Covered Vendor Only - Biomedical | MHHS-Southwest
NO | NO |  |  |  | q1101471 |  | Masimo Corp. | RADICAL-7 |  |  | SW - NICU | MHHS-Southwest |  | Oximeter, Pulse |  | q1101471 |  | Southwest |  | SW - NICU | [5 empty] | OXIMETERS, PULSE |  | OXIMETERPULSE-Masimo Corp-RADICAL 7 | OXIMETERPULSE | RADICAL 7 |  |  |  | Masimo Corp | Oximeter, Pulse |  |  | OXIMETERPULSE-Masimo Corp-RADICAL 7 |  |  |  | Covered PM Repair - Biomedical | MHHS-Southwest
NO | NO |  |  |  | 013-18684 |  | Masimo Corp. | RADICAL-7 |  | T036856 | SW - OR | MHHS-Southwest |  | Oximeter, Pulse |  | 013-18684 |  | Southwest |  | SW - OR | [5 empty] | OXIMETERS, PULSE |  | OXIMETERPULSE-Masimo Corp-RADICAL 7 | OXIMETERPULSE | RADICAL 7 |  |  |  | Masimo Corp | Oximeter, Pulse |  |  | OXIMETERPULSE-Masimo Corp-RADICAL 7 |  |  |  | Covered PM Repair - Biomedical | MHHS-Southwest
NO | NO |  |  |  | 013-18696 |  | Masimo Corp. | RADICAL-7 |  | T041891 | SW - OR | MHHS-Southwest |  | Oximeter, Pulse |  | 013-18696 |  | Southwest |  | SW - OR | [5 empty] | OXIMETERS, PULSE |  | OXIMETERPULSE-Masimo Corp-RADICAL 7 | OXIMETERPULSE | RADICAL 7 |  |  |  | Masimo Corp | Oximeter, Pulse |  |  | OXIMETERPULSE-Masimo Corp-RADICAL 7 |  |  |  | Covered PM Repair - Biomedical | MHHS-Southwest
NO | NO |  |  |  | 013-18698 |  | Masimo Corp. | RADICAL-7 |  | T036774 | SW - OR | MHHS-Southwest |  | Oximeter, Pulse |  | 013-18698 |  | Southwest |  | SW - OR | [5 empty] | OXIMETERS, PULSE |  | OXIMETERPULSE-Masimo Corp-RADICAL 7 | OXIMETERPULSE | RADICAL 7 |  |  |  | Masimo Corp | Oximeter, Pulse |  |  | OXIMETERPULSE-Masimo Corp-RADICAL 7 |  |  |  | Covered PM Repair - Biomedical | MHHS-Southwest
NO | NO |  |  |  | 013-18700 |  | Masimo Corp. | RADICAL-7 |  | T036604 | SW - OR | MHHS-Southwest |  | Oximeter, Pulse |  | 013-18700 |  | Southwest |  | SW - OR | [5 empty] | OXIMETERS, PULSE |  | OXIMETERPULSE-Masimo Corp-RADICAL 7 | OXIMETERPULSE | RADICAL 7 |  |  |  | Masimo Corp | Oximeter, Pulse |  |  | OXIMETERPULSE-Masimo Corp-RADICAL 7 |  |  |  | Covered PM Repair - Biomedical | MHHS-Southwest
NO | NO |  |  |  | 013-18704 |  | Masimo Corp. | RADICAL-7 |  | T042029 | SW - OR | MHHS-Southwest |  | Oximeter, Pulse |  | 013-18704 |  | Southwest |  | SW - OR | [5 empty] | OXIMETERS, PULSE |  | OXIMETERPULSE-Masimo Corp-RADICAL 7 | OXIMETERPULSE | RADICAL 7 |  |  |  | Masimo Corp | Oximeter, Pulse |  |  | OXIMETERPULSE-Masimo Corp-RADICAL 7 |  |  |  | Covered PM Repair - Biomedical | MHHS-Southwest
NO | NO |  |  |  | 013-18734 |  | Masimo Corp. | RADICAL-7 |  | T041977 | SW - OR | MHHS-Southwest |  | Oximeter, Pulse |  | 013-18734 |  | Southwest |  | SW - OR | [5 empty] | OXIMETERS, PULSE |  | OXIMETERPULSE-Masimo Corp-RADICAL 7 | OXIMETERPULSE | RADICAL 7 |  |  |  | Masimo Corp | Oximeter, Pulse |  |  | OXIMETERPULSE-Masimo Corp-RADICAL 7 |  |  |  | Covered PM Repair - Biomedical | MHHS-Southwest
NO | NO |  |  |  | 013-18736 |  | Masimo Corp. | RADICAL-7 |  | T041975 | SW - OR | MHHS-Southwest |  | Oximeter, Pulse |  | 013-18736 |  | Southwest |  | SW - OR | [5 empty] | OXIMETERS, PULSE |  | OXIMETERPULSE-Masimo Corp-RADICAL 7 | OXIMETERPULSE | RADICAL 7 |  |  |  | Masimo Corp | Oximeter, Pulse |  |  | OXIMETERPULSE-Masimo Corp-RADICAL 7 |  |  |  | Covered PM Repair - Biomedical | MHHS-Southwest
NO | NO |  |  |  | 013-18742 |  | Masimo Corp. | RADICAL-7 |  | T041973 | SW - OR | MHHS-Southwest |  | Oximeter, Pulse |  | 013-18742 |  | Southwest |  | SW - OR | [5 empty] | OXIMETERS, PULSE |  | OXIMETERPULSE-Masimo Corp-RADICAL 7 | OXIMETERPULSE | RADICAL 7 |  |  |  | Masimo Corp | Oximeter, Pulse |  |  | OXIMETERPULSE-Masimo Corp-RADICAL 7 |  |  |  | Covered PM Repair - Radiology, Low End | MHHS-Southwest
NO | NO | [5 empty] | Masimo Corp. | RADICAL-7 |  | T041968 | SW - OR | MHHS-Southwest |  | Oximeter, Pulse |  |  |  | Southwest |  | SW - OR | [5 empty] | OXIMETERS, PULSE |  | OXIMETERPULSE-Masimo Corp-RADICAL 7 | OXIMETERPULSE | RADICAL 7 |  |  |  | Masimo Corp | Oximeter, Pulse |  |  | OXIMETERPULSE-Masimo Corp-RADICAL 7 |  |  |  | Covered PM Repair - Biomedical | MHHS-Southwest
NO | NO | [5 empty] | Masimo Corp. | RADICAL-7 |  | T041966 | SW - OR | MHHS-Southwest |  | Oximeter, Pulse |  |  |  | Southwest |  | SW - OR | [5 empty] | OXIMETERS, PULSE |  | OXIMETERPULSE-Masimo Corp-RADICAL 7 | OXIMETERPULSE | RADICAL 7 |  |  |  | Masimo Corp | Oximeter, Pulse |  |  | OXIMETERPULSE-Masimo Corp-RADICAL 7 |  |  |  | Covered PM Repair - Biomedical | MHHS-Southwest
NO | NO | [5 empty] | Masimo Corp. | RADICAL-7 |  | T036696 | SW - OR | MHHS-Southwest |  | Oximeter, Pulse |  |  |  | Southwest |  | SW - OR | [5 empty] | OXIMETERS, PULSE |  | OXIMETERPULSE-Masimo Corp-RADICAL 7 | OXIMETERPULSE | RADICAL 7 |  |  |  | Masimo Corp | Oximeter, Pulse |  |  | OXIMETERPULSE-Masimo Corp-RADICAL 7 |  |  |  | Covered PM Repair - Biomedical | MHHS-Southwest
NO | NO | [5 empty] | Masimo Corp. | RADICAL-7 |  | T041801 | SW - OR | MHHS-Southwest |  | Oximeter, Pulse |  |  |  | Southwest |  | SW - OR | [5 empty] | OXIMETERS, PULSE |  | OXIMETERPULSE-Masimo Corp-RADICAL 7 | OXIMETERPULSE | RADICAL 7 |  |  |  | Masimo Corp | Oximeter, Pulse |  |  | OXIMETERPULSE-Masimo Corp-RADICAL 7 |  |  |  | Not Covered Vendor Only - Biomedical | MHHS-Southwest
NO | NO | [5 empty] | Masimo Corp. | RADICAL-7 |  |  | SW - PREOP | MHHS-Southwest |  | Oximeter, Pulse |  |  |  | Southwest |  | SW - PREOP | [5 empty] | OXIMETERS, PULSE |  | OXIMETERPULSE-Masimo Corp-RADICAL 7 | OXIMETERPULSE | RADICAL 7 |  |  |  | Masimo Corp | Oximeter, Pulse |  |  | OXIMETERPULSE-Masimo Corp-RADICAL 7 |  |  |  | Covered PM Repair - Biomedical | MHHS-Southwest
NO | NO | [5 empty] | Masimo Corp. | RADICAL-7 |  | T041319 | SW - RADIOLOGY | MHHS-Southwest |  | Oximeter, Pulse |  |  |  | Southwest |  | SW - RADIOLOGY | [5 empty] | OXIMETERS, PULSE |  | OXIMETERPULSE-Masimo Corp-RADICAL 7 | OXIMETERPULSE | RADICAL 7 |  |  |  | Masimo Corp | Oximeter, Pulse |  |  | OXIMETERPULSE-Masimo Corp-RADICAL 7 |  |  |  | Covered PM Repair - Biomedical | MHHS-Southwest
NO | NO | [5 empty] | Masimo Corp. | RADICAL-7 |  | T036759 | SW - RADIOLOGY | MHHS-Southwest |  | Oximeter, Pulse |  |  |  | Southwest |  | SW - RADIOLOGY | [5 empty] | OXIMETERS, PULSE |  | OXIMETERPULSE-Masimo Corp-RADICAL 7 | OXIMETERPULSE | RADICAL 7 |  |  |  | Masimo Corp | Oximeter, Pulse |  |  | OXIMETERPULSE-Masimo Corp-RADICAL 7 |  |  |  | Covered PM Repair - Biomedical | MHHS-Southwest
NO | NO | [5 empty] | Masimo Corp. | RADICAL-7 |  |  | SW - RADIOLOGY | MHHS-Southwest |  | Oximeter, Pulse |  |  |  | Southwest |  | SW - RADIOLOGY | [5 empty] | OXIMETERS, PULSE |  | OXIMETERPULSE-Masimo Corp-RADICAL 7 | OXIMETERPULSE | RADICAL 7 |  |  |  | Masimo Corp | Oximeter, Pulse |  |  | OXIMETERPULSE-Masimo Corp-RADICAL 7 |  |  |  | Covered PM Repair - Biomedical | MHHS-Southwest
NO | NO | [5 empty] | Masimo Corp. | RADICAL-7 |  | T041959 | SW - RADIOLOGY | MHHS-Southwest |  | Oximeter, Pulse |  |  |  | Southwest |  | SW - RADIOLOGY | [5 empty] | OXIMETERS, PULSE |  | OXIMETERPULSE-Masimo Corp-RADICAL 7 | OXIMETERPULSE | RADICAL 7 |  |  |  | Masimo Corp | Oximeter, Pulse |  |  | OXIMETERPULSE-Masimo Corp-RADICAL 7 |  |  |  | Covered PM Repair - Biomedical | MHHS-Southwest
NO | NO | [5 empty] | Masimo Corp. | RADICAL-7 |  | T042008 | SW - REHAB | MHHS-Southwest |  | Oximeter, Pulse |  |  |  | Southwest |  | SW - REHAB | [5 empty] | OXIMETERS, PULSE |  | OXIMETERPULSE-Masimo Corp-RADICAL 7 | OXIMETERPULSE | RADICAL 7 |  |  |  | Masimo Corp | Oximeter, Pulse |  |  | OXIMETERPULSE-Masimo Corp-RADICAL 7 |  |  |  | Covered PM Repair - Biomedical | MHHS-Southwest
NO | NO | [5 empty] | Masimo Corp. | RADICAL-7 |  |  | SW - REHAB | MHHS-Southwest |  | Oximeter, Pulse |  |  |  | Southwest |  | SW - REHAB | [5 empty] | OXIMETERS, PULSE |  | OXIMETERPULSE-Masimo Corp-RADICAL 7 | OXIMETERPULSE | RADICAL 7 |  |  |  | Masimo Corp | Oximeter, Pulse |  |  | OXIMETERPULSE-Masimo Corp-RADICAL 7 |  |  |  | Covered PM Repair - Biomedical | MHHS-Southwest
NO | NO | [5 empty] | Masimo Corp. | RADICAL-7 |  | T036782 | SW - REHAB | MHHS-Southwest |  | Oximeter, Pulse |  |  |  | Southwest |  | SW - REHAB | [5 empty] | OXIMETERS, PULSE |  | OXIMETERPULSE-Masimo Corp-RADICAL 7 | OXIMETERPULSE | RADICAL 7 |  |  |  | Masimo Corp | Oximeter, Pulse |  |  | OXIMETERPULSE-Masimo Corp-RADICAL 7 |  |  |  | Covered PM Repair - Biomedical | MHHS-Southwest
NO | NO | [5 empty] | Masimo Corp. | RADICAL-7 |  | T036699 | SW - REHAB | MHHS-Southwest |  | Oximeter, Pulse |  |  |  | Southwest |  | SW - REHAB | [5 empty] | OXIMETERS, PULSE |  | OXIMETERPULSE-Masimo Corp-RADICAL 7 | OXIMETERPULSE | RADICAL 7 |  |  |  | Masimo Corp | Oximeter, Pulse |  |  | OXIMETERPULSE-Masimo Corp-RADICAL 7 |  |  |  | Covered PM Repair - Biomedical | MHHS-Southwest
NO | NO | [5 empty] | Masimo Corp. | RADICAL-7 |  |  | SW - REHAB | MHHS-Southwest |  | Oximeter, Pulse |  |  |  | Southwest |  | SW - REHAB | [5 empty] | OXIMETERS, PULSE |  | OXIMETERPULSE-Masimo Corp-RADICAL 7 | OXIMETERPULSE | RADICAL 7 |  |  |  | Masimo Corp | Oximeter, Pulse |  |  | OXIMETERPULSE-Masimo Corp-RADICAL 7 |  |  |  | Covered PM Repair - Biomedical | MHHS-Southwest
NO | NO |  |  |  | 013-38177 |  | Masimo Corp. | RADICAL-7 |  |  | SW - RESPIRATORY | MHHS-Southwest |  | Oximeter, Pulse |  | 013-38177 |  | Southwest |  | SW - RESPIRATORY | [5 empty] | OXIMETERS, PULSE |  | OXIMETERPULSE-Masimo Corp-RADICAL 7 | OXIMETERPULSE | RADICAL 7 |  |  |  | Masimo Corp | Oximeter, Pulse |  |  | OXIMETERPULSE-Masimo Corp-RADICAL 7 |  |  |  | Covered PM Repair - Biomedical | MHHS-Southwest
NO | NO |  |  |  | 013-38178 |  | Masimo Corp. | RADICAL-7 |  |  | SW - RESPIRATORY | MHHS-Southwest |  | Oximeter, Pulse |  | 013-38178 |  | Southwest |  | SW - RESPIRATORY | [5 empty] | OXIMETERS, PULSE |  | OXIMETERPULSE-Masimo Corp-RADICAL 7 | OXIMETERPULSE | RADICAL 7 |  |  |  | Masimo Corp | Oximeter, Pulse |  |  | OXIMETERPULSE-Masimo Corp-RADICAL 7 |  |  |  | Covered PM Repair - Biomedical | MHHS-Southwest
NO | NO |  |  |  | 013-38812 |  | Masimo Corp. | RADICAL-7 |  |  | SW - RESPIRATORY | MHHS-Southwest |  | Oximeter, Pulse |  | 013-38812 |  | Southwest |  | SW - RESPIRATORY | [5 empty] | OXIMETERS, PULSE |  | OXIMETERPULSE-Masimo Corp-RADICAL 7 | OXIMETERPULSE | RADICAL 7 |  |  |  | Masimo Corp | Oximeter, Pulse |  |  | OXIMETERPULSE-Masimo Corp-RADICAL 7 |  |  |  | Covered PM Repair - Biomedical | MHHS-Southwest
NO | NO |  |  |  | 013-38813 |  | Masimo Corp. | RADICAL-7 |  |  | SW - RESPIRATORY | MHHS-Southwest |  | Oximeter, Pulse |  | 013-38813 |  | Southwest |  | SW - RESPIRATORY | [5 empty] | OXIMETERS, PULSE |  | OXIMETERPULSE-Masimo Corp-RADICAL 7 | OXIMETERPULSE | RADICAL 7 |  |  |  | Masimo Corp | Oximeter, Pulse |  |  | OXIMETERPULSE-Masimo Corp-RADICAL 7 |  |  |  | Covered PM Repair - Biomedical | MHHS-Southwest
NO | NO |  |  |  | 013-38814 |  | Masimo Corp. | RADICAL-7 |  |  | SW - RESPIRATORY | MHHS-Southwest |  | Oximeter, Pulse |  | 013-38814 |  | Southwest |  | SW - RESPIRATORY | [5 empty] | OXIMETERS, PULSE |  | OXIMETERPULSE-Masimo Corp-RADICAL 7 | OXIMETERPULSE | RADICAL 7 |  |  |  | Masimo Corp | Oximeter, Pulse |  |  | OXIMETERPULSE-Masimo Corp-RADICAL 7 |  |  |  | Covered PM Repair - Biomedical | MHHS-Southwest
NO | NO |  |  |  | 013-38816 |  | Masimo Corp. | RADICAL-7 |  |  | SW - RESPIRATORY | MHHS-Southwest |  | Oximeter, Pulse |  | 013-38816 |  | Southwest |  | SW - RESPIRATORY | [5 empty] | OXIMETERS, PULSE |  | OXIMETERPULSE-Masimo Corp-RADICAL 7 | OXIMETERPULSE | RADICAL 7 |  |  |  | Masimo Corp | Oximeter, Pulse |  |  | OXIMETERPULSE-Masimo Corp-RADICAL 7 |  |  |  | Covered PM Repair - Biomedical | MHHS-Southwest
NO | NO |  |  |  | 013-38817 |  | Masimo Corp. | RADICAL-7 |  |  | SW - RESPIRATORY | MHHS-Southwest |  | Oximeter, Pulse |  | 013-38817 |  | Southwest |  | SW - RESPIRATORY | [5 empty] | OXIMETERS, PULSE |  | OXIMETERPULSE-Masimo Corp-RADICAL 7 | OXIMETERPULSE | RADICAL 7 |  |  |  | Masimo Corp | Oximeter, Pulse |  |  | OXIMETERPULSE-Masimo Corp-RADICAL 7 |  |  |  | Covered PM Repair - Biomedical | MHHS-Southwest
NO | NO |  |  |  | 013-38818 |  | Masimo Corp. | RADICAL-7 |  |  | SW - RESPIRATORY | MHHS-Southwest |  | Oximeter, Pulse |  | 013-38818 |  | Southwest |  | SW - RESPIRATORY | [5 empty] | OXIMETERS, PULSE |  | OXIMETERPULSE-Masimo Corp-RADICAL 7 | OXIMETERPULSE | RADICAL 7 |  |  |  | Masimo Corp | Oximeter, Pulse |  |  | OXIMETERPULSE-Masimo Corp-RADICAL 7 |  |  |  | Covered PM Repair - Biomedical | MHHS-Southwest
NO | NO |  |  |  | 013-38820 |  | Masimo Corp. | RADICAL-7 |  |  | SW - RESPIRATORY | MHHS-Southwest |  | Oximeter, Pulse |  | 013-38820 |  | Southwest |  | SW - RESPIRATORY | [5 empty] | OXIMETERS, PULSE |  | OXIMETERPULSE-Masimo Corp-RADICAL 7 | OXIMETERPULSE | RADICAL 7 |  |  |  | Masimo Corp | Oximeter, Pulse |  |  | OXIMETERPULSE-Masimo Corp-RADICAL 7 |  |  |  | Covered PM Repair - Biomedical | MHHS-Southwest
NO | NO |  |  |  | 013-38821 |  | Masimo Corp. | RADICAL-7 |  |  | SW - RESPIRATORY | MHHS-Southwest |  | Oximeter, Pulse |  | 013-38821 |  | Southwest |  | SW - RESPIRATORY | [5 empty] | OXIMETERS, PULSE |  | OXIMETERPULSE-Masimo Corp-RADICAL 7 | OXIMETERPULSE | RADICAL 7 |  |  |  | Masimo Corp | Oximeter, Pulse |  |  | OXIMETERPULSE-Masimo Corp-RADICAL 7 |  |  |  | Covered PM Repair - Biomedical | MHHS-Southwest
NO | NO |  |  |  | 013-38822 |  | Masimo Corp. | RADICAL-7 |  |  | SW - RESPIRATORY | MHHS-Southwest |  | Oximeter, Pulse |  | 013-38822 |  | Southwest |  | SW - RESPIRATORY | [5 empty] | OXIMETERS, PULSE |  | OXIMETERPULSE-Masimo Corp-RADICAL 7 | OXIMETERPULSE | RADICAL 7 |  |  |  | Masimo Corp | Oximeter, Pulse |  |  | OXIMETERPULSE-Masimo Corp-RADICAL 7 |  |  |  | Covered PM Repair - Biomedical | MHHS-Southwest
NO | NO |  |  |  | 013-38823 |  | Masimo Corp. | RADICAL-7 |  |  | SW - RESPIRATORY | MHHS-Southwest |  | Oximeter, Pulse |  | 013-38823 |  | Southwest |  | SW - RESPIRATORY | [5 empty] | OXIMETERS, PULSE |  | OXIMETERPULSE-Masimo Corp-RADICAL 7 | OXIMETERPULSE | RADICAL 7 |  |  |  | Masimo Corp | Oximeter, Pulse |  |  | OXIMETERPULSE-Masimo Corp-RADICAL 7 |  |  |  | Covered PM Repair - Biomedical | MHHS-Southwest
NO | NO |  |  |  | 013-38826 |  | Masimo Corp. | RADICAL-7 |  |  | SW - RESPIRATORY | MHHS-Southwest |  | Oximeter, Pulse |  | 013-38826 |  | Southwest |  | SW - RESPIRATORY | [5 empty] | OXIMETERS, PULSE |  | OXIMETERPULSE-Masimo Corp-RADICAL 7 | OXIMETERPULSE | RADICAL 7 |  |  |  | Masimo Corp | Oximeter, Pulse |  |  | OXIMETERPULSE-Masimo Corp-RADICAL 7 |  |  |  | Covered PM Repair - Biomedical | MHHS-Southwest
NO | NO |  |  |  | 013-38827 |  | Masimo Corp. | RADICAL-7 |  |  | SW - RESPIRATORY | MHHS-Southwest |  | Oximeter, Pulse |  | 013-38827 |  | Southwest |  | SW - RESPIRATORY | [5 empty] | OXIMETERS, PULSE |  | OXIMETERPULSE-Masimo Corp-RADICAL 7 | OXIMETERPULSE | RADICAL 7 |  |  |  | Masimo Corp | Oximeter, Pulse |  |  | OXIMETERPULSE-Masimo Corp-RADICAL 7 |  |  |  | Covered PM Repair - Biomedical | MHHS-Southwest
NO | NO | [5 empty] | Masimo Corp. | RADICAL-7 |  | T041531 | SW - TRANSITION CARE UNIT | MHHS-Southwest |  | Oximeter, Pulse |  |  |  | Southwest |  | SW - TRANSITION CARE UNIT | [5 empty] | OXIMETERS, PULSE |  | OXIMETERPULSE-Masimo Corp-RADICAL 7 | OXIMETERPULSE | RADICAL 7 |  |  |  | Masimo Corp | Oximeter, Pulse |  |  | OXIMETERPULSE-Masimo Corp-RADICAL 7 |  |  |  | Covered PM Repair - Biomedical | MHHS-Southwest
NO | NO |  |  |  | 129-07968 |  | Masimo Corp. | RADICAL-7 |  |  | SUGAR LAND - FAMILY MEDICINE | MHHS-Sugarland |  | Oximeter, Pulse |  | 129-07968 |  | Sugar Land |  | SUGAR LAND - FAMILY MEDICINE | [5 empty] | OXIMETERS, PULSE |  | OXIMETERPULSE-Masimo Corp-RADICAL 7 | OXIMETERPULSE | RADICAL 7 |  |  |  | Masimo Corp | Oximeter, Pulse |  |  | OXIMETERPULSE-Masimo Corp-RADICAL 7 |  |  |  | Covered PM Repair - Biomedical | MHHS-Sugarland
NO | NO |  |  |  | 129-04590 |  | Masimo Corp. | RADICAL-7 |  |  | SUGAR LAND - MED/SURG - WEST 4TH | MHHS-Sugarland |  | Oximeter, Pulse |  | 129-04590 |  | Sugar Land |  | SUGAR LAND - MED/SURG - WEST 4TH | [5 empty] | OXIMETERS, PULSE |  | OXIMETERPULSE-Masimo Corp-RADICAL 7 | OXIMETERPULSE | RADICAL 7 |  |  |  | Masimo Corp | Oximeter, Pulse |  |  | OXIMETERPULSE-Masimo Corp-RADICAL 7 |  |  |  | Covered PM Repair - Biomedical | MHHS-Sugarland
NO | NO |  |  |  | 129-04591 |  | Masimo Corp. | RADICAL-7 |  | T041994 | SUGAR LAND - MED/SURG - WEST 4TH | MHHS-Sugarland |  | Oximeter, Pulse |  | 129-04591 |  | Sugar Land |  | SUGAR LAND - MED/SURG - WEST 4TH | [5 empty] | OXIMETERS, PULSE |  | OXIMETERPULSE-Masimo Corp-RADICAL 7 | OXIMETERPULSE | RADICAL 7 |  |  |  | Masimo Corp | Oximeter, Pulse |  |  | OXIMETERPULSE-Masimo Corp-RADICAL 7 |  |  |  | Covered PM Repair - Biomedical | MHHS-Sugarland
NO | NO |  |  |  | 129-04588 |  | Masimo Corp. | RADICAL-7 |  |  | SUGAR LAND - OR | MHHS-Sugarland |  | Oximeter, Pulse |  | 129-04588 |  | Sugar Land |  | SUGAR LAND - OR | [5 empty] | OXIMETERS, PULSE |  | OXIMETERPULSE-Masimo Corp-RADICAL 7 | OXIMETERPULSE | RADICAL 7 |  |  |  | Masimo Corp | Oximeter, Pulse |  |  | OXIMETERPULSE-Masimo Corp-RADICAL 7 |  |  |  | Covered PM Repair - Biomedical | MHHS-Sugarland
NO | NO |  |  |  | 129-04592 |  | Masimo Corp. | RADICAL-7 |  |  | SUGAR LAND - PACU | MHHS-Sugarland |  | Oximeter, Pulse |  | 129-04592 |  | Sugar Land |  | SUGAR LAND - PACU | [5 empty] | OXIMETERS, PULSE |  | OXIMETERPULSE-Masimo Corp-RADICAL 7 | OXIMETERPULSE | RADICAL 7 |  |  |  | Masimo Corp | Oximeter, Pulse |  |  | OXIMETERPULSE-Masimo Corp-RADICAL 7 |  |  |  | Covered PM Repair - Biomedical | MHHS-Sugarland
NO | NO |  |  |  | 129-04594 |  | Masimo Corp. | RADICAL-7 |  |  | SUGAR LAND - PACU | MHHS-Sugarland |  | Oximeter, Pulse |  | 129-04594 |  | Sugar Land |  | SUGAR LAND - PACU | [5 empty] | OXIMETERS, PULSE |  | OXIMETERPULSE-Masimo Corp-RADICAL 7 | OXIMETERPULSE | RADICAL 7 |  |  |  | Masimo Corp | Oximeter, Pulse |  |  | OXIMETERPULSE-Masimo Corp-RADICAL 7 |  |  |  | Covered PM Repair - Biomedical | MHHS-Sugarland
NO | NO |  |  |  | 241- |  | Masimo Corp. | RADICAL-7 |  |  | TIRR - RESPIRATORY | MHHS-TIRR |  | Oximeter, Pulse |  | 241- |  | TMC |  | TIRR - RESPIRATORY | [5 empty] | OXIMETERS, PULSE |  | OXIMETERPULSE-Masimo Corp-RADICAL 7 | OXIMETERPULSE | RADICAL 7 |  |  |  | Masimo Corp | Oximeter, Pulse |  |  | OXIMETERPULSE-Masimo Corp-RADICAL 7 |  |  |  | Covered PM Repair - Biomedical | MHHS-TIRR
NO | NO |  |  |  | 241-01596 |  | Masimo Corp. | RADICAL-7 |  | T037271 | TIRR - RESPIRATORY | MHHS-TIRR |  | Oximeter, Pulse |  | 241-01596 |  | TMC |  | TIRR - RESPIRATORY | [5 empty] | OXIMETERS, PULSE |  | OXIMETERPULSE-Masimo Corp-RADICAL 7 | OXIMETERPULSE | RADICAL 7 |  |  |  | Masimo Corp | Oximeter, Pulse |  |  | OXIMETERPULSE-Masimo Corp-RADICAL 7 |  |  |  | Covered PM Repair - Biomedical | MHHS-TIRR
NO | NO |  |  |  | 241-04616 |  | Masimo Corp. | RADICAL-7 |  |  | TIRR - RESPIRATORY | MHHS-TIRR |  | Oximeter, Pulse |  | 241-04616 |  | TMC |  | TIRR - RESPIRATORY | [5 empty] | OXIMETERS, PULSE |  | OXIMETERPULSE-Masimo Corp-RADICAL 7 | OXIMETERPULSE | RADICAL 7 |  |  |  | Masimo Corp | Oximeter, Pulse |  |  | OXIMETERPULSE-Masimo Corp-RADICAL 7 |  |  |  | Covered PM Repair - Biomedical | MHHS-TIRR
NO | NO |  |  |  | 241-04618 |  | Masimo Corp. | RADICAL-7 |  |  | TIRR - RESPIRATORY | MHHS-TIRR |  | Oximeter, Pulse |  | 241-04618 |  | TMC |  | TIRR - RESPIRATORY | [5 empty] | OXIMETERS, PULSE |  | OXIMETERPULSE-Masimo Corp-RADICAL 7 | OXIMETERPULSE | RADICAL 7 |  |  |  | Masimo Corp | Oximeter, Pulse |  |  | OXIMETERPULSE-Masimo Corp-RADICAL 7 |  |  |  | Covered PM Repair - Biomedical | MHHS-TIRR
NO | NO |  |  |  | 241-04619 |  | Masimo Corp. | RADICAL-7 |  |  | TIRR - RESPIRATORY | MHHS-TIRR |  | Oximeter, Pulse |  | 241-04619 |  | TMC |  | TIRR - RESPIRATORY | [5 empty] | OXIMETERS, PULSE |  | OXIMETERPULSE-Masimo Corp-RADICAL 7 | OXIMETERPULSE | RADICAL 7 |  |  |  | Masimo Corp | Oximeter, Pulse |  |  | OXIMETERPULSE-Masimo Corp-RADICAL 7 |  |  |  | Covered PM Repair - Biomedical | MHHS-TIRR
NO | NO |  |  |  | 241-04622 |  | Masimo Corp. | RADICAL-7 |  |  | TIRR - RESPIRATORY | MHHS-TIRR |  | Oximeter, Pulse |  | 241-04622 |  | TMC |  | TIRR - RESPIRATORY | [5 empty] | OXIMETERS, PULSE |  | OXIMETERPULSE-Masimo Corp-RADICAL 7 | OXIMETERPULSE | RADICAL 7 |  |  |  | Masimo Corp | Oximeter, Pulse |  |  | OXIMETERPULSE-Masimo Corp-RADICAL 7 |  |  |  | Covered PM Repair - Biomedical | MHHS-TIRR
NO | NO |  |  |  | 241-04624 |  | Masimo Corp. | RADICAL-7 |  |  | TIRR - RESPIRATORY | MHHS-TIRR |  | Oximeter, Pulse |  | 241-04624 |  | TMC |  | TIRR - RESPIRATORY | [5 empty] | OXIMETERS, PULSE |  | OXIMETERPULSE-Masimo Corp-RADICAL 7 | OXIMETERPULSE | RADICAL 7 |  |  |  | Masimo Corp | Oximeter, Pulse |  |  | OXIMETERPULSE-Masimo Corp-RADICAL 7 |  |  |  | Covered PM Repair - Biomedical | MHHS-TIRR
NO | NO |  |  |  | 241-04628 |  | Masimo Corp. | RADICAL-7 |  |  | TIRR - RESPIRATORY | MHHS-TIRR |  | Oximeter, Pulse |  | 241-04628 |  | TMC |  | TIRR - RESPIRATORY | [5 empty] | OXIMETERS, PULSE |  | OXIMETERPULSE-Masimo Corp-RADICAL 7 | OXIMETERPULSE | RADICAL 7 |  |  |  | Masimo Corp | Oximeter, Pulse |  |  | OXIMETERPULSE-Masimo Corp-RADICAL 7 |  |  |  | Covered PM Repair - Biomedical | MHHS-TIRR
NO | NO |  |  |  | 241-04629 |  | Masimo Corp. | RADICAL-7 |  |  | TIRR - RESPIRATORY | MHHS-TIRR |  | Oximeter, Pulse |  | 241-04629 |  | TMC |  | TIRR - RESPIRATORY | [5 empty] | OXIMETERS, PULSE |  | OXIMETERPULSE-Masimo Corp-RADICAL 7 | OXIMETERPULSE | RADICAL 7 |  |  |  | Masimo Corp | Oximeter, Pulse |  |  | OXIMETERPULSE-Masimo Corp-RADICAL 7 |  |  |  | Covered PM Repair - Biomedical | MHHS-TIRR
NO | NO |  |  |  | 241-04631 |  | Masimo Corp. | RADICAL-7 |  |  | TIRR - RESPIRATORY | MHHS-TIRR |  | Oximeter, Pulse |  | 241-04631 |  | TMC |  | TIRR - RESPIRATORY | [5 empty] | OXIMETERS, PULSE |  | OXIMETERPULSE-Masimo Corp-RADICAL 7 | OXIMETERPULSE | RADICAL 7 |  |  |  | Masimo Corp | Oximeter, Pulse |  |  | OXIMETERPULSE-Masimo Corp-RADICAL 7 |  |  |  | Covered PM Repair - Biomedical | MHHS-TIRR
NO | NO |  |  |  | 241-04632 |  | Masimo Corp. | RADICAL-7 |  |  | TIRR - RESPIRATORY | MHHS-TIRR |  | Oximeter, Pulse |  | 241-04632 |  | TMC |  | TIRR - RESPIRATORY | [5 empty] | OXIMETERS, PULSE |  | OXIMETERPULSE-Masimo Corp-RADICAL 7 | OXIMETERPULSE | RADICAL 7 |  |  |  | Masimo Corp | Oximeter, Pulse |  |  | OXIMETERPULSE-Masimo Corp-RADICAL 7 |  |  |  | Covered PM Repair - Biomedical | MHHS-TIRR
NO | NO | [5 empty] | Masimo Corp. | RADICAL-7 |  | T043158 | TMC - CATH LAB - PEDI (GHP) | MHHS-TMC |  | Oximeter, Pulse |  |  |  | TMC |  | TMC - CATH LAB - PEDI (GHP) | [5 empty] | OXIMETERS, PULSE |  | OXIMETERPULSE-Masimo Corp-RADICAL 7 | OXIMETERPULSE | RADICAL 7 |  |  |  | Masimo Corp | Oximeter, Pulse |  |  | OXIMETERPULSE-Masimo Corp-RADICAL 7 |  |  |  | Covered PM Repair - Biomedical | MHHS-TMC
NO | NO |  |  |  | 077-10027 |  | Masimo Corp. | RADICAL-7 |  |  | TMC - CHILDRENS - CCN (10HP) | MHHS-TMC |  | Oximeter, Pulse |  | 077-10027 |  | TMC |  | TMC - CHILDRENS - CCN (10HP) | [5 empty] | OXIMETERS, PULSE |  | OXIMETERPULSE-Masimo Corp-RADICAL 7 | OXIMETERPULSE | RADICAL 7 |  |  |  | Masimo Corp | Oximeter, Pulse |  |  | OXIMETERPULSE-Masimo Corp-RADICAL 7 |  |  |  | Covered PM Repair - Biomedical | MHHS-TMC
NO | NO |  |  |  | 069-29961 |  | Masimo Corp. | RADICAL-7 |  | TO43120 | TMC - CHILDRENS - L&D (6HP) | MHHS-TMC |  | Oximeter, Pulse |  | 069-29961 |  | TMC |  | TMC - CHILDRENS - L&D (6HP) | [5 empty] | OXIMETERS, PULSE |  | OXIMETERPULSE-Masimo Corp-RADICAL 7 | OXIMETERPULSE | RADICAL 7 |  |  |  | Masimo Corp | Oximeter, Pulse |  |  | OXIMETERPULSE-Masimo Corp-RADICAL 7 |  |  |  | Covered PM Repair - Biomedical | MHHS-TMC
NO | NO |  |  |  | 069-41959 |  | Masimo Corp. | RADICAL-7 |  |  | TMC - CHILDRENS - L&D (6HP) | MHHS-TMC |  | Oximeter, Pulse |  | 069-41959 |  | TMC |  | TMC - CHILDRENS - L&D (6HP) | [5 empty] | OXIMETERS, PULSE |  | OXIMETERPULSE-Masimo Corp-RADICAL 7 | OXIMETERPULSE | RADICAL 7 |  |  |  | Masimo Corp | Oximeter, Pulse |  |  | OXIMETERPULSE-Masimo Corp-RADICAL 7 |  |  |  | Covered PM Repair - Biomedical | MHHS-TMC
NO | NO |  |  |  | 069-41960 |  | Masimo Corp. | RADICAL-7 |  |  | TMC - CHILDRENS - L&D (6HP) | MHHS-TMC |  | Oximeter, Pulse |  | 069-41960 |  | TMC |  | TMC - CHILDRENS - L&D (6HP) | [5 empty] | OXIMETERS, PULSE |  | OXIMETERPULSE-Masimo Corp-RADICAL 7 | OXIMETERPULSE | RADICAL 7 |  |  |  | Masimo Corp | Oximeter, Pulse |  |  | OXIMETERPULSE-Masimo Corp-RADICAL 7 |  |  |  | Covered PM Repair - Biomedical | MHHS-TMC
NO | NO |  |  |  | 077-07201 |  | Masimo Corp. | RADICAL-7 |  | T043083 | TMC - CHILDRENS - L&D (6HP) | MHHS-TMC |  | Oximeter, Pulse |  | 077-07201 |  | TMC |  | TMC - CHILDRENS - L&D (6HP) | [5 empty] | OXIMETERS, PULSE |  | OXIMETERPULSE-Masimo Corp-RADICAL 7 | OXIMETERPULSE | RADICAL 7 |  |  |  | Masimo Corp | Oximeter, Pulse |  |  | OXIMETERPULSE-Masimo Corp-RADICAL 7 |  |  |  | Covered PM Repair - Biomedical | MHHS-TMC
NO | NO | [5 empty] | Masimo Corp. | RADICAL-7 |  | T043041 | TMC - CHILDRENS - L&D (6HP) | MHHS-TMC |  | Oximeter, Pulse |  |  |  | TMC |  | TMC - CHILDRENS - L&D (6HP) | [5 empty] | OXIMETERS, PULSE |  | OXIMETERPULSE-Masimo Corp-RADICAL 7 | OXIMETERPULSE | RADICAL 7 |  |  |  | Masimo Corp | Oximeter, Pulse |  |  | OXIMETERPULSE-Masimo Corp-RADICAL 7 |  |  |  | Not Covered Vendor Only - Lab Ana/Anes | MHHS-TMC
NO | NO | [5 empty] | Masimo Corp. | RADICAL-7 |  | T04338 | TMC - CHILDRENS - L&D (6HP) | MHHS-TMC |  | Oximeter, Pulse |  |  |  | TMC |  | TMC - CHILDRENS - L&D (6HP) | [5 empty] | OXIMETERS, PULSE |  | OXIMETERPULSE-Masimo Corp-RADICAL 7 | OXIMETERPULSE | RADICAL 7 |  |  |  | Masimo Corp | Oximeter, Pulse |  |  | OXIMETERPULSE-Masimo Corp-RADICAL 7 |  |  |  | Covered PM Repair - Biomedical | MHHS-TMC
NO | NO |  |  |  | 069-43042 |  | Masimo Corp. | RADICAL-7 |  | T043326 | TMC - CHILDRENS - NICU (7HP) | MHHS-TMC |  | Oximeter, Pulse |  | 069-43042 |  | TMC |  | TMC - CHILDRENS - NICU (7HP) | [5 empty] | OXIMETERS, PULSE |  | OXIMETERPULSE-Masimo Corp-RADICAL 7 | OXIMETERPULSE | RADICAL 7 |  |  |  | Masimo Corp | Oximeter, Pulse |  |  | OXIMETERPULSE-Masimo Corp-RADICAL 7 |  |  |  | Covered PM Repair - Biomedical | MHHS-TMC
NO | NO |  |  |  | 077-06861 |  | Masimo Corp. | RADICAL-7 |  | T043345 | TMC - CHILDRENS - NICU (7HP) | MHHS-TMC |  | Oximeter, Pulse |  | 077-06861 |  | TMC |  | TMC - CHILDRENS - NICU (7HP) | [5 empty] | OXIMETERS, PULSE |  | OXIMETERPULSE-Masimo Corp-RADICAL 7 | OXIMETERPULSE | RADICAL 7 |  |  |  | Masimo Corp | Oximeter, Pulse |  |  | OXIMETERPULSE-Masimo Corp-RADICAL 7 |  |  |  | Covered PM Repair - Biomedical | MHHS-TMC
NO | NO |  |  |  | 077-07033 |  | Masimo Corp. | RADICAL-7 |  | T043327 | TMC - CHILDRENS - NICU (7HP) | MHHS-TMC |  | Oximeter, Pulse |  | 077-07033 |  | TMC |  | TMC - CHILDRENS - NICU (7HP) | [5 empty] | OXIMETERS, PULSE |  | OXIMETERPULSE-Masimo Corp-RADICAL 7 | OXIMETERPULSE | RADICAL 7 |  |  |  | Masimo Corp | Oximeter, Pulse |  |  | OXIMETERPULSE-Masimo Corp-RADICAL 7 |  |  |  | Covered PM Repair - Biomedical | MHHS-TMC
NO | NO |  |  |  | 077-07039 |  | Masimo Corp. | RADICAL-7 |  | T043081 | TMC - CHILDRENS - NICU (7HP) | MHHS-TMC |  | Oximeter, Pulse |  | 077-07039 |  | TMC |  | TMC - CHILDRENS - NICU (7HP) | [5 empty] | OXIMETERS, PULSE |  | OXIMETERPULSE-Masimo Corp-RADICAL 7 | OXIMETERPULSE | RADICAL 7 |  |  |  | Masimo Corp | Oximeter, Pulse |  |  | OXIMETERPULSE-Masimo Corp-RADICAL 7 |  |  |  | Covered PM Repair - Biomedical | MHHS-TMC
NO | NO |  |  |  | 077-07105 |  | Masimo Corp. | RADICAL-7 |  | T043139 | TMC - CHILDRENS - NICU (7HP) | MHHS-TMC |  | Oximeter, Pulse |  | 077-07105 |  | TMC |  | TMC - CHILDRENS - NICU (7HP) | [5 empty] | OXIMETERS, PULSE |  | OXIMETERPULSE-Masimo Corp-RADICAL 7 | OXIMETERPULSE | RADICAL 7 |  |  |  | Masimo Corp | Oximeter, Pulse |  |  | OXIMETERPULSE-Masimo Corp-RADICAL 7 |  |  |  | Covered PM Repair - Radiology, Low End | MHHS-TMC
NO | NO |  |  |  | 077-07133 |  | Masimo Corp. | RADICAL-7 |  | T043268 | TMC - CHILDRENS - NICU (7HP) | MHHS-TMC |  | Oximeter, Pulse |  | 077-07133 |  | TMC |  | TMC - CHILDRENS - NICU (7HP) | [5 empty] | OXIMETERS, PULSE |  | OXIMETERPULSE-Masimo Corp-RADICAL 7 | OXIMETERPULSE | RADICAL 7 |  |  |  | Masimo Corp | Oximeter, Pulse |  |  | OXIMETERPULSE-Masimo Corp-RADICAL 7 |  |  |  | Covered PM Repair - Biomedical | MHHS-TMC
NO | NO | [5 empty] | Masimo Corp. | RADICAL-7 |  | T043044 | TMC - CHILDRENS - NICU (7HP) | MHHS-TMC |  | Oximeter, Pulse |  |  |  | TMC |  | TMC - CHILDRENS - NICU (7HP) | [5 empty] | OXIMETERS, PULSE |  | OXIMETERPULSE-Masimo Corp-RADICAL 7 | OXIMETERPULSE | RADICAL 7 |  |  |  | Masimo Corp | Oximeter, Pulse |  |  | OXIMETERPULSE-Masimo Corp-RADICAL 7 |  |  |  | Covered PM Repair - Radiology, Low End | MHHS-TMC
NO | NO | [5 empty] | Masimo Corp. | RADICAL-7 |  | T043124 | TMC - CHILDRENS - NICU (7HP) | MHHS-TMC |  | Oximeter, Pulse |  |  |  | TMC |  | TMC - CHILDRENS - NICU (7HP) | [5 empty] | OXIMETERS, PULSE |  | OXIMETERPULSE-Masimo Corp-RADICAL 7 | OXIMETERPULSE | RADICAL 7 |  |  |  | Masimo Corp | Oximeter, Pulse |  |  | OXIMETERPULSE-Masimo Corp-RADICAL 7 |  |  |  | Covered PM Repair - Biomedical | MHHS-TMC
NO | NO | [5 empty] | Masimo Corp. | RADICAL-7 |  | T043319 | TMC - CHILDRENS - NICU (7HP) | MHHS-TMC |  | Oximeter, Pulse |  |  |  | TMC |  | TMC - CHILDRENS - NICU (7HP) | [5 empty] | OXIMETERS, PULSE |  | OXIMETERPULSE-Masimo Corp-RADICAL 7 | OXIMETERPULSE | RADICAL 7 |  |  |  | Masimo Corp | Oximeter, Pulse |  |  | OXIMETERPULSE-Masimo Corp-RADICAL 7 |  |  |  | Covered PM Repair - Biomedical | MHHS-TMC
NO | NO | [5 empty] | Masimo Corp. | RADICAL-7 |  |  | TMC - CHILDRENS - NICU (7HP) | MHHS-TMC |  | Oximeter, Pulse |  |  |  | TMC |  | TMC - CHILDRENS - NICU (7HP) | [5 empty] | OXIMETERS, PULSE |  | OXIMETERPULSE-Masimo Corp-RADICAL 7 | OXIMETERPULSE | RADICAL 7 |  |  |  | Masimo Corp | Oximeter, Pulse |  |  | OXIMETERPULSE-Masimo Corp-RADICAL 7 |  |  |  | Covered PM Repair - Biomedical | MHHS-TMC
NO | NO | [5 empty] | Masimo Corp. | RADICAL-7 |  | T043264 | TMC - CHILDRENS - NICU (7HP) | MHHS-TMC |  | Oximeter, Pulse |  |  |  | TMC |  | TMC - CHILDRENS - NICU (7HP) | [5 empty] | OXIMETERS, PULSE |  | OXIMETERPULSE-Masimo Corp-RADICAL 7 | OXIMETERPULSE | RADICAL 7 |  |  |  | Masimo Corp | Oximeter, Pulse |  |  | OXIMETERPULSE-Masimo Corp-RADICAL 7 |  |  |  | Not Covered Vendor Only - Rad, Low End | MHHS-TMC
NO | NO | [5 empty] | Masimo Corp. | RADICAL-7 |  | T043269 | TMC - CHILDRENS - NICU (7HP) | MHHS-TMC |  | Oximeter, Pulse |  |  |  | TMC |  | TMC - CHILDRENS - NICU (7HP) | [5 empty] | OXIMETERS, PULSE |  | OXIMETERPULSE-Masimo Corp-RADICAL 7 | OXIMETERPULSE | RADICAL 7 |  |  |  | Masimo Corp | Oximeter, Pulse |  |  | OXIMETERPULSE-Masimo Corp-RADICAL 7 |  |  |  | Covered PM Repair - Biomedical | MHHS-TMC
NO | NO |  |  |  | 077-07029 |  | Masimo Corp. | RADICAL-7 |  | T043444 | TMC - DIALYSIS - CHILDRENS (9HP) | MHHS-TMC |  | Oximeter, Pulse |  | 077-07029 |  | TMC |  | TMC - DIALYSIS - CHILDRENS (9HP) | [5 empty] | OXIMETERS, PULSE |  | OXIMETERPULSE-Masimo Corp-RADICAL 7 | OXIMETERPULSE | RADICAL 7 |  |  |  | Masimo Corp | Oximeter, Pulse |  |  | OXIMETERPULSE-Masimo Corp-RADICAL 7 |  |  |  | Covered PM Repair - Biomedical | MHHS-TMC
NO | NO | [5 empty] | Masimo Corp. | RADICAL-7 |  | T043153 | TMC - DIALYSIS - CHILDRENS (9HP) | MHHS-TMC |  | Oximeter, Pulse |  |  |  | TMC |  | TMC - DIALYSIS - CHILDRENS (9HP) | [5 empty] | OXIMETERS, PULSE |  | OXIMETERPULSE-Masimo Corp-RADICAL 7 | OXIMETERPULSE | RADICAL 7 |  |  |  | Masimo Corp | Oximeter, Pulse |  |  | OXIMETERPULSE-Masimo Corp-RADICAL 7 |  |  |  | Not Covered Vendor Only - Biomedical | MHHS-TMC
NO | NO | [5 empty] | Masimo Corp. | RADICAL-7 |  | T043042 | TMC - DIALYSIS - CHILDRENS (9HP) | MHHS-TMC |  | Oximeter, Pulse |  |  |  | TMC |  | TMC - DIALYSIS - CHILDRENS (9HP) | [5 empty] | OXIMETERS, PULSE |  | OXIMETERPULSE-Masimo Corp-RADICAL 7 | OXIMETERPULSE | RADICAL 7 |  |  |  | Masimo Corp | Oximeter, Pulse |  |  | OXIMETERPULSE-Masimo Corp-RADICAL 7 |  |  |  | Covered PM Repair - Biomedical | MHHS-TMC
NO | NO |  |  |  | 069-45262 |  | Masimo Corp. | RADICAL-7 |  |  | TMC - GI/ENDO - PEDI (GHP) | MHHS-TMC |  | Oximeter, Pulse |  | 069-45262 |  | TMC |  | TMC - GI/ENDO - PEDI (GHP) | [5 empty] | OXIMETERS, PULSE |  | OXIMETERPULSE-Masimo Corp-RADICAL 7 | OXIMETERPULSE | RADICAL 7 |  |  |  | Masimo Corp | Oximeter, Pulse |  |  | OXIMETERPULSE-Masimo Corp-RADICAL 7 |  |  |  | Covered PM Repair - Biomedical | MHHS-TMC
NO | NO |  |  |  | 069-45263 |  | Masimo Corp. | RADICAL-7 |  |  | TMC - GI/ENDO - PEDI (GHP) | MHHS-TMC |  | Oximeter, Pulse |  | 069-45263 |  | TMC |  | TMC - GI/ENDO - PEDI (GHP) | [5 empty] | OXIMETERS, PULSE |  | OXIMETERPULSE-Masimo Corp-RADICAL 7 | OXIMETERPULSE | RADICAL 7 |  |  |  | Masimo Corp | Oximeter, Pulse |  |  | OXIMETERPULSE-Masimo Corp-RADICAL 7 |  |  |  | Covered PM Repair - Biomedical | MHHS-TMC
NO | NO |  |  |  | 069-45264 |  | Masimo Corp. | RADICAL-7 |  |  | TMC - GI/ENDO - PEDI (GHP) | MHHS-TMC |  | Oximeter, Pulse |  | 069-45264 |  | TMC |  | TMC - GI/ENDO - PEDI (GHP) | [5 empty] | OXIMETERS, PULSE |  | OXIMETERPULSE-Masimo Corp-RADICAL 7 | OXIMETERPULSE | RADICAL 7 |  |  |  | Masimo Corp | Oximeter, Pulse |  |  | OXIMETERPULSE-Masimo Corp-RADICAL 7 |  |  |  | Covered PM Repair - Biomedical | MHHS-TMC
NO | NO |  |  |  | 069-45265 |  | Masimo Corp. | RADICAL-7 |  |  | TMC - GI/ENDO - PEDI (GHP) | MHHS-TMC |  | Oximeter, Pulse |  | 069-45265 |  | TMC |  | TMC - GI/ENDO - PEDI (GHP) | [5 empty] | OXIMETERS, PULSE |  | OXIMETERPULSE-Masimo Corp-RADICAL 7 | OXIMETERPULSE | RADICAL 7 |  |  |  | Masimo Corp | Oximeter, Pulse |  |  | OXIMETERPULSE-Masimo Corp-RADICAL 7 |  |  |  | Covered PM Repair - Biomedical | MHHS-TMC
NO | NO |  |  |  | 069-45266 |  | Masimo Corp. | RADICAL-7 |  |  | TMC - GI/ENDO - PEDI (GHP) | MHHS-TMC |  | Oximeter, Pulse |  | 069-45266 |  | TMC |  | TMC - GI/ENDO - PEDI (GHP) | [5 empty] | OXIMETERS, PULSE |  | OXIMETERPULSE-Masimo Corp-RADICAL 7 | OXIMETERPULSE | RADICAL 7 |  |  |  | Masimo Corp | Oximeter, Pulse |  |  | OXIMETERPULSE-Masimo Corp-RADICAL 7 |  |  |  | Covered PM Repair - Biomedical | MHHS-TMC
NO | NO |  |  |  | 069-45286 |  | Masimo Corp. | RADICAL-7 |  |  | TMC - JONES - STROKE (4J) | MHHS-TMC |  | Oximeter, Pulse |  | 069-45286 |  | TMC |  | TMC - JONES - STROKE (4J) | [5 empty] | OXIMETERS, PULSE |  | OXIMETERPULSE-Masimo Corp-RADICAL 7 | OXIMETERPULSE | RADICAL 7 |  |  |  | Masimo Corp | Oximeter, Pulse |  |  | OXIMETERPULSE-Masimo Corp-RADICAL 7 |  |  |  | Covered PM Repair - Biomedical | MHHS-TMC
NO | NO |  |  |  | 069-37300 |  | Masimo Corp. | RADICAL-7 |  |  | TMC - MHTMC - CENTRAL SUPPLY | MHHS-TMC |  | Oximeter, Pulse |  | 069-37300 |  | TMC |  | TMC - MHTMC - CENTRAL SUPPLY | [5 empty] | OXIMETERS, PULSE |  | OXIMETERPULSE-Masimo Corp-RADICAL 7 | OXIMETERPULSE | RADICAL 7 |  |  |  | Masimo Corp | Oximeter, Pulse |  |  | OXIMETERPULSE-Masimo Corp-RADICAL 7 |  |  |  | Covered PM Repair - Biomedical | MHHS-TMC
NO | NO |  |  |  | 069-37375 |  | Masimo Corp. | RADICAL-7 |  |  | TMC - MHTMC - CENTRAL SUPPLY | MHHS-TMC |  | Oximeter, Pulse |  | 069-37375 |  | TMC |  | TMC - MHTMC - CENTRAL SUPPLY | [5 empty] | OXIMETERS, PULSE |  | OXIMETERPULSE-Masimo Corp-RADICAL 7 | OXIMETERPULSE | RADICAL 7 |  |  |  | Masimo Corp | Oximeter, Pulse |  |  | OXIMETERPULSE-Masimo Corp-RADICAL 7 |  |  |  | Covered PM Repair - Biomedical | MHHS-TMC
NO | NO |  |  |  | 069-41757 |  | Masimo Corp. | RADICAL-7 |  | T049538 | TMC - MHTMC - CENTRAL SUPPLY | MHHS-TMC |  | Oximeter, Pulse |  | 069-41757 |  | TMC |  | TMC - MHTMC - CENTRAL SUPPLY | [5 empty] | OXIMETERS, PULSE |  | OXIMETERPULSE-Masimo Corp-RADICAL 7 | OXIMETERPULSE | RADICAL 7 |  |  |  | Masimo Corp | Oximeter, Pulse |  |  | OXIMETERPULSE-Masimo Corp-RADICAL 7 |  |  |  | Covered PM Repair - Biomedical | MHHS-TMC
NO | NO |  |  |  | 069-41758 |  | Masimo Corp. | RADICAL-7 |  | T059840 | TMC - MHTMC - CENTRAL SUPPLY | MHHS-TMC |  | Oximeter, Pulse |  | 069-41758 |  | TMC |  | TMC - MHTMC - CENTRAL SUPPLY | [5 empty] | OXIMETERS, PULSE |  | OXIMETERPULSE-Masimo Corp-RADICAL 7 | OXIMETERPULSE | RADICAL 7 |  |  |  | Masimo Corp | Oximeter, Pulse |  |  | OXIMETERPULSE-Masimo Corp-RADICAL 7 |  |  |  | Covered PM Repair - Biomedical | MHHS-TMC
NO | NO |  |  |  | 069-45279 |  | Masimo Corp. | RADICAL-7 |  |  | TMC - MHTMC - CENTRAL SUPPLY | MHHS-TMC |  | Oximeter, Pulse |  | 069-45279 |  | TMC |  | TMC - MHTMC - CENTRAL SUPPLY | [5 empty] | OXIMETERS, PULSE |  | OXIMETERPULSE-Masimo Corp-RADICAL 7 | OXIMETERPULSE | RADICAL 7 |  |  |  | Masimo Corp | Oximeter, Pulse |  |  | OXIMETERPULSE-Masimo Corp-RADICAL 7 |  |  |  | Covered PM Repair - Biomedical | MHHS-TMC
NO | NO |  |  |  | 069-45281 |  | Masimo Corp. | RADICAL-7 |  |  | TMC - MHTMC - CENTRAL SUPPLY | MHHS-TMC |  | Oximeter, Pulse |  | 069-45281 |  | TMC |  | TMC - MHTMC - CENTRAL SUPPLY | [5 empty] | OXIMETERS, PULSE |  | OXIMETERPULSE-Masimo Corp-RADICAL 7 | OXIMETERPULSE | RADICAL 7 |  |  |  | Masimo Corp | Oximeter, Pulse |  |  | OXIMETERPULSE-Masimo Corp-RADICAL 7 |  |  |  | Covered PM Repair - Biomedical | MHHS-TMC
NO | NO |  |  |  | 069-45282 |  | Masimo Corp. | RADICAL-7 |  |  | TMC - MHTMC - CENTRAL SUPPLY | MHHS-TMC |  | Oximeter, Pulse |  | 069-45282 |  | TMC |  | TMC - MHTMC - CENTRAL SUPPLY | [5 empty] | OXIMETERS, PULSE |  | OXIMETERPULSE-Masimo Corp-RADICAL 7 | OXIMETERPULSE | RADICAL 7 |  |  |  | Masimo Corp | Oximeter, Pulse |  |  | OXIMETERPULSE-Masimo Corp-RADICAL 7 |  |  |  | Covered PM Repair - Biomedical | MHHS-TMC
NO | NO |  |  |  | 069-45285 |  | Masimo Corp. | RADICAL-7 |  |  | TMC - MHTMC - CENTRAL SUPPLY | MHHS-TMC |  | Oximeter, Pulse |  | 069-45285 |  | TMC |  | TMC - MHTMC - CENTRAL SUPPLY | [5 empty] | OXIMETERS, PULSE |  | OXIMETERPULSE-Masimo Corp-RADICAL 7 | OXIMETERPULSE | RADICAL 7 |  |  |  | Masimo Corp | Oximeter, Pulse |  |  | OXIMETERPULSE-Masimo Corp-RADICAL 7 |  |  |  | Covered PM Repair - Biomedical | MHHS-TMC
NO | NO |  |  |  | 069-45289 |  | Masimo Corp. | RADICAL-7 |  |  | TMC - MHTMC - CENTRAL SUPPLY | MHHS-TMC |  | Oximeter, Pulse |  | 069-45289 |  | TMC |  | TMC - MHTMC - CENTRAL SUPPLY | [5 empty] | OXIMETERS, PULSE |  | OXIMETERPULSE-Masimo Corp-RADICAL 7 | OXIMETERPULSE | RADICAL 7 |  |  |  | Masimo Corp | Oximeter, Pulse |  |  | OXIMETERPULSE-Masimo Corp-RADICAL 7 |  |  |  | Covered PM Repair - Biomedical | MHHS-TMC
NO | NO |  |  |  | 069-46314 |  | Masimo Corp. | RADICAL-7 |  |  | TMC - MHTMC - CENTRAL SUPPLY | MHHS-TMC |  | Oximeter, Pulse |  | 069-46314 |  | TMC |  | TMC - MHTMC - CENTRAL SUPPLY | [5 empty] | OXIMETERS, PULSE |  | OXIMETERPULSE-Masimo Corp-RADICAL 7 | OXIMETERPULSE | RADICAL 7 |  |  |  | Masimo Corp | Oximeter, Pulse |  |  | OXIMETERPULSE-Masimo Corp-RADICAL 7 |  |  |  | Covered PM Repair - Biomedical | MHHS-TMC
NO | NO |  |  |  | 077-06923 |  | Masimo Corp. | RADICAL-7 |  | T043111 | TMC - MHTMC - CENTRAL SUPPLY | MHHS-TMC |  | Oximeter, Pulse |  | 077-06923 |  | TMC |  | TMC - MHTMC - CENTRAL SUPPLY | [5 empty] | OXIMETERS, PULSE |  | OXIMETERPULSE-Masimo Corp-RADICAL 7 | OXIMETERPULSE | RADICAL 7 |  |  |  | Masimo Corp | Oximeter, Pulse |  |  | OXIMETERPULSE-Masimo Corp-RADICAL 7 |  |  |  | Covered PM Repair - Biomedical | MHHS-TMC
NO | NO |  |  |  | 069-29861 |  | Masimo Corp. | RADICAL-7 |  | T042840 | TMC - MHTMC - CENTRAL SUPPLY (OLD) | MHHS-TMC |  | Oximeter, Pulse |  | 069-29861 |  | TMC |  | TMC - MHTMC - CENTRAL SUPPLY (OLD) | [5 empty] | OXIMETERS, PULSE |  | OXIMETERPULSE-Masimo Corp-RADICAL 7 | OXIMETERPULSE | RADICAL 7 |  |  |  | Masimo Corp | Oximeter, Pulse |  |  | OXIMETERPULSE-Masimo Corp-RADICAL 7 |  |  |  | Covered PM Repair - Biomedical | MHHS-TMC
NO | NO |  |  |  | 069-33015 |  | Masimo Corp. | RADICAL-7 |  | T043150 | TMC - MHTMC - CENTRAL SUPPLY (OLD) | MHHS-TMC |  | Oximeter, Pulse |  | 069-33015 |  | TMC |  | TMC - MHTMC - CENTRAL SUPPLY (OLD) | [5 empty] | OXIMETERS, PULSE |  | OXIMETERPULSE-Masimo Corp-RADICAL 7 | OXIMETERPULSE | RADICAL 7 |  |  |  | Masimo Corp | Oximeter, Pulse |  |  | OXIMETERPULSE-Masimo Corp-RADICAL 7 |  |  |  | Covered PM Repair - Biomedical | MHHS-TMC
NO | NO |  |  |  | 069-33021 |  | Masimo Corp. | RADICAL-7 |  | T043446 | TMC - MHTMC - CENTRAL SUPPLY (OLD) | MHHS-TMC |  | Oximeter, Pulse |  | 069-33021 |  | TMC |  | TMC - MHTMC - CENTRAL SUPPLY (OLD) | [5 empty] | OXIMETERS, PULSE |  | OXIMETERPULSE-Masimo Corp-RADICAL 7 | OXIMETERPULSE | RADICAL 7 |  |  |  | Masimo Corp | Oximeter, Pulse |  |  | OXIMETERPULSE-Masimo Corp-RADICAL 7 |  |  |  | Covered PM Repair - Biomedical | MHHS-TMC
NO | NO |  |  |  | 069-33029 |  | Masimo Corp. | RADICAL-7 |  | T043132 | TMC - MHTMC - CENTRAL SUPPLY (OLD) | MHHS-TMC |  | Oximeter, Pulse |  | 069-33029 |  | TMC |  | TMC - MHTMC - CENTRAL SUPPLY (OLD) | [5 empty] | OXIMETERS, PULSE |  | OXIMETERPULSE-Masimo Corp-RADICAL 7 | OXIMETERPULSE | RADICAL 7 |  |  |  | Masimo Corp | Oximeter, Pulse |  |  | OXIMETERPULSE-Masimo Corp-RADICAL 7 |  |  |  | Covered PM Repair - Biomedical | MHHS-TMC
NO | NO |  |  |  | 069-33035 |  | Masimo Corp. | RADICAL-7 |  | T043109 | TMC - MHTMC - CENTRAL SUPPLY (OLD) | MHHS-TMC |  | Oximeter, Pulse |  | 069-33035 |  | TMC |  | TMC - MHTMC - CENTRAL SUPPLY (OLD) | [5 empty] | OXIMETERS, PULSE |  | OXIMETERPULSE-Masimo Corp-RADICAL 7 | OXIMETERPULSE | RADICAL 7 |  |  |  | Masimo Corp | Oximeter, Pulse |  |  | OXIMETERPULSE-Masimo Corp-RADICAL 7 |  |  |  | Covered PM Repair - Biomedical | MHHS-TMC
NO | NO |  |  |  | 069-33037 |  | Masimo Corp. | RADICAL-7 |  | T043174 | TMC - MHTMC - CENTRAL SUPPLY (OLD) | MHHS-TMC |  | Oximeter, Pulse |  | 069-33037 |  | TMC |  | TMC - MHTMC - CENTRAL SUPPLY (OLD) | [5 empty] | OXIMETERS, PULSE |  | OXIMETERPULSE-Masimo Corp-RADICAL 7 | OXIMETERPULSE | RADICAL 7 |  |  |  | Masimo Corp | Oximeter, Pulse |  |  | OXIMETERPULSE-Masimo Corp-RADICAL 7 |  |  |  | Covered PM Repair - Biomedical | MHHS-TMC
NO | NO |  |  |  | 069-36623 |  | Masimo Corp. | RADICAL-7 |  | T041983 | TMC - MHTMC - CENTRAL SUPPLY (OLD) | MHHS-TMC |  | Oximeter, Pulse |  | 069-36623 |  | TMC |  | TMC - MHTMC - CENTRAL SUPPLY (OLD) | [5 empty] | OXIMETERS, PULSE |  | OXIMETERPULSE-Masimo Corp-RADICAL 7 | OXIMETERPULSE | RADICAL 7 |  |  |  | Masimo Corp | Oximeter, Pulse |  |  | OXIMETERPULSE-Masimo Corp-RADICAL 7 |  |  |  | Covered PM Repair - Biomedical | MHHS-TMC
NO | NO |  |  |  | 069-36641 |  | Masimo Corp. | RADICAL-7 |  | T041464 | TMC - MHTMC - CENTRAL SUPPLY (OLD) | MHHS-TMC |  | Oximeter, Pulse |  | 069-36641 |  | TMC |  | TMC - MHTMC - CENTRAL SUPPLY (OLD) | [5 empty] | OXIMETERS, PULSE |  | OXIMETERPULSE-Masimo Corp-RADICAL 7 | OXIMETERPULSE | RADICAL 7 |  |  |  | Masimo Corp | Oximeter, Pulse |  |  | OXIMETERPULSE-Masimo Corp-RADICAL 7 |  |  |  | Covered PM Repair - Biomedical | MHHS-TMC
NO | NO |  |  |  | 069-37302 |  | Masimo Corp. | RADICAL-7 |  |  | TMC - MHTMC - CENTRAL SUPPLY (OLD) | MHHS-TMC |  | Oximeter, Pulse |  | 069-37302 |  | TMC |  | TMC - MHTMC - CENTRAL SUPPLY (OLD) | [5 empty] | OXIMETERS, PULSE |  | OXIMETERPULSE-Masimo Corp-RADICAL 7 | OXIMETERPULSE | RADICAL 7 |  |  |  | Masimo Corp | Oximeter, Pulse |  |  | OXIMETERPULSE-Masimo Corp-RADICAL 7 |  |  |  | Not Covered Vendor Only - Lab Ana/Anes | MHHS-TMC
NO | NO |  |  |  | 069-37310 |  | Masimo Corp. | RADICAL-7 |  |  | TMC - MHTMC - CENTRAL SUPPLY (OLD) | MHHS-TMC |  | Oximeter, Pulse |  | 069-37310 |  | TMC |  | TMC - MHTMC - CENTRAL SUPPLY (OLD) | [5 empty] | OXIMETERS, PULSE |  | OXIMETERPULSE-Masimo Corp-RADICAL 7 | OXIMETERPULSE | RADICAL 7 |  |  |  | Masimo Corp | Oximeter, Pulse |  |  | OXIMETERPULSE-Masimo Corp-RADICAL 7 |  |  |  | Covered PM Repair - Biomedical | MHHS-TMC
NO | NO |  |  |  | 069-37312 |  | Masimo Corp. | RADICAL-7 |  |  | TMC - MHTMC - CENTRAL SUPPLY (OLD) | MHHS-TMC |  | Oximeter, Pulse |  | 069-37312 |  | TMC |  | TMC - MHTMC - CENTRAL SUPPLY (OLD) | [5 empty] | OXIMETERS, PULSE |  | OXIMETERPULSE-Masimo Corp-RADICAL 7 | OXIMETERPULSE | RADICAL 7 |  |  |  | Masimo Corp | Oximeter, Pulse |  |  | OXIMETERPULSE-Masimo Corp-RADICAL 7 |  |  |  | Covered PM Repair - Biomedical | MHHS-TMC
NO | NO |  |  |  | 069-37379 |  | Masimo Corp. | RADICAL-7 |  |  | TMC - MHTMC - CENTRAL SUPPLY (OLD) | MHHS-TMC |  | Oximeter, Pulse |  | 069-37379 |  | TMC |  | TMC - MHTMC - CENTRAL SUPPLY (OLD) | [5 empty] | OXIMETERS, PULSE |  | OXIMETERPULSE-Masimo Corp-RADICAL 7 | OXIMETERPULSE | RADICAL 7 |  |  |  | Masimo Corp | Oximeter, Pulse |  |  | OXIMETERPULSE-Masimo Corp-RADICAL 7 |  |  |  | Covered PM Repair - Biomedical | MHHS-TMC
NO | NO |  |  |  | 069-37381 |  | Masimo Corp. | RADICAL-7 |  |  | TMC - MHTMC - CENTRAL SUPPLY (OLD) | MHHS-TMC |  | Oximeter, Pulse |  | 069-37381 |  | TMC |  | TMC - MHTMC - CENTRAL SUPPLY (OLD) | [5 empty] | OXIMETERS, PULSE |  | OXIMETERPULSE-Masimo Corp-RADICAL 7 | OXIMETERPULSE | RADICAL 7 |  |  |  | Masimo Corp | Oximeter, Pulse |  |  | OXIMETERPULSE-Masimo Corp-RADICAL 7 |  |  |  | Covered PM Repair - Biomedical | MHHS-TMC
NO | NO |  |  |  | 069-37386 |  | Masimo Corp. | RADICAL-7 |  |  | TMC - MHTMC - CENTRAL SUPPLY (OLD) | MHHS-TMC |  | Oximeter, Pulse |  | 069-37386 |  | TMC |  | TMC - MHTMC - CENTRAL SUPPLY (OLD) | [5 empty] | OXIMETERS, PULSE |  | OXIMETERPULSE-Masimo Corp-RADICAL 7 | OXIMETERPULSE | RADICAL 7 |  |  |  | Masimo Corp | Oximeter, Pulse |  |  | OXIMETERPULSE-Masimo Corp-RADICAL 7 |  |  |  | Covered PM Repair - Biomedical | MHHS-TMC
NO | NO |  |  |  | 069-37387 |  | Masimo Corp. | RADICAL-7 |  |  | TMC - MHTMC - CENTRAL SUPPLY (OLD) | MHHS-TMC |  | Oximeter, Pulse |  | 069-37387 |  | TMC |  | TMC - MHTMC - CENTRAL SUPPLY (OLD) | [5 empty] | OXIMETERS, PULSE |  | OXIMETERPULSE-Masimo Corp-RADICAL 7 | OXIMETERPULSE | RADICAL 7 |  |  |  | Masimo Corp | Oximeter, Pulse |  |  | OXIMETERPULSE-Masimo Corp-RADICAL 7 |  |  |  | Covered PM Repair - Biomedical | MHHS-TMC
NO | NO |  |  |  | 069-37391 |  | Masimo Corp. | RADICAL-7 |  |  | TMC - MHTMC - CENTRAL SUPPLY (OLD) | MHHS-TMC |  | Oximeter, Pulse |  | 069-37391 |  | TMC |  | TMC - MHTMC - CENTRAL SUPPLY (OLD) | [5 empty] | OXIMETERS, PULSE |  | OXIMETERPULSE-Masimo Corp-RADICAL 7 | OXIMETERPULSE | RADICAL 7 |  |  |  | Masimo Corp | Oximeter, Pulse |  |  | OXIMETERPULSE-Masimo Corp-RADICAL 7 |  |  |  | Covered PM Repair - Biomedical | MHHS-TMC
NO | NO |  |  |  | 069-37403 |  | Masimo Corp. | RADICAL-7 |  |  | TMC - MHTMC - CENTRAL SUPPLY (OLD) | MHHS-TMC |  | Oximeter, Pulse |  | 069-37403 |  | TMC |  | TMC - MHTMC - CENTRAL SUPPLY (OLD) | [5 empty] | OXIMETERS, PULSE |  | OXIMETERPULSE-Masimo Corp-RADICAL 7 | OXIMETERPULSE | RADICAL 7 |  |  |  | Masimo Corp | Oximeter, Pulse |  |  | OXIMETERPULSE-Masimo Corp-RADICAL 7 |  |  |  | Covered PM Repair - Radiology, High End | MHHS-TMC
NO | NO |  |  |  | 069-37409 |  | Masimo Corp. | RADICAL-7 |  |  | TMC - MHTMC - CENTRAL SUPPLY (OLD) | MHHS-TMC |  | Oximeter, Pulse |  | 069-37409 |  | TMC |  | TMC - MHTMC - CENTRAL SUPPLY (OLD) | [5 empty] | OXIMETERS, PULSE |  | OXIMETERPULSE-Masimo Corp-RADICAL 7 | OXIMETERPULSE | RADICAL 7 |  |  |  | Masimo Corp | Oximeter, Pulse |  |  | OXIMETERPULSE-Masimo Corp-RADICAL 7 |  |  |  | Covered PM Repair - Biomedical | MHHS-TMC
NO | NO |  |  |  | 069-37411 |  | Masimo Corp. | RADICAL-7 |  |  | TMC - MHTMC - CENTRAL SUPPLY (OLD) | MHHS-TMC |  | Oximeter, Pulse |  | 069-37411 |  | TMC |  | TMC - MHTMC - CENTRAL SUPPLY (OLD) | [5 empty] | OXIMETERS, PULSE |  | OXIMETERPULSE-Masimo Corp-RADICAL 7 | OXIMETERPULSE | RADICAL 7 |  |  |  | Masimo Corp | Oximeter, Pulse |  |  | OXIMETERPULSE-Masimo Corp-RADICAL 7 |  |  |  | Covered PM Repair - Biomedical | MHHS-TMC
NO | NO |  |  |  | 069-37413 |  | Masimo Corp. | RADICAL-7 |  |  | TMC - MHTMC - CENTRAL SUPPLY (OLD) | MHHS-TMC |  | Oximeter, Pulse |  | 069-37413 |  | TMC |  | TMC - MHTMC - CENTRAL SUPPLY (OLD) | [5 empty] | OXIMETERS, PULSE |  | OXIMETERPULSE-Masimo Corp-RADICAL 7 | OXIMETERPULSE | RADICAL 7 |  |  |  | Masimo Corp | Oximeter, Pulse |  |  | OXIMETERPULSE-Masimo Corp-RADICAL 7 |  |  |  | Covered PM Repair - Biomedical | MHHS-TMC
NO | NO |  |  |  | 069-39638 |  | Masimo Corp. | RADICAL-7 |  | T072017 | TMC - MHTMC - CENTRAL SUPPLY (OLD) | MHHS-TMC |  | Oximeter, Pulse |  | 069-39638 |  | TMC |  | TMC - MHTMC - CENTRAL SUPPLY (OLD) | [5 empty] | OXIMETERS, PULSE |  | OXIMETERPULSE-Masimo Corp-RADICAL 7 | OXIMETERPULSE | RADICAL 7 |  |  |  | Masimo Corp | Oximeter, Pulse |  |  | OXIMETERPULSE-Masimo Corp-RADICAL 7 |  |  |  | Covered PM Repair - Biomedical | MHHS-TMC
NO | NO |  |  |  | 069-39639 |  | Masimo Corp. | RADICAL-7 |  | T071901 | TMC - MHTMC - CENTRAL SUPPLY (OLD) | MHHS-TMC |  | Oximeter, Pulse |  | 069-39639 |  | TMC |  | TMC - MHTMC - CENTRAL SUPPLY (OLD) | [5 empty] | OXIMETERS, PULSE |  | OXIMETERPULSE-Masimo Corp-RADICAL 7 | OXIMETERPULSE | RADICAL 7 |  |  |  | Masimo Corp | Oximeter, Pulse |  |  | OXIMETERPULSE-Masimo Corp-RADICAL 7 |  |  |  | Covered PM Repair - Biomedical | MHHS-TMC
NO | NO |  |  |  | 069-41748 |  | Masimo Corp. | RADICAL-7 |  | T041377 | TMC - MHTMC - CENTRAL SUPPLY (OLD) | MHHS-TMC |  | Oximeter, Pulse |  | 069-41748 |  | TMC |  | TMC - MHTMC - CENTRAL SUPPLY (OLD) | [5 empty] | OXIMETERS, PULSE |  | OXIMETERPULSE-Masimo Corp-RADICAL 7 | OXIMETERPULSE | RADICAL 7 |  |  |  | Masimo Corp | Oximeter, Pulse |  |  | OXIMETERPULSE-Masimo Corp-RADICAL 7 |  |  |  | Covered PM Repair - Biomedical | MHHS-TMC
NO | NO |  |  |  | 069-41751 |  | Masimo Corp. | RADICAL-7 |  | T034278 | TMC - MHTMC - CENTRAL SUPPLY (OLD) | MHHS-TMC |  | Oximeter, Pulse |  | 069-41751 |  | TMC |  | TMC - MHTMC - CENTRAL SUPPLY (OLD) | [5 empty] | OXIMETERS, PULSE |  | OXIMETERPULSE-Masimo Corp-RADICAL 7 | OXIMETERPULSE | RADICAL 7 |  |  |  | Masimo Corp | Oximeter, Pulse |  |  | OXIMETERPULSE-Masimo Corp-RADICAL 7 |  |  |  | Covered PM Repair - Biomedical | MHHS-TMC
NO | NO |  |  |  | 069-41752 |  | Masimo Corp. | RADICAL-7 |  | T055942 | TMC - MHTMC - CENTRAL SUPPLY (OLD) | MHHS-TMC |  | Oximeter, Pulse |  | 069-41752 |  | TMC |  | TMC - MHTMC - CENTRAL SUPPLY (OLD) | [5 empty] | OXIMETERS, PULSE |  | OXIMETERPULSE-Masimo Corp-RADICAL 7 | OXIMETERPULSE | RADICAL 7 |  |  |  | Masimo Corp | Oximeter, Pulse |  |  | OXIMETERPULSE-Masimo Corp-RADICAL 7 |  |  |  | Covered PM Repair - Biomedical | MHHS-TMC
NO | NO |  |  |  | 069-41753 |  | Masimo Corp. | RADICAL-7 |  | T002296 | TMC - MHTMC - CENTRAL SUPPLY (OLD) | MHHS-TMC |  | Oximeter, Pulse |  | 069-41753 |  | TMC |  | TMC - MHTMC - CENTRAL SUPPLY (OLD) | [5 empty] | OXIMETERS, PULSE |  | OXIMETERPULSE-Masimo Corp-RADICAL 7 | OXIMETERPULSE | RADICAL 7 |  |  |  | Masimo Corp | Oximeter, Pulse |  |  | OXIMETERPULSE-Masimo Corp-RADICAL 7 |  |  |  | Covered PM Repair - Biomedical | MHHS-TMC
NO | NO |  |  |  | 069-41761 |  | Masimo Corp. | RADICAL-7 |  | T056134 | TMC - MHTMC - CENTRAL SUPPLY (OLD) | MHHS-TMC |  | Oximeter, Pulse |  | 069-41761 |  | TMC |  | TMC - MHTMC - CENTRAL SUPPLY (OLD) | [5 empty] | OXIMETERS, PULSE |  | OXIMETERPULSE-Masimo Corp-RADICAL 7 | OXIMETERPULSE | RADICAL 7 |  |  |  | Masimo Corp | Oximeter, Pulse |  |  | OXIMETERPULSE-Masimo Corp-RADICAL 7 |  |  |  | Covered PM Repair - Biomedical | MHHS-TMC
NO | NO |  |  |  | 069-41764 |  | Masimo Corp. | RADICAL-7 |  | T005199 | TMC - MHTMC - CENTRAL SUPPLY (OLD) | MHHS-TMC |  | Oximeter, Pulse |  | 069-41764 |  | TMC |  | TMC - MHTMC - CENTRAL SUPPLY (OLD) | [5 empty] | OXIMETERS, PULSE |  | OXIMETERPULSE-Masimo Corp-RADICAL 7 | OXIMETERPULSE | RADICAL 7 |  |  |  | Masimo Corp | Oximeter, Pulse |  |  | OXIMETERPULSE-Masimo Corp-RADICAL 7 |  |  |  | Covered PM Repair - Biomedical | MHHS-TMC
NO | NO |  |  |  | 069-41765 |  | Masimo Corp. | RADICAL-7 |  | T028643 | TMC - MHTMC - CENTRAL SUPPLY (OLD) | MHHS-TMC |  | Oximeter, Pulse |  | 069-41765 |  | TMC |  | TMC - MHTMC - CENTRAL SUPPLY (OLD) | [5 empty] | OXIMETERS, PULSE |  | OXIMETERPULSE-Masimo Corp-RADICAL 7 | OXIMETERPULSE | RADICAL 7 |  |  |  | Masimo Corp | Oximeter, Pulse |  |  | OXIMETERPULSE-Masimo Corp-RADICAL 7 |  |  |  | Covered PM Repair - Biomedical | MHHS-TMC
NO | NO |  |  |  | 069-41769 |  | Masimo Corp. | RADICAL-7 |  | T056071 | TMC - MHTMC - CENTRAL SUPPLY (OLD) | MHHS-TMC |  | Oximeter, Pulse |  | 069-41769 |  | TMC |  | TMC - MHTMC - CENTRAL SUPPLY (OLD) | [5 empty] | OXIMETERS, PULSE |  | OXIMETERPULSE-Masimo Corp-RADICAL 7 | OXIMETERPULSE | RADICAL 7 |  |  |  | Masimo Corp | Oximeter, Pulse |  |  | OXIMETERPULSE-Masimo Corp-RADICAL 7 |  |  |  | Covered PM Repair - Radiology, Low End | MHHS-TMC
NO | NO |  |  |  | 069-41770 |  | Masimo Corp. | RADICAL-7 |  | T072169 | TMC - MHTMC - CENTRAL SUPPLY (OLD) | MHHS-TMC |  | Oximeter, Pulse |  | 069-41770 |  | TMC |  | TMC - MHTMC - CENTRAL SUPPLY (OLD) | [5 empty] | OXIMETERS, PULSE |  | OXIMETERPULSE-Masimo Corp-RADICAL 7 | OXIMETERPULSE | RADICAL 7 |  |  |  | Masimo Corp | Oximeter, Pulse |  |  | OXIMETERPULSE-Masimo Corp-RADICAL 7 |  |  |  | Covered PM Repair - Biomedical | MHHS-TMC
NO | NO |  |  |  | 069-41901 |  | Masimo Corp. | RADICAL-7 |  | J15528 | TMC - MHTMC - CENTRAL SUPPLY (OLD) | MHHS-TMC |  | Oximeter, Pulse |  | 069-41901 |  | TMC |  | TMC - MHTMC - CENTRAL SUPPLY (OLD) | [5 empty] | OXIMETERS, PULSE |  | OXIMETERPULSE-Masimo Corp-RADICAL 7 | OXIMETERPULSE | RADICAL 7 |  |  |  | Masimo Corp | Oximeter, Pulse |  |  | OXIMETERPULSE-Masimo Corp-RADICAL 7 |  |  |  | Covered PM Repair - Biomedical | MHHS-TMC
NO | NO |  |  |  | 069-41908 |  | Masimo Corp. | RADICAL-7 |  | T000589 | TMC - MHTMC - CENTRAL SUPPLY (OLD) | MHHS-TMC |  | Oximeter, Pulse |  | 069-41908 |  | TMC |  | TMC - MHTMC - CENTRAL SUPPLY (OLD) | [5 empty] | OXIMETERS, PULSE |  | OXIMETERPULSE-Masimo Corp-RADICAL 7 | OXIMETERPULSE | RADICAL 7 |  |  |  | Masimo Corp | Oximeter, Pulse |  |  | OXIMETERPULSE-Masimo Corp-RADICAL 7 |  |  |  | Covered PM Repair - Biomedical | MHHS-TMC
NO | NO |  |  |  | 077-06863 |  | Masimo Corp. | RADICAL-7 |  | T043047 | TMC - MHTMC - CENTRAL SUPPLY (OLD) | MHHS-TMC |  | Oximeter, Pulse |  | 077-06863 |  | TMC |  | TMC - MHTMC - CENTRAL SUPPLY (OLD) | [5 empty] | OXIMETERS, PULSE |  | OXIMETERPULSE-Masimo Corp-RADICAL 7 | OXIMETERPULSE | RADICAL 7 |  |  |  | Masimo Corp | Oximeter, Pulse |  |  | OXIMETERPULSE-Masimo Corp-RADICAL 7 |  |  |  | Covered PM Repair - Biomedical | MHHS-TMC
NO | NO |  |  |  | 077-06881 |  | Masimo Corp. | RADICAL-7 |  |  | TMC - MHTMC - CENTRAL SUPPLY (OLD) | MHHS-TMC |  | Oximeter, Pulse |  | 077-06881 |  | TMC |  | TMC - MHTMC - CENTRAL SUPPLY (OLD) | [5 empty] | OXIMETERS, PULSE |  | OXIMETERPULSE-Masimo Corp-RADICAL 7 | OXIMETERPULSE | RADICAL 7 |  |  |  | Masimo Corp | Oximeter, Pulse |  |  | OXIMETERPULSE-Masimo Corp-RADICAL 7 |  |  |  | Covered PM Repair - Biomedical | MHHS-TMC
NO | NO |  |  |  | 077-06895 |  | Masimo Corp. | RADICAL-7 |  | T043423 | TMC - MHTMC - CENTRAL SUPPLY (OLD) | MHHS-TMC |  | Oximeter, Pulse |  | 077-06895 |  | TMC |  | TMC - MHTMC - CENTRAL SUPPLY (OLD) | [5 empty] | OXIMETERS, PULSE |  | OXIMETERPULSE-Masimo Corp-RADICAL 7 | OXIMETERPULSE | RADICAL 7 |  |  |  | Masimo Corp | Oximeter, Pulse |  |  | OXIMETERPULSE-Masimo Corp-RADICAL 7 |  |  |  | Covered PM Repair - Biomedical | MHHS-TMC
NO | NO |  |  |  | 077-06903 |  | Masimo Corp. | RADICAL-7 |  | T043439 | TMC - MHTMC - CENTRAL SUPPLY (OLD) | MHHS-TMC |  | Oximeter, Pulse |  | 077-06903 |  | TMC |  | TMC - MHTMC - CENTRAL SUPPLY (OLD) | [5 empty] | OXIMETERS, PULSE |  | OXIMETERPULSE-Masimo Corp-RADICAL 7 | OXIMETERPULSE | RADICAL 7 |  |  |  | Masimo Corp | Oximeter, Pulse |  |  | OXIMETERPULSE-Masimo Corp-RADICAL 7 |  |  |  | Covered PM Repair - Biomedical | MHHS-TMC
NO | NO |  |  |  | 077-06995 |  | Masimo Corp. | RADICAL-7 |  | T043033 | TMC - MHTMC - CENTRAL SUPPLY (OLD) | MHHS-TMC |  | Oximeter, Pulse |  | 077-06995 |  | TMC |  | TMC - MHTMC - CENTRAL SUPPLY (OLD) | [5 empty] | OXIMETERS, PULSE |  | OXIMETERPULSE-Masimo Corp-RADICAL 7 | OXIMETERPULSE | RADICAL 7 |  |  |  | Masimo Corp | Oximeter, Pulse |  |  | OXIMETERPULSE-Masimo Corp-RADICAL 7 |  |  |  | Not Covered Vendor Only - Rad, Low End | MHHS-TMC
NO | NO |  |  |  | 077-07041 |  | Masimo Corp. | RADICAL-7 |  | T043365 | TMC - MHTMC - CENTRAL SUPPLY (OLD) | MHHS-TMC |  | Oximeter, Pulse |  | 077-07041 |  | TMC |  | TMC - MHTMC - CENTRAL SUPPLY (OLD) | [5 empty] | OXIMETERS, PULSE |  | OXIMETERPULSE-Masimo Corp-RADICAL 7 | OXIMETERPULSE | RADICAL 7 |  |  |  | Masimo Corp | Oximeter, Pulse |  |  | OXIMETERPULSE-Masimo Corp-RADICAL 7 |  |  |  | Covered PM Repair - Radiology, Low End | MHHS-TMC
NO | NO |  |  |  | 077-07049 |  | Masimo Corp. | RADICAL-7 |  | T043278 | TMC - MHTMC - CENTRAL SUPPLY (OLD) | MHHS-TMC |  | Oximeter, Pulse |  | 077-07049 |  | TMC |  | TMC - MHTMC - CENTRAL SUPPLY (OLD) | [5 empty] | OXIMETERS, PULSE |  | OXIMETERPULSE-Masimo Corp-RADICAL 7 | OXIMETERPULSE | RADICAL 7 |  |  |  | Masimo Corp | Oximeter, Pulse |  |  | OXIMETERPULSE-Masimo Corp-RADICAL 7 |  |  |  | Covered PM Repair - Biomedical | MHHS-TMC
NO | NO |  |  |  | 077-07189 |  | Masimo Corp. | RADICAL-7 |  | T043331 | TMC - MHTMC - CENTRAL SUPPLY (OLD) | MHHS-TMC |  | Oximeter, Pulse |  | 077-07189 |  | TMC |  | TMC - MHTMC - CENTRAL SUPPLY (OLD) | [5 empty] | OXIMETERS, PULSE |  | OXIMETERPULSE-Masimo Corp-RADICAL 7 | OXIMETERPULSE | RADICAL 7 |  |  |  | Masimo Corp | Oximeter, Pulse |  |  | OXIMETERPULSE-Masimo Corp-RADICAL 7 |  |  |  | Covered PM Repair - Biomedical | MHHS-TMC
NO | NO |  |  |  | 077-07191 |  | Masimo Corp. | RADICAL-7 |  | T043335 | TMC - MHTMC - CENTRAL SUPPLY (OLD) | MHHS-TMC |  | Oximeter, Pulse |  | 077-07191 |  | TMC |  | TMC - MHTMC - CENTRAL SUPPLY (OLD) | [5 empty] | OXIMETERS, PULSE |  | OXIMETERPULSE-Masimo Corp-RADICAL 7 | OXIMETERPULSE | RADICAL 7 |  |  |  | Masimo Corp | Oximeter, Pulse |  |  | OXIMETERPULSE-Masimo Corp-RADICAL 7 |  |  |  | Covered PM Repair - Biomedical | MHHS-TMC
NO | NO |  |  |  | 077-07197 |  | Masimo Corp. | RADICAL-7 |  | T043140 | TMC - MHTMC - CENTRAL SUPPLY (OLD) | MHHS-TMC |  | Oximeter, Pulse |  | 077-07197 |  | TMC |  | TMC - MHTMC - CENTRAL SUPPLY (OLD) | [5 empty] | OXIMETERS, PULSE |  | OXIMETERPULSE-Masimo Corp-RADICAL 7 | OXIMETERPULSE | RADICAL 7 |  |  |  | Masimo Corp | Oximeter, Pulse |  |  | OXIMETERPULSE-Masimo Corp-RADICAL 7 |  |  |  | Covered PM Repair - Biomedical | MHHS-TMC
NO | NO |  |  |  | 077-07231 |  | Masimo Corp. | RADICAL-7 |  | T043359 | TMC - MHTMC - CENTRAL SUPPLY (OLD) | MHHS-TMC |  | Oximeter, Pulse |  | 077-07231 |  | TMC |  | TMC - MHTMC - CENTRAL SUPPLY (OLD) | [5 empty] | OXIMETERS, PULSE |  | OXIMETERPULSE-Masimo Corp-RADICAL 7 | OXIMETERPULSE | RADICAL 7 |  |  |  | Masimo Corp | Oximeter, Pulse |  |  | OXIMETERPULSE-Masimo Corp-RADICAL 7 |  |  |  | Covered PM Repair - Biomedical | MHHS-TMC
NO | NO |  |  |  | 077-07237 |  | Masimo Corp. | RADICAL-7 |  | T043104 | TMC - MHTMC - CENTRAL SUPPLY (OLD) | MHHS-TMC |  | Oximeter, Pulse |  | 077-07237 |  | TMC |  | TMC - MHTMC - CENTRAL SUPPLY (OLD) | [5 empty] | OXIMETERS, PULSE |  | OXIMETERPULSE-Masimo Corp-RADICAL 7 | OXIMETERPULSE | RADICAL 7 |  |  |  | Masimo Corp | Oximeter, Pulse |  |  | OXIMETERPULSE-Masimo Corp-RADICAL 7 |  |  |  | Covered PM Repair - Biomedical | MHHS-TMC
NO | NO | [5 empty] | Masimo Corp. | RADICAL-7 |  | T043273 | TMC - MHTMC - CENTRAL SUPPLY (OLD) | MHHS-TMC |  | Oximeter, Pulse |  |  |  | TMC |  | TMC - MHTMC - CENTRAL SUPPLY (OLD) | [5 empty] | OXIMETERS, PULSE |  | OXIMETERPULSE-Masimo Corp-RADICAL 7 | OXIMETERPULSE | RADICAL 7 |  |  |  | Masimo Corp | Oximeter, Pulse |  |  | OXIMETERPULSE-Masimo Corp-RADICAL 7 |  |  |  | Covered PM Repair - Biomedical | MHHS-TMC
NO | NO | [5 empty] | Masimo Corp. | RADICAL-7 |  | T043320 | TMC - MHTMC - CENTRAL SUPPLY (OLD) | MHHS-TMC |  | Oximeter, Pulse |  |  |  | TMC |  | TMC - MHTMC - CENTRAL SUPPLY (OLD) | [5 empty] | OXIMETERS, PULSE |  | OXIMETERPULSE-Masimo Corp-RADICAL 7 | OXIMETERPULSE | RADICAL 7 |  |  |  | Masimo Corp | Oximeter, Pulse |  |  | OXIMETERPULSE-Masimo Corp-RADICAL 7 |  |  |  | Covered PM Repair - Biomedical | MHHS-TMC
NO | NO | [5 empty] | Masimo Corp. | RADICAL-7 |  |  | TMC - MHTMC - CENTRAL SUPPLY (OLD) | MHHS-TMC |  | Oximeter, Pulse |  |  |  | TMC |  | TMC - MHTMC - CENTRAL SUPPLY (OLD) | [5 empty] | OXIMETERS, PULSE |  | OXIMETERPULSE-Masimo Corp-RADICAL 7 | OXIMETERPULSE | RADICAL 7 |  |  |  | Masimo Corp | Oximeter, Pulse |  |  | OXIMETERPULSE-Masimo Corp-RADICAL 7 |  |  |  | Covered PM Repair - Biomedical | MHHS-TMC
NO | NO | [5 empty] | Masimo Corp. | RADICAL-7 |  | T043082 | TMC - MHTMC - CENTRAL SUPPLY (OLD) | MHHS-TMC |  | Oximeter, Pulse |  |  |  | TMC |  | TMC - MHTMC - CENTRAL SUPPLY (OLD) | [5 empty] | OXIMETERS, PULSE |  | OXIMETERPULSE-Masimo Corp-RADICAL 7 | OXIMETERPULSE | RADICAL 7 |  |  |  | Masimo Corp | Oximeter, Pulse |  |  | OXIMETERPULSE-Masimo Corp-RADICAL 7 |  |  |  | Covered PM Repair - Biomedical | MHHS-TMC
NO | NO |  |  |  | PLU0112 |  | Masimo Corp. | RADICAL-7 |  | T042131 | TMC - MHTMC - CENTRAL SUPPLY (OLD) | MHHS-TMC |  | Oximeter, Pulse |  | PLU0112 |  | TMC |  | TMC - MHTMC - CENTRAL SUPPLY (OLD) | [5 empty] | OXIMETERS, PULSE |  | OXIMETERPULSE-Masimo Corp-RADICAL 7 | OXIMETERPULSE | RADICAL 7 |  |  |  | Masimo Corp | Oximeter, Pulse |  |  | OXIMETERPULSE-Masimo Corp-RADICAL 7 |  |  |  | Covered PM Repair - Biomedical | MHHS-TMC
NO | NO |  |  |  | PLU0200 |  | Masimo Corp. | RADICAL-7 |  |  | TMC - MHTMC - CENTRAL SUPPLY (OLD) | MHHS-TMC |  | Oximeter, Pulse |  | PLU0200 |  | TMC |  | TMC - MHTMC - CENTRAL SUPPLY (OLD) | [5 empty] | OXIMETERS, PULSE |  | OXIMETERPULSE-Masimo Corp-RADICAL 7 | OXIMETERPULSE | RADICAL 7 |  |  |  | Masimo Corp | Oximeter, Pulse |  |  | OXIMETERPULSE-Masimo Corp-RADICAL 7 |  |  |  | Covered PM Repair - Biomedical | MHHS-TMC
NO | NO |  |  |  | PLU0203 |  | Masimo Corp. | RADICAL-7 |  |  | TMC - MHTMC - CENTRAL SUPPLY (OLD) | MHHS-TMC |  | Oximeter, Pulse |  | PLU0203 |  | TMC |  | TMC - MHTMC - CENTRAL SUPPLY (OLD) | [5 empty] | OXIMETERS, PULSE |  | OXIMETERPULSE-Masimo Corp-RADICAL 7 | OXIMETERPULSE | RADICAL 7 |  |  |  | Masimo Corp | Oximeter, Pulse |  |  | OXIMETERPULSE-Masimo Corp-RADICAL 7 |  |  |  | Covered PM Repair - Biomedical | MHHS-TMC
NO | NO |  |  |  | PLU0209 |  | Masimo Corp. | RADICAL-7 |  |  | TMC - MHTMC - CENTRAL SUPPLY (OLD) | MHHS-TMC |  | Oximeter, Pulse |  | PLU0209 |  | TMC |  | TMC - MHTMC - CENTRAL SUPPLY (OLD) | [5 empty] | OXIMETERS, PULSE |  | OXIMETERPULSE-Masimo Corp-RADICAL 7 | OXIMETERPULSE | RADICAL 7 |  |  |  | Masimo Corp | Oximeter, Pulse |  |  | OXIMETERPULSE-Masimo Corp-RADICAL 7 |  |  |  | Covered PM Repair - Biomedical | MHHS-TMC
NO | NO |  |  |  | PLU0214 |  | Masimo Corp. | RADICAL-7 |  |  | TMC - MHTMC - CENTRAL SUPPLY (OLD) | MHHS-TMC |  | Oximeter, Pulse |  | PLU0214 |  | TMC |  | TMC - MHTMC - CENTRAL SUPPLY (OLD) | [5 empty] | OXIMETERS, PULSE |  | OXIMETERPULSE-Masimo Corp-RADICAL 7 | OXIMETERPULSE | RADICAL 7 |  |  |  | Masimo Corp | Oximeter, Pulse |  |  | OXIMETERPULSE-Masimo Corp-RADICAL 7 |  |  |  | Covered PM Repair - Biomedical | MHHS-TMC
NO | NO |  |  |  | PLU0225 |  | Masimo Corp. | RADICAL-7 |  |  | TMC - MHTMC - CENTRAL SUPPLY (OLD) | MHHS-TMC |  | Oximeter, Pulse |  | PLU0225 |  | TMC |  | TMC - MHTMC - CENTRAL SUPPLY (OLD) | [5 empty] | OXIMETERS, PULSE |  | OXIMETERPULSE-Masimo Corp-RADICAL 7 | OXIMETERPULSE | RADICAL 7 |  |  |  | Masimo Corp | Oximeter, Pulse |  |  | OXIMETERPULSE-Masimo Corp-RADICAL 7 |  |  |  | Covered PM Repair - Biomedical | MHHS-TMC
NO | NO |  |  |  | 069-44120 |  | Masimo Corp. | RADICAL-7 |  |  | TMC - OR - ANESTHESIA (2HP) | MHHS-TMC |  | Oximeter, Pulse |  | 069-44120 |  | TMC |  | TMC - OR - ANESTHESIA (2HP) | [5 empty] | OXIMETERS, PULSE |  | OXIMETERPULSE-Masimo Corp-RADICAL 7 | OXIMETERPULSE | RADICAL 7 |  |  |  | Masimo Corp | Oximeter, Pulse |  |  | OXIMETERPULSE-Masimo Corp-RADICAL 7 |  |  |  | Covered PM Repair - Biomedical | MHHS-TMC
NO | NO |  |  |  | 069-45243 |  | Masimo Corp. | RADICAL-7 |  |  | TMC - OR - ANESTHESIA (2HP) | MHHS-TMC |  | Oximeter, Pulse |  | 069-45243 |  | TMC |  | TMC - OR - ANESTHESIA (2HP) | [5 empty] | OXIMETERS, PULSE |  | OXIMETERPULSE-Masimo Corp-RADICAL 7 | OXIMETERPULSE | RADICAL 7 |  |  |  | Masimo Corp | Oximeter, Pulse |  |  | OXIMETERPULSE-Masimo Corp-RADICAL 7 |  |  |  | Covered PM Repair - Biomedical | MHHS-TMC
NO | NO |  |  |  | 069-45250 |  | Masimo Corp. | RADICAL-7 |  |  | TMC - OR - ANESTHESIA (2HP) | MHHS-TMC |  | Oximeter, Pulse |  | 069-45250 |  | TMC |  | TMC - OR - ANESTHESIA (2HP) | [5 empty] | OXIMETERS, PULSE |  | OXIMETERPULSE-Masimo Corp-RADICAL 7 | OXIMETERPULSE | RADICAL 7 |  |  |  | Masimo Corp | Oximeter, Pulse |  |  | OXIMETERPULSE-Masimo Corp-RADICAL 7 |  |  |  | Covered PM Repair - Biomedical | MHHS-TMC
NO | NO |  |  |  | 077-06867 |  | Masimo Corp. | RADICAL-7 |  | T043148 | TMC - OR - ANESTHESIA (OLD) | MHHS-TMC |  | Oximeter, Pulse |  | 077-06867 |  | TMC |  | TMC - OR - ANESTHESIA (OLD) | [5 empty] | OXIMETERS, PULSE |  | OXIMETERPULSE-Masimo Corp-RADICAL 7 | OXIMETERPULSE | RADICAL 7 |  |  |  | Masimo Corp | Oximeter, Pulse |  |  | OXIMETERPULSE-Masimo Corp-RADICAL 7 |  |  |  | Covered PM Repair - Biomedical | MHHS-TMC
NO | NO |  |  |  | 077-10039 |  | Masimo Corp. | RADICAL-7 |  |  | TMC - OR - HERMANN (2HP) | MHHS-TMC |  | Oximeter, Pulse |  | 077-10039 |  | TMC |  | TMC - OR - HERMANN (2HP) | [5 empty] | OXIMETERS, PULSE |  | OXIMETERPULSE-Masimo Corp-RADICAL 7 | OXIMETERPULSE | RADICAL 7 |  |  |  | Masimo Corp | Oximeter, Pulse |  |  | OXIMETERPULSE-Masimo Corp-RADICAL 7 |  |  |  | Covered PM Repair - Biomedical | MHHS-TMC
NO | NO |  |  |  | 069-33011 |  | Masimo Corp. | RADICAL-7 |  | T043125 | TMC - OR - PEDI OR (2R) | MHHS-TMC |  | Oximeter, Pulse |  | 069-33011 |  | TMC |  | TMC - OR - PEDI OR (2R) | [5 empty] | OXIMETERS, PULSE |  | OXIMETERPULSE-Masimo Corp-RADICAL 7 | OXIMETERPULSE | RADICAL 7 |  |  |  | Masimo Corp | Oximeter, Pulse |  |  | OXIMETERPULSE-Masimo Corp-RADICAL 7 |  |  |  | Covered PM Repair - Biomedical | MHHS-TMC
NO | NO |  |  |  | 069-39335 |  | Masimo Corp. | RADICAL-7 |  | T043420 | TMC - OR - PEDI OR (2R) | MHHS-TMC |  | Oximeter, Pulse |  | 069-39335 |  | TMC |  | TMC - OR - PEDI OR (2R) | [5 empty] | OXIMETERS, PULSE |  | OXIMETERPULSE-Masimo Corp-RADICAL 7 | OXIMETERPULSE | RADICAL 7 |  |  |  | Masimo Corp | Oximeter, Pulse |  |  | OXIMETERPULSE-Masimo Corp-RADICAL 7 |  |  |  | Covered PM Repair - Biomedical | MHHS-TMC
NO | NO | [5 empty] | Masimo Corp. | RADICAL-7 |  | T043438 | TMC - OR - PEDI OR (2R) | MHHS-TMC |  | Oximeter, Pulse |  |  |  | TMC |  | TMC - OR - PEDI OR (2R) | [5 empty] | OXIMETERS, PULSE |  | OXIMETERPULSE-Masimo Corp-RADICAL 7 | OXIMETERPULSE | RADICAL 7 |  |  |  | Masimo Corp | Oximeter, Pulse |  |  | OXIMETERPULSE-Masimo Corp-RADICAL 7 |  |  |  | Covered PM Repair - Biomedical | MHHS-TMC
NO | NO |  |  |  | 069-45292 |  | Masimo Corp. | RADICAL-7 |  |  | TMC - RADIOLOGY - CULLEN PAVILION | MHHS-TMC |  | Oximeter, Pulse |  | 069-45292 |  | TMC |  | TMC - RADIOLOGY - CULLEN PAVILION | [5 empty] | OXIMETERS, PULSE |  | OXIMETERPULSE-Masimo Corp-RADICAL 7 | OXIMETERPULSE | RADICAL 7 |  |  |  | Masimo Corp | Oximeter, Pulse |  |  | OXIMETERPULSE-Masimo Corp-RADICAL 7 |  |  |  | Covered PM Repair - Biomedical | MHHS-TMC
NO | NO |  |  |  | 077-07057 |  | Masimo Corp. | RADICAL-7 |  |  | TMC - RADIOLOGY - JONES PAVILION | MHHS-TMC |  | Oximeter, Pulse |  | 077-07057 |  | TMC |  | TMC - RADIOLOGY - JONES PAVILION | [5 empty] | OXIMETERS, PULSE |  | OXIMETERPULSE-Masimo Corp-RADICAL 7 | OXIMETERPULSE | RADICAL 7 |  |  |  | Masimo Corp | Oximeter, Pulse |  |  | OXIMETERPULSE-Masimo Corp-RADICAL 7 |  |  |  | Covered PM Repair - Biomedical | MHHS-TMC
NO | NO |  |  |  | 069-38070 |  | Masimo Corp. | RADICAL-7 |  | T036440 | TMC - RADIOLOGY - MRI | MHHS-TMC |  | Oximeter, Pulse |  | 069-38070 |  | TMC |  | TMC - RADIOLOGY - MRI | [5 empty] | OXIMETERS, PULSE |  | OXIMETERPULSE-Masimo Corp-RADICAL 7 | OXIMETERPULSE | RADICAL 7 |  |  |  | Masimo Corp | Oximeter, Pulse |  |  | OXIMETERPULSE-Masimo Corp-RADICAL 7 |  |  |  | Covered PM Repair - Biomedical | MHHS-TMC
NO | NO | [5 empty] | Masimo Corp. | RADICAL-7 |  | T042083 | TMC - RESPIRATORY - ADULT | MHHS-TMC |  | Oximeter, Pulse |  |  |  | TMC |  | TMC - RESPIRATORY - ADULT | [5 empty] | OXIMETERS, PULSE |  | OXIMETERPULSE-Masimo Corp-RADICAL 7 | OXIMETERPULSE | RADICAL 7 |  |  |  | Masimo Corp | Oximeter, Pulse |  |  | OXIMETERPULSE-Masimo Corp-RADICAL 7 |  |  |  | Covered PM Repair - Biomedical | MHHS-TMC
NO | NO | [5 empty] | Masimo Corp. | RADICAL-7 |  | T043357 | TMC - RESPIRATORY - ADULT | MHHS-TMC |  | Oximeter, Pulse |  |  |  | TMC |  | TMC - RESPIRATORY - ADULT | [5 empty] | OXIMETERS, PULSE |  | OXIMETERPULSE-Masimo Corp-RADICAL 7 | OXIMETERPULSE | RADICAL 7 |  |  |  | Masimo Corp | Oximeter, Pulse |  |  | OXIMETERPULSE-Masimo Corp-RADICAL 7 |  |  |  | Covered PM Repair - Biomedical | MHHS-TMC
NO | NO |  |  |  | 069-43954 |  | Masimo Corp. | RADICAL-7 |  |  | TMC - SAROFIM 1 - PEDI ER | MHHS-TMC |  | Oximeter, Pulse |  | 069-43954 |  | TMC |  | TMC - SAROFIM 1 - PEDI ER | [5 empty] | OXIMETERS, PULSE |  | OXIMETERPULSE-Masimo Corp-RADICAL 7 | OXIMETERPULSE | RADICAL 7 |  |  |  | Masimo Corp | Oximeter, Pulse |  |  | OXIMETERPULSE-Masimo Corp-RADICAL 7 |  |  |  | Covered PM Repair - Biomedical | MHHS-TMC
NO | NO |  |  |  | 069-43942 |  | Masimo Corp. | RADICAL-7 |  |  | TMC - SAROFIM 5 - BURN UNIT | MHHS-TMC |  | Oximeter, Pulse |  | 069-43942 |  | TMC |  | TMC - SAROFIM 5 - BURN UNIT | [5 empty] | OXIMETERS, PULSE |  | OXIMETERPULSE-Masimo Corp-RADICAL 7 | OXIMETERPULSE | RADICAL 7 |  |  |  | Masimo Corp | Oximeter, Pulse |  |  | OXIMETERPULSE-Masimo Corp-RADICAL 7 |  |  |  | Covered PM Repair - Biomedical | MHHS-TMC
NO | NO |  |  |  | 069-43948 |  | Masimo Corp. | RADICAL-7 |  |  | TMC - SAROFIM 5 - SILVER | MHHS-TMC |  | Oximeter, Pulse |  | 069-43948 |  | TMC |  | TMC - SAROFIM 5 - SILVER | [5 empty] | OXIMETERS, PULSE |  | OXIMETERPULSE-Masimo Corp-RADICAL 7 | OXIMETERPULSE | RADICAL 7 |  |  |  | Masimo Corp | Oximeter, Pulse |  |  | OXIMETERPULSE-Masimo Corp-RADICAL 7 |  |  |  | Covered PM Repair - Biomedical | MHHS-TMC
NO | NO |  |  |  | 069-43944 |  | Masimo Corp. | RADICAL-7 |  |  | TMC - SAROFIM 6 - SIMU | MHHS-TMC |  | Oximeter, Pulse |  | 069-43944 |  | TMC |  | TMC - SAROFIM 6 - SIMU | [5 empty] | OXIMETERS, PULSE |  | OXIMETERPULSE-Masimo Corp-RADICAL 7 | OXIMETERPULSE | RADICAL 7 |  |  |  | Masimo Corp | Oximeter, Pulse |  |  | OXIMETERPULSE-Masimo Corp-RADICAL 7 |  |  |  | Covered PM Repair - Biomedical | MHHS-TMC
NO | NO |  |  |  | 069-43946 |  | Masimo Corp. | RADICAL-7 |  |  | TMC - SAROFIM 6 - STICU | MHHS-TMC |  | Oximeter, Pulse |  | 069-43946 |  | TMC |  | TMC - SAROFIM 6 - STICU | [5 empty] | OXIMETERS, PULSE |  | OXIMETERPULSE-Masimo Corp-RADICAL 7 | OXIMETERPULSE | RADICAL 7 |  |  |  | Masimo Corp | Oximeter, Pulse |  |  | OXIMETERPULSE-Masimo Corp-RADICAL 7 |  |  |  | Covered PM Repair - Biomedical | MHHS-TMC
NO | NO |  |  |  | 069-43938 |  | Masimo Corp. | RADICAL-7 |  |  | TMC - SAROFIM 7 - ORTHO TRAUMA | MHHS-TMC |  | Oximeter, Pulse |  | 069-43938 |  | TMC |  | TMC - SAROFIM 7 - ORTHO TRAUMA | [5 empty] | OXIMETERS, PULSE |  | OXIMETERPULSE-Masimo Corp-RADICAL 7 | OXIMETERPULSE | RADICAL 7 |  |  |  | Masimo Corp | Oximeter, Pulse |  |  | OXIMETERPULSE-Masimo Corp-RADICAL 7 |  |  |  | Covered PM Repair - Biomedical | MHHS-TMC
NO | NO | [5 empty] | Masimo Corp. | RADICAL-7 |  | T036813 | WOODLANDS - BIRTH CENTER | MHHS-Woodlands |  | Oximeter, Pulse |  |  |  | Woodlands |  | WOODLANDS - BIRTH CENTER | [5 empty] | OXIMETERS, PULSE |  | OXIMETERPULSE-Masimo Corp-RADICAL 7 | OXIMETERPULSE | RADICAL 7 |  |  |  | Masimo Corp | Oximeter, Pulse |  |  | OXIMETERPULSE-Masimo Corp-RADICAL 7 |  |  |  | Covered PM Repair - Biomedical | MHHS-Woodlands
NO | NO |  |  |  | 029-12813 |  | Masimo Corp. | RADICAL-7 |  |  | WOODLANDS - CENTRAL SUPPLY | MHHS-Woodlands |  | Oximeter, Pulse |  | 029-12813 |  | Woodlands |  | WOODLANDS - CENTRAL SUPPLY | [5 empty] | OXIMETERS, PULSE |  | OXIMETERPULSE-Masimo Corp-RADICAL 7 | OXIMETERPULSE | RADICAL 7 |  |  |  | Masimo Corp | Oximeter, Pulse |  |  | OXIMETERPULSE-Masimo Corp-RADICAL 7 |  |  |  | Covered PM Repair - Biomedical | MHHS-Woodlands
NO | NO |  |  |  | 029-12815 |  | Masimo Corp. | RADICAL-7 |  |  | WOODLANDS - CENTRAL SUPPLY | MHHS-Woodlands |  | Oximeter, Pulse |  | 029-12815 |  | Woodlands |  | WOODLANDS - CENTRAL SUPPLY | [5 empty] | OXIMETERS, PULSE |  | OXIMETERPULSE-Masimo Corp-RADICAL 7 | OXIMETERPULSE | RADICAL 7 |  |  |  | Masimo Corp | Oximeter, Pulse |  |  | OXIMETERPULSE-Masimo Corp-RADICAL 7 |  |  |  | Covered PM Repair - Biomedical | MHHS-Woodlands
NO | NO |  |  |  | 029-12816 |  | Masimo Corp. | RADICAL-7 |  |  | WOODLANDS - CENTRAL SUPPLY | MHHS-Woodlands |  | Oximeter, Pulse |  | 029-12816 |  | Woodlands |  | WOODLANDS - CENTRAL SUPPLY | [5 empty] | OXIMETERS, PULSE |  | OXIMETERPULSE-Masimo Corp-RADICAL 7 | OXIMETERPULSE | RADICAL 7 |  |  |  | Masimo Corp | Oximeter, Pulse |  |  | OXIMETERPULSE-Masimo Corp-RADICAL 7 |  |  |  | Covered PM Repair - Biomedical | MHHS-Woodlands
NO | NO |  |  |  | 029-12817 |  | Masimo Corp. | RADICAL-7 |  |  | WOODLANDS - CENTRAL SUPPLY | MHHS-Woodlands |  | Oximeter, Pulse |  | 029-12817 |  | Woodlands |  | WOODLANDS - CENTRAL SUPPLY | [5 empty] | OXIMETERS, PULSE |  | OXIMETERPULSE-Masimo Corp-RADICAL 7 | OXIMETERPULSE | RADICAL 7 |  |  |  | Masimo Corp | Oximeter, Pulse |  |  | OXIMETERPULSE-Masimo Corp-RADICAL 7 |  |  |  | Covered PM Repair - Biomedical | MHHS-Woodlands
NO | NO |  |  |  | 029-12818 |  | Masimo Corp. | RADICAL-7 |  |  | WOODLANDS - CENTRAL SUPPLY | MHHS-Woodlands |  | Oximeter, Pulse |  | 029-12818 |  | Woodlands |  | WOODLANDS - CENTRAL SUPPLY | [5 empty] | OXIMETERS, PULSE |  | OXIMETERPULSE-Masimo Corp-RADICAL 7 | OXIMETERPULSE | RADICAL 7 |  |  |  | Masimo Corp | Oximeter, Pulse |  |  | OXIMETERPULSE-Masimo Corp-RADICAL 7 |  |  |  | Covered PM Repair - Biomedical | MHHS-Woodlands
NO | NO |  |  |  | 029-12819 |  | Masimo Corp. | RADICAL-7 |  |  | WOODLANDS - CENTRAL SUPPLY | MHHS-Woodlands |  | Oximeter, Pulse |  | 029-12819 |  | Woodlands |  | WOODLANDS - CENTRAL SUPPLY | [5 empty] | OXIMETERS, PULSE |  | OXIMETERPULSE-Masimo Corp-RADICAL 7 | OXIMETERPULSE | RADICAL 7 |  |  |  | Masimo Corp | Oximeter, Pulse |  |  | OXIMETERPULSE-Masimo Corp-RADICAL 7 |  |  |  | Covered PM Repair - Biomedical | MHHS-Woodlands
NO | NO |  |  |  | 029-12821 |  | Masimo Corp. | RADICAL-7 |  |  | WOODLANDS - CENTRAL SUPPLY | MHHS-Woodlands |  | Oximeter, Pulse |  | 029-12821 |  | Woodlands |  | WOODLANDS - CENTRAL SUPPLY | [5 empty] | OXIMETERS, PULSE |  | OXIMETERPULSE-Masimo Corp-RADICAL 7 | OXIMETERPULSE | RADICAL 7 |  |  |  | Masimo Corp | Oximeter, Pulse |  |  | OXIMETERPULSE-Masimo Corp-RADICAL 7 |  |  |  | Not Covered Vendor Only - Biomedical | MHHS-Woodlands
NO | NO | [5 empty] | Masimo Corp. | RADICAL-7 |  | T036734 | WOODLANDS - NICU | MHHS-Woodlands |  | Oximeter, Pulse |  |  |  | Woodlands |  | WOODLANDS - NICU | [5 empty] | OXIMETERS, PULSE |  | OXIMETERPULSE-Masimo Corp-RADICAL 7 | OXIMETERPULSE | RADICAL 7 |  |  |  | Masimo Corp | Oximeter, Pulse |  |  | OXIMETERPULSE-Masimo Corp-RADICAL 7 |  |  |  | Covered PM Repair - Biomedical | MHHS-Woodlands
NO | NO | [5 empty] | Masimo Corp. | RADICAL-7 |  | T036499 | WOODLANDS - NICU | MHHS-Woodlands |  | Oximeter, Pulse |  |  |  | Woodlands |  | WOODLANDS - NICU | [5 empty] | OXIMETERS, PULSE |  | OXIMETERPULSE-Masimo Corp-RADICAL 7 | OXIMETERPULSE | RADICAL 7 |  |  |  | Masimo Corp | Oximeter, Pulse |  |  | OXIMETERPULSE-Masimo Corp-RADICAL 7 |  |  |  | Covered PM Repair - Biomedical | MHHS-Woodlands
NO | NO |  |  |  | 029-06765 |  | Masimo Corp. | RADICAL-7 |  | T043137 | WOODLANDS - OR | MHHS-Woodlands |  | Oximeter, Pulse |  | 029-06765 |  | Woodlands |  | WOODLANDS - OR | [5 empty] | OXIMETERS, PULSE |  | OXIMETERPULSE-Masimo Corp-RADICAL 7 | OXIMETERPULSE | RADICAL 7 |  |  |  | Masimo Corp | Oximeter, Pulse |  |  | OXIMETERPULSE-Masimo Corp-RADICAL 7 |  |  |  | Covered PM Repair - Biomedical | MHHS-Woodlands
NO | NO |  |  |  | 029-12867 |  | Masimo Corp. | RADICAL-7 |  |  | WOODLANDS - PEDS | MHHS-Woodlands |  | Oximeter, Pulse |  | 029-12867 |  | Woodlands |  | WOODLANDS - PEDS | [5 empty] | OXIMETERS, PULSE |  | OXIMETERPULSE-Masimo Corp-RADICAL 7 | OXIMETERPULSE | RADICAL 7 |  |  |  | Masimo Corp | Oximeter, Pulse |  |  | OXIMETERPULSE-Masimo Corp-RADICAL 7 |  |  |  | Covered PM Repair - Biomedical | MHHS-Woodlands
NO | NO |  |  |  | 029-12868 |  | Masimo Corp. | RADICAL-7 |  |  | WOODLANDS - PEDS | MHHS-Woodlands |  | Oximeter, Pulse |  | 029-12868 |  | Woodlands |  | WOODLANDS - PEDS | [5 empty] | OXIMETERS, PULSE |  | OXIMETERPULSE-Masimo Corp-RADICAL 7 | OXIMETERPULSE | RADICAL 7 |  |  |  | Masimo Corp | Oximeter, Pulse |  |  | OXIMETERPULSE-Masimo Corp-RADICAL 7 |  |  |  | Covered PM Repair - Biomedical | MHHS-Woodlands
NO | NO | [5 empty] | Masimo Corp. | RADICAL-7 |  |  | WOODLANDS - PEDS | MHHS-Woodlands |  | Oximeter, Pulse |  |  |  | Woodlands |  | WOODLANDS - PEDS | [5 empty] | OXIMETERS, PULSE |  | OXIMETERPULSE-Masimo Corp-RADICAL 7 | OXIMETERPULSE | RADICAL 7 |  |  |  | Masimo Corp | Oximeter, Pulse |  |  | OXIMETERPULSE-Masimo Corp-RADICAL 7 |  |  |  | Covered PM Repair - Biomedical | MHHS-Woodlands
NO | NO | [5 empty] | Masimo Corp. | RADICAL-7 |  | T036801 | WOODLANDS - PEDS | MHHS-Woodlands |  | Oximeter, Pulse |  |  |  | Woodlands |  | WOODLANDS - PEDS | [5 empty] | OXIMETERS, PULSE |  | OXIMETERPULSE-Masimo Corp-RADICAL 7 | OXIMETERPULSE | RADICAL 7 |  |  |  | Masimo Corp | Oximeter, Pulse |  |  | OXIMETERPULSE-Masimo Corp-RADICAL 7 |  |  |  | Covered PM Repair - Biomedical | MHHS-Woodlands
NO | NO | [5 empty] | Masimo Corp. | RADICAL-7 |  | T036920 | WOODLANDS - PEDS | MHHS-Woodlands |  | Oximeter, Pulse |  |  |  | Woodlands |  | WOODLANDS - PEDS | [5 empty] | OXIMETERS, PULSE |  | OXIMETERPULSE-Masimo Corp-RADICAL 7 | OXIMETERPULSE | RADICAL 7 |  |  |  | Masimo Corp | Oximeter, Pulse |  |  | OXIMETERPULSE-Masimo Corp-RADICAL 7 |  |  |  | Covered PM Repair - Biomedical | MHHS-Woodlands
NO | NO | [5 empty] | Masimo Corp. | RADICAL-7 |  | T036736 | WOODLANDS - PEDS | MHHS-Woodlands |  | Oximeter, Pulse |  |  |  | Woodlands |  | WOODLANDS - PEDS | [5 empty] | OXIMETERS, PULSE |  | OXIMETERPULSE-Masimo Corp-RADICAL 7 | OXIMETERPULSE | RADICAL 7 |  |  |  | Masimo Corp | Oximeter, Pulse |  |  | OXIMETERPULSE-Masimo Corp-RADICAL 7 |  |  |  | Covered PM Repair - Biomedical | MHHS-Woodlands
NO | NO | [5 empty] | Masimo Corp. | RADICAL-7 |  |  | WOODLANDS - PEDS | MHHS-Woodlands |  | Oximeter, Pulse |  |  |  | Woodlands |  | WOODLANDS - PEDS | [5 empty] | OXIMETERS, PULSE |  | OXIMETERPULSE-Masimo Corp-RADICAL 7 | OXIMETERPULSE | RADICAL 7 |  |  |  | Masimo Corp | Oximeter, Pulse |  |  | OXIMETERPULSE-Masimo Corp-RADICAL 7 |  |  |  | Covered PM Repair - Biomedical | MHHS-Woodlands
NO | YES |  |  |  |  | 009-07607 | Masimo Corp. | RDS-1 |  |  | GH-Cath Lab | MHHS-Greater Heights |  | Oximeter, Pulse |  |  | 009-07607 | Central | MHHS-Greater Heights | GH-Cath Lab | GH CATH LAB | 3/1/13 |  | 4/1/20 |  | PHYSIOLOGIC MONITOR MODULE HOUSINGS |  | OXIMETERPULSE-Masimo Corp-RDS-1 | OXIMETERPULSE | RDS-1 |  |  |  | Masimo Corp | Oximeter, Pulse |  | OXIMETERPULSE-Masimo Corp-RDS-1 |  | 5/1/17 |  |  | Covered PM Repair - Biomedical | MHHS-Greater Heights
NO | YES |  |  |  |  | 009-07621 | Masimo Corp. | RDS-1 |  |  | GH-Cath Lab | MHHS-Greater Heights |  | Oximeter, Pulse |  |  | 009-07621 | Central | MHHS-Greater Heights | GH-Cath Lab | GH CATH LAB | 3/1/15 |  | 4/1/20 |  | PHYSIOLOGIC MONITOR MODULE HOUSINGS |  | OXIMETERPULSE-Masimo Corp-RDS-1 | OXIMETERPULSE | RDS-1 |  |  |  | Masimo Corp | Oximeter, Pulse |  | OXIMETERPULSE-Masimo Corp-RDS-1 |  | 5/1/17 |  |  | Covered PM Repair - Biomedical | MHHS-Greater Heights
NO | YES | [5 empty] | Masimo Corp. | RDS-1 |  |  | GH-Labor & Delivery-OR | MHHS-Greater Heights |  | Oximeter, Pulse |  |  |  | Central | MHHS-Greater Heights | GH-Labor & Delivery-OR | OR hallway |  |  |  |  | PHYSIOLOGIC MONITOR MODULE HOUSINGS |  | OXIMETERPULSE-Masimo Corp-RDS-1 | OXIMETERPULSE | RDS-1 |  |  |  | Masimo Corp | Oximeter, Pulse |  | OXIMETERPULSE-Masimo Corp-RDS-1 |  | 5/1/17 |  |  | Covered PM Repair - Biomedical | MHHS-Greater Heights
NO | YES | [5 empty] | Masimo Corp. | RDS-1 |  |  | GH-Labor & Delivery-OR | MHHS-Greater Heights |  | Oximeter, Pulse |  |  |  | Central | MHHS-Greater Heights | GH-Labor & Delivery-OR | OR hallway |  |  |  |  | PHYSIOLOGIC MONITOR MODULE HOUSINGS |  | OXIMETERPULSE-Masimo Corp-RDS-1 | OXIMETERPULSE | RDS-1 |  |  |  | Masimo Corp | Oximeter, Pulse |  | OXIMETERPULSE-Masimo Corp-RDS-1 |  | 5/1/17 |  |  | Covered PM Repair - Biomedical | MHHS-Greater Heights
NO | YES | [5 empty] | Masimo Corp. | RDS-1 |  |  | GH-Labor & Delivery-OR | MHHS-Greater Heights |  | Oximeter, Pulse |  |  |  | Central | MHHS-Greater Heights | GH-Labor & Delivery-OR | OR hallway |  |  |  |  | PHYSIOLOGIC MONITOR MODULE HOUSINGS |  | OXIMETERPULSE-Masimo Corp-RDS-1 | OXIMETERPULSE | RDS-1 |  |  |  | Masimo Corp | Oximeter, Pulse |  | OXIMETERPULSE-Masimo Corp-RDS-1 |  | 5/1/17 |  |  | Covered PM Repair - Biomedical | MHHS-Greater Heights
NO | YES | [5 empty] | Masimo Corp. | RDS-1 |  |  | GH-Preop | MHHS-Greater Heights |  | Oximeter, Pulse |  |  |  | Central | MHHS-Greater Heights | GH-Preop | Pulmonary function |  |  |  |  | PHYSIOLOGIC MONITOR MODULE HOUSINGS |  | OXIMETERPULSE-Masimo Corp-RDS-1 | OXIMETERPULSE | RDS-1 |  |  |  | Masimo Corp | Oximeter, Pulse |  | OXIMETERPULSE-Masimo Corp-RDS-1 |  | 5/1/17 |  |  | Covered PM Repair - Biomedical | MHHS-Greater Heights
NO | YES |  |  |  |  | 009-07611 | Masimo Corp. | RDS-1 |  |  | GH - NICU | MHHS-Greater Heights |  | Oximeter, Pulse |  |  | 009-07611 | Central | Greater heights | GH - NICU | GH - NICU |  |  |  |  | PHYSIOLOGIC MONITOR MODULE HOUSINGS |  | OXIMETERPULSE-Masimo Corp-RDS-1 | OXIMETERPULSE | RDS-1 |  |  |  | Masimo Corp | Oximeter, Pulse |  | OXIMETERPULSE-Masimo Corp-RDS-1 |  |  |  |  | Not Covered Vendor Only - Biomedical | MHHS-Greater Heights
NO | YES |  |  |  |  | 009-07623 | Masimo Corp. | RDS-1 |  |  | GH - RESPIRATORY | MHHS-Greater Heights |  | Oximeter, Pulse |  |  | 009-07623 | Central | GH | GH - RESPIRATORY | [5 empty] | PHYSIOLOGIC MONITOR MODULE HOUSINGS |  | OXIMETERPULSE-Masimo Corp-RDS-1 | OXIMETERPULSE | RDS-1 |  |  |  | Masimo Corp | Oximeter, Pulse |  | OXIMETERPULSE-Masimo Corp-RDS-1 |  |  |  |  | Not Covered Vendor Only - Biomedical | MHHS-Greater Heights
NO | YES | [5 empty] | Masimo Corp. | RDS-1 |  |  | GH-Labor & Delivery-OR | MHHS-Greater Heights |  | Oximeter, Pulse |  |  |  | Central | MHHS-Greater Heights | GH-Labor & Delivery-OR | OR hallway |  |  |  |  | PHYSIOLOGIC MONITOR MODULE HOUSINGS |  | OXIMETERPULSE-Masimo Corp-RDS-1 | OXIMETERPULSE | RDS-1 |  |  |  | Masimo Corp | Oximeter, Pulse |  | OXIMETERPULSE-Masimo Corp-RDS-1 |  | 5/9/17 |  |  | Covered PM Repair - Biomedical | MHHS-Greater Heights
NO | YES |  |  |  |  | 099-05930 | Masimo Corp. | RDS-1 |  |  | TMC 6 Floor | MHHS-Southeast |  | Oximeter, Pulse |  |  | 099-05930 | Southeast & Bay Area | TMC | TMC 6 Floor | HP690.4 | 6/1/13 |  |  | No PM Sticker | PHYSIOLOGIC MONITOR MODULE HOUSINGS |  | OXIMETERPULSE-Masimo Corp-RDS-1 | OXIMETERPULSE | RDS-1 |  |  |  | Masimo Corp | Oximeter, Pulse |  | OXIMETERPULSE-Masimo Corp-RDS-1 |  | 5/1/17 |  |  | Covered PM Repair - Biomedical | MHHS-Southeast
NO | YES |  |  |  |  | 013-18567 | Masimo Corp. | RDS-1 |  |  | SW-Med/Surg Floors | MHHS-Southwest |  | Oximeter, Pulse |  |  | 013-18567 | Southwest | MHHS-Southwest | SW-Med/Surg Floors | Room 1041 | 1/1/17 |  | 1/1/18 |  | PHYSIOLOGIC MONITOR MODULE HOUSINGS |  | OXIMETERPULSE-Masimo Corp-RDS-1 | OXIMETERPULSE | RDS-1 |  |  |  | Masimo Corp | Oximeter, Pulse |  | OXIMETERPULSE-Masimo Corp-RDS-1 |  |  |  |  | Covered PM Repair - Biomedical | MHHS-Southwest
NO | YES |  |  |  |  | 013-18607 | Masimo Corp. | RDS-1 |  |  | SW-NICU | MHHS-Southwest |  | Oximeter, Pulse |  |  | 013-18607 | Southwest | MHHS-Southwest | SW-NICU | Blood Gas Lab | 7/1/16 |  |  |  | PHYSIOLOGIC MONITOR MODULE HOUSINGS |  | OXIMETERPULSE-Masimo Corp-RDS-1 | OXIMETERPULSE | RDS-1 |  |  |  | Masimo Corp | Oximeter, Pulse |  | OXIMETERPULSE-Masimo Corp-RDS-1 |  | 5/9/17 |  |  | Covered PM Repair - Biomedical | MHHS-Southwest
NO | YES |  |  |  |  | 013-18601 | Masimo Corp. | RDS-1 |  |  | SW-NICU | MHHS-Southwest |  | Oximeter, Pulse |  |  | 013-18601 | Southwest | MHHS-Southwest | SW-NICU | Hall | 7/1/16 |  |  |  | PHYSIOLOGIC MONITOR MODULE HOUSINGS |  | OXIMETERPULSE-Masimo Corp-RDS-1 | OXIMETERPULSE | RDS-1 |  |  |  | Masimo Corp | Oximeter, Pulse |  | OXIMETERPULSE-Masimo Corp-RDS-1 |  | 5/9/17 |  |  | Covered PM Repair - Biomedical | MHHS-Southwest
NO | YES | [5 empty] | Masimo Corp. | RDS-1 |  |  | TMC-Children's-NICU (7Hp) | MHHS-TMC |  | Oximeter, Pulse |  |  |  | TMC | MHHS-TMC | TMC-Children's-NICU (7Hp) |  | 12/15/12 |  |  |  | PHYSIOLOGIC MONITOR MODULE HOUSINGS |  | OXIMETERPULSE-Masimo Corp-RDS-1 | OXIMETERPULSE | RDS-1 |  |  |  | Masimo Corp | Oximeter, Pulse |  | OXIMETERPULSE-Masimo Corp-RDS-1 |  | 5/9/17 | Verified 3/30/2020 4:07pm (Central) |  | Covered PM Repair - Biomedical | MHHS-TMC
NO | YES | [5 empty] | Masimo Corp. | RDS-1 |  |  | TMC-Children's-NICU (7Hp) | MHHS-TMC |  | Oximeter, Pulse |  |  |  | TMC | MHHS-TMC | TMC-Children's-NICU (7Hp) |  | 12/2/11 |  |  |  | PHYSIOLOGIC MONITOR MODULE HOUSINGS |  | OXIMETERPULSE-Masimo Corp-RDS-1 | OXIMETERPULSE | RDS-1 |  |  |  | Masimo Corp | Oximeter, Pulse |  | OXIMETERPULSE-Masimo Corp-RDS-1 |  | 5/12/16 |  |  | Covered PM Repair - Biomedical | MHHS-TMC
NO | YES |  |  |  |  | 077-07134 | Masimo Corp. | RDS-1 |  |  | TMC-Respiratory-Adult | MHHS-TMC |  | Oximeter, Pulse |  |  | 077-07134 | TMC | MHHS-TMC | TMC-Respiratory-Adult |  | 11/1/19 |  | 11/1/20 |  | PHYSIOLOGIC MONITOR MODULE HOUSINGS |  | OXIMETERPULSE-Masimo Corp-RDS-1 | OXIMETERPULSE | RDS-1 |  |  |  | Masimo Corp | Oximeter, Pulse |  | OXIMETERPULSE-Masimo Corp-RDS-1 |  | 5/9/17 |  |  | Covered PM Repair - Biomedical | MHHS-TMC
NO | YES | Asset Tag 069-41755 |  |  | 069-41755 | 069-41755 | Masimo Corp. | RDS-1 |  |  | (null) | MHHS-TMC |  | Oximeter, Pulse |  | 069-41755 | 069-41755 | (null) | MHHS-TMC | (null) | (null) |  |  |  | (null) | PHYSIOLOGIC MONITOR MODULE HOUSINGS |  | OXIMETERPULSE-Masimo Corp-RDS-1 | OXIMETERPULSE | RDS-1 |  |  |  | Masimo Corp | Oximeter, Pulse |  | OXIMETERPULSE-Masimo Corp-RDS-1 |  | 5/9/17 |  |  | Covered PM Repair - Biomedical | MHHS-TMC
NO | YES |  |  |  |  | 099-09856 | Masimo Corp. | RDS-1 |  |  | TMC-OR-Anesthesia (Contract Equip) | MHHS-TMC |  | Oximeter, Pulse |  |  | 099-09856 | TMC | MHHS-TMC | TMC-OR-Anesthesia (Contract Equip) | OR 9 |  |  |  |  | PHYSIOLOGIC MONITOR MODULE HOUSINGS |  | OXIMETERPULSE-Masimo Corp-RDS-1 | OXIMETERPULSE | RDS-1 |  |  |  | Masimo Corp | Oximeter, Pulse |  | OXIMETERPULSE-Masimo Corp-RDS-1 |  | 7/1/20 |  |  | Not Covered Vendor Only - Biomedical | MHHS-TMC
NO | YES | [5 empty] | Masimo Corp. | RDS-1 |  |  | Memorial Hermann- Texas Medical center | MHHS-TMC |  | Oximeter, Pulse |  |  |  | TMC | TMC | Memorial Hermann- Texas Medical center | HP631 | 12/1/12 |  | 3/1/20 | No PM Sticker | PHYSIOLOGIC MONITOR MODULE HOUSINGS |  | OXIMETERPULSE-Masimo Corp-RDS-1 | OXIMETERPULSE | RDS-1 |  |  |  | Masimo Corp | Oximeter, Pulse |  | OXIMETERPULSE-Masimo Corp-RDS-1 |  |  |  |  | Covered PM Repair - Biomedical | MHHS-TMC
NO | YES | [5 empty] | Masimo Corp. | RDS-1 |  |  | TMC-Children's-PICU (9Hp) | MHHS-TMC |  | Oximeter, Pulse |  |  |  | TMC | MHHS-TMC | TMC-Children's-PICU (9Hp) |  | 12/3/14 |  |  |  | PHYSIOLOGIC MONITOR MODULE HOUSINGS |  | OXIMETERPULSE-Masimo Corp-RDS-1 | OXIMETERPULSE | RDS-1 |  |  |  | Masimo Corp | Oximeter, Pulse |  | OXIMETERPULSE-Masimo Corp-RDS-1 |  | 7/1/20 | Verified 3/30/2020 4:07pm (Central) |  | Not Covered Vendor Only - Biomedical | MHHS-TMC
NO | YES | [5 empty] | Masimo Corp. | RDS-1 |  |  | TMC-Children's-PICU (9Hp) | MHHS-TMC |  | Oximeter, Pulse |  |  |  | TMC | MHHS-TMC | TMC-Children's-PICU (9Hp) |  | 12/3/14 |  |  |  | PHYSIOLOGIC MONITOR MODULE HOUSINGS |  | OXIMETERPULSE-Masimo Corp-RDS-1 | OXIMETERPULSE | RDS-1 |  |  |  | Masimo Corp | Oximeter, Pulse |  | OXIMETERPULSE-Masimo Corp-RDS-1 |  | 7/1/20 | Verified 3/30/2020 4:07pm (Central) |  | Not Covered Vendor Only - Biomedical | MHHS-TMC
NO | YES | [5 empty] | Masimo Corp. | RDS-1 |  |  | TMC-Children's-PICU (9Hp) | MHHS-TMC |  | Oximeter, Pulse |  |  |  | TMC | MHHS-TMC | TMC-Children's-PICU (9Hp) |  | 12/3/14 |  |  |  | PHYSIOLOGIC MONITOR MODULE HOUSINGS |  | OXIMETERPULSE-Masimo Corp-RDS-1 | OXIMETERPULSE | RDS-1 |  |  |  | Masimo Corp | Oximeter, Pulse |  | OXIMETERPULSE-Masimo Corp-RDS-1 |  | 5/1/17 | Verified 3/30/2020 4:07pm (Central) |  | Covered PM Repair - Biomedical | MHHS-TMC
NO | YES | [5 empty] | Masimo Corp. | RDS-1 |  |  | TMC-Children's-PICU (9Hp) | MHHS-TMC |  | Oximeter, Pulse |  |  |  | TMC | MHHS-TMC | TMC-Children's-PICU (9Hp) |  | 12/3/14 |  |  |  | PHYSIOLOGIC MONITOR MODULE HOUSINGS |  | OXIMETERPULSE-Masimo Corp-RDS-1 | OXIMETERPULSE | RDS-1 |  |  |  | Masimo Corp | Oximeter, Pulse |  | OXIMETERPULSE-Masimo Corp-RDS-1 |  | 5/1/17 | Verified 3/30/2020 4:07pm (Central) |  | Covered PM Repair - Biomedical | MHHS-TMC
NO | YES |  |  |  | 069-37376 | 069-37376 | Masimo Corp. | RDS-1 |  |  | TMC-MHTMC-Central Supply | MHHS-TMC |  | Oximeter, Pulse |  | 069-37376 | 069-37376 | TMC | MHHS-TMC | TMC-MHTMC-Central Supply | Central Supply | 7/1/13 |  |  |  | PHYSIOLOGIC MONITOR MODULE HOUSINGS |  | OXIMETERPULSE-Masimo Corp-RDS-1 | OXIMETERPULSE | RDS-1 |  |  |  | Masimo Corp | Oximeter, Pulse |  | OXIMETERPULSE-Masimo Corp-RDS-1 |  | 5/9/17 |  |  | Covered PM Repair - Biomedical | MHHS-TMC
NO | YES |  |  |  | 069-37384 | 069-37384 | Masimo Corp. | RDS-1 |  |  | TMC-MHTMC-Central Supply | MHHS-TMC |  | Oximeter, Pulse |  | 069-37384 | 069-37384 | TMC | MHHS-TMC | TMC-MHTMC-Central Supply | Central Supply | 12/1/12 |  |  |  | PHYSIOLOGIC MONITOR MODULE HOUSINGS |  | OXIMETERPULSE-Masimo Corp-RDS-1 | OXIMETERPULSE | RDS-1 |  |  |  | Masimo Corp | Oximeter, Pulse |  | OXIMETERPULSE-Masimo Corp-RDS-1 |  | 10/28/16 |  |  | Not Covered Vendor Only - Lab Ana/Anes | MHHS-TMC
NO | YES |  |  |  | 069-37389 | 069-37389 | Masimo Corp. | RDS-1 |  |  | TMC - CHILDRENS - SPD | MHHS-TMC |  | Oximeter, Pulse |  | 069-37389 | 069-37389 | TMC | Memorial Hermann-Texas Medical Center | TMC - CHILDRENS - SPD | TMC - SPD | 11/1/12 |  | 11/1/20 |  | PHYSIOLOGIC MONITOR MODULE HOUSINGS |  | OXIMETERPULSE-Masimo Corp-RDS-1 | OXIMETERPULSE | RDS-1 |  |  |  | Masimo Corp | Oximeter, Pulse |  | OXIMETERPULSE-Masimo Corp-RDS-1 |  | 9/1/20 |  |  | Not Covered Vendor Only - Biomedical | MHHS-TMC
NO | YES |  |  |  | 069-37394 | 069-37394 | Masimo Corp. | RDS-1 |  |  | TMC-MHTMC-Central Supply (Old) | MHHS-TMC |  | Oximeter, Pulse |  | 069-37394 | 069-37394 | TMC | MHHS-TMC | TMC-MHTMC-Central Supply (Old) |  | 12/1/12 |  |  |  | PHYSIOLOGIC MONITOR MODULE HOUSINGS |  | OXIMETERPULSE-Masimo Corp-RDS-1 | OXIMETERPULSE | RDS-1 |  |  |  | Masimo Corp | Oximeter, Pulse |  | OXIMETERPULSE-Masimo Corp-RDS-1 |  | 7/1/20 | Verified 3/29/2020 11:26:am (Central) |  | Not Covered Vendor Only - Biomedical | MHHS-TMC
NO | YES | Asset Tag 069-47020 |  |  | 069-47020 | 069-47020 | Masimo Corp. | RDS-1 |  |  | (null) | MHHS-TMC |  | Oximeter, Pulse |  | 069-47020 | 069-47020 | (null) | MHHS-TMC | (null) | (null) |  |  |  | (null) | PHYSIOLOGIC MONITOR MODULE HOUSINGS |  | OXIMETERPULSE-Masimo Corp-RDS-1 | OXIMETERPULSE | RDS-1 |  |  |  | Masimo Corp | Oximeter, Pulse |  | OXIMETERPULSE-Masimo Corp-RDS-1 |  | 3/15/17 |  |  | Covered PM Repair - Biomedical | MHHS-TMC
NO | YES |  |  |  | 069-37416 | 069-37416 | Masimo Corp. | RDS-1 |  |  | TMC-MHTMC-Central Supply (Old) | MHHS-TMC |  | Oximeter, Pulse |  | 069-37416 | 069-37416 | TMC | MHHS-TMC | TMC-MHTMC-Central Supply (Old) | L and D 691 | 12/1/12 |  |  |  | PHYSIOLOGIC MONITOR MODULE HOUSINGS |  | OXIMETERPULSE-Masimo Corp-RDS-1 | OXIMETERPULSE | RDS-1 |  |  |  | Masimo Corp | Oximeter, Pulse |  | OXIMETERPULSE-Masimo Corp-RDS-1 |  | 7/1/20 |  |  | Not Covered Vendor Only - Biomedical | MHHS-TMC
NO | YES |  |  |  | 069-37418 | 069-37418 | Masimo Corp. | RDS-1 |  |  | TMC-MHTMC-Central Supply | MHHS-TMC |  | Oximeter, Pulse |  | 069-37418 | 069-37418 | TMC | MHHS-TMC | TMC-MHTMC-Central Supply | Central Supply | 12/1/12 |  |  |  | PHYSIOLOGIC MONITOR MODULE HOUSINGS |  | OXIMETERPULSE-Masimo Corp-RDS-1 | OXIMETERPULSE | RDS-1 |  |  |  | Masimo Corp | Oximeter, Pulse |  | OXIMETERPULSE-Masimo Corp-RDS-1 |  | 7/1/20 |  |  | Not Covered Vendor Only - Biomedical | MHHS-TMC
NO | YES |  |  |  | 069-37422 | 069-37422 | Masimo Corp. | RDS-1 |  |  | TMC-MHTMC-Central Supply (Old) | MHHS-TMC |  | Oximeter, Pulse |  | 069-37422 | 069-37422 | TMC | MHHS-TMC | TMC-MHTMC-Central Supply (Old) | Biomed Shop | 7/1/13 |  |  | No PM Sticker | PHYSIOLOGIC MONITOR MODULE HOUSINGS |  | OXIMETERPULSE-Masimo Corp-RDS-1 | OXIMETERPULSE | RDS-1 |  |  |  | Masimo Corp | Oximeter, Pulse |  | OXIMETERPULSE-Masimo Corp-RDS-1 |  | 7/1/20 |  |  | Not Covered Vendor Only - Biomedical | MHHS-TMC
NO | YES | Asset Tag 1067115 |  |  |  | 099-09568 | Masimo Corp. | RDS-1 |  |  | TMC-Respiratory-Adult | MHHS-TMC |  | Oximeter, Pulse |  |  | 099-09568 | TMC | MHHS-TMC | TMC-Respiratory-Adult |  | 10/1/14 |  |  |  | PHYSIOLOGIC MONITOR MODULE HOUSINGS |  | OXIMETERPULSE-Masimo Corp-RDS-1 | OXIMETERPULSE | RDS-1 |  |  |  | Masimo Corp | Oximeter, Pulse |  | OXIMETERPULSE-Masimo Corp-RDS-1 |  | 7/1/20 |  |  | Not Covered Vendor Only - Biomedical | MHHS-TMC
NO | YES |  |  |  |  | 077-07232 | Masimo Corp. | RDS-1 |  |  | Memorial Hermann- Texas Medical Center Radiology | MHHS-TMC |  | Oximeter, Pulse |  |  | 077-07232 | TMC | TMC | Memorial Hermann- Texas Medical Center Radiology | PEDI OR Storage | 12/1/12 |  |  | No PM Sticker | PHYSIOLOGIC MONITOR MODULE HOUSINGS |  | OXIMETERPULSE-Masimo Corp-RDS-1 | OXIMETERPULSE | RDS-1 |  |  |  | Masimo Corp | Oximeter, Pulse |  | OXIMETERPULSE-Masimo Corp-RDS-1 |  |  |  |  | Covered PM Repair - Biomedical | MHHS-TMC
YES | YES |  |  |  | 013-18583 | 013-18583 | Masimo Corp. | RDS-1 |  |  | SW - NICU |  |  |  |  | 013-18583 | 013-18583 | Southwest | Memorial Hermann Southwest Hospital | SW - NICU | Blood Gas Lab | 1/1/18 |  | 1/1/19 |  |  |  | CHARGERBATTERY-Masimo Corp-RDS-1
NO | YES |  |  |  | 077-06944 | 077-06944 | Masimo Corp. | RDS-1 |  |  | TMC-MHTMC-Central Supply |  |  |  |  | 077-06944 | 077-06944 | TMC | MHHS-TMC | TMC-MHTMC-Central Supply | Central Supply
YES | YES |  |  |  | 077-07246 | 077-07246 | Masimo Corp. | RDS-1 |  |  | TMC - MHTMC - CENTRAL SUPPLY |  |  |  |  | 077-07246 | 077-07246 | TMC | Memorial herman texas medical center | TMC - MHTMC - CENTRAL SUPPLY | Central Supply | [6 empty] | CHARGERBATTERY-Masimo Corp-RDS-1
YES | YES |  |  |  | 069-33014 | 069-33014 | Masimo Corp. | RDS-1 |  |  | TMC - MHTMC - CENTRAL SUPPLY |  |  |  |  | 069-33014 | 069-33014 | TMC | Memorial herman texas medical center | TMC - MHTMC - CENTRAL SUPPLY | Central Supply | [6 empty] | CHARGERBATTERY-Masimo Corp-RDS-1
NO | YES |  |  |  | 099-09257 | 099-09257 | Masimo Corp. | RDS-1 |  |  | TMC-MHTMC-Central Supply |  |  |  |  | 099-09257 | 099-09257 | TMC | MHHS-TMC | TMC-MHTMC-Central Supply | Central Supply
NO | YES |  |  |  | 077-07064 | 077-07064 | Masimo Corp. | RDS-1 |  |  | TMC-MHTMC-Central Supply |  |  |  |  | 077-07064 | 077-07064 | TMC | MHHS-TMC | TMC-MHTMC-Central Supply | Central Supply
NO | NO | [5 empty] | Masimo Corp. | RDS-1 |  |  | GH - GENERAL SURGERY 3 SOUTH | MHHS-Greater Heights |  | Oximeter, Pulse |  |  |  | Central & Greater Heights |  | GH - GENERAL SURGERY 3 SOUTH | [5 empty] | PHYSIOLOGIC MONITOR MODULE HOUSINGS |  | OXIMETERPULSE-Masimo Corp-RDS-1 | OXIMETERPULSE | RDS-1 |  |  |  | Masimo Corp | Oximeter, Pulse |  | OXIMETERPULSE-Masimo Corp-RDS-1 |  |  |  |  | Covered PM Repair - Biomedical | MHHS-Greater Heights
NO | NO | [5 empty] | Masimo Corp. | RDS-1 |  |  | GH - LABOR & DELIVERY | MHHS-Greater Heights |  | Oximeter, Pulse |  |  |  | Central & Greater Heights |  | GH - LABOR & DELIVERY | [5 empty] | PHYSIOLOGIC MONITOR MODULE HOUSINGS |  | OXIMETERPULSE-Masimo Corp-RDS-1 | OXIMETERPULSE | RDS-1 |  |  |  | Masimo Corp | Oximeter, Pulse |  | OXIMETERPULSE-Masimo Corp-RDS-1 |  |  |  |  | Covered PM Repair - Biomedical | MHHS-Greater Heights
NO | NO | [5 empty] | Masimo Corp. | RDS-1 |  |  | GH - NICU | MHHS-Greater Heights |  | Oximeter, Pulse |  |  |  | Central & Greater Heights |  | GH - NICU | [5 empty] | PHYSIOLOGIC MONITOR MODULE HOUSINGS |  | OXIMETERPULSE-Masimo Corp-RDS-1 | OXIMETERPULSE | RDS-1 |  |  |  | Masimo Corp | Oximeter, Pulse |  | OXIMETERPULSE-Masimo Corp-RDS-1 |  |  |  |  | Covered PM Repair - Biomedical | MHHS-Greater Heights
NO | NO | [5 empty] | Masimo Corp. | RDS-1 |  |  | GH - NICU | MHHS-Greater Heights |  | Oximeter, Pulse |  |  |  | Central & Greater Heights |  | GH - NICU | [5 empty] | PHYSIOLOGIC MONITOR MODULE HOUSINGS |  | OXIMETERPULSE-Masimo Corp-RDS-1 | OXIMETERPULSE | RDS-1 |  |  |  | Masimo Corp | Oximeter, Pulse |  | OXIMETERPULSE-Masimo Corp-RDS-1 |  |  |  |  | Covered PM Repair - Biomedical | MHHS-Greater Heights
NO | NO | [5 empty] | Masimo Corp. | RDS-1 |  |  | GH - OR ANESTHESIA | MHHS-Greater Heights |  | Oximeter, Pulse |  |  |  | Central & Greater Heights |  | GH - OR ANESTHESIA | [5 empty] | PHYSIOLOGIC MONITOR MODULE HOUSINGS |  | OXIMETERPULSE-Masimo Corp-RDS-1 | OXIMETERPULSE | RDS-1 |  |  |  | Masimo Corp | Oximeter, Pulse |  | OXIMETERPULSE-Masimo Corp-RDS-1 |  |  |  |  | Covered PM Repair - Biomedical | MHHS-Greater Heights
NO | NO | [5 empty] | Masimo Corp. | RDS-1 |  |  | GH - OR ENDOSCOPY | MHHS-Greater Heights |  | Oximeter, Pulse |  |  |  | Central & Greater Heights |  | GH - OR ENDOSCOPY | [5 empty] | PHYSIOLOGIC MONITOR MODULE HOUSINGS |  | OXIMETERPULSE-Masimo Corp-RDS-1 | OXIMETERPULSE | RDS-1 |  |  |  | Masimo Corp | Oximeter, Pulse |  | OXIMETERPULSE-Masimo Corp-RDS-1 |  |  |  |  | Covered PM Repair - Biomedical | MHHS-Greater Heights
NO | NO | [5 empty] | Masimo Corp. | RDS-1 |  |  | GH - PACU | MHHS-Greater Heights |  | Oximeter, Pulse |  |  |  | Central & Greater Heights |  | GH - PACU | [5 empty] | PHYSIOLOGIC MONITOR MODULE HOUSINGS |  | OXIMETERPULSE-Masimo Corp-RDS-1 | OXIMETERPULSE | RDS-1 |  |  |  | Masimo Corp | Oximeter, Pulse |  | OXIMETERPULSE-Masimo Corp-RDS-1 |  |  |  |  | Covered PM Repair - Biomedical | MHHS-Greater Heights
NO | NO | [5 empty] | Masimo Corp. | RDS-1 |  |  | GH - PULMONARY FUNCTION | MHHS-Greater Heights |  | Oximeter, Pulse |  |  |  | Central & Greater Heights |  | GH - PULMONARY FUNCTION | [5 empty] | PHYSIOLOGIC MONITOR MODULE HOUSINGS |  | OXIMETERPULSE-Masimo Corp-RDS-1 | OXIMETERPULSE | RDS-1 |  |  |  | Masimo Corp | Oximeter, Pulse |  | OXIMETERPULSE-Masimo Corp-RDS-1 |  |  |  |  | Covered PM Repair - Biomedical | MHHS-Greater Heights
NO | NO |  |  |  | 009-07629 |  | Masimo Corp. | RDS-1 |  |  | GH - RESPIRATORY | MHHS-Greater Heights |  | Oximeter, Pulse |  | 009-07629 |  | Central & Greater Heights |  | GH - RESPIRATORY | [5 empty] | PHYSIOLOGIC MONITOR MODULE HOUSINGS |  | OXIMETERPULSE-Masimo Corp-RDS-1 | OXIMETERPULSE | RDS-1 |  |  |  | Masimo Corp | Oximeter, Pulse |  | OXIMETERPULSE-Masimo Corp-RDS-1 |  |  |  |  | Covered PM Repair - Biomedical | MHHS-Greater Heights
NO | NO | [5 empty] | Masimo Corp. | RDS-1 |  |  | GH - RESPIRATORY | MHHS-Greater Heights |  | Oximeter, Pulse |  |  |  | Central & Greater Heights |  | GH - RESPIRATORY | [5 empty] | PHYSIOLOGIC MONITOR MODULE HOUSINGS |  | OXIMETERPULSE-Masimo Corp-RDS-1 | OXIMETERPULSE | RDS-1 |  |  |  | Masimo Corp | Oximeter, Pulse |  | OXIMETERPULSE-Masimo Corp-RDS-1 |  |  |  |  | Covered PM Repair - Biomedical | MHHS-Greater Heights
NO | NO | [5 empty] | Masimo Corp. | RDS-1 |  |  | GH - RESPIRATORY | MHHS-Greater Heights |  | Oximeter, Pulse |  |  |  | Central & Greater Heights |  | GH - RESPIRATORY | [5 empty] | PHYSIOLOGIC MONITOR MODULE HOUSINGS |  | OXIMETERPULSE-Masimo Corp-RDS-1 | OXIMETERPULSE | RDS-1 |  |  |  | Masimo Corp | Oximeter, Pulse |  | OXIMETERPULSE-Masimo Corp-RDS-1 |  |  |  |  | Covered PM Repair - Biomedical | MHHS-Greater Heights
NO | NO | [5 empty] | Masimo Corp. | RDS-1 |  |  | GH - RESPIRATORY | MHHS-Greater Heights |  | Oximeter, Pulse |  |  |  | Central & Greater Heights |  | GH - RESPIRATORY | [5 empty] | PHYSIOLOGIC MONITOR MODULE HOUSINGS |  | OXIMETERPULSE-Masimo Corp-RDS-1 | OXIMETERPULSE | RDS-1 |  |  |  | Masimo Corp | Oximeter, Pulse |  | OXIMETERPULSE-Masimo Corp-RDS-1 |  |  |  |  | Covered PM Repair - Biomedical | MHHS-Greater Heights
NO | NO | [5 empty] | Masimo Corp. | RDS-1 |  |  | GH - RESPIRATORY | MHHS-Greater Heights |  | Oximeter, Pulse |  |  |  | Central & Greater Heights |  | GH - RESPIRATORY | [5 empty] | PHYSIOLOGIC MONITOR MODULE HOUSINGS |  | OXIMETERPULSE-Masimo Corp-RDS-1 | OXIMETERPULSE | RDS-1 |  |  |  | Masimo Corp | Oximeter, Pulse |  | OXIMETERPULSE-Masimo Corp-RDS-1 |  |  |  |  | Covered PM Repair - Biomedical | MHHS-Greater Heights
NO | NO | [5 empty] | Masimo Corp. | RDS-1 |  |  | GH - RESPIRATORY | MHHS-Greater Heights |  | Oximeter, Pulse |  |  |  | Central & Greater Heights |  | GH - RESPIRATORY | [5 empty] | PHYSIOLOGIC MONITOR MODULE HOUSINGS |  | OXIMETERPULSE-Masimo Corp-RDS-1 | OXIMETERPULSE | RDS-1 |  |  |  | Masimo Corp | Oximeter, Pulse |  | OXIMETERPULSE-Masimo Corp-RDS-1 |  |  |  |  | Covered PM Repair - Biomedical | MHHS-Greater Heights
NO | NO | [5 empty] | Masimo Corp. | RDS-1 |  |  | GH - RESPIRATORY | MHHS-Greater Heights |  | Oximeter, Pulse |  |  |  | Central & Greater Heights |  | GH - RESPIRATORY | [5 empty] | PHYSIOLOGIC MONITOR MODULE HOUSINGS |  | OXIMETERPULSE-Masimo Corp-RDS-1 | OXIMETERPULSE | RDS-1 |  |  |  | Masimo Corp | Oximeter, Pulse |  | OXIMETERPULSE-Masimo Corp-RDS-1 |  |  |  |  | Not Covered Vendor Only - Biomedical | MHHS-Greater Heights
NO | NO | [5 empty] | Masimo Corp. | RDS-1 |  | I48680 | GH - RESPIRATORY | MHHS-Greater Heights |  | Oximeter, Pulse |  |  |  | Central & Greater Heights |  | GH - RESPIRATORY | [5 empty] | PHYSIOLOGIC MONITOR MODULE HOUSINGS |  | OXIMETERPULSE-Masimo Corp-RDS-1 | OXIMETERPULSE | RDS-1 |  |  |  | Masimo Corp | Oximeter, Pulse |  | OXIMETERPULSE-Masimo Corp-RDS-1 |  |  |  |  | Covered PM Repair - Biomedical | MHHS-Greater Heights
NO | NO | [5 empty] | Masimo Corp. | RDS-1 |  |  | NE - CENTRAL SUPPLY | MHHS-Northeast |  | Oximeter, Pulse |  |  |  | Katy |  | NE - CENTRAL SUPPLY | [5 empty] | PHYSIOLOGIC MONITOR MODULE HOUSINGS |  | OXIMETERPULSE-Masimo Corp-RDS-1 | OXIMETERPULSE | RDS-1 |  |  |  | Masimo Corp | Oximeter, Pulse |  | OXIMETERPULSE-Masimo Corp-RDS-1 |  |  |  |  | Covered PM Repair - Biomedical | MHHS-Northeast
NO | NO | [5 empty] | Masimo Corp. | RDS-1 |  |  | NE - CENTRAL SUPPLY | MHHS-Northeast |  | Oximeter, Pulse |  |  |  | Katy |  | NE - CENTRAL SUPPLY | [5 empty] | PHYSIOLOGIC MONITOR MODULE HOUSINGS |  | OXIMETERPULSE-Masimo Corp-RDS-1 | OXIMETERPULSE | RDS-1 |  |  |  | Masimo Corp | Oximeter, Pulse |  | OXIMETERPULSE-Masimo Corp-RDS-1 |  |  |  |  | Covered PM Repair - Biomedical | MHHS-Northeast
NO | NO | [5 empty] | Masimo Corp. | RDS-1 |  |  | SE - CENTRAL SUPPLY | MHHS-Southeast |  | Oximeter, Pulse |  |  |  | Southeast & Bay Area |  | SE - CENTRAL SUPPLY | [5 empty] | PHYSIOLOGIC MONITOR MODULE HOUSINGS |  | OXIMETERPULSE-Masimo Corp-RDS-1 | OXIMETERPULSE | RDS-1 |  |  |  | Masimo Corp | Oximeter, Pulse |  | OXIMETERPULSE-Masimo Corp-RDS-1 |  |  |  |  | Covered PM Repair - Biomedical | MHHS-Southeast
NO | NO | [5 empty] | Masimo Corp. | RDS-1 |  |  | SE - CENTRAL SUPPLY | MHHS-Southeast |  | Oximeter, Pulse |  |  |  | Southeast & Bay Area |  | SE - CENTRAL SUPPLY | [5 empty] | PHYSIOLOGIC MONITOR MODULE HOUSINGS |  | OXIMETERPULSE-Masimo Corp-RDS-1 | OXIMETERPULSE | RDS-1 |  |  |  | Masimo Corp | Oximeter, Pulse |  | OXIMETERPULSE-Masimo Corp-RDS-1 |  |  |  |  | Covered PM Repair - Biomedical | MHHS-Southeast
NO | NO | [5 empty] | Masimo Corp. | RDS-1 |  |  | SE - CENTRAL SUPPLY | MHHS-Southeast |  | Oximeter, Pulse |  |  |  | Southeast & Bay Area |  | SE - CENTRAL SUPPLY | [5 empty] | PHYSIOLOGIC MONITOR MODULE HOUSINGS |  | OXIMETERPULSE-Masimo Corp-RDS-1 | OXIMETERPULSE | RDS-1 |  |  |  | Masimo Corp | Oximeter, Pulse |  | OXIMETERPULSE-Masimo Corp-RDS-1 |  |  |  |  | Covered PM Repair - Biomedical | MHHS-Southeast
NO | NO | [5 empty] | Masimo Corp. | RDS-1 |  |  | SE - CENTRAL SUPPLY | MHHS-Southeast |  | Oximeter, Pulse |  |  |  | Southeast & Bay Area |  | SE - CENTRAL SUPPLY | [5 empty] | PHYSIOLOGIC MONITOR MODULE HOUSINGS |  | OXIMETERPULSE-Masimo Corp-RDS-1 | OXIMETERPULSE | RDS-1 |  |  |  | Masimo Corp | Oximeter, Pulse |  | OXIMETERPULSE-Masimo Corp-RDS-1 |  |  |  |  | Covered PM Repair - Biomedical | MHHS-Southeast
NO | NO | [5 empty] | Masimo Corp. | RDS-1 |  |  | SE - CENTRAL SUPPLY | MHHS-Southeast |  | Oximeter, Pulse |  |  |  | Southeast & Bay Area |  | SE - CENTRAL SUPPLY | [5 empty] | PHYSIOLOGIC MONITOR MODULE HOUSINGS |  | OXIMETERPULSE-Masimo Corp-RDS-1 | OXIMETERPULSE | RDS-1 |  |  |  | Masimo Corp | Oximeter, Pulse |  | OXIMETERPULSE-Masimo Corp-RDS-1 |  |  |  |  | Covered PM Repair - Biomedical | MHHS-Southeast
NO | NO | [5 empty] | Masimo Corp. | RDS-1 |  |  | SE - CENTRAL SUPPLY | MHHS-Southeast |  | Oximeter, Pulse |  |  |  | Southeast & Bay Area |  | SE - CENTRAL SUPPLY | [5 empty] | PHYSIOLOGIC MONITOR MODULE HOUSINGS |  | OXIMETERPULSE-Masimo Corp-RDS-1 | OXIMETERPULSE | RDS-1 |  |  |  | Masimo Corp | Oximeter, Pulse |  | OXIMETERPULSE-Masimo Corp-RDS-1 |  |  |  |  | Covered PM Repair - Biomedical | MHHS-Southeast
NO | NO | [5 empty] | Masimo Corp. | RDS-1 |  |  | SW - BIOMEDICAL SERVICES | MHHS-Southwest |  | Oximeter, Pulse |  |  |  | Southwest |  | SW - BIOMEDICAL SERVICES | [5 empty] | PHYSIOLOGIC MONITOR MODULE HOUSINGS |  | OXIMETERPULSE-Masimo Corp-RDS-1 | OXIMETERPULSE | RDS-1 |  |  |  | Masimo Corp | Oximeter, Pulse |  | OXIMETERPULSE-Masimo Corp-RDS-1 |  |  |  |  | Covered PM Repair - Biomedical | MHHS-Southwest
NO | NO | [5 empty] | Masimo Corp. | RDS-1 |  |  | SW - BIOMEDICAL SERVICES | MHHS-Southwest |  | Oximeter, Pulse |  |  |  | Southwest |  | SW - BIOMEDICAL SERVICES | [5 empty] | PHYSIOLOGIC MONITOR MODULE HOUSINGS |  | OXIMETERPULSE-Masimo Corp-RDS-1 | OXIMETERPULSE | RDS-1 |  |  |  | Masimo Corp | Oximeter, Pulse |  | OXIMETERPULSE-Masimo Corp-RDS-1 |  |  |  |  | Covered PM Repair - Biomedical | MHHS-Southwest
NO | NO | [5 empty] | Masimo Corp. | RDS-1 |  |  | SW - BIOMEDICAL SERVICES | MHHS-Southwest |  | Oximeter, Pulse |  |  |  | Southwest |  | SW - BIOMEDICAL SERVICES | [5 empty] | PHYSIOLOGIC MONITOR MODULE HOUSINGS |  | OXIMETERPULSE-Masimo Corp-RDS-1 | OXIMETERPULSE | RDS-1 |  |  |  | Masimo Corp | Oximeter, Pulse |  | OXIMETERPULSE-Masimo Corp-RDS-1 |  |  |  |  | Covered PM Repair - Biomedical | MHHS-Southwest
NO | NO | [5 empty] | Masimo Corp. | RDS-1 |  |  | SW - BIOMEDICAL SERVICES | MHHS-Southwest |  | Oximeter, Pulse |  |  |  | Southwest |  | SW - BIOMEDICAL SERVICES | [5 empty] | PHYSIOLOGIC MONITOR MODULE HOUSINGS |  | OXIMETERPULSE-Masimo Corp-RDS-1 | OXIMETERPULSE | RDS-1 |  |  |  | Masimo Corp | Oximeter, Pulse |  | OXIMETERPULSE-Masimo Corp-RDS-1 |  |  |  |  | Covered PM Repair - Biomedical | MHHS-Southwest
NO | NO | [5 empty] | Masimo Corp. | RDS-1 |  | bipv7703g | SW - MED/SURG FLOORS | MHHS-Southwest |  | Oximeter, Pulse |  |  |  | Southwest |  | SW - MED/SURG FLOORS | [5 empty] | PHYSIOLOGIC MONITOR MODULE HOUSINGS |  | OXIMETERPULSE-Masimo Corp-RDS-1 | OXIMETERPULSE | RDS-1 |  |  |  | Masimo Corp | Oximeter, Pulse |  | OXIMETERPULSE-Masimo Corp-RDS-1 |  |  |  |  | Covered PM Repair - Biomedical | MHHS-Southwest
NO | NO | [5 empty] | Masimo Corp. | RDS-1 |  |  | SW - NICU | MHHS-Southwest |  | Oximeter, Pulse |  |  |  | Southwest |  | SW - NICU | [5 empty] | PHYSIOLOGIC MONITOR MODULE HOUSINGS |  | OXIMETERPULSE-Masimo Corp-RDS-1 | OXIMETERPULSE | RDS-1 |  |  |  | Masimo Corp | Oximeter, Pulse |  | OXIMETERPULSE-Masimo Corp-RDS-1 |  |  |  |  | Covered PM Repair - Biomedical | MHHS-Southwest
NO | NO | [5 empty] | Masimo Corp. | RDS-1 |  |  | SW - NICU | MHHS-Southwest |  | Oximeter, Pulse |  |  |  | Southwest |  | SW - NICU | [5 empty] | PHYSIOLOGIC MONITOR MODULE HOUSINGS |  | OXIMETERPULSE-Masimo Corp-RDS-1 | OXIMETERPULSE | RDS-1 |  |  |  | Masimo Corp | Oximeter, Pulse |  | OXIMETERPULSE-Masimo Corp-RDS-1 |  |  |  |  | Covered PM Repair - Biomedical | MHHS-Southwest
NO | NO | [5 empty] | Masimo Corp. | RDS-1 |  |  | SW - NICU | MHHS-Southwest |  | Oximeter, Pulse |  |  |  | Southwest |  | SW - NICU | [5 empty] | PHYSIOLOGIC MONITOR MODULE HOUSINGS |  | OXIMETERPULSE-Masimo Corp-RDS-1 | OXIMETERPULSE | RDS-1 |  |  |  | Masimo Corp | Oximeter, Pulse |  | OXIMETERPULSE-Masimo Corp-RDS-1 |  |  |  |  | Covered PM Repair - Biomedical | MHHS-Southwest
NO | NO | [5 empty] | Masimo Corp. | RDS-1 |  |  | SW - NICU | MHHS-Southwest |  | Oximeter, Pulse |  |  |  | Southwest |  | SW - NICU | [5 empty] | PHYSIOLOGIC MONITOR MODULE HOUSINGS |  | OXIMETERPULSE-Masimo Corp-RDS-1 | OXIMETERPULSE | RDS-1 |  |  |  | Masimo Corp | Oximeter, Pulse |  | OXIMETERPULSE-Masimo Corp-RDS-1 |  |  |  |  | Covered PM Repair - Biomedical | MHHS-Southwest
NO | NO | [5 empty] | Masimo Corp. | RDS-1 |  |  | SW - NICU | MHHS-Southwest |  | Oximeter, Pulse |  |  |  | Southwest |  | SW - NICU | [5 empty] | PHYSIOLOGIC MONITOR MODULE HOUSINGS |  | OXIMETERPULSE-Masimo Corp-RDS-1 | OXIMETERPULSE | RDS-1 |  |  |  | Masimo Corp | Oximeter, Pulse |  | OXIMETERPULSE-Masimo Corp-RDS-1 |  |  |  |  | Covered PM Repair - Biomedical | MHHS-Southwest
NO | NO | [5 empty] | Masimo Corp. | RDS-1 |  |  | SW - NICU | MHHS-Southwest |  | Oximeter, Pulse |  |  |  | Southwest |  | SW - NICU | [5 empty] | PHYSIOLOGIC MONITOR MODULE HOUSINGS |  | OXIMETERPULSE-Masimo Corp-RDS-1 | OXIMETERPULSE | RDS-1 |  |  |  | Masimo Corp | Oximeter, Pulse |  | OXIMETERPULSE-Masimo Corp-RDS-1 |  |  |  |  | Covered PM Repair - Biomedical | MHHS-Southwest
NO | NO | [5 empty] | Masimo Corp. | RDS-1 |  |  | SW - NICU | MHHS-Southwest |  | Oximeter, Pulse |  |  |  | Southwest |  | SW - NICU | [5 empty] | PHYSIOLOGIC MONITOR MODULE HOUSINGS |  | OXIMETERPULSE-Masimo Corp-RDS-1 | OXIMETERPULSE | RDS-1 |  |  |  | Masimo Corp | Oximeter, Pulse |  | OXIMETERPULSE-Masimo Corp-RDS-1 |  |  |  |  | Covered PM Repair - Biomedical | MHHS-Southwest
NO | NO | [5 empty] | Masimo Corp. | RDS-1 |  |  | SW - NICU | MHHS-Southwest |  | Oximeter, Pulse |  |  |  | Southwest |  | SW - NICU | [5 empty] | PHYSIOLOGIC MONITOR MODULE HOUSINGS |  | OXIMETERPULSE-Masimo Corp-RDS-1 | OXIMETERPULSE | RDS-1 |  |  |  | Masimo Corp | Oximeter, Pulse |  | OXIMETERPULSE-Masimo Corp-RDS-1 |  |  |  |  | Covered PM Repair - Biomedical | MHHS-Southwest
NO | NO | [5 empty] | Masimo Corp. | RDS-1 |  |  | SW - NICU | MHHS-Southwest |  | Oximeter, Pulse |  |  |  | Southwest |  | SW - NICU | [5 empty] | PHYSIOLOGIC MONITOR MODULE HOUSINGS |  | OXIMETERPULSE-Masimo Corp-RDS-1 | OXIMETERPULSE | RDS-1 |  |  |  | Masimo Corp | Oximeter, Pulse |  | OXIMETERPULSE-Masimo Corp-RDS-1 |  |  |  |  | Covered PM Repair - Radiology, Low End | MHHS-Southwest
NO | NO | [5 empty] | Masimo Corp. | RDS-1 |  |  | SW - NICU | MHHS-Southwest |  | Oximeter, Pulse |  |  |  | Southwest |  | SW - NICU | [5 empty] | PHYSIOLOGIC MONITOR MODULE HOUSINGS |  | OXIMETERPULSE-Masimo Corp-RDS-1 | OXIMETERPULSE | RDS-1 |  |  |  | Masimo Corp | Oximeter, Pulse |  | OXIMETERPULSE-Masimo Corp-RDS-1 |  |  |  |  | Covered PM Repair - Biomedical | MHHS-Southwest
NO | NO | [5 empty] | Masimo Corp. | RDS-1 |  |  | SW - NICU | MHHS-Southwest |  | Oximeter, Pulse |  |  |  | Southwest |  | SW - NICU | [5 empty] | PHYSIOLOGIC MONITOR MODULE HOUSINGS |  | OXIMETERPULSE-Masimo Corp-RDS-1 | OXIMETERPULSE | RDS-1 |  |  |  | Masimo Corp | Oximeter, Pulse |  | OXIMETERPULSE-Masimo Corp-RDS-1 |  |  |  |  | Covered PM Repair - Biomedical | MHHS-Southwest
NO | NO |  |  |  | 013-18702 |  | Masimo Corp. | RDS-1 |  | T041914 | SW - OR | MHHS-Southwest |  | Oximeter, Pulse |  | 013-18702 |  | Southwest |  | SW - OR | [5 empty] | PHYSIOLOGIC MONITOR MODULE HOUSINGS |  | OXIMETERPULSE-Masimo Corp-RDS-1 | OXIMETERPULSE | RDS-1 |  |  |  | Masimo Corp | Oximeter, Pulse |  | OXIMETERPULSE-Masimo Corp-RDS-1 |  |  |  |  | Covered PM Repair - Biomedical | MHHS-Southwest
NO | NO | [5 empty] | Masimo Corp. | RDS-1 |  |  | SW - OR | MHHS-Southwest |  | Oximeter, Pulse |  |  |  | Southwest |  | SW - OR | [5 empty] | PHYSIOLOGIC MONITOR MODULE HOUSINGS |  | OXIMETERPULSE-Masimo Corp-RDS-1 | OXIMETERPULSE | RDS-1 |  |  |  | Masimo Corp | Oximeter, Pulse |  | OXIMETERPULSE-Masimo Corp-RDS-1 |  |  |  |  | Covered PM Repair - Biomedical | MHHS-Southwest
NO | NO | [5 empty] | Masimo Corp. | RDS-1 |  |  | SW - OR | MHHS-Southwest |  | Oximeter, Pulse |  |  |  | Southwest |  | SW - OR | [5 empty] | PHYSIOLOGIC MONITOR MODULE HOUSINGS |  | OXIMETERPULSE-Masimo Corp-RDS-1 | OXIMETERPULSE | RDS-1 |  |  |  | Masimo Corp | Oximeter, Pulse |  | OXIMETERPULSE-Masimo Corp-RDS-1 |  |  |  |  | Covered PM Repair - Biomedical | MHHS-Southwest
NO | NO | [5 empty] | Masimo Corp. | RDS-1 |  |  | SW - RADIOLOGY | MHHS-Southwest |  | Oximeter, Pulse |  |  |  | Southwest |  | SW - RADIOLOGY | [5 empty] | PHYSIOLOGIC MONITOR MODULE HOUSINGS |  | OXIMETERPULSE-Masimo Corp-RDS-1 | OXIMETERPULSE | RDS-1 |  |  |  | Masimo Corp | Oximeter, Pulse |  | OXIMETERPULSE-Masimo Corp-RDS-1 |  |  |  |  | Covered PM Repair - Biomedical | MHHS-Southwest
NO | NO | [5 empty] | Masimo Corp. | RDS-1 |  |  | SW - RADIOLOGY | MHHS-Southwest |  | Oximeter, Pulse |  |  |  | Southwest |  | SW - RADIOLOGY | [5 empty] | PHYSIOLOGIC MONITOR MODULE HOUSINGS |  | OXIMETERPULSE-Masimo Corp-RDS-1 | OXIMETERPULSE | RDS-1 |  |  |  | Masimo Corp | Oximeter, Pulse |  | OXIMETERPULSE-Masimo Corp-RDS-1 |  |  |  |  | Covered PM Repair - Biomedical | MHHS-Southwest
NO | NO | [5 empty] | Masimo Corp. | RDS-1 |  |  | SW - RADIOLOGY | MHHS-Southwest |  | Oximeter, Pulse |  |  |  | Southwest |  | SW - RADIOLOGY | [5 empty] | PHYSIOLOGIC MONITOR MODULE HOUSINGS |  | OXIMETERPULSE-Masimo Corp-RDS-1 | OXIMETERPULSE | RDS-1 |  |  |  | Masimo Corp | Oximeter, Pulse |  | OXIMETERPULSE-Masimo Corp-RDS-1 |  |  |  |  | Covered PM Repair - Biomedical | MHHS-Southwest
NO | NO | [5 empty] | Masimo Corp. | RDS-1 |  |  | TIRR - RESPIRATORY | MHHS-TIRR |  | Oximeter, Pulse |  |  |  | TMC |  | TIRR - RESPIRATORY | [5 empty] | PHYSIOLOGIC MONITOR MODULE HOUSINGS |  | OXIMETERPULSE-Masimo Corp-RDS-1 | OXIMETERPULSE | RDS-1 |  |  |  | Masimo Corp | Oximeter, Pulse |  | OXIMETERPULSE-Masimo Corp-RDS-1 |  |  |  |  | Covered PM Repair - Biomedical | MHHS-TIRR
NO | NO | [5 empty] | Masimo Corp. | RDS-1 |  |  | TIRR - RESPIRATORY | MHHS-TIRR |  | Oximeter, Pulse |  |  |  | TMC |  | TIRR - RESPIRATORY | [5 empty] | PHYSIOLOGIC MONITOR MODULE HOUSINGS |  | OXIMETERPULSE-Masimo Corp-RDS-1 | OXIMETERPULSE | RDS-1 |  |  |  | Masimo Corp | Oximeter, Pulse |  | OXIMETERPULSE-Masimo Corp-RDS-1 |  |  |  |  | Covered PM Repair - Biomedical | MHHS-TIRR
NO | NO |  |  |  | 241-02521 |  | Masimo Corp. | RDS-1 |  |  | TIRR - RESPIRATORY | MHHS-TIRR |  | Oximeter, Pulse |  | 241-02521 |  | TMC |  | TIRR - RESPIRATORY | [5 empty] | PHYSIOLOGIC MONITOR MODULE HOUSINGS |  | OXIMETERPULSE-Masimo Corp-RDS-1 | OXIMETERPULSE | RDS-1 |  |  |  | Masimo Corp | Oximeter, Pulse |  | OXIMETERPULSE-Masimo Corp-RDS-1 |  |  |  |  | Covered PM Repair - Biomedical | MHHS-TIRR
NO | NO |  |  |  | 241-05074 |  | Masimo Corp. | RDS-1 |  |  | TIRR - RESPIRATORY | MHHS-TIRR |  | Oximeter, Pulse |  | 241-05074 |  | TMC |  | TIRR - RESPIRATORY | [5 empty] | PHYSIOLOGIC MONITOR MODULE HOUSINGS |  | OXIMETERPULSE-Masimo Corp-RDS-1 | OXIMETERPULSE | RDS-1 |  |  |  | Masimo Corp | Oximeter, Pulse |  | OXIMETERPULSE-Masimo Corp-RDS-1 |  |  |  |  | Covered PM Repair - Biomedical | MHHS-TIRR
NO | NO |  |  |  | 077-07088 |  | Masimo Corp. | RDS-1 |  |  | TMC - CATH LAB - PEDI (GHP) | MHHS-TMC |  | Oximeter, Pulse |  | 077-07088 |  | TMC |  | TMC - CATH LAB - PEDI (GHP) | [5 empty] | PHYSIOLOGIC MONITOR MODULE HOUSINGS |  | OXIMETERPULSE-Masimo Corp-RDS-1 | OXIMETERPULSE | RDS-1 |  |  |  | Masimo Corp | Oximeter, Pulse |  | OXIMETERPULSE-Masimo Corp-RDS-1 |  |  |  |  | Covered PM Repair - Biomedical | MHHS-TMC
NO | NO | [5 empty] | Masimo Corp. | RDS-1 |  |  | TMC - CATH LAB - PEDI (GHP) | MHHS-TMC |  | Oximeter, Pulse |  |  |  | TMC |  | TMC - CATH LAB - PEDI (GHP) | [5 empty] | PHYSIOLOGIC MONITOR MODULE HOUSINGS |  | OXIMETERPULSE-Masimo Corp-RDS-1 | OXIMETERPULSE | RDS-1 |  |  |  | Masimo Corp | Oximeter, Pulse |  | OXIMETERPULSE-Masimo Corp-RDS-1 |  |  |  |  | Covered PM Repair - Biomedical | MHHS-TMC
NO | NO |  |  |  | 069-37510 |  | Masimo Corp. | RDS-1 |  |  | TMC - CHILDRENS - L&D (5HP) | MHHS-TMC |  | Oximeter, Pulse |  | 069-37510 |  | TMC |  | TMC - CHILDRENS - L&D (5HP) | [5 empty] | PHYSIOLOGIC MONITOR MODULE HOUSINGS |  | OXIMETERPULSE-Masimo Corp-RDS-1 | OXIMETERPULSE | RDS-1 |  |  |  | Masimo Corp | Oximeter, Pulse |  | OXIMETERPULSE-Masimo Corp-RDS-1 |  |  |  |  | Covered PM Repair - Biomedical | MHHS-TMC
NO | NO |  |  |  | 069-37511 |  | Masimo Corp. | RDS-1 |  |  | TMC - CHILDRENS - L&D (5HP) | MHHS-TMC |  | Oximeter, Pulse |  | 069-37511 |  | TMC |  | TMC - CHILDRENS - L&D (5HP) | [5 empty] | PHYSIOLOGIC MONITOR MODULE HOUSINGS |  | OXIMETERPULSE-Masimo Corp-RDS-1 | OXIMETERPULSE | RDS-1 |  |  |  | Masimo Corp | Oximeter, Pulse |  | OXIMETERPULSE-Masimo Corp-RDS-1 |  |  |  |  | Covered PM Repair - Respiratory/Steriliz | MHHS-TMC
NO | NO |  |  |  | 069-37512 |  | Masimo Corp. | RDS-1 |  |  | TMC - CHILDRENS - L&D (5HP) | MHHS-TMC |  | Oximeter, Pulse |  | 069-37512 |  | TMC |  | TMC - CHILDRENS - L&D (5HP) | [5 empty] | PHYSIOLOGIC MONITOR MODULE HOUSINGS |  | OXIMETERPULSE-Masimo Corp-RDS-1 | OXIMETERPULSE | RDS-1 |  |  |  | Masimo Corp | Oximeter, Pulse |  | OXIMETERPULSE-Masimo Corp-RDS-1 |  |  |  |  | Covered PM Repair - Biomedical | MHHS-TMC
NO | NO |  |  |  | 069-37513 |  | Masimo Corp. | RDS-1 |  |  | TMC - CHILDRENS - L&D (5HP) | MHHS-TMC |  | Oximeter, Pulse |  | 069-37513 |  | TMC |  | TMC - CHILDRENS - L&D (5HP) | [5 empty] | PHYSIOLOGIC MONITOR MODULE HOUSINGS |  | OXIMETERPULSE-Masimo Corp-RDS-1 | OXIMETERPULSE | RDS-1 |  |  |  | Masimo Corp | Oximeter, Pulse |  | OXIMETERPULSE-Masimo Corp-RDS-1 |  |  |  |  | Covered PM Repair - Biomedical | MHHS-TMC
NO | NO |  |  |  | 069-37514 |  | Masimo Corp. | RDS-1 |  |  | TMC - CHILDRENS - L&D (5HP) | MHHS-TMC |  | Oximeter, Pulse |  | 069-37514 |  | TMC |  | TMC - CHILDRENS - L&D (5HP) | [5 empty] | PHYSIOLOGIC MONITOR MODULE HOUSINGS |  | OXIMETERPULSE-Masimo Corp-RDS-1 | OXIMETERPULSE | RDS-1 |  |  |  | Masimo Corp | Oximeter, Pulse |  | OXIMETERPULSE-Masimo Corp-RDS-1 |  |  |  |  | Not Covered Vendor Only - Biomedical | MHHS-TMC
NO | NO |  |  |  | 069-37515 |  | Masimo Corp. | RDS-1 |  |  | TMC - CHILDRENS - L&D (5HP) | MHHS-TMC |  | Oximeter, Pulse |  | 069-37515 |  | TMC |  | TMC - CHILDRENS - L&D (5HP) | [5 empty] | PHYSIOLOGIC MONITOR MODULE HOUSINGS |  | OXIMETERPULSE-Masimo Corp-RDS-1 | OXIMETERPULSE | RDS-1 |  |  |  | Masimo Corp | Oximeter, Pulse |  | OXIMETERPULSE-Masimo Corp-RDS-1 |  |  |  |  | Not Covered Vendor Only - Biomedical | MHHS-TMC
NO | NO | [5 empty] | Masimo Corp. | RDS-1 |  |  | TMC - CHILDRENS - L&D (5HP) | MHHS-TMC |  | Oximeter, Pulse |  |  |  | TMC |  | TMC - CHILDRENS - L&D (5HP) | [5 empty] | PHYSIOLOGIC MONITOR MODULE HOUSINGS |  | OXIMETERPULSE-Masimo Corp-RDS-1 | OXIMETERPULSE | RDS-1 |  |  |  | Masimo Corp | Oximeter, Pulse |  | OXIMETERPULSE-Masimo Corp-RDS-1 |  |  |  |  | Not Covered Vendor Only - Biomedical | MHHS-TMC
NO | NO |  |  |  | 077-06872 |  | Masimo Corp. | RDS-1 |  |  | TMC - CHILDRENS - NICU (7HP) | MHHS-TMC |  | Oximeter, Pulse |  | 077-06872 |  | TMC |  | TMC - CHILDRENS - NICU (7HP) | [5 empty] | PHYSIOLOGIC MONITOR MODULE HOUSINGS |  | OXIMETERPULSE-Masimo Corp-RDS-1 | OXIMETERPULSE | RDS-1 |  |  |  | Masimo Corp | Oximeter, Pulse |  | OXIMETERPULSE-Masimo Corp-RDS-1 |  |  |  |  | Covered PM Repair - Biomedical | MHHS-TMC
NO | NO |  |  |  | 077-07048 |  | Masimo Corp. | RDS-1 |  |  | TMC - CHILDRENS - NICU (7HP) | MHHS-TMC |  | Oximeter, Pulse |  | 077-07048 |  | TMC |  | TMC - CHILDRENS - NICU (7HP) | [5 empty] | PHYSIOLOGIC MONITOR MODULE HOUSINGS |  | OXIMETERPULSE-Masimo Corp-RDS-1 | OXIMETERPULSE | RDS-1 |  |  |  | Masimo Corp | Oximeter, Pulse |  | OXIMETERPULSE-Masimo Corp-RDS-1 |  |  |  |  | Covered PM Repair - Biomedical | MHHS-TMC
NO | NO | [5 empty] | Masimo Corp. | RDS-1 |  |  | TMC - CHILDRENS - NICU (7HP) | MHHS-TMC |  | Oximeter, Pulse |  |  |  | TMC |  | TMC - CHILDRENS - NICU (7HP) | [5 empty] | PHYSIOLOGIC MONITOR MODULE HOUSINGS |  | OXIMETERPULSE-Masimo Corp-RDS-1 | OXIMETERPULSE | RDS-1 |  |  |  | Masimo Corp | Oximeter, Pulse |  | OXIMETERPULSE-Masimo Corp-RDS-1 |  |  |  |  | Covered PM Repair - Biomedical | MHHS-TMC
NO | NO | [5 empty] | Masimo Corp. | RDS-1 |  |  | TMC - CHILDRENS - NICU (7HP) | MHHS-TMC |  | Oximeter, Pulse |  |  |  | TMC |  | TMC - CHILDRENS - NICU (7HP) | [5 empty] | PHYSIOLOGIC MONITOR MODULE HOUSINGS |  | OXIMETERPULSE-Masimo Corp-RDS-1 | OXIMETERPULSE | RDS-1 |  |  |  | Masimo Corp | Oximeter, Pulse |  | OXIMETERPULSE-Masimo Corp-RDS-1 |  |  |  |  | Covered PM Repair - Biomedical | MHHS-TMC
NO | NO | [5 empty] | Masimo Corp. | RDS-1 |  |  | TMC - CHILDRENS - NICU (7HP) | MHHS-TMC |  | Oximeter, Pulse |  |  |  | TMC |  | TMC - CHILDRENS - NICU (7HP) | [5 empty] | PHYSIOLOGIC MONITOR MODULE HOUSINGS |  | OXIMETERPULSE-Masimo Corp-RDS-1 | OXIMETERPULSE | RDS-1 |  |  |  | Masimo Corp | Oximeter, Pulse |  | OXIMETERPULSE-Masimo Corp-RDS-1 |  |  |  |  | Covered PM Repair - Biomedical | MHHS-TMC
NO | NO | [5 empty] | Masimo Corp. | RDS-1 |  |  | TMC - CHILDRENS - NICU (7HP) | MHHS-TMC |  | Oximeter, Pulse |  |  |  | TMC |  | TMC - CHILDRENS - NICU (7HP) | [5 empty] | PHYSIOLOGIC MONITOR MODULE HOUSINGS |  | OXIMETERPULSE-Masimo Corp-RDS-1 | OXIMETERPULSE | RDS-1 |  |  |  | Masimo Corp | Oximeter, Pulse |  | OXIMETERPULSE-Masimo Corp-RDS-1 |  |  |  |  | Covered PM Repair - Biomedical | MHHS-TMC
NO | NO | [5 empty] | Masimo Corp. | RDS-1 |  | need | TMC - CHILDRENS - NICU (7HP) | MHHS-TMC |  | Oximeter, Pulse |  |  |  | TMC |  | TMC - CHILDRENS - NICU (7HP) | [5 empty] | PHYSIOLOGIC MONITOR MODULE HOUSINGS |  | OXIMETERPULSE-Masimo Corp-RDS-1 | OXIMETERPULSE | RDS-1 |  |  |  | Masimo Corp | Oximeter, Pulse |  | OXIMETERPULSE-Masimo Corp-RDS-1 |  |  |  |  | Covered PM Repair - Biomedical | MHHS-TMC
NO | NO | [5 empty] | Masimo Corp. | RDS-1 |  |  | TMC - CHILDRENS - NICU (7HP) | MHHS-TMC |  | Oximeter, Pulse |  |  |  | TMC |  | TMC - CHILDRENS - NICU (7HP) | [5 empty] | PHYSIOLOGIC MONITOR MODULE HOUSINGS |  | OXIMETERPULSE-Masimo Corp-RDS-1 | OXIMETERPULSE | RDS-1 |  |  |  | Masimo Corp | Oximeter, Pulse |  | OXIMETERPULSE-Masimo Corp-RDS-1 |  |  |  |  | Covered PM Repair - Biomedical | MHHS-TMC
NO | NO | [5 empty] | Masimo Corp. | RDS-1 |  |  | TMC - CHILDRENS - NICU (7HP) | MHHS-TMC |  | Oximeter, Pulse |  |  |  | TMC |  | TMC - CHILDRENS - NICU (7HP) | [5 empty] | PHYSIOLOGIC MONITOR MODULE HOUSINGS |  | OXIMETERPULSE-Masimo Corp-RDS-1 | OXIMETERPULSE | RDS-1 |  |  |  | Masimo Corp | Oximeter, Pulse |  | OXIMETERPULSE-Masimo Corp-RDS-1 |  |  |  |  | Covered PM Repair - Biomedical | MHHS-TMC
NO | NO | [5 empty] | Masimo Corp. | RDS-1 |  |  | TMC - CHILDRENS - NICU (7HP) | MHHS-TMC |  | Oximeter, Pulse |  |  |  | TMC |  | TMC - CHILDRENS - NICU (7HP) | [5 empty] | PHYSIOLOGIC MONITOR MODULE HOUSINGS |  | OXIMETERPULSE-Masimo Corp-RDS-1 | OXIMETERPULSE | RDS-1 |  |  |  | Masimo Corp | Oximeter, Pulse |  | OXIMETERPULSE-Masimo Corp-RDS-1 |  |  |  |  | Covered PM Repair - Biomedical | MHHS-TMC
NO | NO | [5 empty] | Masimo Corp. | RDS-1 |  |  | TMC - CHILDRENS - NICU (7HP) | MHHS-TMC |  | Oximeter, Pulse |  |  |  | TMC |  | TMC - CHILDRENS - NICU (7HP) | [5 empty] | PHYSIOLOGIC MONITOR MODULE HOUSINGS |  | OXIMETERPULSE-Masimo Corp-RDS-1 | OXIMETERPULSE | RDS-1 |  |  |  | Masimo Corp | Oximeter, Pulse |  | OXIMETERPULSE-Masimo Corp-RDS-1 |  |  |  |  | Covered PM Repair - Biomedical | MHHS-TMC
NO | NO | [5 empty] | Masimo Corp. | RDS-1 |  |  | TMC - CHILDRENS - NICU (7HP) | MHHS-TMC |  | Oximeter, Pulse |  |  |  | TMC |  | TMC - CHILDRENS - NICU (7HP) | [5 empty] | PHYSIOLOGIC MONITOR MODULE HOUSINGS |  | OXIMETERPULSE-Masimo Corp-RDS-1 | OXIMETERPULSE | RDS-1 |  |  |  | Masimo Corp | Oximeter, Pulse |  | OXIMETERPULSE-Masimo Corp-RDS-1 |  |  |  |  | Covered PM Repair - Biomedical | MHHS-TMC
NO | NO | [5 empty] | Masimo Corp. | RDS-1 |  |  | TMC - CHILDRENS - NICU (7HP) | MHHS-TMC |  | Oximeter, Pulse |  |  |  | TMC |  | TMC - CHILDRENS - NICU (7HP) | [5 empty] | PHYSIOLOGIC MONITOR MODULE HOUSINGS |  | OXIMETERPULSE-Masimo Corp-RDS-1 | OXIMETERPULSE | RDS-1 |  |  |  | Masimo Corp | Oximeter, Pulse |  | OXIMETERPULSE-Masimo Corp-RDS-1 |  |  |  |  | Covered PM Repair - Biomedical | MHHS-TMC
NO | NO | [5 empty] | Masimo Corp. | RDS-1 |  |  | TMC - CHILDRENS - NICU (7HP) | MHHS-TMC |  | Oximeter, Pulse |  |  |  | TMC |  | TMC - CHILDRENS - NICU (7HP) | [5 empty] | PHYSIOLOGIC MONITOR MODULE HOUSINGS |  | OXIMETERPULSE-Masimo Corp-RDS-1 | OXIMETERPULSE | RDS-1 |  |  |  | Masimo Corp | Oximeter, Pulse |  | OXIMETERPULSE-Masimo Corp-RDS-1 |  |  |  |  | Covered PM Repair - Biomedical | MHHS-TMC
NO | NO | [5 empty] | Masimo Corp. | RDS-1 |  |  | TMC - CHILDRENS - NICU (7HP) | MHHS-TMC |  | Oximeter, Pulse |  |  |  | TMC |  | TMC - CHILDRENS - NICU (7HP) | [5 empty] | PHYSIOLOGIC MONITOR MODULE HOUSINGS |  | OXIMETERPULSE-Masimo Corp-RDS-1 | OXIMETERPULSE | RDS-1 |  |  |  | Masimo Corp | Oximeter, Pulse |  | OXIMETERPULSE-Masimo Corp-RDS-1 |  |  |  |  | Covered PM Repair - Biomedical | MHHS-TMC
NO | NO | [5 empty] | Masimo Corp. | RDS-1 |  |  | TMC - CHILDRENS - NICU (7HP) | MHHS-TMC |  | Oximeter, Pulse |  |  |  | TMC |  | TMC - CHILDRENS - NICU (7HP) | [5 empty] | PHYSIOLOGIC MONITOR MODULE HOUSINGS |  | OXIMETERPULSE-Masimo Corp-RDS-1 | OXIMETERPULSE | RDS-1 |  |  |  | Masimo Corp | Oximeter, Pulse |  | OXIMETERPULSE-Masimo Corp-RDS-1 |  |  |  |  | Covered PM Repair - Biomedical | MHHS-TMC
NO | NO | [5 empty] | Masimo Corp. | RDS-1 |  |  | TMC - CHILDRENS - NICU (7HP) | MHHS-TMC |  | Oximeter, Pulse |  |  |  | TMC |  | TMC - CHILDRENS - NICU (7HP) | [5 empty] | PHYSIOLOGIC MONITOR MODULE HOUSINGS |  | OXIMETERPULSE-Masimo Corp-RDS-1 | OXIMETERPULSE | RDS-1 |  |  |  | Masimo Corp | Oximeter, Pulse |  | OXIMETERPULSE-Masimo Corp-RDS-1 |  |  |  |  | Covered PM Repair - Biomedical | MHHS-TMC
NO | NO | [5 empty] | Masimo Corp. | RDS-1 |  |  | TMC - CHILDRENS - NICU (7HP) | MHHS-TMC |  | Oximeter, Pulse |  |  |  | TMC |  | TMC - CHILDRENS - NICU (7HP) | [5 empty] | PHYSIOLOGIC MONITOR MODULE HOUSINGS |  | OXIMETERPULSE-Masimo Corp-RDS-1 | OXIMETERPULSE | RDS-1 |  |  |  | Masimo Corp | Oximeter, Pulse |  | OXIMETERPULSE-Masimo Corp-RDS-1 |  |  |  |  | Covered PM Repair - Biomedical | MHHS-TMC
NO | NO | [5 empty] | Masimo Corp. | RDS-1 |  |  | TMC - CHILDRENS - NICU (7HP) | MHHS-TMC |  | Oximeter, Pulse |  |  |  | TMC |  | TMC - CHILDRENS - NICU (7HP) | [5 empty] | PHYSIOLOGIC MONITOR MODULE HOUSINGS |  | OXIMETERPULSE-Masimo Corp-RDS-1 | OXIMETERPULSE | RDS-1 |  |  |  | Masimo Corp | Oximeter, Pulse |  | OXIMETERPULSE-Masimo Corp-RDS-1 |  |  |  |  | Not Covered Vendor Only - Lab Ana/Anes | MHHS-TMC
NO | NO | [5 empty] | Masimo Corp. | RDS-1 |  |  | TMC - CHILDRENS - NICU (7HP) | MHHS-TMC |  | Oximeter, Pulse |  |  |  | TMC |  | TMC - CHILDRENS - NICU (7HP) | [5 empty] | PHYSIOLOGIC MONITOR MODULE HOUSINGS |  | OXIMETERPULSE-Masimo Corp-RDS-1 | OXIMETERPULSE | RDS-1 |  |  |  | Masimo Corp | Oximeter, Pulse |  | OXIMETERPULSE-Masimo Corp-RDS-1 |  |  |  |  | Not Covered Vendor Only - Lab Ana/Anes | MHHS-TMC
NO | NO | [5 empty] | Masimo Corp. | RDS-1 |  |  | TMC - CHILDRENS - NICU (7HP) | MHHS-TMC |  | Oximeter, Pulse |  |  |  | TMC |  | TMC - CHILDRENS - NICU (7HP) | [5 empty] | PHYSIOLOGIC MONITOR MODULE HOUSINGS |  | OXIMETERPULSE-Masimo Corp-RDS-1 | OXIMETERPULSE | RDS-1 |  |  |  | Masimo Corp | Oximeter, Pulse |  | OXIMETERPULSE-Masimo Corp-RDS-1 |  |  |  |  | Not Covered Vendor Only - Lab Ana/Anes | MHHS-TMC
NO | NO | [5 empty] | Masimo Corp. | RDS-1 |  |  | TMC - CHILDRENS - NICU (7HP) | MHHS-TMC |  | Oximeter, Pulse |  |  |  | TMC |  | TMC - CHILDRENS - NICU (7HP) | [5 empty] | PHYSIOLOGIC MONITOR MODULE HOUSINGS |  | OXIMETERPULSE-Masimo Corp-RDS-1 | OXIMETERPULSE | RDS-1 |  |  |  | Masimo Corp | Oximeter, Pulse |  | OXIMETERPULSE-Masimo Corp-RDS-1 |  |  |  |  | Not Covered Vendor Only - Lab Ana/Anes | MHHS-TMC
NO | NO | [5 empty] | Masimo Corp. | RDS-1 |  |  | TMC - CHILDRENS - NICU (7HP) | MHHS-TMC |  | Oximeter, Pulse |  |  |  | TMC |  | TMC - CHILDRENS - NICU (7HP) | [5 empty] | PHYSIOLOGIC MONITOR MODULE HOUSINGS |  | OXIMETERPULSE-Masimo Corp-RDS-1 | OXIMETERPULSE | RDS-1 |  |  |  | Masimo Corp | Oximeter, Pulse |  | OXIMETERPULSE-Masimo Corp-RDS-1 |  |  |  |  | Not Covered Vendor Only - Lab Ana/Anes | MHHS-TMC
NO | NO | [5 empty] | Masimo Corp. | RDS-1 |  |  | TMC - CHILDRENS - NICU (7HP) | MHHS-TMC |  | Oximeter, Pulse |  |  |  | TMC |  | TMC - CHILDRENS - NICU (7HP) | [5 empty] | PHYSIOLOGIC MONITOR MODULE HOUSINGS |  | OXIMETERPULSE-Masimo Corp-RDS-1 | OXIMETERPULSE | RDS-1 |  |  |  | Masimo Corp | Oximeter, Pulse |  | OXIMETERPULSE-Masimo Corp-RDS-1 |  |  |  |  | Covered PM Repair - Biomedical | MHHS-TMC
NO | NO | [5 empty] | Masimo Corp. | RDS-1 |  |  | TMC - CHILDRENS - NICU (7HP) | MHHS-TMC |  | Oximeter, Pulse |  |  |  | TMC |  | TMC - CHILDRENS - NICU (7HP) | [5 empty] | PHYSIOLOGIC MONITOR MODULE HOUSINGS |  | OXIMETERPULSE-Masimo Corp-RDS-1 | OXIMETERPULSE | RDS-1 |  |  |  | Masimo Corp | Oximeter, Pulse |  | OXIMETERPULSE-Masimo Corp-RDS-1 |  |  |  |  | Covered PM Repair - Biomedical | MHHS-TMC
NO | NO | [5 empty] | Masimo Corp. | RDS-1 |  |  | TMC - CHILDRENS - NICU (7HP) | MHHS-TMC |  | Oximeter, Pulse |  |  |  | TMC |  | TMC - CHILDRENS - NICU (7HP) | [5 empty] | PHYSIOLOGIC MONITOR MODULE HOUSINGS |  | OXIMETERPULSE-Masimo Corp-RDS-1 | OXIMETERPULSE | RDS-1 |  |  |  | Masimo Corp | Oximeter, Pulse |  | OXIMETERPULSE-Masimo Corp-RDS-1 |  |  |  |  | Covered PM Repair - Biomedical | MHHS-TMC
NO | NO | [5 empty] | Masimo Corp. | RDS-1 |  |  | TMC - CHILDRENS - NICU (7HP) | MHHS-TMC |  | Oximeter, Pulse |  |  |  | TMC |  | TMC - CHILDRENS - NICU (7HP) | [5 empty] | PHYSIOLOGIC MONITOR MODULE HOUSINGS |  | OXIMETERPULSE-Masimo Corp-RDS-1 | OXIMETERPULSE | RDS-1 |  |  |  | Masimo Corp | Oximeter, Pulse |  | OXIMETERPULSE-Masimo Corp-RDS-1 |  |  |  |  | Covered PM Repair - Biomedical | MHHS-TMC
NO | NO | [5 empty] | Masimo Corp. | RDS-1 |  |  | TMC - CHILDRENS - NICU (7HP) | MHHS-TMC |  | Oximeter, Pulse |  |  |  | TMC |  | TMC - CHILDRENS - NICU (7HP) | [5 empty] | PHYSIOLOGIC MONITOR MODULE HOUSINGS |  | OXIMETERPULSE-Masimo Corp-RDS-1 | OXIMETERPULSE | RDS-1 |  |  |  | Masimo Corp | Oximeter, Pulse |  | OXIMETERPULSE-Masimo Corp-RDS-1 |  |  |  |  | Covered PM Repair - Biomedical | MHHS-TMC
NO | NO | [5 empty] | Masimo Corp. | RDS-1 |  |  | TMC - CHILDRENS - NICU (7HP) | MHHS-TMC |  | Oximeter, Pulse |  |  |  | TMC |  | TMC - CHILDRENS - NICU (7HP) | [5 empty] | PHYSIOLOGIC MONITOR MODULE HOUSINGS |  | OXIMETERPULSE-Masimo Corp-RDS-1 | OXIMETERPULSE | RDS-1 |  |  |  | Masimo Corp | Oximeter, Pulse |  | OXIMETERPULSE-Masimo Corp-RDS-1 |  |  |  |  | Not Covered Vendor Only - Lab Ana/Anes | MHHS-TMC
NO | NO | [5 empty] | Masimo Corp. | RDS-1 |  |  | TMC - CHILDRENS - NICU (7HP) | MHHS-TMC |  | Oximeter, Pulse |  |  |  | TMC |  | TMC - CHILDRENS - NICU (7HP) | [5 empty] | PHYSIOLOGIC MONITOR MODULE HOUSINGS |  | OXIMETERPULSE-Masimo Corp-RDS-1 | OXIMETERPULSE | RDS-1 |  |  |  | Masimo Corp | Oximeter, Pulse |  | OXIMETERPULSE-Masimo Corp-RDS-1 |  |  |  |  | Not Covered Vendor Only - Lab Ana/Anes | MHHS-TMC
NO | NO | [5 empty] | Masimo Corp. | RDS-1 |  |  | TMC - CHILDRENS - NICU (7HP) | MHHS-TMC |  | Oximeter, Pulse |  |  |  | TMC |  | TMC - CHILDRENS - NICU (7HP) | [5 empty] | PHYSIOLOGIC MONITOR MODULE HOUSINGS |  | OXIMETERPULSE-Masimo Corp-RDS-1 | OXIMETERPULSE | RDS-1 |  |  |  | Masimo Corp | Oximeter, Pulse |  | OXIMETERPULSE-Masimo Corp-RDS-1 |  |  |  |  | Covered PM Repair - Biomedical | MHHS-TMC
NO | NO | [5 empty] | Masimo Corp. | RDS-1 |  |  | TMC - CHILDRENS - NICU (7HP) | MHHS-TMC |  | Oximeter, Pulse |  |  |  | TMC |  | TMC - CHILDRENS - NICU (7HP) | [5 empty] | PHYSIOLOGIC MONITOR MODULE HOUSINGS |  | OXIMETERPULSE-Masimo Corp-RDS-1 | OXIMETERPULSE | RDS-1 |  |  |  | Masimo Corp | Oximeter, Pulse |  | OXIMETERPULSE-Masimo Corp-RDS-1 |  |  |  |  | Covered PM Repair - Biomedical | MHHS-TMC
NO | NO | [5 empty] | Masimo Corp. | RDS-1 |  |  | TMC - CHILDRENS - NICU (7HP) | MHHS-TMC |  | Oximeter, Pulse |  |  |  | TMC |  | TMC - CHILDRENS - NICU (7HP) | [5 empty] | PHYSIOLOGIC MONITOR MODULE HOUSINGS |  | OXIMETERPULSE-Masimo Corp-RDS-1 | OXIMETERPULSE | RDS-1 |  |  |  | Masimo Corp | Oximeter, Pulse |  | OXIMETERPULSE-Masimo Corp-RDS-1 |  |  |  |  | Covered PM Repair - Biomedical | MHHS-TMC
NO | NO | [5 empty] | Masimo Corp. | RDS-1 |  |  | TMC - CHILDRENS - NICU (7HP) | MHHS-TMC |  | Oximeter, Pulse |  |  |  | TMC |  | TMC - CHILDRENS - NICU (7HP) | [5 empty] | PHYSIOLOGIC MONITOR MODULE HOUSINGS |  | OXIMETERPULSE-Masimo Corp-RDS-1 | OXIMETERPULSE | RDS-1 |  |  |  | Masimo Corp | Oximeter, Pulse |  | OXIMETERPULSE-Masimo Corp-RDS-1 |  |  |  |  | Covered PM Repair - Biomedical | MHHS-TMC
NO | NO | [5 empty] | Masimo Corp. | RDS-1 |  |  | TMC - CHILDRENS - NICU (7HP) | MHHS-TMC |  | Oximeter, Pulse |  |  |  | TMC |  | TMC - CHILDRENS - NICU (7HP) | [5 empty] | PHYSIOLOGIC MONITOR MODULE HOUSINGS |  | OXIMETERPULSE-Masimo Corp-RDS-1 | OXIMETERPULSE | RDS-1 |  |  |  | Masimo Corp | Oximeter, Pulse |  | OXIMETERPULSE-Masimo Corp-RDS-1 |  |  |  |  | Covered PM Repair - Biomedical | MHHS-TMC
NO | NO | [5 empty] | Masimo Corp. | RDS-1 |  |  | TMC - CHILDRENS - NICU (7HP) | MHHS-TMC |  | Oximeter, Pulse |  |  |  | TMC |  | TMC - CHILDRENS - NICU (7HP) | [5 empty] | PHYSIOLOGIC MONITOR MODULE HOUSINGS |  | OXIMETERPULSE-Masimo Corp-RDS-1 | OXIMETERPULSE | RDS-1 |  |  |  | Masimo Corp | Oximeter, Pulse |  | OXIMETERPULSE-Masimo Corp-RDS-1 |  |  |  |  | Covered PM Repair - Biomedical | MHHS-TMC
NO | NO | [5 empty] | Masimo Corp. | RDS-1 |  |  | TMC - CHILDRENS - NICU (7HP) | MHHS-TMC |  | Oximeter, Pulse |  |  |  | TMC |  | TMC - CHILDRENS - NICU (7HP) | [5 empty] | PHYSIOLOGIC MONITOR MODULE HOUSINGS |  | OXIMETERPULSE-Masimo Corp-RDS-1 | OXIMETERPULSE | RDS-1 |  |  |  | Masimo Corp | Oximeter, Pulse |  | OXIMETERPULSE-Masimo Corp-RDS-1 |  |  |  |  | Covered PM Repair - Biomedical | MHHS-TMC
NO | NO | [5 empty] | Masimo Corp. | RDS-1 |  |  | TMC - CHILDRENS - NICU (7HP) | MHHS-TMC |  | Oximeter, Pulse |  |  |  | TMC |  | TMC - CHILDRENS - NICU (7HP) | [5 empty] | PHYSIOLOGIC MONITOR MODULE HOUSINGS |  | OXIMETERPULSE-Masimo Corp-RDS-1 | OXIMETERPULSE | RDS-1 |  |  |  | Masimo Corp | Oximeter, Pulse |  | OXIMETERPULSE-Masimo Corp-RDS-1 |  |  |  |  | Covered PM Repair - Biomedical | MHHS-TMC
NO | NO | [5 empty] | Masimo Corp. | RDS-1 |  |  | TMC - CHILDRENS - NICU (7HP) | MHHS-TMC |  | Oximeter, Pulse |  |  |  | TMC |  | TMC - CHILDRENS - NICU (7HP) | [5 empty] | PHYSIOLOGIC MONITOR MODULE HOUSINGS |  | OXIMETERPULSE-Masimo Corp-RDS-1 | OXIMETERPULSE | RDS-1 |  |  |  | Masimo Corp | Oximeter, Pulse |  | OXIMETERPULSE-Masimo Corp-RDS-1 |  |  |  |  | Covered PM Repair - Biomedical | MHHS-TMC
NO | NO | [5 empty] | Masimo Corp. | RDS-1 |  |  | TMC - CHILDRENS - NICU (7HP) | MHHS-TMC |  | Oximeter, Pulse |  |  |  | TMC |  | TMC - CHILDRENS - NICU (7HP) | [5 empty] | PHYSIOLOGIC MONITOR MODULE HOUSINGS |  | OXIMETERPULSE-Masimo Corp-RDS-1 | OXIMETERPULSE | RDS-1 |  |  |  | Masimo Corp | Oximeter, Pulse |  | OXIMETERPULSE-Masimo Corp-RDS-1 |  |  |  |  | Covered PM Repair - Biomedical | MHHS-TMC
NO | NO | [5 empty] | Masimo Corp. | RDS-1 |  |  | TMC - CHILDRENS - NICU (7HP) | MHHS-TMC |  | Oximeter, Pulse |  |  |  | TMC |  | TMC - CHILDRENS - NICU (7HP) | [5 empty] | PHYSIOLOGIC MONITOR MODULE HOUSINGS |  | OXIMETERPULSE-Masimo Corp-RDS-1 | OXIMETERPULSE | RDS-1 |  |  |  | Masimo Corp | Oximeter, Pulse |  | OXIMETERPULSE-Masimo Corp-RDS-1 |  |  |  |  | Covered PM Repair - Biomedical | MHHS-TMC
NO | NO | [5 empty] | Masimo Corp. | RDS-1 |  |  | TMC - CHILDRENS - NICU (7HP) | MHHS-TMC |  | Oximeter, Pulse |  |  |  | TMC |  | TMC - CHILDRENS - NICU (7HP) | [5 empty] | PHYSIOLOGIC MONITOR MODULE HOUSINGS |  | OXIMETERPULSE-Masimo Corp-RDS-1 | OXIMETERPULSE | RDS-1 |  |  |  | Masimo Corp | Oximeter, Pulse |  | OXIMETERPULSE-Masimo Corp-RDS-1 |  |  |  |  | Covered PM Repair - Biomedical | MHHS-TMC
NO | NO | [5 empty] | Masimo Corp. | RDS-1 |  |  | TMC - CHILDRENS - NICU (7HP) | MHHS-TMC |  | Oximeter, Pulse |  |  |  | TMC |  | TMC - CHILDRENS - NICU (7HP) | [5 empty] | PHYSIOLOGIC MONITOR MODULE HOUSINGS |  | OXIMETERPULSE-Masimo Corp-RDS-1 | OXIMETERPULSE | RDS-1 |  |  |  | Masimo Corp | Oximeter, Pulse |  | OXIMETERPULSE-Masimo Corp-RDS-1 |  |  |  |  | Covered PM Repair - Biomedical | MHHS-TMC
NO | NO | [5 empty] | Masimo Corp. | RDS-1 |  |  | TMC - CHILDRENS - NICU (7HP) | MHHS-TMC |  | Oximeter, Pulse |  |  |  | TMC |  | TMC - CHILDRENS - NICU (7HP) | [5 empty] | PHYSIOLOGIC MONITOR MODULE HOUSINGS |  | OXIMETERPULSE-Masimo Corp-RDS-1 | OXIMETERPULSE | RDS-1 |  |  |  | Masimo Corp | Oximeter, Pulse |  | OXIMETERPULSE-Masimo Corp-RDS-1 |  |  |  |  | Covered PM Repair - Biomedical | MHHS-TMC
NO | NO | [5 empty] | Masimo Corp. | RDS-1 |  |  | TMC - CHILDRENS - NICU (7HP) | MHHS-TMC |  | Oximeter, Pulse |  |  |  | TMC |  | TMC - CHILDRENS - NICU (7HP) | [5 empty] | PHYSIOLOGIC MONITOR MODULE HOUSINGS |  | OXIMETERPULSE-Masimo Corp-RDS-1 | OXIMETERPULSE | RDS-1 |  |  |  | Masimo Corp | Oximeter, Pulse |  | OXIMETERPULSE-Masimo Corp-RDS-1 |  |  |  |  | Covered PM Repair - Biomedical | MHHS-TMC
NO | NO | [5 empty] | Masimo Corp. | RDS-1 |  |  | TMC - CHILDRENS - NICU (7HP) | MHHS-TMC |  | Oximeter, Pulse |  |  |  | TMC |  | TMC - CHILDRENS - NICU (7HP) | [5 empty] | PHYSIOLOGIC MONITOR MODULE HOUSINGS |  | OXIMETERPULSE-Masimo Corp-RDS-1 | OXIMETERPULSE | RDS-1 |  |  |  | Masimo Corp | Oximeter, Pulse |  | OXIMETERPULSE-Masimo Corp-RDS-1 |  |  |  |  | Covered PM Repair - Biomedical | MHHS-TMC
NO | NO | [5 empty] | Masimo Corp. | RDS-1 |  |  | TMC - CHILDRENS - NICU (7HP) | MHHS-TMC |  | Oximeter, Pulse |  |  |  | TMC |  | TMC - CHILDRENS - NICU (7HP) | [5 empty] | PHYSIOLOGIC MONITOR MODULE HOUSINGS |  | OXIMETERPULSE-Masimo Corp-RDS-1 | OXIMETERPULSE | RDS-1 |  |  |  | Masimo Corp | Oximeter, Pulse |  | OXIMETERPULSE-Masimo Corp-RDS-1 |  |  |  |  | Covered PM Repair - Biomedical | MHHS-TMC
NO | NO | [5 empty] | Masimo Corp. | RDS-1 |  |  | TMC - CHILDRENS - NICU (7HP) | MHHS-TMC |  | Oximeter, Pulse |  |  |  | TMC |  | TMC - CHILDRENS - NICU (7HP) | [5 empty] | PHYSIOLOGIC MONITOR MODULE HOUSINGS |  | OXIMETERPULSE-Masimo Corp-RDS-1 | OXIMETERPULSE | RDS-1 |  |  |  | Masimo Corp | Oximeter, Pulse |  | OXIMETERPULSE-Masimo Corp-RDS-1 |  |  |  |  | Covered PM Repair - Biomedical | MHHS-TMC
NO | NO | [5 empty] | Masimo Corp. | RDS-1 |  |  | TMC - CHILDRENS - NICU (7HP) | MHHS-TMC |  | Oximeter, Pulse |  |  |  | TMC |  | TMC - CHILDRENS - NICU (7HP) | [5 empty] | PHYSIOLOGIC MONITOR MODULE HOUSINGS |  | OXIMETERPULSE-Masimo Corp-RDS-1 | OXIMETERPULSE | RDS-1 |  |  |  | Masimo Corp | Oximeter, Pulse |  | OXIMETERPULSE-Masimo Corp-RDS-1 |  |  |  |  | Covered PM Repair - Biomedical | MHHS-TMC
NO | NO | [5 empty] | Masimo Corp. | RDS-1 |  |  | TMC - CHILDRENS - NICU (7HP) | MHHS-TMC |  | Oximeter, Pulse |  |  |  | TMC |  | TMC - CHILDRENS - NICU (7HP) | [5 empty] | PHYSIOLOGIC MONITOR MODULE HOUSINGS |  | OXIMETERPULSE-Masimo Corp-RDS-1 | OXIMETERPULSE | RDS-1 |  |  |  | Masimo Corp | Oximeter, Pulse |  | OXIMETERPULSE-Masimo Corp-RDS-1 |  |  |  |  | Covered PM Repair - Biomedical | MHHS-TMC
NO | NO | [5 empty] | Masimo Corp. | RDS-1 |  |  | TMC - CHILDRENS - NICU (7HP) | MHHS-TMC |  | Oximeter, Pulse |  |  |  | TMC |  | TMC - CHILDRENS - NICU (7HP) | [5 empty] | PHYSIOLOGIC MONITOR MODULE HOUSINGS |  | OXIMETERPULSE-Masimo Corp-RDS-1 | OXIMETERPULSE | RDS-1 |  |  |  | Masimo Corp | Oximeter, Pulse |  | OXIMETERPULSE-Masimo Corp-RDS-1 |  |  |  |  | Not Covered Vendor Only - Biomedical | MHHS-TMC
NO | NO | [5 empty] | Masimo Corp. | RDS-1 |  |  | TMC - CHILDRENS - PICU (9HP) | MHHS-TMC |  | Oximeter, Pulse |  |  |  | TMC |  | TMC - CHILDRENS - PICU (9HP) | [5 empty] | PHYSIOLOGIC MONITOR MODULE HOUSINGS |  | OXIMETERPULSE-Masimo Corp-RDS-1 | OXIMETERPULSE | RDS-1 |  |  |  | Masimo Corp | Oximeter, Pulse |  | OXIMETERPULSE-Masimo Corp-RDS-1 |  |  |  |  | Covered PM Repair - Biomedical | MHHS-TMC
NO | NO | [5 empty] | Masimo Corp. | RDS-1 |  |  | TMC - CHILDRENS - RCW (8HP) | MHHS-TMC |  | Oximeter, Pulse |  |  |  | TMC |  | TMC - CHILDRENS - RCW (8HP) | [5 empty] | PHYSIOLOGIC MONITOR MODULE HOUSINGS |  | OXIMETERPULSE-Masimo Corp-RDS-1 | OXIMETERPULSE | RDS-1 |  |  |  | Masimo Corp | Oximeter, Pulse |  | OXIMETERPULSE-Masimo Corp-RDS-1 |  |  |  |  | Covered PM Repair - Biomedical | MHHS-TMC
NO | NO | [5 empty] | Masimo Corp. | RDS-1 |  |  | TMC - DIALYSIS - CHILDRENS (9HP) | MHHS-TMC |  | Oximeter, Pulse |  |  |  | TMC |  | TMC - DIALYSIS - CHILDRENS (9HP) | [5 empty] | PHYSIOLOGIC MONITOR MODULE HOUSINGS |  | OXIMETERPULSE-Masimo Corp-RDS-1 | OXIMETERPULSE | RDS-1 |  |  |  | Masimo Corp | Oximeter, Pulse |  | OXIMETERPULSE-Masimo Corp-RDS-1 |  |  |  |  | Covered PM Repair - Biomedical | MHHS-TMC
NO | NO | [5 empty] | Masimo Corp. | RDS-1 |  |  | TMC - GI/ENDO - ADULT (1J) | MHHS-TMC |  | Oximeter, Pulse |  |  |  | TMC |  | TMC - GI/ENDO - ADULT (1J) | [5 empty] | PHYSIOLOGIC MONITOR MODULE HOUSINGS |  | OXIMETERPULSE-Masimo Corp-RDS-1 | OXIMETERPULSE | RDS-1 |  |  |  | Masimo Corp | Oximeter, Pulse |  | OXIMETERPULSE-Masimo Corp-RDS-1 |  |  |  |  | Covered PM Repair - Biomedical | MHHS-TMC
NO | NO | [5 empty] | Masimo Corp. | RDS-1 |  |  | TMC - GI/ENDO - ADULT (1J) | MHHS-TMC |  | Oximeter, Pulse |  |  |  | TMC |  | TMC - GI/ENDO - ADULT (1J) | [5 empty] | PHYSIOLOGIC MONITOR MODULE HOUSINGS |  | OXIMETERPULSE-Masimo Corp-RDS-1 | OXIMETERPULSE | RDS-1 |  |  |  | Masimo Corp | Oximeter, Pulse |  | OXIMETERPULSE-Masimo Corp-RDS-1 |  |  |  |  | Covered PM Repair - Biomedical | MHHS-TMC
NO | NO |  |  |  | 077-06858 |  | Masimo Corp. | RDS-1 |  |  | TMC - MHTMC - CENTRAL SUPPLY | MHHS-TMC |  | Oximeter, Pulse |  | 077-06858 |  | TMC |  | TMC - MHTMC - CENTRAL SUPPLY | [5 empty] | PHYSIOLOGIC MONITOR MODULE HOUSINGS |  | OXIMETERPULSE-Masimo Corp-RDS-1 | OXIMETERPULSE | RDS-1 |  |  |  | Masimo Corp | Oximeter, Pulse |  | OXIMETERPULSE-Masimo Corp-RDS-1 |  |  |  |  | Covered PM Repair - Biomedical | MHHS-TMC
NO | NO |  |  |  | 077-07118 |  | Masimo Corp. | RDS-1 |  |  | TMC - MHTMC - CENTRAL SUPPLY | MHHS-TMC |  | Oximeter, Pulse |  | 077-07118 |  | TMC |  | TMC - MHTMC - CENTRAL SUPPLY | [5 empty] | PHYSIOLOGIC MONITOR MODULE HOUSINGS |  | OXIMETERPULSE-Masimo Corp-RDS-1 | OXIMETERPULSE | RDS-1 |  |  |  | Masimo Corp | Oximeter, Pulse |  | OXIMETERPULSE-Masimo Corp-RDS-1 |  |  |  |  | Covered PM Repair - Biomedical | MHHS-TMC
NO | NO |  |  |  | 077-07130 |  | Masimo Corp. | RDS-1 |  |  | TMC - MHTMC - CENTRAL SUPPLY | MHHS-TMC |  | Oximeter, Pulse |  | 077-07130 |  | TMC |  | TMC - MHTMC - CENTRAL SUPPLY | [5 empty] | PHYSIOLOGIC MONITOR MODULE HOUSINGS |  | OXIMETERPULSE-Masimo Corp-RDS-1 | OXIMETERPULSE | RDS-1 |  |  |  | Masimo Corp | Oximeter, Pulse |  | OXIMETERPULSE-Masimo Corp-RDS-1 |  |  |  |  | Covered PM Repair - Biomedical | MHHS-TMC
NO | NO |  |  |  | 069-29860 |  | Masimo Corp. | RDS-1 |  |  | TMC - MHTMC - CENTRAL SUPPLY (OLD) | MHHS-TMC |  | Oximeter, Pulse |  | 069-29860 |  | TMC |  | TMC - MHTMC - CENTRAL SUPPLY (OLD) | [5 empty] | PHYSIOLOGIC MONITOR MODULE HOUSINGS |  | OXIMETERPULSE-Masimo Corp-RDS-1 | OXIMETERPULSE | RDS-1 |  |  |  | Masimo Corp | Oximeter, Pulse |  | OXIMETERPULSE-Masimo Corp-RDS-1 |  |  |  |  | Covered PM Repair - Biomedical | MHHS-TMC
NO | NO |  |  |  | 069-29862 |  | Masimo Corp. | RDS-1 |  |  | TMC - MHTMC - CENTRAL SUPPLY (OLD) | MHHS-TMC |  | Oximeter, Pulse |  | 069-29862 |  | TMC |  | TMC - MHTMC - CENTRAL SUPPLY (OLD) | [5 empty] | PHYSIOLOGIC MONITOR MODULE HOUSINGS |  | OXIMETERPULSE-Masimo Corp-RDS-1 | OXIMETERPULSE | RDS-1 |  |  |  | Masimo Corp | Oximeter, Pulse |  | OXIMETERPULSE-Masimo Corp-RDS-1 |  |  |  |  | Covered PM Repair - Biomedical | MHHS-TMC
NO | NO |  |  |  | 069-37299 |  | Masimo Corp. | RDS-1 |  |  | TMC - MHTMC - CENTRAL SUPPLY (OLD) | MHHS-TMC |  | Oximeter, Pulse |  | 069-37299 |  | TMC |  | TMC - MHTMC - CENTRAL SUPPLY (OLD) | [5 empty] | PHYSIOLOGIC MONITOR MODULE HOUSINGS |  | OXIMETERPULSE-Masimo Corp-RDS-1 | OXIMETERPULSE | RDS-1 |  |  |  | Masimo Corp | Oximeter, Pulse |  | OXIMETERPULSE-Masimo Corp-RDS-1 |  |  |  |  | Covered PM Repair - Biomedical | MHHS-TMC
NO | NO |  |  |  | 069-37303 |  | Masimo Corp. | RDS-1 |  |  | TMC - MHTMC - CENTRAL SUPPLY (OLD) | MHHS-TMC |  | Oximeter, Pulse |  | 069-37303 |  | TMC |  | TMC - MHTMC - CENTRAL SUPPLY (OLD) | [5 empty] | PHYSIOLOGIC MONITOR MODULE HOUSINGS |  | OXIMETERPULSE-Masimo Corp-RDS-1 | OXIMETERPULSE | RDS-1 |  |  |  | Masimo Corp | Oximeter, Pulse |  | OXIMETERPULSE-Masimo Corp-RDS-1 |  |  |  |  | Covered PM Repair - Biomedical | MHHS-TMC
NO | NO |  |  |  | 069-37305 |  | Masimo Corp. | RDS-1 |  |  | TMC - MHTMC - CENTRAL SUPPLY (OLD) | MHHS-TMC |  | Oximeter, Pulse |  | 069-37305 |  | TMC |  | TMC - MHTMC - CENTRAL SUPPLY (OLD) | [5 empty] | PHYSIOLOGIC MONITOR MODULE HOUSINGS |  | OXIMETERPULSE-Masimo Corp-RDS-1 | OXIMETERPULSE | RDS-1 |  |  |  | Masimo Corp | Oximeter, Pulse |  | OXIMETERPULSE-Masimo Corp-RDS-1 |  |  |  |  | Covered PM Repair - Biomedical | MHHS-TMC
NO | NO |  |  |  | 069-37308 |  | Masimo Corp. | RDS-1 |  |  | TMC - MHTMC - CENTRAL SUPPLY (OLD) | MHHS-TMC |  | Oximeter, Pulse |  | 069-37308 |  | TMC |  | TMC - MHTMC - CENTRAL SUPPLY (OLD) | [5 empty] | PHYSIOLOGIC MONITOR MODULE HOUSINGS |  | OXIMETERPULSE-Masimo Corp-RDS-1 | OXIMETERPULSE | RDS-1 |  |  |  | Masimo Corp | Oximeter, Pulse |  | OXIMETERPULSE-Masimo Corp-RDS-1 |  |  |  |  | Covered PM Repair - Biomedical | MHHS-TMC
NO | NO |  |  |  | 069-37311 |  | Masimo Corp. | RDS-1 |  |  | TMC - MHTMC - CENTRAL SUPPLY (OLD) | MHHS-TMC |  | Oximeter, Pulse |  | 069-37311 |  | TMC |  | TMC - MHTMC - CENTRAL SUPPLY (OLD) | [5 empty] | PHYSIOLOGIC MONITOR MODULE HOUSINGS |  | OXIMETERPULSE-Masimo Corp-RDS-1 | OXIMETERPULSE | RDS-1 |  |  |  | Masimo Corp | Oximeter, Pulse |  | OXIMETERPULSE-Masimo Corp-RDS-1 |  |  |  |  | Covered PM Repair - Biomedical | MHHS-TMC
NO | NO |  |  |  | 069-37313 |  | Masimo Corp. | RDS-1 |  |  | TMC - MHTMC - CENTRAL SUPPLY (OLD) | MHHS-TMC |  | Oximeter, Pulse |  | 069-37313 |  | TMC |  | TMC - MHTMC - CENTRAL SUPPLY (OLD) | [5 empty] | PHYSIOLOGIC MONITOR MODULE HOUSINGS |  | OXIMETERPULSE-Masimo Corp-RDS-1 | OXIMETERPULSE | RDS-1 |  |  |  | Masimo Corp | Oximeter, Pulse |  | OXIMETERPULSE-Masimo Corp-RDS-1 |  |  |  |  | Covered PM Repair - Biomedical | MHHS-TMC
NO | NO |  |  |  | 069-37314 |  | Masimo Corp. | RDS-1 |  |  | TMC - MHTMC - CENTRAL SUPPLY (OLD) | MHHS-TMC |  | Oximeter, Pulse |  | 069-37314 |  | TMC |  | TMC - MHTMC - CENTRAL SUPPLY (OLD) | [5 empty] | PHYSIOLOGIC MONITOR MODULE HOUSINGS |  | OXIMETERPULSE-Masimo Corp-RDS-1 | OXIMETERPULSE | RDS-1 |  |  |  | Masimo Corp | Oximeter, Pulse |  | OXIMETERPULSE-Masimo Corp-RDS-1 |  |  |  |  | Covered PM Repair - Biomedical | MHHS-TMC
NO | NO |  |  |  | 069-37315 |  | Masimo Corp. | RDS-1 |  |  | TMC - MHTMC - CENTRAL SUPPLY (OLD) | MHHS-TMC |  | Oximeter, Pulse |  | 069-37315 |  | TMC |  | TMC - MHTMC - CENTRAL SUPPLY (OLD) | [5 empty] | PHYSIOLOGIC MONITOR MODULE HOUSINGS |  | OXIMETERPULSE-Masimo Corp-RDS-1 | OXIMETERPULSE | RDS-1 |  |  |  | Masimo Corp | Oximeter, Pulse |  | OXIMETERPULSE-Masimo Corp-RDS-1 |  |  |  |  | Covered PM Repair - Biomedical | MHHS-TMC
NO | NO |  |  |  | 069-37380 |  | Masimo Corp. | RDS-1 |  |  | TMC - MHTMC - CENTRAL SUPPLY (OLD) | MHHS-TMC |  | Oximeter, Pulse |  | 069-37380 |  | TMC |  | TMC - MHTMC - CENTRAL SUPPLY (OLD) | [5 empty] | PHYSIOLOGIC MONITOR MODULE HOUSINGS |  | OXIMETERPULSE-Masimo Corp-RDS-1 | OXIMETERPULSE | RDS-1 |  |  |  | Masimo Corp | Oximeter, Pulse |  | OXIMETERPULSE-Masimo Corp-RDS-1 |  |  |  |  | Not Covered Vendor Only - Lab Ana/Anes | MHHS-TMC
NO | NO |  |  |  | 069-37382 |  | Masimo Corp. | RDS-1 |  |  | TMC - MHTMC - CENTRAL SUPPLY (OLD) | MHHS-TMC |  | Oximeter, Pulse |  | 069-37382 |  | TMC |  | TMC - MHTMC - CENTRAL SUPPLY (OLD) | [5 empty] | PHYSIOLOGIC MONITOR MODULE HOUSINGS |  | OXIMETERPULSE-Masimo Corp-RDS-1 | OXIMETERPULSE | RDS-1 |  |  |  | Masimo Corp | Oximeter, Pulse |  | OXIMETERPULSE-Masimo Corp-RDS-1 |  |  |  |  | Not Covered Vendor Only - Lab Ana/Anes | MHHS-TMC
NO | NO |  |  |  | 069-37385 |  | Masimo Corp. | RDS-1 |  |  | TMC - MHTMC - CENTRAL SUPPLY (OLD) | MHHS-TMC |  | Oximeter, Pulse |  | 069-37385 |  | TMC |  | TMC - MHTMC - CENTRAL SUPPLY (OLD) | [5 empty] | PHYSIOLOGIC MONITOR MODULE HOUSINGS |  | OXIMETERPULSE-Masimo Corp-RDS-1 | OXIMETERPULSE | RDS-1 |  |  |  | Masimo Corp | Oximeter, Pulse |  | OXIMETERPULSE-Masimo Corp-RDS-1 |  |  |  |  | Not Covered Vendor Only - Biomedical | MHHS-TMC
NO | NO |  |  |  | 069-37388 |  | Masimo Corp. | RDS-1 |  |  | TMC - MHTMC - CENTRAL SUPPLY (OLD) | MHHS-TMC |  | Oximeter, Pulse |  | 069-37388 |  | TMC |  | TMC - MHTMC - CENTRAL SUPPLY (OLD) | [5 empty] | PHYSIOLOGIC MONITOR MODULE HOUSINGS |  | OXIMETERPULSE-Masimo Corp-RDS-1 | OXIMETERPULSE | RDS-1 |  |  |  | Masimo Corp | Oximeter, Pulse |  | OXIMETERPULSE-Masimo Corp-RDS-1 |  |  |  |  | Not Covered Vendor Only - Biomedical | MHHS-TMC
NO | NO |  |  |  | 069-37392 |  | Masimo Corp. | RDS-1 |  |  | TMC - MHTMC - CENTRAL SUPPLY (OLD) | MHHS-TMC |  | Oximeter, Pulse |  | 069-37392 |  | TMC |  | TMC - MHTMC - CENTRAL SUPPLY (OLD) | [5 empty] | PHYSIOLOGIC MONITOR MODULE HOUSINGS |  | OXIMETERPULSE-Masimo Corp-RDS-1 | OXIMETERPULSE | RDS-1 |  |  |  | Masimo Corp | Oximeter, Pulse |  | OXIMETERPULSE-Masimo Corp-RDS-1 |  |  |  |  | Covered PM Repair - Biomedical | MHHS-TMC
NO | NO |  |  |  | 069-37396 |  | Masimo Corp. | RDS-1 |  |  | TMC - MHTMC - CENTRAL SUPPLY (OLD) | MHHS-TMC |  | Oximeter, Pulse |  | 069-37396 |  | TMC |  | TMC - MHTMC - CENTRAL SUPPLY (OLD) | [5 empty] | PHYSIOLOGIC MONITOR MODULE HOUSINGS |  | OXIMETERPULSE-Masimo Corp-RDS-1 | OXIMETERPULSE | RDS-1 |  |  |  | Masimo Corp | Oximeter, Pulse |  | OXIMETERPULSE-Masimo Corp-RDS-1 |  |  |  |  | Not Covered Vendor Only - Biomedical | MHHS-TMC
NO | NO |  |  |  | 069-37398 |  | Masimo Corp. | RDS-1 |  |  | TMC - MHTMC - CENTRAL SUPPLY (OLD) | MHHS-TMC |  | Oximeter, Pulse |  | 069-37398 |  | TMC |  | TMC - MHTMC - CENTRAL SUPPLY (OLD) | [5 empty] | PHYSIOLOGIC MONITOR MODULE HOUSINGS |  | OXIMETERPULSE-Masimo Corp-RDS-1 | OXIMETERPULSE | RDS-1 |  |  |  | Masimo Corp | Oximeter, Pulse |  | OXIMETERPULSE-Masimo Corp-RDS-1 |  |  |  |  | Covered PM Repair - Biomedical | MHHS-TMC
NO | NO |  |  |  | 069-37400 |  | Masimo Corp. | RDS-1 |  |  | TMC - MHTMC - CENTRAL SUPPLY (OLD) | MHHS-TMC |  | Oximeter, Pulse |  | 069-37400 |  | TMC |  | TMC - MHTMC - CENTRAL SUPPLY (OLD) | [5 empty] | PHYSIOLOGIC MONITOR MODULE HOUSINGS |  | OXIMETERPULSE-Masimo Corp-RDS-1 | OXIMETERPULSE | RDS-1 |  |  |  | Masimo Corp | Oximeter, Pulse |  | OXIMETERPULSE-Masimo Corp-RDS-1 |  |  |  |  | Covered PM Repair - Biomedical | MHHS-TMC
NO | NO |  |  |  | 069-37402 |  | Masimo Corp. | RDS-1 |  |  | TMC - MHTMC - CENTRAL SUPPLY (OLD) | MHHS-TMC |  | Oximeter, Pulse |  | 069-37402 |  | TMC |  | TMC - MHTMC - CENTRAL SUPPLY (OLD) | [5 empty] | PHYSIOLOGIC MONITOR MODULE HOUSINGS |  | OXIMETERPULSE-Masimo Corp-RDS-1 | OXIMETERPULSE | RDS-1 |  |  |  | Masimo Corp | Oximeter, Pulse |  | OXIMETERPULSE-Masimo Corp-RDS-1 |  |  |  |  | Covered PM Repair - Biomedical | MHHS-TMC
NO | NO |  |  |  | 069-37404 |  | Masimo Corp. | RDS-1 |  |  | TMC - MHTMC - CENTRAL SUPPLY (OLD) | MHHS-TMC |  | Oximeter, Pulse |  | 069-37404 |  | TMC |  | TMC - MHTMC - CENTRAL SUPPLY (OLD) | [5 empty] | PHYSIOLOGIC MONITOR MODULE HOUSINGS |  | OXIMETERPULSE-Masimo Corp-RDS-1 | OXIMETERPULSE | RDS-1 |  |  |  | Masimo Corp | Oximeter, Pulse |  | OXIMETERPULSE-Masimo Corp-RDS-1 |  |  |  |  | Covered PM Repair - Biomedical | MHHS-TMC
NO | NO |  |  |  | 069-37406 |  | Masimo Corp. | RDS-1 |  |  | TMC - MHTMC - CENTRAL SUPPLY (OLD) | MHHS-TMC |  | Oximeter, Pulse |  | 069-37406 |  | TMC |  | TMC - MHTMC - CENTRAL SUPPLY (OLD) | [5 empty] | PHYSIOLOGIC MONITOR MODULE HOUSINGS |  | OXIMETERPULSE-Masimo Corp-RDS-1 | OXIMETERPULSE | RDS-1 |  |  |  | Masimo Corp | Oximeter, Pulse |  | OXIMETERPULSE-Masimo Corp-RDS-1 |  |  |  |  | Covered PM Repair - Biomedical | MHHS-TMC
NO | NO |  |  |  | 069-37410 |  | Masimo Corp. | RDS-1 |  |  | TMC - MHTMC - CENTRAL SUPPLY (OLD) | MHHS-TMC |  | Oximeter, Pulse |  | 069-37410 |  | TMC |  | TMC - MHTMC - CENTRAL SUPPLY (OLD) | [5 empty] | PHYSIOLOGIC MONITOR MODULE HOUSINGS |  | OXIMETERPULSE-Masimo Corp-RDS-1 | OXIMETERPULSE | RDS-1 |  |  |  | Masimo Corp | Oximeter, Pulse |  | OXIMETERPULSE-Masimo Corp-RDS-1 |  |  |  |  | Not Covered Vendor Only - Biomedical | MHHS-TMC
NO | NO |  |  |  | 069-37412 |  | Masimo Corp. | RDS-1 |  |  | TMC - MHTMC - CENTRAL SUPPLY (OLD) | MHHS-TMC |  | Oximeter, Pulse |  | 069-37412 |  | TMC |  | TMC - MHTMC - CENTRAL SUPPLY (OLD) | [5 empty] | PHYSIOLOGIC MONITOR MODULE HOUSINGS |  | OXIMETERPULSE-Masimo Corp-RDS-1 | OXIMETERPULSE | RDS-1 |  |  |  | Masimo Corp | Oximeter, Pulse |  | OXIMETERPULSE-Masimo Corp-RDS-1 |  |  |  |  | Not Covered Vendor Only - Biomedical | MHHS-TMC
NO | NO |  |  |  | 069-37420 |  | Masimo Corp. | RDS-1 |  |  | TMC - MHTMC - CENTRAL SUPPLY (OLD) | MHHS-TMC |  | Oximeter, Pulse |  | 069-37420 |  | TMC |  | TMC - MHTMC - CENTRAL SUPPLY (OLD) | [5 empty] | PHYSIOLOGIC MONITOR MODULE HOUSINGS |  | OXIMETERPULSE-Masimo Corp-RDS-1 | OXIMETERPULSE | RDS-1 |  |  |  | Masimo Corp | Oximeter, Pulse |  | OXIMETERPULSE-Masimo Corp-RDS-1 |  |  |  |  | Not Covered Vendor Only - Biomedical | MHHS-TMC
NO | NO |  |  |  | 069-37424 |  | Masimo Corp. | RDS-1 |  |  | TMC - MHTMC - CENTRAL SUPPLY (OLD) | MHHS-TMC |  | Oximeter, Pulse |  | 069-37424 |  | TMC |  | TMC - MHTMC - CENTRAL SUPPLY (OLD) | [5 empty] | PHYSIOLOGIC MONITOR MODULE HOUSINGS |  | OXIMETERPULSE-Masimo Corp-RDS-1 | OXIMETERPULSE | RDS-1 |  |  |  | Masimo Corp | Oximeter, Pulse |  | OXIMETERPULSE-Masimo Corp-RDS-1 |  |  |  |  | Not Covered Vendor Only - Biomedical | MHHS-TMC
NO | NO |  |  |  | 069-41773 |  | Masimo Corp. | RDS-1 |  |  | TMC - MHTMC - CENTRAL SUPPLY (OLD) | MHHS-TMC |  | Oximeter, Pulse |  | 069-41773 |  | TMC |  | TMC - MHTMC - CENTRAL SUPPLY (OLD) | [5 empty] | PHYSIOLOGIC MONITOR MODULE HOUSINGS |  | OXIMETERPULSE-Masimo Corp-RDS-1 | OXIMETERPULSE | RDS-1 |  |  |  | Masimo Corp | Oximeter, Pulse |  | OXIMETERPULSE-Masimo Corp-RDS-1 |  |  |  |  | Not Covered Vendor Only - Biomedical | MHHS-TMC
NO | NO |  |  |  | 077-07084 |  | Masimo Corp. | RDS-1 |  |  | TMC - MHTMC - CENTRAL SUPPLY (OLD) | MHHS-TMC |  | Oximeter, Pulse |  | 077-07084 |  | TMC |  | TMC - MHTMC - CENTRAL SUPPLY (OLD) | [5 empty] | PHYSIOLOGIC MONITOR MODULE HOUSINGS |  | OXIMETERPULSE-Masimo Corp-RDS-1 | OXIMETERPULSE | RDS-1 |  |  |  | Masimo Corp | Oximeter, Pulse |  | OXIMETERPULSE-Masimo Corp-RDS-1 |  |  |  |  | Not Covered Vendor Only - Biomedical | MHHS-TMC
NO | NO | [5 empty] | Masimo Corp. | RDS-1 |  |  | TMC - MHTMC - CENTRAL SUPPLY (OLD) | MHHS-TMC |  | Oximeter, Pulse |  |  |  | TMC |  | TMC - MHTMC - CENTRAL SUPPLY (OLD) | [5 empty] | PHYSIOLOGIC MONITOR MODULE HOUSINGS |  | OXIMETERPULSE-Masimo Corp-RDS-1 | OXIMETERPULSE | RDS-1 |  |  |  | Masimo Corp | Oximeter, Pulse |  | OXIMETERPULSE-Masimo Corp-RDS-1 |  |  |  |  | Not Covered Vendor Only - Biomedical | MHHS-TMC
NO | NO |  |  |  | 241-03074 |  | Masimo Corp. | RDS-1 |  |  | TMC - MHTMC - CENTRAL SUPPLY (OLD) | MHHS-TMC |  | Oximeter, Pulse |  | 241-03074 |  | TMC |  | TMC - MHTMC - CENTRAL SUPPLY (OLD) | [5 empty] | PHYSIOLOGIC MONITOR MODULE HOUSINGS |  | OXIMETERPULSE-Masimo Corp-RDS-1 | OXIMETERPULSE | RDS-1 |  |  |  | Masimo Corp | Oximeter, Pulse |  | OXIMETERPULSE-Masimo Corp-RDS-1 |  |  |  |  | Not Covered Vendor Only - Biomedical | MHHS-TMC
NO | NO | [5 empty] | Masimo Corp. | RDS-1 |  |  | TMC - OR - PEDI OR (2R) | MHHS-TMC |  | Oximeter, Pulse |  |  |  | TMC |  | TMC - OR - PEDI OR (2R) | [5 empty] | PHYSIOLOGIC MONITOR MODULE HOUSINGS |  | OXIMETERPULSE-Masimo Corp-RDS-1 | OXIMETERPULSE | RDS-1 |  |  |  | Masimo Corp | Oximeter, Pulse |  | OXIMETERPULSE-Masimo Corp-RDS-1 |  |  |  |  | Not Covered Vendor Only - Biomedical | MHHS-TMC
NO | NO | [5 empty] | Masimo Corp. | RDS-1 |  |  | TMC - RADIOLOGY - MRI | MHHS-TMC |  | Oximeter, Pulse |  |  |  | TMC |  | TMC - RADIOLOGY - MRI | [5 empty] | PHYSIOLOGIC MONITOR MODULE HOUSINGS |  | OXIMETERPULSE-Masimo Corp-RDS-1 | OXIMETERPULSE | RDS-1 |  |  |  | Masimo Corp | Oximeter, Pulse |  | OXIMETERPULSE-Masimo Corp-RDS-1 |  |  |  |  | Not Covered Vendor Only - Biomedical | MHHS-TMC
NO | NO | [5 empty] | Masimo Corp. | RDS-1 |  |  | TMC - RADIOLOGY - MRI | MHHS-TMC |  | Oximeter, Pulse |  |  |  | TMC |  | TMC - RADIOLOGY - MRI | [5 empty] | PHYSIOLOGIC MONITOR MODULE HOUSINGS |  | OXIMETERPULSE-Masimo Corp-RDS-1 | OXIMETERPULSE | RDS-1 |  |  |  | Masimo Corp | Oximeter, Pulse |  | OXIMETERPULSE-Masimo Corp-RDS-1 |  |  |  |  | Not Covered Vendor Only - Biomedical | MHHS-TMC
NO | NO |  |  |  | 069-36640 |  | Masimo Corp. | RDS-1 |  |  | TMC - RESPIRATORY - ADULT | MHHS-TMC |  | Oximeter, Pulse |  | 069-36640 |  | TMC |  | TMC - RESPIRATORY - ADULT | [5 empty] | PHYSIOLOGIC MONITOR MODULE HOUSINGS |  | OXIMETERPULSE-Masimo Corp-RDS-1 | OXIMETERPULSE | RDS-1 |  |  |  | Masimo Corp | Oximeter, Pulse |  | OXIMETERPULSE-Masimo Corp-RDS-1 |  |  |  |  | Not Covered Vendor Only - Biomedical | MHHS-TMC
NO | NO |  |  |  | 069-36642 |  | Masimo Corp. | RDS-1 |  |  | TMC - RESPIRATORY - ADULT | MHHS-TMC |  | Oximeter, Pulse |  | 069-36642 |  | TMC |  | TMC - RESPIRATORY - ADULT | [5 empty] | PHYSIOLOGIC MONITOR MODULE HOUSINGS |  | OXIMETERPULSE-Masimo Corp-RDS-1 | OXIMETERPULSE | RDS-1 |  |  |  | Masimo Corp | Oximeter, Pulse |  | OXIMETERPULSE-Masimo Corp-RDS-1 |  |  |  |  | Not Covered Vendor Only - Biomedical | MHHS-TMC
NO | NO | [5 empty] | Masimo Corp. | RDS-1 |  |  | TMC - RESPIRATORY - ADULT | MHHS-TMC |  | Oximeter, Pulse |  |  |  | TMC |  | TMC - RESPIRATORY - ADULT | [5 empty] | PHYSIOLOGIC MONITOR MODULE HOUSINGS |  | OXIMETERPULSE-Masimo Corp-RDS-1 | OXIMETERPULSE | RDS-1 |  |  |  | Masimo Corp | Oximeter, Pulse |  | OXIMETERPULSE-Masimo Corp-RDS-1 |  |  |  |  | Not Covered Vendor Only - Biomedical | MHHS-TMC
NO | NO | [5 empty] | Masimo Corp. | RDS-1 |  |  | TMC - RESPIRATORY - ADULT | MHHS-TMC |  | Oximeter, Pulse |  |  |  | TMC |  | TMC - RESPIRATORY - ADULT | [5 empty] | PHYSIOLOGIC MONITOR MODULE HOUSINGS |  | OXIMETERPULSE-Masimo Corp-RDS-1 | OXIMETERPULSE | RDS-1 |  |  |  | Masimo Corp | Oximeter, Pulse |  | OXIMETERPULSE-Masimo Corp-RDS-1 |  |  |  |  | Covered PM Repair - Biomedical | MHHS-TMC
NO | NO | [5 empty] | Masimo Corp. | RDS-1 |  |  | TMC - RESPIRATORY - ADULT | MHHS-TMC |  | Oximeter, Pulse |  |  |  | TMC |  | TMC - RESPIRATORY - ADULT | [5 empty] | PHYSIOLOGIC MONITOR MODULE HOUSINGS |  | OXIMETERPULSE-Masimo Corp-RDS-1 | OXIMETERPULSE | RDS-1 |  |  |  | Masimo Corp | Oximeter, Pulse |  | OXIMETERPULSE-Masimo Corp-RDS-1 |  |  |  |  | Covered PM Repair - Biomedical | MHHS-TMC
NO | NO | [5 empty] | Masimo Corp. | RDS-1 |  |  | TMC - RESPIRATORY - ADULT | MHHS-TMC |  | Oximeter, Pulse |  |  |  | TMC |  | TMC - RESPIRATORY - ADULT | [5 empty] | PHYSIOLOGIC MONITOR MODULE HOUSINGS |  | OXIMETERPULSE-Masimo Corp-RDS-1 | OXIMETERPULSE | RDS-1 |  |  |  | Masimo Corp | Oximeter, Pulse |  | OXIMETERPULSE-Masimo Corp-RDS-1 |  |  |  |  | Not Covered Vendor Only - Biomedical | MHHS-TMC
NO | NO | [5 empty] | Masimo Corp. | RDS-1 |  |  | TMC - RESPIRATORY - ADULT | MHHS-TMC |  | Oximeter, Pulse |  |  |  | TMC |  | TMC - RESPIRATORY - ADULT | [5 empty] | PHYSIOLOGIC MONITOR MODULE HOUSINGS |  | OXIMETERPULSE-Masimo Corp-RDS-1 | OXIMETERPULSE | RDS-1 |  |  |  | Masimo Corp | Oximeter, Pulse |  | OXIMETERPULSE-Masimo Corp-RDS-1 |  |  |  |  | Covered PM Repair - Biomedical | MHHS-TMC
NO | NO | [5 empty] | Masimo Corp. | RDS-1 |  |  | WOODLANDS - OR | MHHS-Woodlands |  | Oximeter, Pulse |  |  |  | Woodlands |  | WOODLANDS - OR | [5 empty] | PHYSIOLOGIC MONITOR MODULE HOUSINGS |  | OXIMETERPULSE-Masimo Corp-RDS-1 | OXIMETERPULSE | RDS-1 |  |  |  | Masimo Corp | Oximeter, Pulse |  | OXIMETERPULSE-Masimo Corp-RDS-1 |  |  |  |  | Covered PM Repair - Biomedical | MHHS-Woodlands
NO | NO | [5 empty] | Masimo Corp. | RDS-1 |  |  | WOODLANDS - PEDS | MHHS-Woodlands |  | Oximeter, Pulse |  |  |  | Woodlands |  | WOODLANDS - PEDS | [5 empty] | PHYSIOLOGIC MONITOR MODULE HOUSINGS |  | OXIMETERPULSE-Masimo Corp-RDS-1 | OXIMETERPULSE | RDS-1 |  |  |  | Masimo Corp | Oximeter, Pulse |  | OXIMETERPULSE-Masimo Corp-RDS-1 |  |  |  |  | Covered PM Repair - Biomedical | MHHS-Woodlands
NO | YES |  |  |  |  | 013-18733 | Masimo Corp. | RDS-3 |  |  | SW-Labor | MHHS-Southwest |  | Charger, Battery |  |  | 013-18733 | Southwest | MHHS-Southwest | SW-Labor | Delivery 2 |  |  |  |  | PHYSIOLOGIC MONITOR MODULE HOUSINGS | Charger, Battery | CHARGERBATTERY-Masimo Corp-RDS-3 | CHARGERBATTERY | RDS-3 |  |  |  | Masimo Corp | Charger, Battery |  | CHARGERBATTERY-Masimo Corp-RDS-3 |  | 6/1/17 |  |  | Covered PM Repair - Biomedical | MHHS-Southwest | [8 empty] | CHARGERBATTERY | Charger, Battery | Masimo Corp
NO | YES |  |  |  |  | 013-18719 | Masimo Corp. | RDS-3 |  | 00mge009 | SW-Labor | MHHS-Southwest |  | Charger, Battery |  |  | 013-18719 | Southwest | MHHS-Southwest | SW-Labor | OR 1 |  |  |  |  | PHYSIOLOGIC MONITOR MODULE HOUSINGS | Charger, Battery | CHARGERBATTERY-Masimo Corp-RDS-3 | CHARGERBATTERY | RDS-3 |  |  |  | Masimo Corp | Charger, Battery |  | CHARGERBATTERY-Masimo Corp-RDS-3 |  | 11/1/19 |  |  | Covered PM Repair - Radiology, Low End | MHHS-Southwest | [8 empty] | CHARGERBATTERY | Charger, Battery | Masimo Corp
NO | YES |  |  |  |  | 013-18709 | Masimo Corp. | RDS-3 |  |  | SW-Labor & Delivery | MHHS-Southwest |  | Charger, Battery |  |  | 013-18709 | Southwest | MHHS-Southwest | SW-Labor & Delivery | Nicu | 9/1/14 |  |  |  | PHYSIOLOGIC MONITOR MODULE HOUSINGS | Charger, Battery | CHARGERBATTERY-Masimo Corp-RDS-3 | CHARGERBATTERY | RDS-3 |  |  |  | Masimo Corp | Charger, Battery |  | CHARGERBATTERY-Masimo Corp-RDS-3 |  |  |  |  | Covered PM Repair - Biomedical | MHHS-Southwest | [8 empty] | CHARGERBATTERY | Charger, Battery | Masimo Corp
NO | YES | Serial Number 148678 |  |  |  | 013-18707 | Masimo Corp. | RDS-3 |  |  | SW-NICU | MHHS-Southwest |  | Charger, Battery |  |  | 013-18707 | Southwest | MHHS-Southwest | SW-NICU | Recovery |  |  |  |  | PHYSIOLOGIC MONITOR MODULE HOUSINGS | Charger, Battery | CHARGERBATTERY-Masimo Corp-RDS-3 | CHARGERBATTERY | RDS-3 |  |  |  | Masimo Corp | Charger, Battery |  | CHARGERBATTERY-Masimo Corp-RDS-3 |  | 5/9/17 |  |  | Covered PM Repair - Biomedical | MHHS-Southwest | [8 empty] | CHARGERBATTERY | Charger, Battery | Masimo Corp
NO | YES |  |  |  |  | 013-18703 | Masimo Corp. | RDS-3 |  |  | SW-Endoscopy | MHHS-Southwest |  | Charger, Battery |  |  | 013-18703 | Southwest | MHHS-Southwest | SW-Endoscopy | Storage Room | 7/1/14 |  |  |  | PHYSIOLOGIC MONITOR MODULE HOUSINGS | Charger, Battery | CHARGERBATTERY-Masimo Corp-RDS-3 | CHARGERBATTERY | RDS-3 |  |  |  | Masimo Corp | Charger, Battery |  | CHARGERBATTERY-Masimo Corp-RDS-3 |  |  |  |  | Covered PM Repair - Biomedical | MHHS-Southwest | [8 empty] | CHARGERBATTERY | Charger, Battery | Masimo Corp
NO | YES |  |  |  |  | 013-18737 | Masimo Corp. | RDS-3 |  |  | SW-Endoscopy | MHHS-Southwest |  | Charger, Battery |  |  | 013-18737 | Southwest | MHHS-Southwest | SW-Endoscopy | Storage Room | 7/1/14 |  |  |  | PHYSIOLOGIC MONITOR MODULE HOUSINGS | Charger, Battery | CHARGERBATTERY-Masimo Corp-RDS-3 | CHARGERBATTERY | RDS-3 |  |  |  | Masimo Corp | Charger, Battery |  | CHARGERBATTERY-Masimo Corp-RDS-3 |  | 10/16/16 |  |  | Covered PM Repair - Biomedical | MHHS-Southwest | [8 empty] | CHARGERBATTERY | Charger, Battery | Masimo Corp
NO | YES |  |  |  |  | 013-18701 | Masimo Corp. | RDS-3 |  |  | SW-Endoscopy | MHHS-Southwest |  | Charger, Battery |  |  | 013-18701 | Southwest | MHHS-Southwest | SW-Endoscopy | Storage Room | 8/1/14 |  |  |  | PHYSIOLOGIC MONITOR MODULE HOUSINGS | Charger, Battery | CHARGERBATTERY-Masimo Corp-RDS-3 | CHARGERBATTERY | RDS-3 |  |  |  | Masimo Corp | Charger, Battery |  | CHARGERBATTERY-Masimo Corp-RDS-3 |  | 10/16/16 |  |  | Covered PM Repair - Biomedical | MHHS-Southwest | [8 empty] | CHARGERBATTERY | Charger, Battery | Masimo Corp
NO | YES |  |  |  | 241-04506 | 241-04506 | Masimo Corp. | RDS-3 |  |  | TIRR-Respiratory | MHHS-TIRR |  | Charger, Battery |  | 241-04506 | 241-04506 | TMC | MHHS-Others | TIRR-Respiratory | Respiratory storage | 10/1/19 |  |  |  | PHYSIOLOGIC MONITOR MODULE HOUSINGS | Charger, Battery | CHARGERBATTERY-Masimo Corp-RDS-3 | CHARGERBATTERY | RDS-3 |  |  |  | Masimo Corp | Charger, Battery |  | CHARGERBATTERY-Masimo Corp-RDS-3 |  | 1/25/17 |  |  | Not Covered Vendor Only - Lab Ana/Anes | MHHS-TIRR | [8 empty] | CHARGERBATTERY | Charger, Battery | Masimo Corp
NO | YES | [5 empty] | Masimo Corp. | RDS-3 |  |  | TMC-Children's-L&D (5Hp) | MHHS-TMC |  | Charger, Battery |  |  |  | TMC | MHHS-TMC | TMC-Children's-L&D (5Hp) |  | 12/1/13 |  |  | No PM Sticker | PHYSIOLOGIC MONITOR MODULE HOUSINGS |  | CHARGERBATTERY-Masimo Corp-RDS-3 | CHARGERBATTERY | RDS-3 |  |  |  | Masimo Corp | Charger, Battery |  | CHARGERBATTERY-Masimo Corp-RDS-3 |  | 6/1/17 |  |  | Covered PM Repair - Biomedical | MHHS-TMC
NO | YES |  |  |  | 013-18745 | 013-18745 | Masimo Corp. | RDS-3 |  |  | SW-Labor |  |  |  |  | 013-18745 | 013-18745 | Southwest | MHHS-Southwest | SW-Labor | OR 2
NO | YES |  |  |  | 013-18687 | 013-18687 | Masimo Corp. | RDS-3 |  |  | SW-Labor |  |  |  |  | 013-18687 | 013-18687 | Southwest | MHHS-Southwest | SW-Labor | OR 2
NO | YES | [5 empty] | Masimo Corp. | RDS-3 |  |  | SW-NICU | [6 empty] | Southwest | MHHS-Southwest | SW-NICU | Blood Gas Lab | 1/1/18 |  | 1/1/19
NO | NO | [5 empty] | Masimo Corp. | RDS-3 |  |  | SW - HVI - OR | MHHS-Southwest |  | Charger, Battery |  |  |  | Southwest |  | SW - HVI - OR | [5 empty] | PHYSIOLOGIC MONITOR MODULE HOUSINGS |  | CHARGERBATTERY-Masimo Corp-RDS-3 | CHARGERBATTERY | RDS-3 |  |  |  | Masimo Corp | Charger, Battery |  | CHARGERBATTERY-Masimo Corp-RDS-3 |  |  |  |  | Covered PM Repair - Biomedical | MHHS-Southwest
NO | NO | [5 empty] | Masimo Corp. | RDS-3 |  |  | SW - HVI - OR | MHHS-Southwest |  | Charger, Battery |  |  |  | Southwest |  | SW - HVI - OR | [5 empty] | PHYSIOLOGIC MONITOR MODULE HOUSINGS |  | CHARGERBATTERY-Masimo Corp-RDS-3 | CHARGERBATTERY | RDS-3 |  |  |  | Masimo Corp | Charger, Battery |  | CHARGERBATTERY-Masimo Corp-RDS-3 |  |  |  |  | Covered PM Repair - Biomedical | MHHS-Southwest
NO | NO | [5 empty] | Masimo Corp. | RDS-3 |  |  | SW - HVI - OR | MHHS-Southwest |  | Charger, Battery |  |  |  | Southwest |  | SW - HVI - OR | [5 empty] | PHYSIOLOGIC MONITOR MODULE HOUSINGS |  | CHARGERBATTERY-Masimo Corp-RDS-3 | CHARGERBATTERY | RDS-3 |  |  |  | Masimo Corp | Charger, Battery |  | CHARGERBATTERY-Masimo Corp-RDS-3 |  |  |  |  | Covered PM Repair - Biomedical | MHHS-Southwest
NO | NO | [5 empty] | Masimo Corp. | RDS-3 |  |  | SW - HVI - OR | MHHS-Southwest |  | Charger, Battery |  |  |  | Southwest |  | SW - HVI - OR | [5 empty] | PHYSIOLOGIC MONITOR MODULE HOUSINGS |  | CHARGERBATTERY-Masimo Corp-RDS-3 | CHARGERBATTERY | RDS-3 |  |  |  | Masimo Corp | Charger, Battery |  | CHARGERBATTERY-Masimo Corp-RDS-3 |  |  |  |  | Covered PM Repair - Biomedical | MHHS-Southwest
NO | NO | [5 empty] | Masimo Corp. | RDS-3 |  | T041958 | SW - HVI - OR | MHHS-Southwest |  | Charger, Battery |  |  |  | Southwest |  | SW - HVI - OR | [5 empty] | PHYSIOLOGIC MONITOR MODULE HOUSINGS |  | CHARGERBATTERY-Masimo Corp-RDS-3 | CHARGERBATTERY | RDS-3 |  |  |  | Masimo Corp | Charger, Battery |  | CHARGERBATTERY-Masimo Corp-RDS-3 |  |  |  |  | Covered PM Repair - Biomedical | MHHS-Southwest
NO | NO | [5 empty] | Masimo Corp. | RDS-3 |  |  | SW - LABOR & DELIVERY | MHHS-Southwest |  | Charger, Battery |  |  |  | Southwest |  | SW - LABOR & DELIVERY | [5 empty] | PHYSIOLOGIC MONITOR MODULE HOUSINGS |  | CHARGERBATTERY-Masimo Corp-RDS-3 | CHARGERBATTERY | RDS-3 |  |  |  | Masimo Corp | Charger, Battery |  | CHARGERBATTERY-Masimo Corp-RDS-3 |  |  |  |  | Covered PM Repair - Biomedical | MHHS-Southwest
NO | NO | [5 empty] | Masimo Corp. | RDS-3 |  |  | SW - LABOR & DELIVERY | MHHS-Southwest |  | Charger, Battery |  |  |  | Southwest |  | SW - LABOR & DELIVERY | [5 empty] | PHYSIOLOGIC MONITOR MODULE HOUSINGS |  | CHARGERBATTERY-Masimo Corp-RDS-3 | CHARGERBATTERY | RDS-3 |  |  |  | Masimo Corp | Charger, Battery |  | CHARGERBATTERY-Masimo Corp-RDS-3 |  |  |  |  | Covered PM Repair - Biomedical | MHHS-Southwest
NO | NO | [5 empty] | Masimo Corp. | RDS-3 |  |  | SW - LABOR & DELIVERY | MHHS-Southwest |  | Charger, Battery |  |  |  | Southwest |  | SW - LABOR & DELIVERY | [5 empty] | PHYSIOLOGIC MONITOR MODULE HOUSINGS |  | CHARGERBATTERY-Masimo Corp-RDS-3 | CHARGERBATTERY | RDS-3 |  |  |  | Masimo Corp | Charger, Battery |  | CHARGERBATTERY-Masimo Corp-RDS-3 |  |  |  |  | Covered PM Repair - Biomedical | MHHS-Southwest
NO | NO | [5 empty] | Masimo Corp. | RDS-3 |  |  | SW - LABOR & DELIVERY | MHHS-Southwest |  | Charger, Battery |  |  |  | Southwest |  | SW - LABOR & DELIVERY | [5 empty] | PHYSIOLOGIC MONITOR MODULE HOUSINGS |  | CHARGERBATTERY-Masimo Corp-RDS-3 | CHARGERBATTERY | RDS-3 |  |  |  | Masimo Corp | Charger, Battery |  | CHARGERBATTERY-Masimo Corp-RDS-3 |  |  |  |  | Covered PM Repair - Biomedical | MHHS-Southwest
NO | NO | [5 empty] | Masimo Corp. | RDS-3 |  |  | SW - NICU | MHHS-Southwest |  | Charger, Battery |  |  |  | Southwest |  | SW - NICU | [5 empty] | PHYSIOLOGIC MONITOR MODULE HOUSINGS |  | CHARGERBATTERY-Masimo Corp-RDS-3 | CHARGERBATTERY | RDS-3 |  |  |  | Masimo Corp | Charger, Battery |  | CHARGERBATTERY-Masimo Corp-RDS-3 |  |  |  |  | Covered PM Repair - Biomedical | MHHS-Southwest
NO | NO | [5 empty] | Masimo Corp. | RDS-3 |  |  | SW - NICU | MHHS-Southwest |  | Charger, Battery |  |  |  | Southwest |  | SW - NICU | [5 empty] | PHYSIOLOGIC MONITOR MODULE HOUSINGS |  | CHARGERBATTERY-Masimo Corp-RDS-3 | CHARGERBATTERY | RDS-3 |  |  |  | Masimo Corp | Charger, Battery |  | CHARGERBATTERY-Masimo Corp-RDS-3 |  |  |  |  | Covered PM Repair - Biomedical | MHHS-Southwest
NO | NO | [5 empty] | Masimo Corp. | RDS-3 |  |  | SW - NICU | MHHS-Southwest |  | Charger, Battery |  |  |  | Southwest |  | SW - NICU | [5 empty] | PHYSIOLOGIC MONITOR MODULE HOUSINGS |  | CHARGERBATTERY-Masimo Corp-RDS-3 | CHARGERBATTERY | RDS-3 |  |  |  | Masimo Corp | Charger, Battery |  | CHARGERBATTERY-Masimo Corp-RDS-3 |  |  |  |  | Covered PM Repair - Biomedical | MHHS-Southwest
NO | NO |  |  |  | 013-18711 |  | Masimo Corp. | RDS-3 |  |  | SW - OR | MHHS-Southwest |  | Charger, Battery |  | 013-18711 |  | Southwest |  | SW - OR | [5 empty] | PHYSIOLOGIC MONITOR MODULE HOUSINGS |  | CHARGERBATTERY-Masimo Corp-RDS-3 | CHARGERBATTERY | RDS-3 |  |  |  | Masimo Corp | Charger, Battery |  | CHARGERBATTERY-Masimo Corp-RDS-3 |  |  |  |  | Covered PM Repair - Biomedical | MHHS-Southwest
NO | NO | [5 empty] | Masimo Corp. | RDS-3 |  |  | SW - OR | MHHS-Southwest |  | Charger, Battery |  |  |  | Southwest |  | SW - OR | [5 empty] | PHYSIOLOGIC MONITOR MODULE HOUSINGS |  | CHARGERBATTERY-Masimo Corp-RDS-3 | CHARGERBATTERY | RDS-3 |  |  |  | Masimo Corp | Charger, Battery |  | CHARGERBATTERY-Masimo Corp-RDS-3 |  |  |  |  | Covered PM Repair - Biomedical | MHHS-Southwest
NO | NO | [5 empty] | Masimo Corp. | RDS-3 |  |  | SW - OR | MHHS-Southwest |  | Charger, Battery |  |  |  | Southwest |  | SW - OR | [5 empty] | PHYSIOLOGIC MONITOR MODULE HOUSINGS |  | CHARGERBATTERY-Masimo Corp-RDS-3 | CHARGERBATTERY | RDS-3 |  |  |  | Masimo Corp | Charger, Battery |  | CHARGERBATTERY-Masimo Corp-RDS-3 |  |  |  |  | Covered PM Repair - Biomedical | MHHS-Southwest
NO | NO | [5 empty] | Masimo Corp. | RDS-3 |  |  | SW - OR | MHHS-Southwest |  | Charger, Battery |  |  |  | Southwest |  | SW - OR | [5 empty] | PHYSIOLOGIC MONITOR MODULE HOUSINGS |  | CHARGERBATTERY-Masimo Corp-RDS-3 | CHARGERBATTERY | RDS-3 |  |  |  | Masimo Corp | Charger, Battery |  | CHARGERBATTERY-Masimo Corp-RDS-3 |  |  |  |  | Covered PM Repair - Biomedical | MHHS-Southwest
NO | NO | [5 empty] | Masimo Corp. | RDS-3 |  |  | SW - OR | MHHS-Southwest |  | Charger, Battery |  |  |  | Southwest |  | SW - OR | [5 empty] | PHYSIOLOGIC MONITOR MODULE HOUSINGS |  | CHARGERBATTERY-Masimo Corp-RDS-3 | CHARGERBATTERY | RDS-3 |  |  |  | Masimo Corp | Charger, Battery |  | CHARGERBATTERY-Masimo Corp-RDS-3 |  |  |  |  | Covered PM Repair - Biomedical | MHHS-Southwest
NO | NO | [5 empty] | Masimo Corp. | RDS-3 |  |  | SW - OR | MHHS-Southwest |  | Charger, Battery |  |  |  | Southwest |  | SW - OR | [5 empty] | PHYSIOLOGIC MONITOR MODULE HOUSINGS |  | CHARGERBATTERY-Masimo Corp-RDS-3 | CHARGERBATTERY | RDS-3 |  |  |  | Masimo Corp | Charger, Battery |  | CHARGERBATTERY-Masimo Corp-RDS-3 |  |  |  |  | Covered PM Repair - Biomedical | MHHS-Southwest
NO | NO | [5 empty] | Masimo Corp. | RDS-3 |  |  | SW - OR | MHHS-Southwest |  | Charger, Battery |  |  |  | Southwest |  | SW - OR | [5 empty] | PHYSIOLOGIC MONITOR MODULE HOUSINGS |  | CHARGERBATTERY-Masimo Corp-RDS-3 | CHARGERBATTERY | RDS-3 |  |  |  | Masimo Corp | Charger, Battery |  | CHARGERBATTERY-Masimo Corp-RDS-3 |  |  |  |  | Covered PM Repair - Lab Analyzers/Anesth | MHHS-Southwest
NO | NO | [5 empty] | Masimo Corp. | RDS-3 |  |  | SW - OR | MHHS-Southwest |  | Charger, Battery |  |  |  | Southwest |  | SW - OR | [5 empty] | PHYSIOLOGIC MONITOR MODULE HOUSINGS |  | CHARGERBATTERY-Masimo Corp-RDS-3 | CHARGERBATTERY | RDS-3 |  |  |  | Masimo Corp | Charger, Battery |  | CHARGERBATTERY-Masimo Corp-RDS-3 |  |  |  |  | Covered PM Repair - Biomedical | MHHS-Southwest
NO | NO | [5 empty] | Masimo Corp. | RDS-3 |  | T041971 | SW - PREOP | MHHS-Southwest |  | Charger, Battery |  |  |  | Southwest |  | SW - PREOP | [5 empty] | PHYSIOLOGIC MONITOR MODULE HOUSINGS |  | CHARGERBATTERY-Masimo Corp-RDS-3 | CHARGERBATTERY | RDS-3 |  |  |  | Masimo Corp | Charger, Battery |  | CHARGERBATTERY-Masimo Corp-RDS-3 |  |  |  |  | Covered PM Repair - Biomedical | MHHS-Southwest
NO | NO |  |  |  | 241-02035 |  | Masimo Corp. | RDS-3 |  |  | TIRR - BIOMEDICAL SERVICES | MHHS-TIRR |  | Charger, Battery |  | 241-02035 |  | TMC |  | TIRR - BIOMEDICAL SERVICES | [5 empty] | PHYSIOLOGIC MONITOR MODULE HOUSINGS |  | CHARGERBATTERY-Masimo Corp-RDS-3 | CHARGERBATTERY | RDS-3 |  |  |  | Masimo Corp | Charger, Battery |  | CHARGERBATTERY-Masimo Corp-RDS-3 |  |  |  |  | Covered PM Repair - Biomedical | MHHS-TIRR
NO | NO | [5 empty] | Masimo Corp. | RDS-3 |  |  | TIRR - RESPIRATORY | MHHS-TIRR |  | Charger, Battery |  |  |  | TMC |  | TIRR - RESPIRATORY | [5 empty] | PHYSIOLOGIC MONITOR MODULE HOUSINGS |  | CHARGERBATTERY-Masimo Corp-RDS-3 | CHARGERBATTERY | RDS-3 |  |  |  | Masimo Corp | Charger, Battery |  | CHARGERBATTERY-Masimo Corp-RDS-3 |  |  |  |  | Not Covered Vendor Only - Lab Ana/Anes | MHHS-TIRR
NO | NO | [5 empty] | Masimo Corp. | RDS-3 |  |  | TIRR - RESPIRATORY | MHHS-TIRR |  | Charger, Battery |  |  |  | TMC |  | TIRR - RESPIRATORY | [5 empty] | PHYSIOLOGIC MONITOR MODULE HOUSINGS |  | CHARGERBATTERY-Masimo Corp-RDS-3 | CHARGERBATTERY | RDS-3 |  |  |  | Masimo Corp | Charger, Battery |  | CHARGERBATTERY-Masimo Corp-RDS-3 |  |  |  |  | Covered PM Repair - Biomedical | MHHS-TIRR
NO | NO | [5 empty] | Masimo Corp. | RDS-3 |  |  | TIRR - RESPIRATORY | MHHS-TIRR |  | Charger, Battery |  |  |  | TMC |  | TIRR - RESPIRATORY | [5 empty] | PHYSIOLOGIC MONITOR MODULE HOUSINGS |  | CHARGERBATTERY-Masimo Corp-RDS-3 | CHARGERBATTERY | RDS-3 |  |  |  | Masimo Corp | Charger, Battery |  | CHARGERBATTERY-Masimo Corp-RDS-3 |  |  |  |  | Covered PM Repair - Biomedical | MHHS-TIRR
NO | NO | [5 empty] | Masimo Corp. | RDS-3 |  | N18272 | TIRR - RESPIRATORY | MHHS-TIRR |  | Charger, Battery |  |  |  | TMC |  | TIRR - RESPIRATORY | [5 empty] | PHYSIOLOGIC MONITOR MODULE HOUSINGS |  | CHARGERBATTERY-Masimo Corp-RDS-3 | CHARGERBATTERY | RDS-3 |  |  |  | Masimo Corp | Charger, Battery |  | CHARGERBATTERY-Masimo Corp-RDS-3 |  |  |  |  | Covered PM Repair - Biomedical | MHHS-TIRR
NO | NO |  |  |  | 241-00684 |  | Masimo Corp. | RDS-3 |  |  | TIRR - RESPIRATORY | MHHS-TIRR |  | Charger, Battery |  | 241-00684 |  | TMC |  | TIRR - RESPIRATORY | [5 empty] | PHYSIOLOGIC MONITOR MODULE HOUSINGS |  | CHARGERBATTERY-Masimo Corp-RDS-3 | CHARGERBATTERY | RDS-3 |  |  |  | Masimo Corp | Charger, Battery |  | CHARGERBATTERY-Masimo Corp-RDS-3 |  |  |  |  | Covered PM Repair - Biomedical | MHHS-TIRR
NO | NO |  |  |  | 241-02007 |  | Masimo Corp. | RDS-3 |  |  | TIRR - RESPIRATORY | MHHS-TIRR |  | Charger, Battery |  | 241-02007 |  | TMC |  | TIRR - RESPIRATORY | [5 empty] | PHYSIOLOGIC MONITOR MODULE HOUSINGS |  | CHARGERBATTERY-Masimo Corp-RDS-3 | CHARGERBATTERY | RDS-3 |  |  |  | Masimo Corp | Charger, Battery |  | CHARGERBATTERY-Masimo Corp-RDS-3 |  |  |  |  | Covered PM Repair - Biomedical | MHHS-TIRR
NO | NO |  |  |  | 241-02011 |  | Masimo Corp. | RDS-3 |  |  | TIRR - RESPIRATORY | MHHS-TIRR |  | Charger, Battery |  | 241-02011 |  | TMC |  | TIRR - RESPIRATORY | [5 empty] | PHYSIOLOGIC MONITOR MODULE HOUSINGS |  | CHARGERBATTERY-Masimo Corp-RDS-3 | CHARGERBATTERY | RDS-3 |  |  |  | Masimo Corp | Charger, Battery |  | CHARGERBATTERY-Masimo Corp-RDS-3 |  |  |  |  | Covered PM Repair - Biomedical | MHHS-TIRR
NO | NO |  |  |  | 241-02037 |  | Masimo Corp. | RDS-3 |  |  | TIRR - RESPIRATORY | MHHS-TIRR |  | Charger, Battery |  | 241-02037 |  | TMC |  | TIRR - RESPIRATORY | [5 empty] | PHYSIOLOGIC MONITOR MODULE HOUSINGS |  | CHARGERBATTERY-Masimo Corp-RDS-3 | CHARGERBATTERY | RDS-3 |  |  |  | Masimo Corp | Charger, Battery |  | CHARGERBATTERY-Masimo Corp-RDS-3 |  |  |  |  | Covered PM Repair - Biomedical | MHHS-TIRR
NO | NO |  |  |  | 241-03321 |  | Masimo Corp. | RDS-3 |  |  | TIRR - RESPIRATORY | MHHS-TIRR |  | Charger, Battery |  | 241-03321 |  | TMC |  | TIRR - RESPIRATORY | [5 empty] | PHYSIOLOGIC MONITOR MODULE HOUSINGS |  | CHARGERBATTERY-Masimo Corp-RDS-3 | CHARGERBATTERY | RDS-3 |  |  |  | Masimo Corp | Charger, Battery |  | CHARGERBATTERY-Masimo Corp-RDS-3 |  |  |  |  | Covered PM Repair - Biomedical | MHHS-TIRR
NO | NO |  |  |  | 241-04504 |  | Masimo Corp. | RDS-3 |  |  | TIRR - RESPIRATORY | MHHS-TIRR |  | Charger, Battery |  | 241-04504 |  | TMC |  | TIRR - RESPIRATORY | [5 empty] | PHYSIOLOGIC MONITOR MODULE HOUSINGS |  | CHARGERBATTERY-Masimo Corp-RDS-3 | CHARGERBATTERY | RDS-3 |  |  |  | Masimo Corp | Charger, Battery |  | CHARGERBATTERY-Masimo Corp-RDS-3 |  |  |  |  | Covered PM Repair - Biomedical | MHHS-TIRR
NO | NO |  |  |  | 241-04505 |  | Masimo Corp. | RDS-3 |  |  | TIRR - RESPIRATORY | MHHS-TIRR |  | Charger, Battery |  | 241-04505 |  | TMC |  | TIRR - RESPIRATORY | [5 empty] | PHYSIOLOGIC MONITOR MODULE HOUSINGS |  | CHARGERBATTERY-Masimo Corp-RDS-3 | CHARGERBATTERY | RDS-3 |  |  |  | Masimo Corp | Charger, Battery |  | CHARGERBATTERY-Masimo Corp-RDS-3 |  |  |  |  | Covered PM Repair - Biomedical | MHHS-TIRR
NO | NO |  |  |  | 241-04507 |  | Masimo Corp. | RDS-3 |  |  | TIRR - RESPIRATORY | MHHS-TIRR |  | Charger, Battery |  | 241-04507 |  | TMC |  | TIRR - RESPIRATORY | [5 empty] | PHYSIOLOGIC MONITOR MODULE HOUSINGS |  | CHARGERBATTERY-Masimo Corp-RDS-3 | CHARGERBATTERY | RDS-3 |  |  |  | Masimo Corp | Charger, Battery |  | CHARGERBATTERY-Masimo Corp-RDS-3 |  |  |  |  | Covered PM Repair - Biomedical | MHHS-TIRR
NO | NO |  |  |  | 241-04508 |  | Masimo Corp. | RDS-3 |  |  | TIRR - RESPIRATORY | MHHS-TIRR |  | Charger, Battery |  | 241-04508 |  | TMC |  | TIRR - RESPIRATORY | [5 empty] | PHYSIOLOGIC MONITOR MODULE HOUSINGS |  | CHARGERBATTERY-Masimo Corp-RDS-3 | CHARGERBATTERY | RDS-3 |  |  |  | Masimo Corp | Charger, Battery |  | CHARGERBATTERY-Masimo Corp-RDS-3 |  |  |  |  | Covered PM Repair - Biomedical | MHHS-TIRR
NO | NO |  |  |  | 241-04509 |  | Masimo Corp. | RDS-3 |  |  | TIRR - RESPIRATORY | MHHS-TIRR |  | Charger, Battery |  | 241-04509 |  | TMC |  | TIRR - RESPIRATORY | [5 empty] | PHYSIOLOGIC MONITOR MODULE HOUSINGS |  | CHARGERBATTERY-Masimo Corp-RDS-3 | CHARGERBATTERY | RDS-3 |  |  |  | Masimo Corp | Charger, Battery |  | CHARGERBATTERY-Masimo Corp-RDS-3 |  |  |  |  | Covered PM Repair - Biomedical | MHHS-TIRR
NO | NO |  |  |  | 241-04510 |  | Masimo Corp. | RDS-3 |  |  | TIRR - RESPIRATORY | MHHS-TIRR |  | Charger, Battery |  | 241-04510 |  | TMC |  | TIRR - RESPIRATORY | [5 empty] | PHYSIOLOGIC MONITOR MODULE HOUSINGS |  | CHARGERBATTERY-Masimo Corp-RDS-3 | CHARGERBATTERY | RDS-3 |  |  |  | Masimo Corp | Charger, Battery |  | CHARGERBATTERY-Masimo Corp-RDS-3 |  |  |  |  | Covered PM Repair - Biomedical | MHHS-TIRR
NO | NO | [5 empty] | Masimo Corp. | RDS-3 |  |  | TMC - CHILDRENS - L&D (6HP) | MHHS-TMC |  | Charger, Battery |  |  |  | TMC |  | TMC - CHILDRENS - L&D (6HP) | [5 empty] | PHYSIOLOGIC MONITOR MODULE HOUSINGS |  | CHARGERBATTERY-Masimo Corp-RDS-3 | CHARGERBATTERY | RDS-3 |  |  |  | Masimo Corp | Charger, Battery |  | CHARGERBATTERY-Masimo Corp-RDS-3 |  |  |  |  | Covered PM Repair - Biomedical | MHHS-TMC
NO | NO | [5 empty] | Masimo Corp. | RDS-3 |  |  | TMC - CHILDRENS - L&D (6HP) | MHHS-TMC |  | Charger, Battery |  |  |  | TMC |  | TMC - CHILDRENS - L&D (6HP) | [5 empty] | PHYSIOLOGIC MONITOR MODULE HOUSINGS |  | CHARGERBATTERY-Masimo Corp-RDS-3 | CHARGERBATTERY | RDS-3 |  |  |  | Masimo Corp | Charger, Battery |  | CHARGERBATTERY-Masimo Corp-RDS-3 |  |  |  |  | Covered PM Repair - Biomedical | MHHS-TMC
NO | NO | [5 empty] | Masimo Corp. | RDS-3 |  |  | TMC - CHILDRENS - NICU (7HP) | MHHS-TMC |  | Charger, Battery |  |  |  | TMC |  | TMC - CHILDRENS - NICU (7HP) | [5 empty] | PHYSIOLOGIC MONITOR MODULE HOUSINGS |  | CHARGERBATTERY-Masimo Corp-RDS-3 | CHARGERBATTERY | RDS-3 |  |  |  | Masimo Corp | Charger, Battery |  | CHARGERBATTERY-Masimo Corp-RDS-3 |  |  |  |  | Covered PM Repair - Biomedical | MHHS-TMC
NO | NO | [5 empty] | Masimo Corp. | RDS-3 |  |  | TMC - CHILDRENS - NICU (7HP) | MHHS-TMC |  | Charger, Battery |  |  |  | TMC |  | TMC - CHILDRENS - NICU (7HP) | [5 empty] | PHYSIOLOGIC MONITOR MODULE HOUSINGS |  | CHARGERBATTERY-Masimo Corp-RDS-3 | CHARGERBATTERY | RDS-3 |  |  |  | Masimo Corp | Charger, Battery |  | CHARGERBATTERY-Masimo Corp-RDS-3 |  |  |  |  | Covered PM Repair - Biomedical | MHHS-TMC
NO | NO | [5 empty] | Masimo Corp. | RDS-3 |  |  | TMC - CHILDRENS - PICU (9HP) | MHHS-TMC |  | Charger, Battery |  |  |  | TMC |  | TMC - CHILDRENS - PICU (9HP) | [5 empty] | PHYSIOLOGIC MONITOR MODULE HOUSINGS |  | CHARGERBATTERY-Masimo Corp-RDS-3 | CHARGERBATTERY | RDS-3 |  |  |  | Masimo Corp | Charger, Battery |  | CHARGERBATTERY-Masimo Corp-RDS-3 |  |  |  |  | Covered PM Repair - Biomedical | MHHS-TMC
NO | NO | [5 empty] | Masimo Corp. | RDS-3 |  |  | TMC - CHILDRENS - RCW (8HP) | MHHS-TMC |  | Charger, Battery |  |  |  | TMC |  | TMC - CHILDRENS - RCW (8HP) | [5 empty] | PHYSIOLOGIC MONITOR MODULE HOUSINGS |  | CHARGERBATTERY-Masimo Corp-RDS-3 | CHARGERBATTERY | RDS-3 |  |  |  | Masimo Corp | Charger, Battery |  | CHARGERBATTERY-Masimo Corp-RDS-3 |  |  |  |  | Covered PM Repair - Biomedical | MHHS-TMC
NO | NO | [5 empty] | Masimo Corp. | RDS-3 |  |  | TMC - MHTMC - CENTRAL SUPPLY (OLD) | MHHS-TMC |  | Charger, Battery |  |  |  | TMC |  | TMC - MHTMC - CENTRAL SUPPLY (OLD) | [5 empty] | PHYSIOLOGIC MONITOR MODULE HOUSINGS |  | CHARGERBATTERY-Masimo Corp-RDS-3 | CHARGERBATTERY | RDS-3 |  |  |  | Masimo Corp | Charger, Battery |  | CHARGERBATTERY-Masimo Corp-RDS-3 |  |  |  |  | Covered PM Repair - Biomedical | MHHS-TMC
NO | NO | [5 empty] | Masimo Corp. | RDS-3 |  |  | TMC - OR - PEDI OR (2R) | MHHS-TMC |  | Charger, Battery |  |  |  | TMC |  | TMC - OR - PEDI OR (2R) | [5 empty] | PHYSIOLOGIC MONITOR MODULE HOUSINGS |  | CHARGERBATTERY-Masimo Corp-RDS-3 | CHARGERBATTERY | RDS-3 |  |  |  | Masimo Corp | Charger, Battery |  | CHARGERBATTERY-Masimo Corp-RDS-3 |  |  |  |  | Covered PM Repair - Biomedical | MHHS-TMC
NO | NO | [5 empty] | Masimo Corp. | RDS-3 |  |  | TMC - RADIOLOGY - HERMANN PAVILION | MHHS-TMC |  | Charger, Battery |  |  |  | TMC |  | TMC - RADIOLOGY - HERMANN PAVILION | [5 empty] | PHYSIOLOGIC MONITOR MODULE HOUSINGS |  | CHARGERBATTERY-Masimo Corp-RDS-3 | CHARGERBATTERY | RDS-3 |  |  |  | Masimo Corp | Charger, Battery |  | CHARGERBATTERY-Masimo Corp-RDS-3 |  |  |  |  | Covered PM Repair - Biomedical | MHHS-TMC
NO | NO |  |  |  | 069-33054 |  | Masimo Corp. | RDS-3 |  |  | TMC - RADIOLOGY - JONES PAVILION | MHHS-TMC |  | Charger, Battery |  | 069-33054 |  | TMC |  | TMC - RADIOLOGY - JONES PAVILION | [5 empty] | PHYSIOLOGIC MONITOR MODULE HOUSINGS |  | CHARGERBATTERY-Masimo Corp-RDS-3 | CHARGERBATTERY | RDS-3 |  |  |  | Masimo Corp | Charger, Battery |  | CHARGERBATTERY-Masimo Corp-RDS-3 |  |  |  |  | Covered PM Repair - Biomedical | MHHS-TMC
NO | NO |  |  |  | 077-07054 |  | Masimo Corp. | RDS-7 MODULE HOUSING FOR PULSE OXIMETER |  |  | TMC - CHILDRENS - NICU (7HP) | MHHS-TMC |  |  |  | 077-07054 |  | TMC |  | TMC - CHILDRENS - NICU (7HP) | [5 empty] | PHYSIOLOGIC MONITOR MODULE HOUSINGS |  | .needs class | [5 empty] | Masimo Corp | [7 empty] | Covered PM Repair - Biomedical | MHHS-TMC
NO | YES |  |  |  | 151-02368 | 151-02368 | Masimo Corp. | ROOT |  |  | CY-3 South | MHHS-Cypress |  | Monitor, Cardiac, Fixed |  | 151-02368 | 151-02368 | Northwest | MHHS-Cypress | CY-3 South | Preop nursing | 2/1/19 | 2/1/20 |  |  | MONITORS, PHYSIOLOGIC, VITAL SIGNS | Monitor, Cardiac, Fixed | MONITORCARDIACFIXED-Masimo Corp-Root | MONITORCARDIACFIXED | Root |  |  |  | Masimo Corp | Monitor, Cardiac, Fixed |  | MONITORCARDIACFIXED-Masimo Corp-Root |  | 4/1/17 |  | MCH-A | Not Covered Vendor Only - Biomedical | MHHS-Cypress | [8 empty] | MONITORCARDIACFIXED | Monitor, Cardiac, Fixed | Masimo Corp
NO | YES |  |  |  | 151-02375 | 151-02375 | Masimo Corp. | ROOT |  |  | CY-Cardiopulmonary | MHHS-Cypress |  | Monitor, Cardiac, Fixed |  | 151-02375 | 151-02375 | Northwest | MHHS-Cypress | CY-Cardiopulmonary | Echo Lab | 2/1/19 | 2/1/20 |  |  | MONITORS, PHYSIOLOGIC, VITAL SIGNS | Monitor, Cardiac, Fixed | MONITORCARDIACFIXED-Masimo Corp-Root | MONITORCARDIACFIXED | Root |  |  |  | Masimo Corp | Monitor, Cardiac, Fixed |  | MONITORCARDIACFIXED-Masimo Corp-Root |  | 4/12/17 |  | MCH-A | Not Covered Vendor Only - Lab Ana/Anes | MHHS-Cypress | [8 empty] | MONITORCARDIACFIXED | Monitor, Cardiac, Fixed | Masimo Corp
NO | YES |  |  |  | 009-10687 | 009-10687 | Masimo Corp. | ROOT |  |  | CY-Medsurg | MHHS-Cypress |  | Monitor, Cardiac, Fixed |  | 009-10687 | 009-10687 | Northwest | MHHS-Cypress | CY-Medsurg | Nurses station post partum | 2/1/19 | 2/1/20 |  |  | MONITORS, PHYSIOLOGIC, VITAL SIGNS | Monitor, Cardiac, Fixed | MONITORCARDIACFIXED-Masimo Corp-Root | MONITORCARDIACFIXED | Root |  |  |  | Masimo Corp | Monitor, Cardiac, Fixed |  | MONITORCARDIACFIXED-Masimo Corp-Root |  | 4/1/17 |  | MCH-A | Covered PM Repair - Biomedical | MHHS-Cypress | [8 empty] | MONITORCARDIACFIXED | Monitor, Cardiac, Fixed | Masimo Corp
NO | YES |  |  |  | 009-10688 | 009-10688 | Masimo Corp. | ROOT |  |  | CY-Medsurg | MHHS-Cypress |  | Monitor, Cardiac, Fixed |  | 009-10688 | 009-10688 | Northwest | MHHS-Cypress | CY-Medsurg | Interveiw room 4 | 2/1/19 | 2/1/20 |  |  | MONITORS, PHYSIOLOGIC, VITAL SIGNS | Monitor, Cardiac, Fixed | MONITORCARDIACFIXED-Masimo Corp-Root | MONITORCARDIACFIXED | Root |  |  |  | Masimo Corp | Monitor, Cardiac, Fixed |  | MONITORCARDIACFIXED-Masimo Corp-Root |  | 3/16/17 |  | MCH-A | Covered PM Repair - Biomedical | MHHS-Cypress | [8 empty] | MONITORCARDIACFIXED | Monitor, Cardiac, Fixed | Masimo Corp
NO | YES |  |  |  | 009-10691 | 009-10691 | Masimo Corp. | ROOT |  |  | CY-Medsurg | MHHS-Cypress |  | Monitor, Cardiac, Fixed |  | 009-10691 | 009-10691 | Northwest | MHHS-Cypress | CY-Medsurg | ER NURSES STATION | 2/1/19 | 2/1/20 |  |  | MONITORS, PHYSIOLOGIC, VITAL SIGNS | Monitor, Cardiac, Fixed | MONITORCARDIACFIXED-Masimo Corp-Root | MONITORCARDIACFIXED | Root |  |  |  | Masimo Corp | Monitor, Cardiac, Fixed |  | MONITORCARDIACFIXED-Masimo Corp-Root |  | 4/1/17 |  | MCH-A | Covered PM Repair - Biomedical | MHHS-Cypress | [8 empty] | MONITORCARDIACFIXED | Monitor, Cardiac, Fixed | Masimo Corp
NO | YES |  |  |  | 009-10692 | 009-10692 | Masimo Corp. | ROOT |  |  | CY-Medsurg | MHHS-Cypress |  | Monitor, Cardiac, Fixed |  | 009-10692 | 009-10692 | Northwest | MHHS-Cypress | CY-Medsurg | Nurses station post partum | 2/1/19 | 2/1/20 |  |  | MONITORS, PHYSIOLOGIC, VITAL SIGNS | Monitor, Cardiac, Fixed | MONITORCARDIACFIXED-Masimo Corp-Root | MONITORCARDIACFIXED | Root |  |  |  | Masimo Corp | Monitor, Cardiac, Fixed |  | MONITORCARDIACFIXED-Masimo Corp-Root |  | 4/1/17 |  | MCH-A | Covered PM Repair - Biomedical | MHHS-Cypress | [8 empty] | MONITORCARDIACFIXED | Monitor, Cardiac, Fixed | Masimo Corp
NO | YES |  |  |  | 009-10693 | 009-10693 | Masimo Corp. | ROOT |  |  | CY - PreAdmission Testing | MHHS-Cypress |  | Monitor, Cardiac, Fixed |  | 009-10693 | 009-10693 | Northwest | Memorial Hermann Cypress Hospital | CY - PreAdmission Testing | Interview 1 | 2/1/19 | 2/1/20 |  |  | MONITORS, PHYSIOLOGIC, VITAL SIGNS | Monitor, Cardiac, Fixed | MONITORCARDIACFIXED-Masimo Corp-Root | MONITORCARDIACFIXED | Root |  |  |  | Masimo Corp | Monitor, Cardiac, Fixed |  | MONITORCARDIACFIXED-Masimo Corp-Root |  | 4/12/17 |  | MCH-A | Covered PM Repair - Biomedical | MHHS-Cypress | [8 empty] | MONITORCARDIACFIXED | Monitor, Cardiac, Fixed | Masimo Corp
NO | YES |  |  |  | 009-10694 | 009-10694 | Masimo Corp. | ROOT |  |  | CY-COU | MHHS-Cypress |  | Monitor, Cardiac, Fixed |  | 009-10694 | 009-10694 | Northwest | MHHS-Cypress | CY-COU | COU | 2/1/20 | 2/1/21 |  |  | MONITORS, PHYSIOLOGIC, VITAL SIGNS | Monitor, Cardiac, Fixed | MONITORCARDIACFIXED-Masimo Corp-Root | MONITORCARDIACFIXED | Root |  |  |  | Masimo Corp | Monitor, Cardiac, Fixed |  | MONITORCARDIACFIXED-Masimo Corp-Root |  | 4/1/18 |  | MCH-A | Covered PM Repair - Biomedical | MHHS-Cypress | [8 empty] | MONITORCARDIACFIXED | Monitor, Cardiac, Fixed | Masimo Corp
NO | YES |  |  |  | 009-10695 | 009-10695 | Masimo Corp. | ROOT |  |  | CY - MEDSURG | MHHS-Cypress |  | Monitor, Cardiac, Fixed |  | 009-10695 | 009-10695 | Northwest |  | CY - MEDSURG |  | 2/1/19 |  |  |  | MONITORS, PHYSIOLOGIC, VITAL SIGNS | Monitor, Cardiac, Fixed | MONITORCARDIACFIXED-Masimo Corp-Root | MONITORCARDIACFIXED | Root |  |  |  | Masimo Corp | Monitor, Cardiac, Fixed |  | MONITORCARDIACFIXED-Masimo Corp-Root |  | 4/12/17 |  | MCH-A | Covered PM Repair - Biomedical | MHHS-Cypress | [8 empty] | MONITORCARDIACFIXED | Monitor, Cardiac, Fixed | Masimo Corp
NO | YES |  |  |  | 009-10696 | 009-10696 | Masimo Corp. | ROOT |  |  | CY - MEDSURG | MHHS-Cypress |  | Monitor, Cardiac, Fixed |  | 009-10696 | 009-10696 | Northwest | Cypress | CY - MEDSURG | Interview 3 | 2/1/19 | 2/1/20 |  |  | MONITORS, PHYSIOLOGIC, VITAL SIGNS | Monitor, Cardiac, Fixed | MONITORCARDIACFIXED-Masimo Corp-Root | MONITORCARDIACFIXED | Root |  |  |  | Masimo Corp | Monitor, Cardiac, Fixed |  | MONITORCARDIACFIXED-Masimo Corp-Root |  | 4/12/17 |  | MCH-A | Covered PM Repair - Biomedical | MHHS-Cypress | [8 empty] | MONITORCARDIACFIXED | Monitor, Cardiac, Fixed | Masimo Corp
NO | YES |  |  |  | 009-10697 | 009-10697 | Masimo Corp. | ROOT |  |  | Cath lab | MHHS-Cypress |  | Monitor, Cardiac, Fixed |  | 009-10697 | 009-10697 | Northwest | Memorial Hermann Cypress Hospital | Cath lab | CVR 6 | 2/1/20 | 2/1/21 |  |  | MONITORS, PHYSIOLOGIC, VITAL SIGNS | Monitor, Cardiac, Fixed | MONITORCARDIACFIXED-Masimo Corp-Root | MONITORCARDIACFIXED | Root |  |  |  | Masimo Corp | Monitor, Cardiac, Fixed |  | MONITORCARDIACFIXED-Masimo Corp-Root |  | 4/12/17 |  | MCH-A | Covered PM Repair - Biomedical | MHHS-Cypress | [8 empty] | MONITORCARDIACFIXED | Monitor, Cardiac, Fixed | Masimo Corp
NO | YES |  |  |  | 009-10698 | 009-10698 | Masimo Corp. | ROOT |  |  | CY-Medsurg | MHHS-Cypress |  | Monitor, Cardiac, Fixed |  | 009-10698 | 009-10698 | Northwest | MHHS-Cypress | CY-Medsurg | Biomed | 2/13/19 |  |  |  | MONITORS, PHYSIOLOGIC, VITAL SIGNS | Monitor, Cardiac, Fixed | MONITORCARDIACFIXED-Masimo Corp-Root | MONITORCARDIACFIXED | Root |  |  |  | Masimo Corp | Monitor, Cardiac, Fixed |  | MONITORCARDIACFIXED-Masimo Corp-Root |  | 4/12/17 |  | MCH-A | Covered PM Repair - Biomedical | MHHS-Cypress | [8 empty] | MONITORCARDIACFIXED | Monitor, Cardiac, Fixed | Masimo Corp
NO | YES |  |  |  | 009-10701 | 009-10701 | Masimo Corp. | ROOT |  |  | CY-Medsurg | MHHS-Cypress |  | Monitor, Cardiac, Fixed |  | 009-10701 | 009-10701 | Northwest | MHHS-Cypress | CY-Medsurg | ER TRIAGE 2 | 2/1/19 | 2/1/20 |  |  | MONITORS, PHYSIOLOGIC, VITAL SIGNS | Monitor, Cardiac, Fixed | MONITORCARDIACFIXED-Masimo Corp-Root | MONITORCARDIACFIXED | Root |  |  |  | Masimo Corp | Monitor, Cardiac, Fixed |  | MONITORCARDIACFIXED-Masimo Corp-Root |  | 4/12/17 |  | MCH-A | Covered PM Repair - Biomedical | MHHS-Cypress | [8 empty] | MONITORCARDIACFIXED | Monitor, Cardiac, Fixed | Masimo Corp
NO | YES |  |  |  | 151-02369 | 151-02369 | Masimo Corp. | ROOT |  |  | CY-Medsurg | MHHS-Cypress |  | Monitor, Cardiac, Fixed |  | 151-02369 | 151-02369 | Northwest | MHHS-Cypress | CY-Medsurg | Nurses station | 2/1/19 | 2/1/20 |  |  | MONITORS, PHYSIOLOGIC, VITAL SIGNS | Monitor, Cardiac, Fixed | MONITORCARDIACFIXED-Masimo Corp-Root | MONITORCARDIACFIXED | Root |  |  |  | Masimo Corp | Monitor, Cardiac, Fixed |  | MONITORCARDIACFIXED-Masimo Corp-Root |  | 4/1/17 |  | MCH-A | Covered PM Repair - Biomedical | MHHS-Cypress | [8 empty] | MONITORCARDIACFIXED | Monitor, Cardiac, Fixed | Masimo Corp
NO | YES |  |  |  | 151-02370 | 151-02370 | Masimo Corp. | ROOT |  |  | CY-COU | MHHS-Cypress |  | Monitor, Cardiac, Fixed |  | 151-02370 | 151-02370 | Northwest | MHHS-Cypress | CY-COU | COU | 2/1/20 | 2/1/21 |  |  | MONITORS, PHYSIOLOGIC, VITAL SIGNS | Monitor, Cardiac, Fixed | MONITORCARDIACFIXED-Masimo Corp-Root | MONITORCARDIACFIXED | Root |  |  |  | Masimo Corp | Monitor, Cardiac, Fixed |  | MONITORCARDIACFIXED-Masimo Corp-Root |  | 4/1/17 |  | MCH-A | Covered PM Repair - Biomedical | MHHS-Cypress | [8 empty] | MONITORCARDIACFIXED | Monitor, Cardiac, Fixed | Masimo Corp
NO | YES |  |  |  | 151-02371 | 151-02371 | Masimo Corp. | ROOT |  |  | CY-Medsurg | MHHS-Cypress |  | Monitor, Cardiac, Fixed |  | 151-02371 | 151-02371 | Northwest | MHHS-Cypress | CY-Medsurg | 3 south | 2/1/19 | 2/1/20 |  |  | MONITORS, PHYSIOLOGIC, VITAL SIGNS | Monitor, Cardiac, Fixed | MONITORCARDIACFIXED-Masimo Corp-Root | MONITORCARDIACFIXED | Root |  |  |  | Masimo Corp | Monitor, Cardiac, Fixed |  | MONITORCARDIACFIXED-Masimo Corp-Root |  | 4/1/17 |  | MCH-A | Covered PM Repair - Biomedical | MHHS-Cypress | [8 empty] | MONITORCARDIACFIXED | Monitor, Cardiac, Fixed | Masimo Corp
NO | YES |  |  |  | 151-02372 | 151-02372 | Masimo Corp. | ROOT |  |  | CY - MEDSURG | MHHS-Cypress |  | Monitor, Cardiac, Fixed |  | 151-02372 | 151-02372 | Northwest | Cypress | CY - MEDSURG |  | 2/1/19 | 2/1/20 |  |  | MONITORS, PHYSIOLOGIC, VITAL SIGNS | Monitor, Cardiac, Fixed | MONITORCARDIACFIXED-Masimo Corp-Root | MONITORCARDIACFIXED | Root |  |  |  | Masimo Corp | Monitor, Cardiac, Fixed |  | MONITORCARDIACFIXED-Masimo Corp-Root |  | 4/12/17 |  | MCH-A | Covered PM Repair - Biomedical | MHHS-Cypress | [8 empty] | MONITORCARDIACFIXED | Monitor, Cardiac, Fixed | Masimo Corp
NO | YES |  |  |  | 151-02373 | 151-02373 | Masimo Corp. | ROOT |  |  | CY-3 South | MHHS-Cypress |  | Monitor, Cardiac, Fixed |  | 151-02373 | 151-02373 | Northwest | MHHS-Cypress | CY-3 South |  | 2/1/19 | 2/1/20 |  |  | MONITORS, PHYSIOLOGIC, VITAL SIGNS | Monitor, Cardiac, Fixed | MONITORCARDIACFIXED-Masimo Corp-Root | MONITORCARDIACFIXED | Root |  |  |  | Masimo Corp | Monitor, Cardiac, Fixed |  | MONITORCARDIACFIXED-Masimo Corp-Root |  |  |  | MCH-A | Covered PM Repair - Biomedical | MHHS-Cypress | [8 empty] | MONITORCARDIACFIXED | Monitor, Cardiac, Fixed | Masimo Corp
NO | YES |  |  |  | 129-07914 | 129-07914 | Masimo Corp. | ROOT |  |  | Sugar Land-Med/Surg-East 5th | MHHS-Sugarland |  | Monitor, Cardiac, Fixed |  | 129-07914 | 129-07914 | Sugar Land | MHHS-Sugarland | Sugar Land-Med/Surg-East 5th | By room 525 | 9/1/19 |  | 9/1/20 |  | MONITORS, PHYSIOLOGIC, VITAL SIGNS | Monitor, Cardiac, Fixed | MONITORCARDIACFIXED-Masimo Corp-Root | MONITORCARDIACFIXED | Root |  |  |  | Masimo Corp | Monitor, Cardiac, Fixed |  | MONITORCARDIACFIXED-Masimo Corp-Root |  | 5/1/17 |  | MCH-A | Not Covered Vendor Only - Biomedical | MHHS-Sugarland | [8 empty] | MONITORCARDIACFIXED | Monitor, Cardiac, Fixed | Masimo Corp
NO | YES |  |  |  | 129-07915 | 129-07915 | Masimo Corp. | ROOT |  |  | East 5 | MHHS-Sugarland |  | Monitor, Cardiac, Fixed |  | 129-07915 | 129-07915 | Sugar Land | Memorial Hermann Sugar Land Hospital | East 5 | Nurses Station Storage | 9/1/19 |  |  |  | MONITORS, PHYSIOLOGIC, VITAL SIGNS | Monitor, Cardiac, Fixed | MONITORCARDIACFIXED-Masimo Corp-Root | MONITORCARDIACFIXED | Root |  |  |  | Masimo Corp | Monitor, Cardiac, Fixed |  | MONITORCARDIACFIXED-Masimo Corp-Root |  | 2/1/18 |  | MCH-A | Not Covered Vendor Only - Biomedical | MHHS-Sugarland | [8 empty] | MONITORCARDIACFIXED | Monitor, Cardiac, Fixed | Masimo Corp
NO | YES |  |  |  | 129-07916 | 129-07916 | Masimo Corp. | ROOT |  |  | SUGAR LAND - MED/SURG - EAST 5TH | MHHS-Sugarland |  | Monitor, Cardiac, Fixed |  | 129-07916 | 129-07916 | Sugar Land |  | SUGAR LAND - MED/SURG - EAST 5TH |  | 9/1/19 | 9/1/20 |  |  | MONITORS, PHYSIOLOGIC, VITAL SIGNS | Monitor, Cardiac, Fixed | MONITORCARDIACFIXED-Masimo Corp-Root | MONITORCARDIACFIXED | Root |  |  |  | Masimo Corp | Monitor, Cardiac, Fixed |  | MONITORCARDIACFIXED-Masimo Corp-Root |  | 2/1/18 |  | MCH-A | Not Covered Vendor Only - Biomedical | MHHS-Sugarland | [8 empty] | MONITORCARDIACFIXED | Monitor, Cardiac, Fixed | Masimo Corp
NO | YES | Asset Tag 129-07917 |  |  | 129-07917 | 129-07917 | Masimo Corp. | ROOT |  |  | SUGAR LAND - MED/SURG - EAST 5TH | MHHS-Sugarland |  | Monitor, Cardiac, Fixed |  | 129-07917 | 129-07917 | Sugar Land |  | SUGAR LAND - MED/SURG - EAST 5TH |  | 9/17/19 |  |  |  | MONITORS, PHYSIOLOGIC, VITAL SIGNS | Monitor, Cardiac, Fixed | MONITORCARDIACFIXED-Masimo Corp-Root | MONITORCARDIACFIXED | Root |  |  |  | Masimo Corp | Monitor, Cardiac, Fixed |  | MONITORCARDIACFIXED-Masimo Corp-Root |  | 7/15/16 | Finished from Script 3/27/2020 12:11:52pm (Central) | MCH-A | Covered PM Repair - Biomedical | MHHS-Sugarland | [8 empty] | MONITORCARDIACFIXED | Monitor, Cardiac, Fixed | Masimo Corp
NO | YES |  |  |  | 129-07918 | 129-07918 | Masimo Corp. | ROOT |  |  | SUGAR LAND - MED/SURG - EAST 5TH | MHHS-Sugarland |  | Monitor, Cardiac, Fixed |  | 129-07918 | 129-07918 | Sugar Land | Sugar land | SUGAR LAND - MED/SURG - EAST 5TH | Hallway | 9/1/19 |  | 9/1/20 |  | MONITORS, PHYSIOLOGIC, VITAL SIGNS | Monitor, Cardiac, Fixed | MONITORCARDIACFIXED-Masimo Corp-Root | MONITORCARDIACFIXED | Root |  |  |  | Masimo Corp | Monitor, Cardiac, Fixed |  | MONITORCARDIACFIXED-Masimo Corp-Root |  | 7/1/14 |  | MCH-A | Covered PM Repair - Biomedical | MHHS-Sugarland | [8 empty] | MONITORCARDIACFIXED | Monitor, Cardiac, Fixed | Masimo Corp
NO | YES |  |  |  | 129-07919 | 129-07919 | Masimo Corp. | ROOT |  |  | East 5 | MHHS-Sugarland |  | Monitor, Cardiac, Fixed |  | 129-07919 | 129-07919 | Sugar Land | Memorial Hermann Sugar Land Hospital | East 5 | Nurses Station Storage | 9/1/19 |  |  |  | MONITORS, PHYSIOLOGIC, VITAL SIGNS | Monitor, Cardiac, Fixed | MONITORCARDIACFIXED-Masimo Corp-Root | MONITORCARDIACFIXED | Root |  |  |  | Masimo Corp | Monitor, Cardiac, Fixed |  | MONITORCARDIACFIXED-Masimo Corp-Root |  | 5/1/17 |  | MCH-A | Covered PM Repair - Biomedical | MHHS-Sugarland | [8 empty] | MONITORCARDIACFIXED | Monitor, Cardiac, Fixed | Masimo Corp
NO | YES |  |  |  | 129-31047 | 129-31047 | Masimo Corp. | ROOT |  |  | SUGAR LAND - OBSERVATION UNIT | MHHS-Sugarland |  | Monitor, Cardiac, Fixed |  | 129-31047 | 129-31047 | Sugar Land | Memorial Hermann Sugar Land Hospital | SUGAR LAND - OBSERVATION UNIT | Observation | 10/1/19 |  | 10/1/20 |  | MONITORS, PHYSIOLOGIC, VITAL SIGNS | Monitor, Cardiac, Fixed | MONITORCARDIACFIXED-Masimo Corp-Root | MONITORCARDIACFIXED | Root |  |  |  | Masimo Corp | Monitor, Cardiac, Fixed |  | MONITORCARDIACFIXED-Masimo Corp-Root |  | 7/15/16 |  | MCH-A | Covered PM Repair - Biomedical | MHHS-Sugarland | [8 empty] | MONITORCARDIACFIXED | Monitor, Cardiac, Fixed | Masimo Corp
NO | YES |  |  |  | 129-07865 | 129-07865 | Masimo Corp. | ROOT |  |  | SUGAR LAND - RADIOLOGY | MHHS-Sugarland |  | Monitor, Cardiac, Fixed |  | 129-07865 | 129-07865 | Sugar Land |  | SUGAR LAND - RADIOLOGY | Ultra siund |  |  |  |  | MONITORS, PHYSIOLOGIC, VITAL SIGNS |  | MONITORCARDIACFIXED-Masimo Corp-Root | MONITORCARDIACFIXED | Root |  |  |  | Masimo Corp | Monitor, Cardiac, Fixed |  | MONITORCARDIACFIXED-Masimo Corp-Root |  |  |  |  | Covered PM Repair - Biomedical | MHHS-Sugarland
NO | YES |  |  |  | 069-47691 | 069-47691 | Masimo Corp. | ROOT |  |  | TMC-Cullen-IMU (3C) | MHHS-TMC |  | Monitor, Cardiac, Fixed |  | 069-47691 | 069-47691 | TMC | MHHS-TMC | TMC-Cullen-IMU (3C) | Storage Room |  |  |  |  | MONITORS, PHYSIOLOGIC, VITAL SIGNS | Monitor, Cardiac, Fixed | MONITORCARDIACFIXED-Masimo Corp-Root | MONITORCARDIACFIXED | Root |  |  |  | Masimo Corp | Monitor, Cardiac, Fixed |  | MONITORCARDIACFIXED-Masimo Corp-Root |  | 4/1/17 |  | MCH-A | Covered PM Repair - Biomedical | MHHS-TMC | [8 empty] | MONITORCARDIACFIXED | Monitor, Cardiac, Fixed | Masimo Corp
NO | YES |  |  |  | 069-46486 | 069-46486 | Masimo Corp. | ROOT |  |  | TMC-Cullen-Oncology/Hematology (4C) | MHHS-TMC |  | Monitor, Cardiac, Fixed |  | 069-46486 | 069-46486 | TMC | MHHS-TMC | TMC-Cullen-Oncology/Hematology (4C) | Hallway | 8/1/19 | 8/1/20 |  |  | MONITORS, PHYSIOLOGIC, VITAL SIGNS | Monitor, Cardiac, Fixed | MONITORCARDIACFIXED-Masimo Corp-Root | MONITORCARDIACFIXED | Root |  |  |  | Masimo Corp | Monitor, Cardiac, Fixed |  | MONITORCARDIACFIXED-Masimo Corp-Root |  | 10/1/17 |  | MCH-A | Covered PM Repair - Biomedical | MHHS-TMC | [8 empty] | MONITORCARDIACFIXED | Monitor, Cardiac, Fixed | Masimo Corp
NO | YES | Asset Tag 069-46488 |  |  | 069-46488 | 069-46488 | Masimo Corp. | ROOT |  |  | TMC-Cullen-Oncology/Hematology (4C) | MHHS-TMC |  | Monitor, Cardiac, Fixed |  | 069-46488 | 069-46488 | TMC | MHHS-TMC | TMC-Cullen-Oncology/Hematology (4C) | [5 empty] | MONITORS, PHYSIOLOGIC, VITAL SIGNS |  | MONITORCARDIACFIXED-Masimo Corp-Root | MONITORCARDIACFIXED | Root |  |  |  | Masimo Corp | Monitor, Cardiac, Fixed |  | MONITORCARDIACFIXED-Masimo Corp-Root |  | 4/1/17 | Verified 3/29/2020 11:26:am (Central) |  | Covered PM Repair - Biomedical | MHHS-TMC
NO | YES |  |  |  | 069-46490 | 069-46490 | Masimo Corp. | ROOT |  |  | TMC-Cullen-Oncology/Hematology (4C) | MHHS-TMC |  | Monitor, Cardiac, Fixed |  | 069-46490 | 069-46490 | TMC | MHHS-TMC | TMC-Cullen-Oncology/Hematology (4C) | [5 empty] | MONITORS, PHYSIOLOGIC, VITAL SIGNS | Monitor, Cardiac, Fixed | MONITORCARDIACFIXED-Masimo Corp-Root | MONITORCARDIACFIXED | Root |  |  |  | Masimo Corp | Monitor, Cardiac, Fixed |  | MONITORCARDIACFIXED-Masimo Corp-Root |  | 4/1/17 |  | MCH-A | Covered PM Repair - Biomedical | MHHS-TMC | [8 empty] | MONITORCARDIACFIXED | Monitor, Cardiac, Fixed | Masimo Corp
NO | YES |  |  |  | 069-44103 | 069-44103 | Masimo Corp. | ROOT |  |  | TMC-OR-Hermann (2Hp) | MHHS-TMC |  | Monitor, Cardiac, Fixed |  | 069-44103 | 069-44103 | TMC | MHHS-TMC | TMC-OR-Hermann (2Hp) | TMC OR HERMANN (2HP) | 10/1/19 |  | 10/1/20 |  | MONITORS, PHYSIOLOGIC, VITAL SIGNS |  | MONITORCARDIACFIXED-Masimo Corp-Root | MONITORCARDIACFIXED | Root |  |  |  | Masimo Corp | Monitor, Cardiac, Fixed |  | MONITORCARDIACFIXED-Masimo Corp-Root |  | 4/1/17 |  |  | Covered PM Repair - Biomedical | MHHS-TMC
NO | YES |  |  |  | 069-44104 | 069-44104 | Masimo Corp. | ROOT |  |  | TMC-OR-Hermann (2Hp) | MHHS-TMC |  | Monitor, Cardiac, Fixed |  | 069-44104 | 069-44104 | TMC | MHHS-TMC | TMC-OR-Hermann (2Hp) | Or 6 or206 | 10/1/19 |  | 10/1/20 |  | MONITORS, PHYSIOLOGIC, VITAL SIGNS |  | MONITORCARDIACFIXED-Masimo Corp-Root | MONITORCARDIACFIXED | Root |  |  |  | Masimo Corp | Monitor, Cardiac, Fixed |  | MONITORCARDIACFIXED-Masimo Corp-Root |  | 4/1/17 |  |  | Covered PM Repair - Biomedical | MHHS-TMC
NO | YES |  |  |  | 069-44107 | 069-44107 | Masimo Corp. | ROOT |  |  | TMC-Sarofim 3-OR | MHHS-TMC |  | Monitor, Cardiac, Fixed |  | 069-44107 | 069-44107 | TMC | MHHS-TMC | TMC-Sarofim 3-OR | TMC -SAROFIM 3 - OR | 10/1/19 |  | 10/1/20 |  | MONITORS, PHYSIOLOGIC, VITAL SIGNS |  | MONITORCARDIACFIXED-Masimo Corp-Root | MONITORCARDIACFIXED | Root |  |  |  | Masimo Corp | Monitor, Cardiac, Fixed |  | MONITORCARDIACFIXED-Masimo Corp-Root |  | 4/1/17 |  |  | Covered PM Repair - Biomedical | MHHS-TMC
NO | YES |  |  |  | 069-44108 | 069-44108 | Masimo Corp. | ROOT |  |  | Memorial Hermann- Texas Medical Center Radiology | MHHS-TMC |  | Monitor, Cardiac, Fixed |  | 069-44108 | 069-44108 | TMC | TMC | Memorial Hermann- Texas Medical Center Radiology | PEDI OR Storage | 10/1/19 |  | 10/1/20 |  | MONITORS, PHYSIOLOGIC, VITAL SIGNS |  | MONITORCARDIACFIXED-Masimo Corp-Root | MONITORCARDIACFIXED | Root |  |  |  | Masimo Corp | Monitor, Cardiac, Fixed |  | MONITORCARDIACFIXED-Masimo Corp-Root |  | 4/1/17 |  |  | Covered PM Repair - Biomedical | MHHS-TMC
NO | YES |  |  |  | 069-44109 | 069-44109 | Masimo Corp. | ROOT |  |  | TMC-OR-Anesthesia (2Hp) | MHHS-TMC |  | Monitor, Cardiac, Fixed |  | 069-44109 | 069-44109 | TMC | MHHS-TMC | TMC-OR-Anesthesia (2Hp) | OR-66 |  |  |  |  | MONITORS, PHYSIOLOGIC, VITAL SIGNS |  | MONITORCARDIACFIXED-Masimo Corp-Root | MONITORCARDIACFIXED | Root |  |  |  | Masimo Corp | Monitor, Cardiac, Fixed |  | MONITORCARDIACFIXED-Masimo Corp-Root |  | 4/1/17 |  |  | Covered PM Repair - Biomedical | MHHS-TMC
NO | YES |  |  |  | 069-44111 | 069-44111 | Masimo Corp. | ROOT |  |  | TMC-OR-Anesthesia (2Hp) | MHHS-TMC |  | Monitor, Cardiac, Fixed |  | 069-44111 | 069-44111 | TMC | MHHS-TMC | TMC-OR-Anesthesia (2Hp) | S2 OR 67 | 10/1/19 |  | 10/1/20 |  | MONITORS, PHYSIOLOGIC, VITAL SIGNS |  | MONITORCARDIACFIXED-Masimo Corp-Root | MONITORCARDIACFIXED | Root |  |  |  | Masimo Corp | Monitor, Cardiac, Fixed |  | MONITORCARDIACFIXED-Masimo Corp-Root |  | 7/1/18 |  |  | Covered PM Repair - Biomedical | MHHS-TMC
NO | YES |  |  |  | 069-44112 | 069-44112 | Masimo Corp. | ROOT |  |  | Memorial Hermann- Texas Medical Center-OR-PACU nurse station | MHHS-TMC |  | Monitor, Cardiac, Fixed |  | 069-44112 | 069-44112 | TMC | TMC | Memorial Hermann- Texas Medical Center-OR-PACU nurse station | OR 02 | 10/1/19 |  | 10/1/20 |  | MONITORS, PHYSIOLOGIC, VITAL SIGNS |  | MONITORCARDIACFIXED-Masimo Corp-Root | MONITORCARDIACFIXED | Root |  |  |  | Masimo Corp | Monitor, Cardiac, Fixed |  | MONITORCARDIACFIXED-Masimo Corp-Root |  | 7/1/18 |  |  | Covered PM Repair - Biomedical | MHHS-TMC
NO | YES |  |  |  | 069-44113 | 069-44113 | Masimo Corp. | ROOT |  |  | TMC-OR-Robertson (2R) | MHHS-TMC |  | Monitor, Cardiac, Fixed |  | 069-44113 | 069-44113 | TMC | MHHS-TMC | TMC-OR-Robertson (2R) | OR 58 |  |  |  |  | MONITORS, PHYSIOLOGIC, VITAL SIGNS |  | MONITORCARDIACFIXED-Masimo Corp-Root | MONITORCARDIACFIXED | Root |  |  |  | Masimo Corp | Monitor, Cardiac, Fixed |  | MONITORCARDIACFIXED-Masimo Corp-Root |  | 4/1/17 |  |  | Covered PM Repair - Biomedical | MHHS-TMC
NO | YES |  |  |  | 069-44114 | 069-44114 | Masimo Corp. | ROOT |  |  | TMC-OR-Anesthesia (2Hp) | MHHS-TMC |  | Monitor, Cardiac, Fixed |  | 069-44114 | 069-44114 | TMC | MHHS-TMC | TMC-OR-Anesthesia (2Hp) | S2 OR 1 | 10/1/19 |  | 10/1/20 |  | MONITORS, PHYSIOLOGIC, VITAL SIGNS |  | MONITORCARDIACFIXED-Masimo Corp-Root | MONITORCARDIACFIXED | Root |  |  |  | Masimo Corp | Monitor, Cardiac, Fixed |  | MONITORCARDIACFIXED-Masimo Corp-Root |  | 4/1/17 |  |  | Covered PM Repair - Biomedical | MHHS-TMC
NO | YES |  |  |  | 069-44115 | 069-44115 | Masimo Corp. | ROOT |  |  | TMC-Sarofim 2-OR | MHHS-TMC |  | Monitor, Cardiac, Fixed |  | 069-44115 | 069-44115 | TMC | MHHS-TMC | TMC-Sarofim 2-OR | Anesthesia workroom S2414 | 10/1/19 |  | 10/1/20 |  | MONITORS, PHYSIOLOGIC, VITAL SIGNS |  | MONITORCARDIACFIXED-Masimo Corp-Root | MONITORCARDIACFIXED | Root |  |  |  | Masimo Corp | Monitor, Cardiac, Fixed |  | MONITORCARDIACFIXED-Masimo Corp-Root |  | 4/1/17 |  |  | Covered PM Repair - Biomedical | MHHS-TMC
NO | YES |  |  |  | 069-44116 | 069-44116 | Masimo Corp. | ROOT |  |  | TMC-OR-Anesthesia (2Hp) | MHHS-TMC |  | Monitor, Cardiac, Fixed |  | 069-44116 | 069-44116 | TMC | MHHS-TMC | TMC-OR-Anesthesia (2Hp) | TMC - BIOMED SHOP | 10/1/19 |  | 10/1/20 |  | MONITORS, PHYSIOLOGIC, VITAL SIGNS |  | MONITORCARDIACFIXED-Masimo Corp-Root | MONITORCARDIACFIXED | Root |  |  |  | Masimo Corp | Monitor, Cardiac, Fixed |  | MONITORCARDIACFIXED-Masimo Corp-Root |  | 4/1/17 |  |  | Covered PM Repair - Biomedical | MHHS-TMC
NO | YES |  |  |  | 069-43937 | 069-43937 | Masimo Corp. | ROOT |  |  | TMC-Sarofim 1-Adult ER | MHHS-TMC |  | Monitor, Cardiac, Fixed |  | 069-43937 | 069-43937 | TMC | MHHS-TMC | TMC-Sarofim 1-Adult ER | Peds Triage | 10/1/19 |  | 10/1/20 |  | MONITORS, PHYSIOLOGIC, VITAL SIGNS | Monitor, Cardiac, Fixed | MONITORCARDIACFIXED-Masimo Corp-Root | MONITORCARDIACFIXED | Root |  |  |  | Masimo Corp | Monitor, Cardiac, Fixed |  | MONITORCARDIACFIXED-Masimo Corp-Root |  | 5/1/17 |  | MCH-A | Covered PM Repair - Biomedical | MHHS-TMC | [8 empty] | MONITORCARDIACFIXED | Monitor, Cardiac, Fixed | Masimo Corp
NO | YES |  |  |  | 069-43959 | 069-43959 | Masimo Corp. | ROOT |  |  | TMC-Sarofim 1-Adult ER | MHHS-TMC |  | Monitor, Cardiac, Fixed |  | 069-43959 | 069-43959 | TMC | MHHS-TMC | TMC-Sarofim 1-Adult ER | Nurse station | 10/1/19 |  | 10/1/20 |  | MONITORS, PHYSIOLOGIC, VITAL SIGNS | Monitor, Cardiac, Fixed | MONITORCARDIACFIXED-Masimo Corp-Root | MONITORCARDIACFIXED | Root |  |  |  | Masimo Corp | Monitor, Cardiac, Fixed |  | MONITORCARDIACFIXED-Masimo Corp-Root |  | 5/1/17 |  | MCH-A | Covered PM Repair - Biomedical | MHHS-TMC | [8 empty] | MONITORCARDIACFIXED | Monitor, Cardiac, Fixed | Masimo Corp
NO | YES |  |  |  | 069-43967 | 069-43967 | Masimo Corp. | ROOT |  |  | TMC-Sarofim 1-Pedi ER | MHHS-TMC |  | Monitor, Cardiac, Fixed |  | 069-43967 | 069-43967 | TMC | MHHS-TMC | TMC-Sarofim 1-Pedi ER | ER triage | 10/1/19 |  | 10/1/20 |  | MONITORS, PHYSIOLOGIC, VITAL SIGNS | Monitor, Cardiac, Fixed | MONITORCARDIACFIXED-Masimo Corp-Root | MONITORCARDIACFIXED | Root |  |  |  | Masimo Corp | Monitor, Cardiac, Fixed |  | MONITORCARDIACFIXED-Masimo Corp-Root |  | 7/15/16 |  | MCH-A | Covered PM Repair - Biomedical | MHHS-TMC | [8 empty] | MONITORCARDIACFIXED | Monitor, Cardiac, Fixed | Masimo Corp
NO | YES |  |  |  | 069-43957 | 069-43957 | Masimo Corp. | ROOT |  |  | TMC-Sarofim 2-Adult PACU | MHHS-TMC |  | Monitor, Cardiac, Fixed |  | 069-43957 | 069-43957 | TMC | MHHS-TMC | TMC-Sarofim 2-Adult PACU | Pre-op 56 | 10/1/19 |  | 10/1/20 |  | MONITORS, PHYSIOLOGIC, VITAL SIGNS |  | MONITORCARDIACFIXED-Masimo Corp-Root | MONITORCARDIACFIXED | Root |  |  |  | Masimo Corp | Monitor, Cardiac, Fixed |  | MONITORCARDIACFIXED-Masimo Corp-Root |  |  |  |  | Covered PM Repair - Biomedical | MHHS-TMC
NO | YES |  |  |  | 069-43941 | 069-43941 | Masimo Corp. | ROOT |  |  | TMC-Sarofim 2-Adult PACU | MHHS-TMC |  | Monitor, Cardiac, Fixed |  | 069-43941 | 069-43941 | TMC | MHHS-TMC | TMC-Sarofim 2-Adult PACU | S3622 | 10/1/19 |  | 10/1/20 |  | MONITORS, PHYSIOLOGIC, VITAL SIGNS |  | MONITORCARDIACFIXED-Masimo Corp-Root | MONITORCARDIACFIXED | Root |  |  |  | Masimo Corp | Monitor, Cardiac, Fixed |  | MONITORCARDIACFIXED-Masimo Corp-Root |  | 3/11/20 |  |  | Not Covered Vendor Only - Biomedical | MHHS-TMC
NO | YES |  |  |  | 069-43953 | 069-43953 | Masimo Corp. | ROOT |  |  | 5 Floor | MHHS-TMC |  | Monitor, Cardiac, Fixed |  | 069-43953 | 069-43953 | TMC | Memorial Hermann- Texas Medical Center- S3 | 5 Floor | Storage S3622 | 10/1/19 |  | 10/1/20 |  | MONITORS, PHYSIOLOGIC, VITAL SIGNS |  | MONITORCARDIACFIXED-Masimo Corp-Root | MONITORCARDIACFIXED | Root |  |  |  | Masimo Corp | Monitor, Cardiac, Fixed |  | MONITORCARDIACFIXED-Masimo Corp-Root |  | 5/1/17 |  |  | Covered PM Repair - Biomedical | MHHS-TMC
NO | YES |  |  |  | 069-43951 | 069-43951 | Masimo Corp. | ROOT |  |  | 5 Floor | MHHS-TMC |  | Monitor, Cardiac, Fixed |  | 069-43951 | 069-43951 | TMC | Memorial Hermann- Texas Medical Center- S3 | 5 Floor | Storage S3622 | 10/1/19 |  | 10/1/20 |  | MONITORS, PHYSIOLOGIC, VITAL SIGNS |  | MONITORCARDIACFIXED-Masimo Corp-Root | MONITORCARDIACFIXED | Root |  |  |  | Masimo Corp | Monitor, Cardiac, Fixed |  | MONITORCARDIACFIXED-Masimo Corp-Root |  | 5/1/17 |  |  | Covered PM Repair - Biomedical | MHHS-TMC
NO | YES |  |  |  | 069-43965 | 069-43965 | Masimo Corp. | ROOT |  |  | 5 Floor | MHHS-TMC |  | Monitor, Cardiac, Fixed |  | 069-43965 | 069-43965 | TMC | Memorial Hermann- Texas Medical Center- S3 | 5 Floor | Storage S3622 | 10/1/19 |  | 10/1/20 |  | MONITORS, PHYSIOLOGIC, VITAL SIGNS |  | MONITORCARDIACFIXED-Masimo Corp-Root | MONITORCARDIACFIXED | Root |  |  |  | Masimo Corp | Monitor, Cardiac, Fixed |  | MONITORCARDIACFIXED-Masimo Corp-Root |  | 5/1/17 |  |  | Covered PM Repair - Biomedical | MHHS-TMC
NO | YES |  |  |  | 069-43933 | 069-43933 | Masimo Corp. | ROOT |  |  | TMC-Sarofim 5-Burn Unit | MHHS-TMC |  | Monitor, Cardiac, Fixed |  | 069-43933 | 069-43933 | TMC | MHHS-TMC | TMC-Sarofim 5-Burn Unit | S505 | 10/1/19 |  | 10/1/20 |  | MONITORS, PHYSIOLOGIC, VITAL SIGNS |  | MONITORCARDIACFIXED-Masimo Corp-Root | MONITORCARDIACFIXED | Root |  |  |  | Masimo Corp | Monitor, Cardiac, Fixed |  | MONITORCARDIACFIXED-Masimo Corp-Root |  | 5/1/17 |  |  | Covered PM Repair - Biomedical | MHHS-TMC
NO | YES |  |  |  | 069-43961 | 069-43961 | Masimo Corp. | ROOT |  |  | TMC-Sarofim 7-Ortho Trauma | MHHS-TMC |  | Monitor, Cardiac, Fixed |  | 069-43961 | 069-43961 | TMC | MHHS-TMC | TMC-Sarofim 7-Ortho Trauma | Nurse station |  |  |  |  | MONITORS, PHYSIOLOGIC, VITAL SIGNS |  | MONITORCARDIACFIXED-Masimo Corp-Root | MONITORCARDIACFIXED | Root |  |  |  | Masimo Corp | Monitor, Cardiac, Fixed |  | MONITORCARDIACFIXED-Masimo Corp-Root |  | 5/1/17 |  |  | Covered PM Repair - Biomedical | MHHS-TMC
NO | YES |  |  |  | 069-43963 | 069-43963 | Masimo Corp. | ROOT |  |  | TMC-Sarofim 7-Ortho Trauma | MHHS-TMC |  | Monitor, Cardiac, Fixed |  | 069-43963 | 069-43963 | TMC | MHHS-TMC | TMC-Sarofim 7-Ortho Trauma | S712 |  |  |  |  | MONITORS, PHYSIOLOGIC, VITAL SIGNS |  | MONITORCARDIACFIXED-Masimo Corp-Root | MONITORCARDIACFIXED | Root |  |  |  | Masimo Corp | Monitor, Cardiac, Fixed |  | MONITORCARDIACFIXED-Masimo Corp-Root |  | 7/15/16 |  |  | Covered PM Repair - Biomedical | MHHS-TMC
NO | YES |  |  |  | 151-03617 | 151-03617 | Masimo Corp. | ROOT |  |  | CY-Medsurg |  |  |  |  | 151-03617 | 151-03617 | Northwest | MHHS-Cypress | CY-Medsurg | ER NURSES STATION |  |  |  | Cnf pm |  | Monitor, Cardiac, Fixed | MONITORCARDIACFIXED-Masimo Corp-Root | [12 empty] | MCH-A | [10 empty] | MONITORCARDIACFIXED | Monitor, Cardiac, Fixed | Masimo Corp
YES | YES |  |  |  | 241-05106 | 241-05106 | Masimo Corp. | Root |  |  | TIRR - PCU 3 |  |  |  |  | 241-05106 | 241-05106 | TMC | TIRR Memorial Hermann | TIRR - PCU 3 | TIRR - PCU 3 | 2/1/20 |  | 2/1/21 |  |  |  | MONITORCARDIACFIXED-Masimo Corp-Root
YES | YES |  |  |  | 099-09964 | 099-09964 | Masimo Corp. | ROOT |  |  | TMC - SAROFIM 2 - OR |  |  |  |  | 099-09964 | 099-09964 | TMC | Memorial Hermann-Texas Medical Center | TMC - SAROFIM 2 - OR | Or 10 | 2/1/20 |  | 8/1/20 |  |  |  | MONITORCARDIACFIXED-Masimo Corp-Root
YES | YES |  |  |  | 077-07128 | 077-07128 | Masimo Corp. | ROOT |  |  | TMC - OR - PEDI OR (2R) |  |  |  |  | 077-07128 | 077-07128 | TMC | Memorial Hermann-Texas Medical Center | TMC - OR - PEDI OR (2R) | S2 OR 55 | [6 empty] | MONITORCARDIACFIXED-Masimo Corp-Root
NO | NO |  |  |  | 151-02374 |  | Masimo Corp. | ROOT |  |  | CY - 3 SOUTH | MHHS-Cypress |  | Monitor, Cardiac, Fixed |  | 151-02374 |  | Northwest & Cypress |  | CY - 3 SOUTH | [5 empty] | MONITORS, PHYSIOLOGIC, VITAL SIGNS |  | MONITORCARDIACFIXED-Masimo Corp-Root | MONITORCARDIACFIXED | Root |  |  |  | Masimo Corp | Monitor, Cardiac, Fixed |  | MONITORCARDIACFIXED-Masimo Corp-Root |  |  |  |  | Not Covered Vendor Only - Lab Ana/Anes | MHHS-Cypress
NO | NO |  |  |  | 009-10689 |  | Masimo Corp. | ROOT |  |  | CY - MEDSURG | MHHS-Cypress |  | Monitor, Cardiac, Fixed |  | 009-10689 |  | Northwest & Cypress |  | CY - MEDSURG | [5 empty] | MONITORS, PHYSIOLOGIC, VITAL SIGNS |  | MONITORCARDIACFIXED-Masimo Corp-Root | MONITORCARDIACFIXED | Root |  |  |  | Masimo Corp | Monitor, Cardiac, Fixed |  | MONITORCARDIACFIXED-Masimo Corp-Root |  |  |  |  | Covered PM Repair - Radiology, High End | MHHS-Cypress
NO | NO |  |  |  | 009-10690 |  | Masimo Corp. | ROOT |  |  | CY - MEDSURG | MHHS-Cypress |  | Monitor, Cardiac, Fixed |  | 009-10690 |  | Northwest & Cypress |  | CY - MEDSURG | [5 empty] | MONITORS, PHYSIOLOGIC, VITAL SIGNS |  | MONITORCARDIACFIXED-Masimo Corp-Root | MONITORCARDIACFIXED | Root |  |  |  | Masimo Corp | Monitor, Cardiac, Fixed |  | MONITORCARDIACFIXED-Masimo Corp-Root |  |  |  |  | Covered PM Repair - Biomedical | MHHS-Cypress
NO | NO |  |  |  | 009-10699 |  | Masimo Corp. | ROOT |  |  | CY - MEDSURG | MHHS-Cypress |  | Monitor, Cardiac, Fixed |  | 009-10699 |  | Northwest & Cypress |  | CY - MEDSURG | [5 empty] | MONITORS, PHYSIOLOGIC, VITAL SIGNS |  | MONITORCARDIACFIXED-Masimo Corp-Root | MONITORCARDIACFIXED | Root |  |  |  | Masimo Corp | Monitor, Cardiac, Fixed |  | MONITORCARDIACFIXED-Masimo Corp-Root |  |  |  |  | Covered PM Repair - Biomedical | MHHS-Cypress
NO | NO |  |  |  | 009-10700 |  | Masimo Corp. | ROOT |  |  | CY - MEDSURG | MHHS-Cypress |  | Monitor, Cardiac, Fixed |  | 009-10700 |  | Northwest & Cypress |  | CY - MEDSURG | [5 empty] | MONITORS, PHYSIOLOGIC, VITAL SIGNS |  | MONITORCARDIACFIXED-Masimo Corp-Root | MONITORCARDIACFIXED | Root |  |  |  | Masimo Corp | Monitor, Cardiac, Fixed |  | MONITORCARDIACFIXED-Masimo Corp-Root |  |  |  |  | Covered PM Repair - Biomedical | MHHS-Cypress
NO | NO |  |  |  | 009-10702 |  | Masimo Corp. | ROOT |  |  | CY - MEDSURG | MHHS-Cypress |  | Monitor, Cardiac, Fixed |  | 009-10702 |  | Northwest & Cypress |  | CY - MEDSURG | [5 empty] | MONITORS, PHYSIOLOGIC, VITAL SIGNS |  | MONITORCARDIACFIXED-Masimo Corp-Root | MONITORCARDIACFIXED | Root |  |  |  | Masimo Corp | Monitor, Cardiac, Fixed |  | MONITORCARDIACFIXED-Masimo Corp-Root |  |  |  |  | Covered PM Repair - Biomedical | MHHS-Cypress
NO | NO |  |  |  | 013-39218 |  | Masimo Corp. | ROOT |  |  | SW - MED/SURG 6 | MHHS-Southwest |  | Monitor, Cardiac, Fixed |  | 013-39218 |  | Southwest |  | SW - MED/SURG 6 | [5 empty] | MONITORS, PHYSIOLOGIC, VITAL SIGNS |  | MONITORCARDIACFIXED-Masimo Corp-Root | MONITORCARDIACFIXED | Root |  |  |  | Masimo Corp | Monitor, Cardiac, Fixed |  | MONITORCARDIACFIXED-Masimo Corp-Root |  |  |  |  | Covered PM Repair - Biomedical | MHHS-Southwest
NO | NO |  |  |  | 129-07920 |  | Masimo Corp. | ROOT |  |  | SUGAR LAND - MED/SURG - EAST 5TH | MHHS-Sugarland |  | Monitor, Cardiac, Fixed |  | 129-07920 |  | Sugar Land |  | SUGAR LAND - MED/SURG - EAST 5TH | [5 empty] | MONITORS, PHYSIOLOGIC, VITAL SIGNS |  | MONITORCARDIACFIXED-Masimo Corp-Root | MONITORCARDIACFIXED | Root |  |  |  | Masimo Corp | Monitor, Cardiac, Fixed |  | MONITORCARDIACFIXED-Masimo Corp-Root |  |  |  |  | Covered PM Repair - Biomedical | MHHS-Sugarland
NO | NO |  |  |  | 129-07921 |  | Masimo Corp. | ROOT |  |  | SUGAR LAND - OBSERVATION UNIT | MHHS-Sugarland |  | Monitor, Cardiac, Fixed |  | 129-07921 |  | Sugar Land |  | SUGAR LAND - OBSERVATION UNIT | [5 empty] | MONITORS, PHYSIOLOGIC, VITAL SIGNS |  | MONITORCARDIACFIXED-Masimo Corp-Root | MONITORCARDIACFIXED | Root |  |  |  | Masimo Corp | Monitor, Cardiac, Fixed |  | MONITORCARDIACFIXED-Masimo Corp-Root |  |  |  |  | Covered PM Repair - Biomedical | MHHS-Sugarland
NO | NO |  |  |  | 129-07922 |  | Masimo Corp. | ROOT |  |  | SUGAR LAND - OBSERVATION UNIT | MHHS-Sugarland |  | Monitor, Cardiac, Fixed |  | 129-07922 |  | Sugar Land |  | SUGAR LAND - OBSERVATION UNIT | [5 empty] | MONITORS, PHYSIOLOGIC, VITAL SIGNS |  | MONITORCARDIACFIXED-Masimo Corp-Root | MONITORCARDIACFIXED | Root |  |  |  | Masimo Corp | Monitor, Cardiac, Fixed |  | MONITORCARDIACFIXED-Masimo Corp-Root |  |  |  |  | Covered PM Repair - Biomedical | MHHS-Sugarland
NO | NO |  |  |  | 069-44105 |  | Masimo Corp. | ROOT |  |  | TMC - OR - ANESTHESIA (2HP) | MHHS-TMC |  | Monitor, Cardiac, Fixed |  | 069-44105 |  | TMC |  | TMC - OR - ANESTHESIA (2HP) | [5 empty] | MONITORS, PHYSIOLOGIC, VITAL SIGNS |  | MONITORCARDIACFIXED-Masimo Corp-Root | MONITORCARDIACFIXED | Root |  |  |  | Masimo Corp | Monitor, Cardiac, Fixed |  | MONITORCARDIACFIXED-Masimo Corp-Root |  |  |  |  | Covered PM Repair - Biomedical | MHHS-TMC
NO | NO |  |  |  | 069-44110 |  | Masimo Corp. | ROOT |  |  | TMC - OR - ANESTHESIA (2HP) | MHHS-TMC |  | Monitor, Cardiac, Fixed |  | 069-44110 |  | TMC |  | TMC - OR - ANESTHESIA (2HP) | [5 empty] | MONITORS, PHYSIOLOGIC, VITAL SIGNS |  | MONITORCARDIACFIXED-Masimo Corp-Root | MONITORCARDIACFIXED | Root |  |  |  | Masimo Corp | Monitor, Cardiac, Fixed |  | MONITORCARDIACFIXED-Masimo Corp-Root |  |  |  |  | Covered PM Repair - Biomedical | MHHS-TMC
NO | NO |  |  |  | 069-44117 |  | Masimo Corp. | ROOT |  |  | TMC - OR - ANESTHESIA (2HP) | MHHS-TMC |  | Monitor, Cardiac, Fixed |  | 069-44117 |  | TMC |  | TMC - OR - ANESTHESIA (2HP) | [5 empty] | MONITORS, PHYSIOLOGIC, VITAL SIGNS |  | MONITORCARDIACFIXED-Masimo Corp-Root | MONITORCARDIACFIXED | Root |  |  |  | Masimo Corp | Monitor, Cardiac, Fixed |  | MONITORCARDIACFIXED-Masimo Corp-Root |  |  |  |  | Covered PM Repair - Biomedical | MHHS-TMC
NO | NO |  |  |  | 069-43955 |  | Masimo Corp. | ROOT |  |  | TMC - SAROFIM 1 - PEDI ER | MHHS-TMC |  | Monitor, Cardiac, Fixed |  | 069-43955 |  | TMC |  | TMC - SAROFIM 1 - PEDI ER | [5 empty] | MONITORS, PHYSIOLOGIC, VITAL SIGNS |  | MONITORCARDIACFIXED-Masimo Corp-Root | MONITORCARDIACFIXED | Root |  |  |  | Masimo Corp | Monitor, Cardiac, Fixed |  | MONITORCARDIACFIXED-Masimo Corp-Root |  |  |  |  | Covered PM Repair - Biomedical | MHHS-TMC
NO | NO |  |  |  | 069-43943 |  | Masimo Corp. | ROOT |  |  | TMC - SAROFIM 5 - BURN UNIT | MHHS-TMC |  | Monitor, Cardiac, Fixed |  | 069-43943 |  | TMC |  | TMC - SAROFIM 5 - BURN UNIT | [5 empty] | MONITORS, PHYSIOLOGIC, VITAL SIGNS |  | MONITORCARDIACFIXED-Masimo Corp-Root | MONITORCARDIACFIXED | Root |  |  |  | Masimo Corp | Monitor, Cardiac, Fixed |  | MONITORCARDIACFIXED-Masimo Corp-Root |  |  |  |  | Covered PM Repair - Biomedical | MHHS-TMC
NO | NO |  |  |  | 069-43949 |  | Masimo Corp. | ROOT |  |  | TMC - SAROFIM 5 - SILVER | MHHS-TMC |  | Monitor, Cardiac, Fixed |  | 069-43949 |  | TMC |  | TMC - SAROFIM 5 - SILVER | [5 empty] | MONITORS, PHYSIOLOGIC, VITAL SIGNS |  | MONITORCARDIACFIXED-Masimo Corp-Root | MONITORCARDIACFIXED | Root |  |  |  | Masimo Corp | Monitor, Cardiac, Fixed |  | MONITORCARDIACFIXED-Masimo Corp-Root |  |  |  |  | Covered PM Repair - Biomedical | MHHS-TMC
NO | NO |  |  |  | 069-43945 |  | Masimo Corp. | ROOT |  |  | TMC - SAROFIM 6 - SIMU | MHHS-TMC |  | Monitor, Cardiac, Fixed |  | 069-43945 |  | TMC |  | TMC - SAROFIM 6 - SIMU | [5 empty] | MONITORS, PHYSIOLOGIC, VITAL SIGNS |  | MONITORCARDIACFIXED-Masimo Corp-Root | MONITORCARDIACFIXED | Root |  |  |  | Masimo Corp | Monitor, Cardiac, Fixed |  | MONITORCARDIACFIXED-Masimo Corp-Root |  |  |  |  | Covered PM Repair - Biomedical | MHHS-TMC
NO | NO |  |  |  | 069-43947 |  | Masimo Corp. | ROOT |  |  | TMC - SAROFIM 6 - STICU | MHHS-TMC |  | Monitor, Cardiac, Fixed |  | 069-43947 |  | TMC |  | TMC - SAROFIM 6 - STICU | [5 empty] | MONITORS, PHYSIOLOGIC, VITAL SIGNS |  | MONITORCARDIACFIXED-Masimo Corp-Root | MONITORCARDIACFIXED | Root |  |  |  | Masimo Corp | Monitor, Cardiac, Fixed |  | MONITORCARDIACFIXED-Masimo Corp-Root |  |  |  |  | Covered PM Repair - Biomedical | MHHS-TMC
NO | NO |  |  |  | 069-43939 |  | Masimo Corp. | ROOT |  |  | TMC - SAROFIM 7 - ORTHO TRAUMA | MHHS-TMC |  | Monitor, Cardiac, Fixed |  | 069-43939 |  | TMC |  | TMC - SAROFIM 7 - ORTHO TRAUMA | [5 empty] | MONITORS, PHYSIOLOGIC, VITAL SIGNS |  | MONITORCARDIACFIXED-Masimo Corp-Root | MONITORCARDIACFIXED | Root |  |  |  | Masimo Corp | Monitor, Cardiac, Fixed |  | MONITORCARDIACFIXED-Masimo Corp-Root |  |  |  |  | Covered PM Repair - Biomedical | MHHS-TMC
YES | YES |  |  |  | 151-05169 | 151-05169 | Masimo Corporation | Radical-7 |  |  | Respiratory |  |  |  |  | 151-05169 | 151-05169 | Northwest | Memorial Hermann Cypress Hospital | Respiratory | See Notes | 2/1/20 | 2/1/20 |  | New equipment in biomed shop |  | Oximeter, Pulse | OXIMETERPULSE-Masimo Corp-RADICAL 7 | [12 empty] | OP-A | [10 empty] | OXIMETERPULSE | Oximeter, Pulse | Masimo Corp
YES | YES |  |  |  | 151-03518 | 151-03518 | Masimo Corporation | Radical-7 |  |  | Respiratory |  |  |  |  | 151-03518 | 151-03518 | Northwest | Memorial Hermann Cypress Hospital | Respiratory | See Notes |  |  |  | New equipment in the biomed shop |  | Oximeter, Pulse | OXIMETERPULSE-Masimo Corp-RADICAL 7 | [12 empty] | OP-A | [10 empty] | OXIMETERPULSE | Oximeter, Pulse | Masimo Corp
YES | YES |  |  |  | 151-03548 | 151-03548 | Masimo Corporation | Radical-7 |  |  | Respiratory |  |  |  |  | 151-03548 | 151-03548 | Northwest | Memorial Hermann Cypress Hospital | Respiratory | See Notes |  | 2/1/20 |  | New equipment in the biomed shop |  | Oximeter, Pulse | OXIMETERPULSE-Masimo Corp-RADICAL 7 | [12 empty] | OP-A | [10 empty] | OXIMETERPULSE | Oximeter, Pulse | Masimo Corp
YES | YES |  |  |  | 009-33746 | 009-33746 | Maslmo no | Radical 7 |  |  | Tirr |  |  |  |  | 009-33746 | 009-33746 | Central | TIRR Memorial Hermann Outpatient Rehabilitation - Greater Heights | Tirr | Physical thyraphy | [6 empty] | OXIMETERPULSE-Masimo Corp-RADICAL 7
NO | YES |  |  |  | 069-42098 | 069-42098 | Mason Medical Products | LS/AS 8000 |  |  | TMC-Jones-Hyperbaric/Wound Care (Jg) | MHHS-TMC |  |  |  | 069-42098 | 069-42098 | TMC | MHHS-TMC | TMC-Jones-Hyperbaric/Wound Care (Jg) | Splinting | 4/1/18 |  |  |  | PUMPS, ALTERNATING PRESSURE PAD |  | .needs class | [5 empty] | Mason Medical Prod |  |  |  |  | 1/18/18 |  |  | Covered PM Repair - Biomedical | MHHS-TMC
YES | YES |  |  |  | 009-34704 | 009-34704 | Massimo | Rainbow |  |  | GH - THERAPY SERVICES |  |  |  |  | 009-34704 | 009-34704 | Central | Pre Admit | GH - THERAPY SERVICES | Exam 5 |  |  | 3/1/20
YES | YES |  |  |  | 129-31258 | 129-31258 | Massimo | Root | [7 empty] | 129-31258 | 129-31258 | [9 empty] | Monitor, Cardiac, Fixed | MONITORCARDIACFIXED-Masimo Corp-Root | [12 empty] | MCH-A | [10 empty] | MONITORCARDIACFIXED | Monitor, Cardiac, Fixed | Masimo Corp
YES | YES |  |  |  | 129-31257 | 129-31257 | Massimo | Root | [7 empty] | 129-31257 | 129-31257 | Sugar Land | MH Sugar lane | [7 empty] | Monitor, Cardiac, Fixed | MONITORCARDIACFIXED-Masimo Corp-Root | [12 empty] | MCH-A | [10 empty] | MONITORCARDIACFIXED | Monitor, Cardiac, Fixed | Masimo Corp
YES | YES |  |  |  | 009-33853 | 009-33853 | Massimo | Root |  | E0C2B700EF80 | GH - WOUND CARE |  |  |  |  | 009-33853 | 009-33853 | Central | Memorial Hermann Cancer Center - Greater Heights wound care | GH - WOUND CARE | Rm 1 | 12/1/19 |  | 12/1/20 |  |  |  | MONITORCARDIACFIXED-Masimo Corp-Root
YES | YES |  |  |  | 009-33813 | 009-33813 | Massimo | Root |  | E0C2B701325F | GH - WOUND CARE |  |  |  |  | 009-33813 | 009-33813 | Central | Memorial Hermann Cancer Center - Greater Heights wound care | GH - WOUND CARE | Rm 1 | 12/1/19 |  | 12/1/20 |  |  |  | MONITORCARDIACFIXED-Masimo Corp-Root
YES | YES | Serial Number Cnf |  |  | 129-02880 | 129-02880 | Master Appliance |  |  | Cnf | SMR - (SL) - SL IRONMAN [MP2-STE100] |  |  |  |  | 129-02880 | 129-02880 | Sugar Land |  | SMR - (SL) - SL IRONMAN [MP2-STE100] |  |  |  |  | No pm |  | Heat Gun | HEATGUN-Master Appliance-10008 | [22 empty] | Heat Gun | HEATGUN | Heat Gun | Master Appliance
YES | YES | Serial Number Cnf |  |  | 069-45403 | 069-45403 | Master Appliance | Mastermite |  | Cnf | SMR - (PL) - PEARLAND EAST |  |  |  |  | 069-45403 | 069-45403 | Pearland | Sports Med | SMR - (PL) - PEARLAND EAST | Gym Floor | [5 empty] | Heat Sealer | HEATSEALER-Master App-Mastermite | [22 empty] | Heat Sealer | HEATSEALER | Heat Sealer | Master Appliance
YES | YES | Serial Number Cnf |  |  | 583-01164 | 583-01164 | Master Appliance | Mastermite |  | Cnf | KATY REHAB - OUTPATIENT REHAB 3RD FLOOR |  |  |  |  | 583-01164 | 583-01164 | Katy | Memorial Hermann Rehabilitation Hospital - Katy (#102) | KATY REHAB - OUTPATIENT REHAB 3RD FLOOR | Gym floor |  |  |  | One time safety |  | Heat Sealer | HEATSEALER-Master App-Mastermite | [22 empty] | Heat Sealer | HEATSEALER | Heat Sealer | Master Appliance
YES | YES |  |  |  | 241-02159 | 241-02159 | Master Appliance | Mastermite |  |  | TIRR - KIRBY GLENN |  |  |  |  | 241-02159 | 241-02159 | TMC | TIRR Memorial Hermann | TIRR - KIRBY GLENN | Cast room | [5 empty] | Heat Sealer | HEATSEALER-Master App-Mastermite | [22 empty] | Heat Sealer | HEATSEALER | Heat Sealer | Master Appliance
YES | YES |  |  |  | 099-14789 | 099-14789 | Master Appliance | Mastermite |  |  | TIRR - KIRBY GLENN |  |  |  |  | 099-14789 | 099-14789 | TMC | TIRR Memorial Hermann | TIRR - KIRBY GLENN | Cast room | [5 empty] | Heat Sealer | HEATSEALER-Master App-Mastermite | [22 empty] | Heat Sealer | HEATSEALER | Heat Sealer | Master Appliance
YES | YES |  |  |  | 099-14708 | 099-14708 | Master Appliance | Mastermite |  |  | SMR - (SE) - PASADENA |  |  |  |  | 099-14708 | 099-14708 | Southeast | Memorial Hermann Sports Medicine | SMR - (SE) - PASADENA | 4804 East | [5 empty] | Heat Sealer | HEATSEALER-Master App-Mastermite | [22 empty] | Heat Sealer | HEATSEALER | Heat Sealer | Master Appliance
NO | YES |  |  |  | 069-43750 | 069-43750 | Master Appliance Corp. |  |  | NSN | TMC-Jones-Hyperbaric/Wound Care (Jg) | MHHS-TMC |  |  |  | 069-43750 | 069-43750 | TMC | MHHS-TMC | TMC-Jones-Hyperbaric/Wound Care (Jg) | Splinting |  |  |  |  | HEAT GUN |  | HEATGUN-Master Appliance-10008 |  |  |  |  | HEATGUN-Master Appliance-10008 | Master Appliance | [7 empty] | Covered PM Repair - Biomedical | MHHS-TMC
NO | NO |  |  |  | 069-43753 |  | Master Appliance Corp. |  |  | N/A | TMC - JONES - INPATIENT REHAB (4J) | MHHS-TMC |  |  |  | 069-43753 |  | TMC |  | TMC - JONES - INPATIENT REHAB (4J) | [5 empty] | HEAT GUN |  | HEATGUN-Master Appliance-10008 |  |  |  |  | HEATGUN-Master Appliance-10008 | Master Appliance | [7 empty] | Covered PM Repair - Biomedical | MHHS-TMC
NO | NO |  |  |  | 069-43752 |  | Master Appliance Corp. |  |  | N/A | TMC - REHAB - THERAPY GYM (JG) | MHHS-TMC |  |  |  | 069-43752 |  | TMC |  | TMC - REHAB - THERAPY GYM (JG) | [5 empty] | HEAT GUN |  | HEATGUN-Master Appliance-10008 |  |  |  |  | HEATGUN-Master Appliance-10008 | Master Appliance | [7 empty] | Covered PM Repair - Biomedical | MHHS-TMC
NO | NO |  |  |  | 069-43752 |  | Master Appliance Corp. |  |  | N/A | TMC - REHAB - THERAPY GYM (JG) | MHHS-TMC |  |  |  | 069-43752 |  | TMC |  | TMC - REHAB - THERAPY GYM (JG) | [5 empty] | HEAT GUN |  | HEATGUN-Master Appliance-10008 |  |  |  |  | HEATGUN-Master Appliance-10008 | Master Appliance | [7 empty] | Covered PM Repair - Biomedical | MHHS-TMC
NO | YES |  |  |  | 029-10157 | 029-10157 | Master Appliance Corp. | MASTER-MITE 10008 |  |  | SMR-(NE)-Ne Hospital | MHHS-SMR |  |  |  | 029-10157 | 029-10157 | Katy | MHHS-Others | SMR-(NE)-Ne Hospital | Sports medicine | 2/1/19 |  |  | One time safety | HEAT GUN |  | .needs class | [5 empty] | Master Appliance |  |  |  |  | 11/15/16 |  |  | Covered PM Repair - Biomedical | MHHS-SMR
NO | YES |  |  |  | 005-11761 |  | Master Appliance Corp. | MASTER-MITE 10008 |  | 005-11761 | SMR - (SE) - BEAUMONT | MHHS-SMR |  |  |  | 005-11761 |  | Southeast & Bay Area |  | SMR - (SE) - BEAUMONT | [5 empty] | HEAT GUN |  | .needs class | [5 empty] | Master Appliance |  |  |  |  | 11/15/2016 |  |  | Covered PM Repair - Biomedical | MHHS-SMR
NO | YES |  |  |  | 005-11232 | 005-11232 | Master Appliance Corp. | MASTER-MITE 10008 |  | NSN | SMR - (SE) - SOUTHEAST (MP1) | MHHS-SMR |  |  |  | 005-11232 | 005-11232 | Southeast | Memorial Hermann Sports Medicine | SMR - (SE) - SOUTHEAST (MP1) | SMR SE |  |  |  |  | HEAT GUN |  | .needs class | [5 empty] | Master Appliance | [7 empty] | Covered PM Repair - Biomedical | MHHS-SMR
NO | YES |  |  |  | 017-01035 | 017-01035 | Master Appliance Corp. | MASTER-MITE 10008 |  | NSN | SMR - (SL) - WILLIAMS TRACE | MHHS-SMR |  |  |  | 017-01035 | 017-01035 | Sugar Land | Memorial Hermann Sports Medicine | SMR - (SL) - WILLIAMS TRACE | [5 empty] | HEAT GUN |  | .needs class | [5 empty] | Master Appliance | [7 empty] | Covered PM Repair - Biomedical | MHHS-SMR
YES | YES | Serial Number Cnf |  |  | 129-04736 | 129-04736 | Master-mite |  |  | CNF | SMR - (STX) - RBJ - RICHMOND |  |  |  |  | 129-04736 | 129-04736 | South | Sports med | SMR - (STX) - RBJ - RICHMOND | Sports med
YES | YES | Serial Number Cnf |  |  | 099-00352 | 099-00352 | Master-Mite |  |  | Cnf | SMR - (KY) - KATY (MP2) |  |  |  |  | 099-00352 | 099-00352 | Katy | Memorial Hermann Sports Medicine | SMR - (KY) - KATY (MP2) | Gym Floor
YES | YES |  |  |  | 029-11902 | 029-11902 | Master-mite |  |  | NSN | TIRR - OP - WOODLANDS (MP2, STE 200) |  |  |  |  | 029-11902 | 029-11902 | Woodlands | Memorial Hermann The Woodlands Medical Center | TIRR - OP - WOODLANDS (MP2, STE 200) | TIRR Suite 270 |  |  |  | 1 time pm sticker
NO | YES |  |  |  | 029-09124 | 029-09124 | Matrix Fitness | A5X ASCENT TRAINER |  | EP304130708261 | TIRR-Op-Woodlands (Mp2, Ste 200) | MHHS-TIRR |  |  |  | 029-09124 | 029-09124 | Woodlands | MHHS-Others | TIRR-Op-Woodlands (Mp2, Ste 200) | MP2 suite 270 | 8/1/19 |  | 8/1/20 |  | EXERCISERS |  | .needs class |  |  |  |  | .needs class | Matrix Fitness |  |  |  |  | 8/7/15 |  |  | Covered PM Repair - Biomedical | MHHS-TIRR
NO | YES |  |  |  | 009-10264 | 009-10264 | Matrix Fitness | E1X-01 |  | EP95160215015 | TIRR-Greater Heights | MHHS-TIRR |  |  |  | 009-10264 | 009-10264 | Central & Greater Heights | MHHS-Others | TIRR-Greater Heights |  | 7/1/19 |  | 7/1/20 |  | EXERCISERS |  | .needs class | [5 empty] | Matrix Fitness | [7 empty] | Covered PM Repair - Biomedical | MHHS-TIRR
NO | NO |  |  |  | 241-03261 |  | Matrix Fitness | E1X-01 |  | NEED | TIRR - OP - WEST UNIVERSITY CLINIC | MHHS-TIRR |  |  |  | 241-03261 |  | TMC |  | TIRR - OP - WEST UNIVERSITY CLINIC | [5 empty] | EXERCISERS |  | .needs class | [5 empty] | Matrix Fitness | [7 empty] | Covered PM Repair - Biomedical | MHHS-TIRR
YES | YES |  |  |  | 129-05882 | 129-05882 | Matrix Fitness | Elliptical |  |  | TIRR - SUGAR LAND |  |  |  |  | 129-05882 | 129-05882 | Sugar Land | TIRR Memorial Hermann Sugar Land - Outpatient (#195) | TIRR - SUGAR LAND
YES | YES | Serial Number Cnf |  |  | 241-02613 | 241-02613 | Matrix Fitness | Johnny G |  | CNF | TIRR - SUGAR LAND |  |  |  |  | 241-02613 | 241-02613 | Sugar Land | TIRR Memorial Hermann Sugar Land - Outpatient (#195) | TIRR - SUGAR LAND | Main area
NO | YES |  |  |  | 241-02618 | 241-02618 | Matrix Fitness | KRANKCYCLE |  | FC019131100285 | Katy Rehab-Outpatient Rehab 3rd Floor | MHHS-Katy Rehab |  | Exerciser/Ergometer, Bicycle |  | 241-02618 | 241-02618 | Katy | MHHS-Others | Katy Rehab-Outpatient Rehab 3rd Floor | Rehab 304 | 3/1/19 | 3/1/20 |  |  | EXERCISERS | Exerciser/Ergometer, Bicycle | EXERCISERERGBICYCLE-Matrix Fitness-Krankcycle | EXERCISERERGBICYCLE | Krankcycle |  |  |  | Matrix Fitness | Exerciser/Ergometer, Bicycle |  | EXERCISERERGBICYCLE-Matrix Fitness-Krankcycle |  | 9/1/20 |  | EEB-A | Not Covered Vendor Only - Biomedical | MHHS-Katy Rehab | [7 empty] | Exerciser/Ergometer, Bicycle | EXERCISERERGBICYCLE | Exerciser/Ergometer, Bicycle | Matrix Fitness
NO | YES |  |  |  | 241-02617 | 241-02617 | Matrix Fitness | KRANKCYCLE |  | FC019131100288 | TIRR-Op-Woodlands (Mp2, Ste 200) | MHHS-TIRR |  | Exerciser/Ergometer, Bicycle |  | 241-02617 | 241-02617 | Woodlands | MHHS-Others | TIRR-Op-Woodlands (Mp2, Ste 200) | MP2 suite 270 | 4/1/19 |  |  |  | EXERCISERS | Exerciser/Ergometer, Bicycle | EXERCISERERGBICYCLE-Matrix Fitness-Krankcycle | EXERCISERERGBICYCLE | Krankcycle |  |  |  | Matrix Fitness | Exerciser/Ergometer, Bicycle |  | EXERCISERERGBICYCLE-Matrix Fitness-Krankcycle |  | 9/1/20 |  | EEB-A | Not Covered Vendor Only - Biomedical | MHHS-TIRR | [7 empty] | Exerciser/Ergometer, Bicycle | EXERCISERERGBICYCLE | Exerciser/Ergometer, Bicycle | Matrix Fitness
YES | YES |  |  |  | 241-02614 | 241-02614 | Matrix Fitness | Matix |  | FC019131100287 | TIRR - KIRBY GLENN |  |  |  |  | 241-02614 | 241-02614 | TMC | TIRR Memorial Hermann | TIRR - KIRBY GLENN | TIRR - KIRBY GLENN | 7/1/19 |  | 7/1/20
YES | YES |  |  |  | 241-02615 | 241-02615 | Matrix Fitness | Matix |  | KC01131108297 | TIRR - KIRBY GLENN |  |  |  |  | 241-02615 | 241-02615 | TMC | TIRR Memorial Hermann | TIRR - KIRBY GLENN | TIRR - KIRBY GLENN | 7/1/19 |  | 7/1/20
NO | YES |  |  |  | 241-03032 | 241-03032 | Matrix Fitness | MATRIX ROWER |  | EP304160216862 | TIRR-Kirby Glenn | MHHS-TIRR |  |  |  | 241-03032 | 241-03032 | TMC | MHHS-Others | TIRR-Kirby Glenn | TIRR- KIRBY GLENN | 10/1/19 |  | 10/1/20 |  | EXERCISERS |  | .needs class | [5 empty] | Matrix Fitness | [7 empty] | Covered PM Repair - Biomedical | MHHS-TIRR
YES | YES |  |  |  | 151-05117 | 151-05117 | Mavic | Portecra2 |  | 18/21371 | CY COV |  |  |  |  | 151-05117 | 151-05117 | Northwest | Memorial Hermann Cypress Hospital | CY COV | Cath lab | 12/1/20 | 12/1/20
YES | YES |  |  |  | 099-01157 | 099-01157 | Mavidon | AS-18-2 |  |  | Cardio Pulmonary |  |  |  |  | 099-01157 | 099-01157 | Katy | Memorial Hermann Northeast Hospital | Cardio Pulmonary | EEG Office
NO | NO | [5 empty] | Mavig | MACH 130F (UNIFLEX R96) |  | 09/0662 | NE - CATH LAB | MHHS-Northeast | [5 empty] | Katy |  | NE - CATH LAB | [5 empty] | LIGHTS, EXAMINATION |  | .needs class | [5 empty] | Mavig | [7 empty] | Not Covered Vendor Only - Lab Ana/Anes | MHHS-Northeast
NO | NO | [5 empty] | Mavig | MACH 130F (UNIFLEX R96) |  | 09/05775 | NE - CATH LAB | MHHS-Northeast | [5 empty] | Katy |  | NE - CATH LAB | [5 empty] | LIGHTS, EXAMINATION |  | .needs class | [5 empty] | Mavig | [7 empty] | Not Covered Vendor Only - Lab Ana/Anes | MHHS-Northeast
YES | YES |  |  |  | 142-09209 | 142-09209 | Mavig | Mach 3 |  |  | Cath lab |  |  |  |  | 142-09209 | 142-09209 |  |  | Cath lab | Room 2ma | [5 empty] | Lamp, Surgical, Ceiling | LAMPSURGCEILING-Mavig-Mach 3 | [22 empty] | Lamp, Surgical, Ceiling | LAMPSURGCEILING | Lamp, Surgical, Ceiling | Mavig
YES | YES |  |  |  | 099-06821 | 099-06821 | Mavig | Mach 3 |  | 1010/01757 | MEMORIAL CITY - CATH LAB |  |  |  |  | 099-06821 | 099-06821 | West | Memorial Hermann Heart | MEMORIAL CITY - CATH LAB | CT 1
YES | YES |  |  |  | 099-06295 | 099-06295 | Mavig | Mach LED 3 |  |  | Cath lab |  |  |  |  | 099-06295 | 099-06295 | Southeast | Memorial Hermann Southeast Hospital | Cath lab | Cath lab 1 |  |  |  | No pm sticker
YES | YES |  |  |  | 041-33719 | 041-33719 | Mavig | MACH UNIFLEX |  | 17/10836 | MEMORIAL CITY - CATH LAB |  |  |  |  | 041-33719 | 041-33719 | West | Memorial Hermann Heart | MEMORIAL CITY - CATH LAB | Cath Lab 2
YES | YES |  |  |  | 041-33971 | 041-33971 | Mavig | March3 |  | 18/16472 | MEMORIAL CITY - CENTRAL SUPPLY |  |  |  |  | 041-33971 | 041-33971 | West | Memorial city hear and vascular - memorial city | MEMORIAL CITY - CENTRAL SUPPLY | Cath lab 3 |  |  |  | No pm found
YES | YES |  |  |  | 099-10035 | 099-10035 | Mavig | MD-69 |  | 0419/00054/01 | TMC - SAROFIM 3 - OR |  |  |  |  | 099-10035 | 099-10035 | TMC | Memorial Hermann Texas Medical Center | TMC - SAROFIM 3 - OR | Sarofim OR 3
YES | YES |  |  |  | 099-07858 | 099-07858 | Mavig | Portegra 2 |  | 16/10595 | TMC - RADIOLOGY - IR/ANGIO |  |  |  |  | 099-07858 | 099-07858 | TMC | Memorial Hermann-Texas Medical Center | TMC - RADIOLOGY - IR/ANGIO | J2.313
NO | YES |  |  |  | 069-41803 | 069-41803 | Mavig | Portegra 2 |  |  | Radiology |  |  |  |  | 069-41803 | 069-41803 | TMC | Memorial Hermann-Texas Medical Center | Radiology | Angio 2 | 4/1/18 |  | 4/1/19
YES | YES |  |  |  | 099-07733 | 099-07733 | Mavig | Portegra 2 |  | 18/22773 | Radiology W2:269 |  |  |  |  | 099-07733 | 099-07733 | Southeast | Memorial Hermann Southeast Hospital | Radiology W2:269 | Rad 1 | 4/1/20 |  | 4/1/20
NO | NO |  |  |  | 029-09656 |  | Mavig | PORTEGRA 2 |  | 04/0333 | WOODLANDS - CATH LAB | MHHS-Woodlands |  |  |  | 029-09656 |  | Woodlands |  | WOODLANDS - CATH LAB | [5 empty] | LIGHTS, SURGICAL |  | .needs class | [5 empty] | Mavig | [7 empty] | Covered PM Repair - Biomedical | MHHS-Woodlands
YES | YES |  |  |  | 099-07565 | 099-07565 | Mavig | Portegra 2 (Led 30) |  | 18/22772 | Radiology W2:269 |  |  |  |  | 099-07565 | 099-07565 | Southeast | Memorial Hermann Southeast Hospital | Radiology W2:269 | Rad 1 |  |  | 4/1/20
YES | YES |  |  |  | 099-14677 | 099-14677 | Mavig | Portegra2 |  |  | TMC - CATH LAB - ADULT (2HVI) |  |  |  |  | 099-14677 | 099-14677 | TMC | Memorial Hermann-Texas Medical Center | TMC - CATH LAB - ADULT (2HVI) | OR6
YES | YES |  |  |  | 099-06257 | 099-06257 | Mavig | Portegra2 |  | 09/04609 | SE - CATH LAB |  |  |  |  | 099-06257 | 099-06257 | Southeast | Memorial Hermann Southeast Hospital | SE - CATH LAB | Room 3 |  |  |  | No pm
YES | YES |  |  |  | 099-00410 | 099-00410 | Mavig | Portegra2 |  | 0808/00030 | MEMORIAL CITY - CATH LAB |  |  |  |  | 099-00410 | 099-00410 | West | Memorial Hermann - Memorial City | MEMORIAL CITY - CATH LAB | Interventional Radiology Room 1
YES | YES |  |  |  | 099-06816 | 099-06816 | Mavig | YLed |  | 18/90039 | MEMORIAL CITY - CATH LAB |  |  |  |  | 099-06816 | 099-06816 | West | Memorial Hermann Heart | MEMORIAL CITY - CATH LAB | Cath Lab 5
YES | YES | Serial Number Cnf |  |  | 133-02030 | 133-02030 | Maxant | Cnf |  | Cnf | KATY - OR |  |  |  |  | 133-02030 | 133-02030 | Katy | Memorial Hermann Katy Hospital | KATY - OR | Cystology Procedure Rm 5 | 2/1/20 | [5 empty] | .needs class
YES | YES |  |  |  | 133-01859 | 133-01859 | Maxant | Mammo-Lume 200 Series |  |  | Imaging Center |  |  |  |  | 133-01859 | 133-01859 | Katy | Memorial- Katy | Imaging Center | Womans Imaging |  |  |  | One time inspection sticker
YES | YES |  |  |  | 013-06711 | 013-06711 | Maxant | Mamo-Lume 100 |  |  | Breast Center |  |  |  |  | 013-06711 | 013-06711 | Southwest | Memorial Herman Southwest Hospital | Breast Center | Breast Center
YES | YES |  |  |  |  | 129-03314 | Maxant | X-Ray Film Viewer |  |  | OPID- Sugarland- Mammo | [5 empty] | 129-03314 | West | OPID-Sugarland | OPID- Sugarland- Mammo
YES | YES | Serial Number Cnf |  |  |  | 129-02531 | Maxant | X-Ray Film Viewer |  | CNF | OPID- Sugarland- Mammo | [5 empty] | 129-02531 | West | OPID-Sugarland | OPID- Sugarland- Mammo | 124 Patient Holding
YES | YES | Serial Number Cnf |  |  |  | 129-02529 | Maxant | X-Ray Film Viewer |  | CNF | OPID- Sugarland- Mammo | [5 empty] | 129-02529 | West | OPID-Sugarland | OPID- Sugarland- Mammo | Ultrasound
NO | NO |  |  |  | 029-04580 |  | Maxant Div Eleco Inc | 11FV |  | 13724-09 | OPID - (WDLS) - WOODLANDS - 430 (MP3) | MHHS-OPID |  | Viewer, X-Ray Film |  | 029-04580 |  | Woodlands |  | OPID - (WDLS) - WOODLANDS - 430 (MP3) | [5 empty] | VIEW BOXES, X-RAY |  | VIEWERXRAYFILM-Picker-11FV | VIEWERXRAYFILM | 11FV |  |  |  | Picker | Viewer, X-Ray Film |  |  | VIEWERXRAYFILM-Picker-11FV |  |  |  | Covered PM Repair - Biomedical | MHHS-OPID
NO | NO | [5 empty] | Maxant Div Eleco Inc | 12V6U |  | 38197-07 | OPID - (TMC) - BREAST CARE CENTER [MHMP-STE1600] - 453 | MHHS-OPID | [5 empty] | TMC |  | OPID - (TMC) - BREAST CARE CENTER [MHMP-STE1600] - 453 | [5 empty] | VIEW BOXES, X-RAY, MOTORIZED |  | .needs class |  |  |  |  | .needs class | Maxant | [7 empty] | Covered PM Repair - Biomedical | MHHS-OPID
NO | NO | [5 empty] | Maxant Div Eleco Inc | 12V6U |  |  | OPID - (TMC) - BREAST CARE CENTER [MHMP-STE1600] - 453 | MHHS-OPID | [5 empty] | TMC |  | OPID - (TMC) - BREAST CARE CENTER [MHMP-STE1600] - 453 | [5 empty] | VIEW BOXES, X-RAY, MOTORIZED |  | .needs class |  |  |  |  | .needs class | Maxant | [7 empty] | Covered PM Repair - Biomedical | MHHS-OPID
NO | NO |  |  |  | R-029-02103 |  | Maxant Div Eleco Inc | TECHLINE |  |  | OPID - (WDLS) - WOODLANDS - 430 (MP3) | MHHS-OPID |  | Viewer, X-Ray Film |  | R-029-02103 |  | Woodlands |  | OPID - (WDLS) - WOODLANDS - 430 (MP3) | [5 empty] | VIEW BOXES, X-RAY, MOTORIZED |  | VIEWERXRAYFILM-Maxant-Techline | VIEWERXRAYFILM | Techline |  |  |  | Maxant | Viewer, X-Ray Film |  | VIEWERXRAYFILM-Maxant-Techline |  |  |  |  | Covered PM Repair - Biomedical | MHHS-OPID
NO | YES |  |  |  | 151-01950 | 151-01950 | Maxant Div Eleco Inc | TS302 |  | 57230-03 | CY-OR | MHHS-Cypress |  | Viewer, X-Ray Film |  | 151-01950 | 151-01950 | Northwest | MHHS-Cypress | CY-OR | Rm 235 OR storage | 4/1/19 | 4/1/20 |  |  | VIEW BOXES, X-RAY | Viewer, X-Ray Film | VIEWERXRAYFILM-Maxant-TS-302 | VIEWERXRAYFILM | TS-302 |  |  |  | Maxant | Viewer, X-Ray Film |  |  | VIEWERXRAYFILM-Maxant-TS-302 | 4/1/18 |  |  | Covered PM Repair - Biomedical | MHHS-Cypress | [8 empty] | VIEWERXRAYFILM | Viewer, X-Ray Film | Maxant
NO | YES |  |  |  | 151-01951 | 151-01951 | Maxant Div Eleco Inc | TS302 |  | 57230-01 | CY-OR | MHHS-Cypress |  | Viewer, X-Ray Film |  | 151-01951 | 151-01951 | Northwest | MHHS-Cypress | CY-OR | Rm 235 OR storage | 4/1/19 | 4/1/20 |  |  | VIEW BOXES, X-RAY | Viewer, X-Ray Film | VIEWERXRAYFILM-Maxant-TS-302 | VIEWERXRAYFILM | TS-302 |  |  |  | Maxant | Viewer, X-Ray Film |  |  | VIEWERXRAYFILM-Maxant-TS-302 | 4/1/18 |  |  | Covered PM Repair - Biomedical | MHHS-Cypress | [8 empty] | VIEWERXRAYFILM | Viewer, X-Ray Film | Maxant
NO | NO |  |  |  | 151-01949 |  | Maxant Div Eleco Inc | TS302 |  | 57230-02 | CY - CARDIAC CATH LAB | MHHS-Cypress |  | Viewer, X-Ray Film |  | 151-01949 |  | Northwest & Cypress |  | CY - CARDIAC CATH LAB | [5 empty] | VIEW BOXES, X-RAY |  | VIEWERXRAYFILM-Maxant-TS-302 | VIEWERXRAYFILM | TS-302 |  |  |  | Maxant | Viewer, X-Ray Film |  |  | VIEWERXRAYFILM-Maxant-TS-302 |  |  |  | Covered PM Repair - Biomedical | MHHS-Cypress
NO | NO |  |  |  | 133-09289 |  | Maxant Div Eleco Inc | TS302 |  | 56522-01 | KATY - OR | MHHS-Katy |  | Viewer, X-Ray Film |  | 133-09289 |  | Katy |  | KATY - OR | [5 empty] | VIEW BOXES, X-RAY |  | VIEWERXRAYFILM-Maxant-TS-302 | VIEWERXRAYFILM | TS-302 |  |  |  | Maxant | Viewer, X-Ray Film |  |  | VIEWERXRAYFILM-Maxant-TS-302 |  |  |  | Covered PM Repair - Biomedical | MHHS-Katy
YES | YES | Serial Number Cnf |  |  |  | 129-02988 | Maxant techline | 2panel fim viewer |  | Cnf | [6 empty] | 129-02988 | Sugar Land | Sugarland breast center
YES | YES | [5 empty] | Maxant techline | 2panel fim viewer | [9 empty] | Sugar Land | Sugarland breast center
NO | NO |  |  |  | 041-20706 |  | Maxant Technologies, Inc. | TR304NFMXSIHW |  | 57002-01 | MEMORIAL CITY - MOR | MHHS-Mem City |  |  |  | 041-20706 |  | West & Memorial City |  | MEMORIAL CITY - MOR | [5 empty] | VIEW BOXES, X-RAY |  | .needs class | [5 empty] | Maxant | [7 empty] | Covered PM Repair - Biomedical | MHHS-Mem City
NO | YES |  |  |  | 151-02612 | 151-02612 | Maxtec | GOV - MAXO2 |  | CK47999013 | CY-NICU | MHHS-Cypress |  |  |  | 151-02612 | 151-02612 | Northwest | MHHS-Cypress | CY-NICU | RT/Blood gas nicu | 3/1/19 | 3/1/20 |  |  | MONITORS, BEDSIDE, RESPIRATION, OXYGEN |  | .needs class | [5 empty] | Maxtec |  |  |  |  | 12/6/18 |  |  | Covered PM Repair - Biomedical | MHHS-Cypress
NO | YES |  |  |  | 005-11759 | 005-11759 | Maxtec | GOV - MAXO2 |  | R230P01 | SE-OR | MHHS-Southeast |  |  |  | 005-11759 | 005-11759 | Southeast | MHHS-Southeast | SE-OR | Room 12 | 8/1/19 |  | 8/1/20 |  | MONITORS, BEDSIDE, RESPIRATION, OXYGEN |  | .needs class | [5 empty] | Maxtec |  |  |  |  | 12/6/18 |  |  | Covered PM Repair - Biomedical | MHHS-Southeast
NO | NO |  |  |  | BJ69699048 |  | Maxtec | GOV - MAXO2 |  | BJ69699048 | WOODLANDS - RESPIRATORY | MHHS-Woodlands |  |  |  | BJ69699048 |  | Woodlands |  | WOODLANDS - RESPIRATORY | [5 empty] | MONITORS, BEDSIDE, RESPIRATION, OXYGEN |  | .needs class | [5 empty] | Maxtec | [7 empty] | Covered PM Repair - Biomedical | MHHS-Woodlands
YES | YES |  |  |  | 099-14056 | 099-14056 | Maxtec | Max O2 Plus |  | CK61099003 | SW - RESPIRATORY |  |  |  |  | 099-14056 | 099-14056 | Southwest | Memorial Hermann Southwest Hospital | SW - RESPIRATORY | Clean Equipment storage | [5 empty] | Analyzer, Oxygen | ANALYZEROXYGEN-Maxtec-Max O2 Plus | [12 empty] | AO-A | [9 empty] | Analyzer, Oxygen | ANALYZEROXYGEN | Analyzer, Oxygen | Maxtec
YES | YES |  |  |  | 099-13814 | 099-13814 | Maxtec | Max O2 Plus |  | ZL84799020 | SW - RESPIRATORY |  |  |  |  | 099-13814 | 099-13814 | Southwest | Memorial Hermann Southwest Hospital | SW - RESPIRATORY | NICU CLEAN EQUIP STORAGE | [5 empty] | Analyzer, Oxygen | ANALYZEROXYGEN-Maxtec-Max O2 Plus | [12 empty] | AO-A | [9 empty] | Analyzer, Oxygen | ANALYZEROXYGEN | Analyzer, Oxygen | Maxtec
YES | YES |  |  |  | 099-13875 | 099-13875 | Maxtec | Max O2 Plus |  | AB94099016 | SW - RESPIRATORY |  |  |  |  | 099-13875 | 099-13875 | Southwest | Memorial Hermann Southwest Hospital | SW - RESPIRATORY | NICU CLEAN EQUIP STORAGE | [5 empty] | Analyzer, Oxygen | ANALYZEROXYGEN-Maxtec-Max O2 Plus | [12 empty] | AO-A | [9 empty] | Analyzer, Oxygen | ANALYZEROXYGEN | Analyzer, Oxygen | Maxtec
YES | YES |  |  |  | 099-13876 | 099-13876 | Maxtec | Max O2 Plus |  | AB94099018 | SW - RESPIRATORY |  |  |  |  | 099-13876 | 099-13876 | Southwest | Memorial Hermann Southwest Hospital | SW - RESPIRATORY | NICU CLEAN EQUIP STORAGE | [5 empty] | Analyzer, Oxygen | ANALYZEROXYGEN-Maxtec-Max O2 Plus | [12 empty] | AO-A | [9 empty] | Analyzer, Oxygen | ANALYZEROXYGEN | Analyzer, Oxygen | Maxtec
YES | YES |  |  |  | 099-13877 | 099-13877 | Maxtec | Max O2 Plus |  | CK61099002 | SW - RESPIRATORY |  |  |  |  | 099-13877 | 099-13877 | Southwest | Memorial Hermann Southwest Hospital | SW - RESPIRATORY | NICU CLEAN EQUIP STORAGE | [5 empty] | Analyzer, Oxygen | ANALYZEROXYGEN-Maxtec-Max O2 Plus | [12 empty] | AO-A | [9 empty] | Analyzer, Oxygen | ANALYZEROXYGEN | Analyzer, Oxygen | Maxtec
YES | YES |  |  |  | 099-13878 | 099-13878 | Maxtec | Max O2 Plus |  | AB94099015 | SW - RESPIRATORY |  |  |  |  | 099-13878 | 099-13878 | Southwest | Memorial Hermann Southwest Hospital | SW - RESPIRATORY | NICU CLEAN EQUIP STORAGE | [5 empty] | Analyzer, Oxygen | ANALYZEROXYGEN-Maxtec-Max O2 Plus | [12 empty] | AO-A | [9 empty] | Analyzer, Oxygen | ANALYZEROXYGEN | Analyzer, Oxygen | Maxtec
YES | YES |  |  |  | 099-13879 | 099-13879 | Maxtec | Max O2 Plus |  | ZL84799022 | SW - RESPIRATORY |  |  |  |  | 099-13879 | 099-13879 | Southwest | Memorial Hermann Southwest Hospital | SW - RESPIRATORY | NICU CLEAN EQUIP STORAGE | [5 empty] | Analyzer, Oxygen | ANALYZEROXYGEN-Maxtec-Max O2 Plus | [12 empty] | AO-A | [9 empty] | Analyzer, Oxygen | ANALYZEROXYGEN | Analyzer, Oxygen | Maxtec
YES | YES |  |  |  | 099-13880 | 099-13880 | Maxtec | Max O2 Plus |  | YM76799002 | SW - RESPIRATORY |  |  |  |  | 099-13880 | 099-13880 | Southwest | Memorial Hermann Southwest Hospital | SW - RESPIRATORY | NICU CLEAN EQUIP STORAGE | [5 empty] | Analyzer, Oxygen | ANALYZEROXYGEN-Maxtec-Max O2 Plus | [12 empty] | AO-A | [9 empty] | Analyzer, Oxygen | ANALYZEROXYGEN | Analyzer, Oxygen | Maxtec
YES | YES |  |  |  | 099-14371 | 099-14371 | Maxtec | Max O2 Plus |  | ZL84799021 | SW - NICU |  |  |  |  | 099-14371 | 099-14371 | Southwest | Memorial Hermann Southwest Hospital | SW - NICU | Nicu level 3 | [5 empty] | Analyzer, Oxygen | ANALYZEROXYGEN-Maxtec-Max O2 Plus | [12 empty] | AO-A | [9 empty] | Analyzer, Oxygen | ANALYZEROXYGEN | Analyzer, Oxygen | Maxtec
NO | YES |  |  |  | 041-12842 | 041-12842 | Maxtec | MAXBLEND |  | TE00000024 | Memorial City-Labor & Delivery | MHHS-Mem City |  | Blender, Oxygen/Air |  | 041-12842 | 041-12842 | West | MHHS-Mem City | Memorial City-Labor & Delivery | L | 7/1/19 |  |  |  | OXYGEN-AIR PROPORTIONERS |  | BLENDEROXYGENAIR-Maxtec-MaxBlend | BLENDEROXYGENAIR | MaxBlend |  |  |  | Maxtec | Blender, Oxygen/Air |  | BLENDEROXYGENAIR-Maxtec-MaxBlend |  | 1/1/17 |  |  | Covered PM Repair - Biomedical | MHHS-Mem City
NO | YES |  |  |  | 041-12846 | 041-12846 | Maxtec | MAXBLEND |  | TE00000068 | MEMORIAL CITY - LABOR | MHHS-Mem City |  | Blender, Oxygen/Air |  | 041-12846 | 041-12846 | West | Memorial city - memorial herman hospital | MEMORIAL CITY - LABOR | Biomed |  |  |  | No offical pm sticker but tagged yellow when pm is due. | OXYGEN-AIR PROPORTIONERS |  | BLENDEROXYGENAIR-Maxtec-MaxBlend | BLENDEROXYGENAIR | MaxBlend |  |  |  | Maxtec | Blender, Oxygen/Air |  | BLENDEROXYGENAIR-Maxtec-MaxBlend |  |  |  |  | Covered PM Repair - Biomedical | MHHS-Mem City
NO | YES |  |  |  | 041-12861 | 041-12861 | Maxtec | MAXBLEND |  | TE00000075 | MEMORIAL CITY - MHT - NICU | MHHS-Mem City |  | Blender, Oxygen/Air |  | 041-12861 | 041-12861 | West | Memorial Hermann Memorial City Medical Center | MEMORIAL CITY - MHT - NICU | RM 4M34 |  |  |  |  | OXYGEN-AIR PROPORTIONERS |  | BLENDEROXYGENAIR-Maxtec-MaxBlend | BLENDEROXYGENAIR | MaxBlend |  |  |  | Maxtec | Blender, Oxygen/Air |  | BLENDEROXYGENAIR-Maxtec-MaxBlend |  |  |  |  | Covered PM Repair - Biomedical | MHHS-Mem City
NO | YES |  |  |  | 041-32494 | 041-32494 | Maxtec | MAXBLEND |  | TE00000076 | MEMORIAL CITY - MHT - NICU | MHHS-Mem City |  | Blender, Oxygen/Air |  | 041-32494 | 041-32494 | West | Memorial Hermann Memorial City Medical Center | MEMORIAL CITY - MHT - NICU | RM 4M34 |  |  |  |  | OXYGEN-AIR PROPORTIONERS |  | BLENDEROXYGENAIR-Maxtec-MaxBlend | BLENDEROXYGENAIR | MaxBlend |  |  |  | Maxtec | Blender, Oxygen/Air |  | BLENDEROXYGENAIR-Maxtec-MaxBlend |  |  |  |  | Covered PM Repair - Biomedical | MHHS-Mem City
NO | YES |  |  |  | 041-12852 | 041-12852 | Maxtec | MAXBLEND |  | TE00000022 | MEMORIAL CITY - MHT - NICU | MHHS-Mem City |  | Blender, Oxygen/Air |  | 041-12852 | 041-12852 | West | West | MEMORIAL CITY - MHT - NICU | MH4:118 Room4M19 |  |  |  |  | OXYGEN-AIR PROPORTIONERS |  | BLENDEROXYGENAIR-Maxtec-MaxBlend | BLENDEROXYGENAIR | MaxBlend |  |  |  | Maxtec | Blender, Oxygen/Air |  | BLENDEROXYGENAIR-Maxtec-MaxBlend |  |  |  |  | Covered PM Repair - Biomedical | MHHS-Mem City
NO | YES |  |  |  | 041-11697 | 041-11697 | Maxtec | MAXBLEND |  | TED00000013 | MEMORIAL CITY - MHT - NICU | MHHS-Mem City |  | Blender, Oxygen/Air |  | 041-11697 | 041-11697 | West | Women?s Memorial Hermann Memorial City Hospital | MEMORIAL CITY - MHT - NICU |  | 8/1/19 |  |  |  | OXYGEN-AIR PROPORTIONERS |  | BLENDEROXYGENAIR-Maxtec-MaxBlend | BLENDEROXYGENAIR | MaxBlend |  |  |  | Maxtec | Blender, Oxygen/Air |  | BLENDEROXYGENAIR-Maxtec-MaxBlend |  |  |  |  | Covered PM Repair - Biomedical | MHHS-Mem City
NO | YES |  |  |  | 041-11698 | 041-11698 | Maxtec | MAXBLEND |  | TD00000118 | MEMORIAL CITY - MHT - NICU | MHHS-Mem City |  | Blender, Oxygen/Air |  | 041-11698 | 041-11698 | West | West | MEMORIAL CITY - MHT - NICU | MH4:103 4M32 |  |  |  |  | OXYGEN-AIR PROPORTIONERS |  | BLENDEROXYGENAIR-Maxtec-MaxBlend | BLENDEROXYGENAIR | MaxBlend |  |  |  | Maxtec | Blender, Oxygen/Air |  | BLENDEROXYGENAIR-Maxtec-MaxBlend |  |  |  |  | Covered PM Repair - Biomedical | MHHS-Mem City
NO | YES |  |  |  | 041-12509 | 041-12509 | Maxtec | MAXBLEND |  |  | Memorial City - Neonatal | MHHS-Mem City |  | Blender, Oxygen/Air |  | 041-12509 | 041-12509 | West | Memorial Hermann - Memorial City | Memorial City - Neonatal | MH4 116 Room 4M21 |  |  |  |  | OXYGEN-AIR PROPORTIONERS |  | BLENDEROXYGENAIR-Maxtec-MaxBlend | BLENDEROXYGENAIR | MaxBlend |  |  |  | Maxtec | Blender, Oxygen/Air |  | BLENDEROXYGENAIR-Maxtec-MaxBlend |  |  |  |  | Covered PM Repair - Biomedical | MHHS-Mem City
NO | YES |  |  |  | 041-12822 | 041-12822 | Maxtec | MAXBLEND |  | TD00000138 | MEMORIAL CITY - MHT - NICU | MHHS-Mem City |  | Blender, Oxygen/Air |  | 041-12822 | 041-12822 | West | Memorial Hermann Memorial City Medical Center | MEMORIAL CITY - MHT - NICU | Memorial City - MH4 113 |  |  |  |  | OXYGEN-AIR PROPORTIONERS |  | BLENDEROXYGENAIR-Maxtec-MaxBlend | BLENDEROXYGENAIR | MaxBlend |  |  |  | Maxtec | Blender, Oxygen/Air |  | BLENDEROXYGENAIR-Maxtec-MaxBlend |  |  |  |  | Covered PM Repair - Biomedical | MHHS-Mem City
NO | YES |  |  |  | 041-12834 | 041-12834 | Maxtec | MAXBLEND |  | TE00000015 | MEMORIAL CITY - MHT - NICU | MHHS-Mem City |  | Blender, Oxygen/Air |  | 041-12834 | 041-12834 | West | Memorial Hermann Memorial City Medical Center | MEMORIAL CITY - MHT - NICU | MEMORIAL CITY- MHT - NICU |  |  |  |  | OXYGEN-AIR PROPORTIONERS |  | BLENDEROXYGENAIR-Maxtec-MaxBlend | BLENDEROXYGENAIR | MaxBlend |  |  |  | Maxtec | Blender, Oxygen/Air |  | BLENDEROXYGENAIR-Maxtec-MaxBlend |  |  |  |  | Covered PM Repair - Biomedical | MHHS-Mem City
NO | YES |  |  |  | 041-12835 | 041-12835 | Maxtec | MAXBLEND |  | TD00000139 | Memorial City-Labor & Delivery | MHHS-Mem City |  | Blender, Oxygen/Air |  | 041-12835 | 041-12835 | West | MHHS-Mem City | Memorial City-Labor & Delivery | 3M16 | 10/1/19 |  |  |  | OXYGEN-AIR PROPORTIONERS |  | BLENDEROXYGENAIR-Maxtec-MaxBlend | BLENDEROXYGENAIR | MaxBlend |  |  |  | Maxtec | Blender, Oxygen/Air |  | BLENDEROXYGENAIR-Maxtec-MaxBlend |  | 12/4/20 |  |  | Covered PM Repair - Biomedical | MHHS-Mem City
NO | YES |  |  |  | 041-12837 | 041-12837 | Maxtec | MAXBLEND |  | TE00000004 | MEMORIAL CITY - MHT - NICU | MHHS-Mem City |  | Blender, Oxygen/Air |  | 041-12837 | 041-12837 | West | Memorial Hermann Memorial City Medical Center | MEMORIAL CITY - MHT - NICU | Memorial City - MH4 106 Room 4M30 |  |  |  |  | OXYGEN-AIR PROPORTIONERS |  | BLENDEROXYGENAIR-Maxtec-MaxBlend | BLENDEROXYGENAIR | MaxBlend |  |  |  | Maxtec | Blender, Oxygen/Air |  | BLENDEROXYGENAIR-Maxtec-MaxBlend |  |  |  |  | Covered PM Repair - Biomedical | MHHS-Mem City
NO | YES |  |  |  | 041-12850 |  | Maxtec | MAXBLEND |  | TE00000033 | MEMORIAL CITY - MHT - NICU | MHHS-Mem City |  | Blender, Oxygen/Air |  | 041-12850 |  | West | West | MEMORIAL CITY - MHT - NICU | MH4:110 Room4M26 |  |  |  |  | OXYGEN-AIR PROPORTIONERS |  | BLENDEROXYGENAIR-Maxtec-MaxBlend | BLENDEROXYGENAIR | MaxBlend |  |  |  | Maxtec | Blender, Oxygen/Air |  | BLENDEROXYGENAIR-Maxtec-MaxBlend |  |  |  |  | Not Covered Vendor Only - Biomedical | MHHS-Mem City
NO | YES |  |  |  | 041-12854 | 041-12854 | Maxtec | MAXBLEND |  | TE00000031 | MEMORIAL CITY - MHT - NICU | MHHS-Mem City |  | Blender, Oxygen/Air |  | 041-12854 | 041-12854 | West | Memorial City-Memorial City Hospital | MEMORIAL CITY - MHT - NICU | Biomed Shop |  |  |  |  | OXYGEN-AIR PROPORTIONERS |  | BLENDEROXYGENAIR-Maxtec-MaxBlend | BLENDEROXYGENAIR | MaxBlend |  |  |  | Maxtec | Blender, Oxygen/Air |  | BLENDEROXYGENAIR-Maxtec-MaxBlend |  |  |  |  | Covered PM Repair - Biomedical | MHHS-Mem City
NO | YES |  |  |  | 041-12855 | 041-12855 | Maxtec | MAXBLEND |  | TE00000051 | Memorial City - Pediatric Respiratory | MHHS-Mem City |  | Blender, Oxygen/Air |  | 041-12855 | 041-12855 | West | Memorial City - Memorial Hermann Hospital | Memorial City - Pediatric Respiratory | MH4:408 Respiratory Therapy/Storage |  |  |  |  | OXYGEN-AIR PROPORTIONERS |  | BLENDEROXYGENAIR-Maxtec-MaxBlend | BLENDEROXYGENAIR | MaxBlend |  |  |  | Maxtec | Blender, Oxygen/Air |  | BLENDEROXYGENAIR-Maxtec-MaxBlend |  |  |  |  | Covered PM Repair - Biomedical | MHHS-Mem City
NO | YES |  |  |  | 041-12860 | 041-12860 | Maxtec | MAXBLEND |  | TD00000132 | Memorial City-Labor & Delivery | MHHS-Mem City |  | Blender, Oxygen/Air |  | 041-12860 | 041-12860 | West | MHHS-Mem City | Memorial City-Labor & Delivery | 3M09 | 10/1/19 |  | 10/1/20 |  | OXYGEN-AIR PROPORTIONERS |  | BLENDEROXYGENAIR-Maxtec-MaxBlend | BLENDEROXYGENAIR | MaxBlend |  |  |  | Maxtec | Blender, Oxygen/Air |  | BLENDEROXYGENAIR-Maxtec-MaxBlend |  | 1/10/15 |  |  | Covered PM Repair - Biomedical | MHHS-Mem City
NO | YES |  |  |  | 041-12873 | 041-12873 | Maxtec | MAXBLEND |  | TE00000077 | MEMORIAL CITY - MHT - NICU | MHHS-Mem City |  | Blender, Oxygen/Air |  | 041-12873 | 041-12873 | West | West | MEMORIAL CITY - MHT - NICU | MH4:103 4M32 |  |  |  |  | OXYGEN-AIR PROPORTIONERS |  | BLENDEROXYGENAIR-Maxtec-MaxBlend | BLENDEROXYGENAIR | MaxBlend |  |  |  | Maxtec | Blender, Oxygen/Air |  | BLENDEROXYGENAIR-Maxtec-MaxBlend |  |  |  |  | Covered PM Repair - Biomedical | MHHS-Mem City
NO | YES |  |  |  | 041-12880 | 041-12880 | Maxtec | MAXBLEND |  | TE00000070 | Memorial City - Pediatrics Respiratory | MHHS-Mem City |  | Blender, Oxygen/Air |  | 041-12880 | 041-12880 | West | Memorial City - Memorial Hermann Hospital | Memorial City - Pediatrics Respiratory | MH4:408 Respiratory Therapy/Storage |  |  |  |  | OXYGEN-AIR PROPORTIONERS |  | BLENDEROXYGENAIR-Maxtec-MaxBlend | BLENDEROXYGENAIR | MaxBlend |  |  |  | Maxtec | Blender, Oxygen/Air |  | BLENDEROXYGENAIR-Maxtec-MaxBlend |  |  |  |  | Not Covered Vendor Only - Biomedical | MHHS-Mem City
NO | YES | [5 empty] | Maxtec | MAXBLEND |  | TE00000074 | Memorial City-Labor & Delivery | MHHS-Mem City |  | Blender, Oxygen/Air |  |  |  | (null) | MHHS-Mem City | Memorial City-Labor & Delivery | (null) |  |  |  | (null) | OXYGEN-AIR PROPORTIONERS |  | BLENDEROXYGENAIR-Maxtec-MaxBlend | BLENDEROXYGENAIR | MaxBlend |  |  |  | Maxtec | Blender, Oxygen/Air |  | BLENDEROXYGENAIR-Maxtec-MaxBlend |  |  |  |  | Covered PM Repair - Biomedical | MHHS-Mem City
NO | YES |  |  |  | 041-12883 | 041-12883 | Maxtec | MAXBLEND |  | TE00000084 | MEMORIAL CITY - MHT - NICU | MHHS-Mem City |  | Blender, Oxygen/Air |  | 041-12883 | 041-12883 | West | Memorial Hermann Memorial City Medical Center | MEMORIAL CITY - MHT - NICU | Memorial City - MH4 113 |  |  |  |  | OXYGEN-AIR PROPORTIONERS |  | BLENDEROXYGENAIR-Maxtec-MaxBlend | BLENDEROXYGENAIR | MaxBlend |  |  |  | Maxtec | Blender, Oxygen/Air |  | BLENDEROXYGENAIR-Maxtec-MaxBlend |  |  |  |  | Covered PM Repair - Biomedical | MHHS-Mem City
NO | YES |  |  |  | 041-12885 | 041-12885 | Maxtec | MAXBLEND |  | TE00000058 | MEMORIAL CITY - PEDIATRICS | MHHS-Mem City |  | Blender, Oxygen/Air |  | 041-12885 | 041-12885 | West | West | MEMORIAL CITY - PEDIATRICS | MH4:205 Room 4M17 |  |  |  |  | OXYGEN-AIR PROPORTIONERS |  | BLENDEROXYGENAIR-Maxtec-MaxBlend | BLENDEROXYGENAIR | MaxBlend |  |  |  | Maxtec | Blender, Oxygen/Air |  | BLENDEROXYGENAIR-Maxtec-MaxBlend |  |  |  |  | Covered PM Repair - Biomedical | MHHS-Mem City
NO | YES |  |  |  | 041-21033 | 041-21033 | Maxtec | MAXBLEND |  | SF00000055 | Memorial City-Labor & Delivery | MHHS-Mem City |  | Blender, Oxygen/Air |  | 041-21033 | 041-21033 | West | MHHS-Mem City | Memorial City-Labor & Delivery | Room 3M02 | 8/1/19 |  |  |  | OXYGEN-AIR PROPORTIONERS |  | BLENDEROXYGENAIR-Maxtec-MaxBlend | BLENDEROXYGENAIR | MaxBlend |  |  |  | Maxtec | Blender, Oxygen/Air |  | BLENDEROXYGENAIR-Maxtec-MaxBlend |  |  |  |  | Covered PM Repair - Radiology, Low End | MHHS-Mem City
NO | YES |  |  |  | 041-32221 | 041-32221 | Maxtec | MAXBLEND |  | TE00000072 | MEMORIAL CITY - MHT - NICU | MHHS-Mem City |  | Blender, Oxygen/Air |  | 041-32221 | 041-32221 | West | Memorial City-Memorial Hermann Hospital | MEMORIAL CITY - MHT - NICU | Biomed Shop |  |  |  |  | OXYGEN-AIR PROPORTIONERS |  | BLENDEROXYGENAIR-Maxtec-MaxBlend | BLENDEROXYGENAIR | MaxBlend |  |  |  | Maxtec | Blender, Oxygen/Air |  | BLENDEROXYGENAIR-Maxtec-MaxBlend |  |  |  |  | Not Covered Vendor Only - Biomedical | MHHS-Mem City
NO | YES |  |  |  | 041-32394 | 041-32394 | Maxtec | MAXBLEND |  | TD00000119 | MEMORIAL CITY - MHT - NICU | MHHS-Mem City |  | Blender, Oxygen/Air |  | 041-32394 | 041-32394 | West | West | MEMORIAL CITY - MHT - NICU | MH4:118 Room4M19 |  |  |  |  | OXYGEN-AIR PROPORTIONERS |  | BLENDEROXYGENAIR-Maxtec-MaxBlend | BLENDEROXYGENAIR | MaxBlend |  |  |  | Maxtec | Blender, Oxygen/Air |  | BLENDEROXYGENAIR-Maxtec-MaxBlend |  |  |  |  | Covered PM Repair - Radiology, Low End | MHHS-Mem City
NO | YES |  |  |  | 041-32396 | 041-32396 | Maxtec | MAXBLEND |  | TE00000018 | MEMORIAL CITY - MHT - NICU | MHHS-Mem City |  | Blender, Oxygen/Air |  | 041-32396 | 041-32396 | West | Memorial City | MEMORIAL CITY - MHT - NICU |  | 9/1/19 |  |  |  | OXYGEN-AIR PROPORTIONERS |  | BLENDEROXYGENAIR-Maxtec-MaxBlend | BLENDEROXYGENAIR | MaxBlend |  |  |  | Maxtec | Blender, Oxygen/Air |  | BLENDEROXYGENAIR-Maxtec-MaxBlend |  | 2/24/21 |  |  | Not Covered Vendor Only - Biomedical | MHHS-Mem City
NO | YES |  |  |  | 041-32487 | 041-32487 | Maxtec | MAXBLEND |  | TE00000079 | MEMORIAL CITY - MHT - NICU | MHHS-Mem City |  | Blender, Oxygen/Air |  | 041-32487 | 041-32487 | West | Memorial Hermann Memorial City Medical Center | MEMORIAL CITY - MHT - NICU | MEMORIAL CITY- MHT - NICU |  |  |  |  | OXYGEN-AIR PROPORTIONERS |  | BLENDEROXYGENAIR-Maxtec-MaxBlend | BLENDEROXYGENAIR | MaxBlend |  |  |  | Maxtec | Blender, Oxygen/Air |  | BLENDEROXYGENAIR-Maxtec-MaxBlend |  |  |  |  | Not Covered Vendor Only - Rad, Low End | MHHS-Mem City
NO | YES |  |  |  | 041-32495 | 041-32495 | Maxtec | MAXBLEND |  | TD00000133 | Memorial City - NICU | MHHS-Mem City |  | Blender, Oxygen/Air |  | 041-32495 | 041-32495 | West | Memorial City - Memorial Hermann Hospital | Memorial City - NICU | Hallway |  |  |  |  | OXYGEN-AIR PROPORTIONERS |  | BLENDEROXYGENAIR-Maxtec-MaxBlend | BLENDEROXYGENAIR | MaxBlend |  |  |  | Maxtec | Blender, Oxygen/Air |  | BLENDEROXYGENAIR-Maxtec-MaxBlend |  |  |  |  | Not Covered Vendor Only - Rad, Low End | MHHS-Mem City
NO | YES |  |  |  | 041-34126 | 041-34126 | Maxtec | MAXBLEND |  | TE00000034 | Memorial City - NICU | MHHS-Mem City |  | Blender, Oxygen/Air |  | 041-34126 | 041-34126 | West | Memorial City - Memorial Hermann Hospital | Memorial City - NICU | MH4:112 |  |  |  |  | OXYGEN-AIR PROPORTIONERS |  | BLENDEROXYGENAIR-Maxtec-MaxBlend | BLENDEROXYGENAIR | MaxBlend |  |  |  | Maxtec | Blender, Oxygen/Air |  | BLENDEROXYGENAIR-Maxtec-MaxBlend |  |  |  |  | Covered PM Repair - Biomedical | MHHS-Mem City
NO | YES |  |  |  |  | 041-12838 | Maxtec | MAXBLEND |  | TD00000125 | Memorial City - NICU | MHHS-Mem City |  | Blender, Oxygen/Air |  |  | 041-12838 | West | Memorial City - Memorial Hermann Hospital | Memorial City - NICU | MH4:112 |  |  |  |  | OXYGEN-AIR PROPORTIONERS |  | BLENDEROXYGENAIR-Maxtec-MaxBlend | BLENDEROXYGENAIR | MaxBlend |  |  |  | Maxtec | Blender, Oxygen/Air |  | BLENDEROXYGENAIR-Maxtec-MaxBlend |  |  |  |  | Covered PM Repair - Biomedical | MHHS-Mem City
NO | YES |  |  |  | 041-34319 | 041-34319 | Maxtec | MAXBLEND |  | BBF11188 | MEMORIAL CITY - MHT - NICU | MHHS-Mem City |  | Blender, Oxygen/Air |  | 041-34319 | 041-34319 | West | West | MEMORIAL CITY - MHT - NICU | MH4:104 Room4M31 |  |  |  |  | OXYGEN-AIR PROPORTIONERS |  | BLENDEROXYGENAIR-Maxtec-MaxBlend | BLENDEROXYGENAIR | MaxBlend |  |  |  | Maxtec | Blender, Oxygen/Air |  | BLENDEROXYGENAIR-Maxtec-MaxBlend |  |  |  |  | Covered PM Repair - Biomedical | MHHS-Mem City
YES | YES |  |  |  | 041-12827 | 041-12827 | Maxtec | MAXBLEND |  | TE00000011 | MEMORIAL CITY - POSTPARTUM - NURSERY |  |  |  |  | 041-12827 | 041-12827 | West | Women?s Memorial Hermann Memorial City Hospital | MEMORIAL CITY - POSTPARTUM - NURSERY
YES | YES | Serial Number Check pic |  |  | 005-34798 | 005-34798 | Maxtec | MAXBLEND |  | Check pic | MEMORIAL CITY - LABOR |  |  |  |  | 005-34798 | 005-34798 | West | Memorial City | MEMORIAL CITY - LABOR
YES | YES |  |  |  | 041-12819 | 041-12819 | Maxtec | MaxBlend |  | TE000000008 | Memorial City-Labor |  |  |  |  | 041-12819 | 041-12819 | West | Women?s Memorial Hermann Memorial City Hospital | Memorial City-Labor | 3M10
YES | YES |  |  |  |  | 041-12830 | Maxtec | MAXBLEND |  | TE00000006 | MEMORIAL CITY - MHT - NICU | [5 empty] | 041-12830 | West | Memorial City-Memorial Hermann Hospital | MEMORIAL CITY - MHT - NICU | Biomed Shop |  |  |  | MFG PM due 5/19. Biomed PM due 5/18 | OXYGEN-AIR PROPORTIONERS
NO | YES | Serial Number Cnf |  |  | 041-12881 | 041-12881 | Maxtec | MAXBLEND |  | CNF | Memorial City - Pediatric Respiratory |  |  |  |  | 041-12881 | 041-12881 | West | Memorial City - Memorial Hermann Hospital | Memorial City - Pediatric Respiratory | MH4:408 Respiratory Therapy/Storage |  |  |  |  | OXYGEN-AIR PROPORTIONERS
YES | YES | Serial Number Cnf |  |  | 041-12821 | 041-12821 | Maxtec | MAXBLEND |  | CNF | Memorial City - NICU |  |  |  |  | 041-12821 | 041-12821 | West | Memorial City - Memorial Hermann Hospital | Memorial City - NICU | MH4:112 |  |  |  | Patient in use | OXYGEN-AIR PROPORTIONERS
YES | YES |  |  |  | 041-34127 | 041-34127 | Maxtec | MAXBLEND |  |  | MEMORIAL CITY - MHT - NICU |  |  |  |  | 041-34127 | 041-34127 | West | Memorial Hermann Memorial City Medical Center | MEMORIAL CITY - MHT - NICU | MEMORIAL CITY- MHT - NICU
YES | YES | Serial Number Cnf |  |  | 041-34125 | 041-34125 | Maxtec | MaxBlend |  | Cnf | MEMORIAL CITY - MHT - NICU |  |  |  |  | 041-34125 | 041-34125 | West | Memorial Hermann Memorial City Medical Center | MEMORIAL CITY - MHT - NICU | Memorial City - MH4 106 Room 4M30
NO | NO |  |  |  | 041-12848 |  | Maxtec | MAXBLEND |  | TE00000032 | MEMORIAL CITY - LABOR & DELIVERY | MHHS-Mem City |  | Blender, Oxygen/Air |  | 041-12848 |  | West & Memorial City |  | MEMORIAL CITY - LABOR & DELIVERY | [5 empty] | OXYGEN-AIR PROPORTIONERS |  | BLENDEROXYGENAIR-Maxtec-MaxBlend | BLENDEROXYGENAIR | MaxBlend |  |  |  | Maxtec | Blender, Oxygen/Air |  | BLENDEROXYGENAIR-Maxtec-MaxBlend |  |  |  |  | Covered PM Repair - Biomedical | MHHS-Mem City
NO | NO |  |  |  | 041-12857 |  | Maxtec | MAXBLEND |  | TE00000059 | MEMORIAL CITY - LABOR & DELIVERY | MHHS-Mem City |  | Blender, Oxygen/Air |  | 041-12857 |  | West & Memorial City |  | MEMORIAL CITY - LABOR & DELIVERY | [5 empty] | OXYGEN-AIR PROPORTIONERS |  | BLENDEROXYGENAIR-Maxtec-MaxBlend | BLENDEROXYGENAIR | MaxBlend |  |  |  | Maxtec | Blender, Oxygen/Air |  | BLENDEROXYGENAIR-Maxtec-MaxBlend |  |  |  |  | Covered PM Repair - Biomedical | MHHS-Mem City
NO | NO |  |  |  | 041-12863 |  | Maxtec | MAXBLEND |  | TE00000082 | MEMORIAL CITY - LABOR & DELIVERY | MHHS-Mem City |  | Blender, Oxygen/Air |  | 041-12863 |  | West & Memorial City |  | MEMORIAL CITY - LABOR & DELIVERY | [5 empty] | OXYGEN-AIR PROPORTIONERS |  | BLENDEROXYGENAIR-Maxtec-MaxBlend | BLENDEROXYGENAIR | MaxBlend |  |  |  | Maxtec | Blender, Oxygen/Air |  | BLENDEROXYGENAIR-Maxtec-MaxBlend |  |  |  |  | Covered PM Repair - Biomedical | MHHS-Mem City
NO | NO | [5 empty] | Maxtec | MAXBLEND |  | TE00000014 | MEMORIAL CITY - LABOR & DELIVERY | MHHS-Mem City |  | Blender, Oxygen/Air |  |  |  | West & Memorial City |  | MEMORIAL CITY - LABOR & DELIVERY | [5 empty] | OXYGEN-AIR PROPORTIONERS |  | BLENDEROXYGENAIR-Maxtec-MaxBlend | BLENDEROXYGENAIR | MaxBlend |  |  |  | Maxtec | Blender, Oxygen/Air |  | BLENDEROXYGENAIR-Maxtec-MaxBlend |  |  |  |  | Covered PM Repair - Biomedical | MHHS-Mem City
NO | NO | [5 empty] | Maxtec | MAXBLEND |  | TD00000140 | MEMORIAL CITY - LABOR & DELIVERY | MHHS-Mem City |  | Blender, Oxygen/Air |  |  |  | West & Memorial City |  | MEMORIAL CITY - LABOR & DELIVERY | [5 empty] | OXYGEN-AIR PROPORTIONERS |  | BLENDEROXYGENAIR-Maxtec-MaxBlend | BLENDEROXYGENAIR | MaxBlend |  |  |  | Maxtec | Blender, Oxygen/Air |  | BLENDEROXYGENAIR-Maxtec-MaxBlend |  |  |  |  | Covered PM Repair - Biomedical | MHHS-Mem City
NO | NO | [5 empty] | Maxtec | MAXBLEND |  | TE00000078 | MEMORIAL CITY - LABOR & DELIVERY | MHHS-Mem City |  | Blender, Oxygen/Air |  |  |  | West & Memorial City |  | MEMORIAL CITY - LABOR & DELIVERY | [5 empty] | OXYGEN-AIR PROPORTIONERS |  | BLENDEROXYGENAIR-Maxtec-MaxBlend | BLENDEROXYGENAIR | MaxBlend |  |  |  | Maxtec | Blender, Oxygen/Air |  | BLENDEROXYGENAIR-Maxtec-MaxBlend |  |  |  |  | Covered PM Repair - Biomedical | MHHS-Mem City
NO | NO |  |  |  | 041-11699 |  | Maxtec | MAXBLEND |  | TE00000050 | MEMORIAL CITY - MHT - NICU | MHHS-Mem City |  | Blender, Oxygen/Air |  | 041-11699 |  | West & Memorial City |  | MEMORIAL CITY - MHT - NICU | [5 empty] | OXYGEN-AIR PROPORTIONERS |  | BLENDEROXYGENAIR-Maxtec-MaxBlend | BLENDEROXYGENAIR | MaxBlend |  |  |  | Maxtec | Blender, Oxygen/Air |  | BLENDEROXYGENAIR-Maxtec-MaxBlend |  |  |  |  | Covered PM Repair - Biomedical | MHHS-Mem City
NO | NO |  |  |  | 041-12504 |  | Maxtec | MAXBLEND |  | TE00000043 | MEMORIAL CITY - MHT - NICU | MHHS-Mem City |  | Blender, Oxygen/Air |  | 041-12504 |  | West & Memorial City |  | MEMORIAL CITY - MHT - NICU | [5 empty] | OXYGEN-AIR PROPORTIONERS |  | BLENDEROXYGENAIR-Maxtec-MaxBlend | BLENDEROXYGENAIR | MaxBlend |  |  |  | Maxtec | Blender, Oxygen/Air |  | BLENDEROXYGENAIR-Maxtec-MaxBlend |  |  |  |  | Covered PM Repair - Biomedical | MHHS-Mem City
NO | NO |  |  |  | 041-12824 |  | Maxtec | MAXBLEND |  | TE00000012 | MEMORIAL CITY - MHT - NICU | MHHS-Mem City |  | Blender, Oxygen/Air |  | 041-12824 |  | West & Memorial City |  | MEMORIAL CITY - MHT - NICU | [5 empty] | OXYGEN-AIR PROPORTIONERS |  | BLENDEROXYGENAIR-Maxtec-MaxBlend | BLENDEROXYGENAIR | MaxBlend |  |  |  | Maxtec | Blender, Oxygen/Air |  | BLENDEROXYGENAIR-Maxtec-MaxBlend |  |  |  |  | Covered PM Repair - Biomedical | MHHS-Mem City
NO | NO |  |  |  | 041-12833 |  | Maxtec | MAXBLEND |  | TE00000005 | MEMORIAL CITY - MHT - NICU | MHHS-Mem City |  | Blender, Oxygen/Air |  | 041-12833 |  | West & Memorial City |  | MEMORIAL CITY - MHT - NICU | [5 empty] | OXYGEN-AIR PROPORTIONERS |  | BLENDEROXYGENAIR-Maxtec-MaxBlend | BLENDEROXYGENAIR | MaxBlend |  |  |  | Maxtec | Blender, Oxygen/Air |  | BLENDEROXYGENAIR-Maxtec-MaxBlend |  |  |  |  | Covered PM Repair - Biomedical | MHHS-Mem City
NO | NO |  |  |  | 041-12853 |  | Maxtec | MAXBLEND |  | TE00000035 | MEMORIAL CITY - MHT - NICU | MHHS-Mem City |  | Blender, Oxygen/Air |  | 041-12853 |  | West & Memorial City |  | MEMORIAL CITY - MHT - NICU | [5 empty] | OXYGEN-AIR PROPORTIONERS |  | BLENDEROXYGENAIR-Maxtec-MaxBlend | BLENDEROXYGENAIR | MaxBlend |  |  |  | Maxtec | Blender, Oxygen/Air |  | BLENDEROXYGENAIR-Maxtec-MaxBlend |  |  |  |  | Covered PM Repair - Biomedical | MHHS-Mem City
NO | NO |  |  |  | 041-12858 |  | Maxtec | MAXBLEND |  | TE00000030 | MEMORIAL CITY - MHT - NICU | MHHS-Mem City |  | Blender, Oxygen/Air |  | 041-12858 |  | West & Memorial City |  | MEMORIAL CITY - MHT - NICU | [5 empty] | OXYGEN-AIR PROPORTIONERS |  | BLENDEROXYGENAIR-Maxtec-MaxBlend | BLENDEROXYGENAIR | MaxBlend |  |  |  | Maxtec | Blender, Oxygen/Air |  | BLENDEROXYGENAIR-Maxtec-MaxBlend |  |  |  |  | Covered PM Repair - Biomedical | MHHS-Mem City
NO | NO |  |  |  | 041-12878 |  | Maxtec | MAXBLEND |  | TE00000087 | MEMORIAL CITY - MHT - NICU | MHHS-Mem City |  | Blender, Oxygen/Air |  | 041-12878 |  | West & Memorial City |  | MEMORIAL CITY - MHT - NICU | [5 empty] | OXYGEN-AIR PROPORTIONERS |  | BLENDEROXYGENAIR-Maxtec-MaxBlend | BLENDEROXYGENAIR | MaxBlend |  |  |  | Maxtec | Blender, Oxygen/Air |  | BLENDEROXYGENAIR-Maxtec-MaxBlend |  |  |  |  | Covered PM Repair - Radiology, Low End | MHHS-Mem City
NO | NO | [5 empty] | Maxtec | MAXBLEND |  | TE00000026 | MEMORIAL CITY - MHT - NICU | MHHS-Mem City |  | Blender, Oxygen/Air |  |  |  | West & Memorial City |  | MEMORIAL CITY - MHT - NICU | [5 empty] | OXYGEN-AIR PROPORTIONERS |  | BLENDEROXYGENAIR-Maxtec-MaxBlend | BLENDEROXYGENAIR | MaxBlend |  |  |  | Maxtec | Blender, Oxygen/Air |  | BLENDEROXYGENAIR-Maxtec-MaxBlend |  |  |  |  | Covered PM Repair - Biomedical | MHHS-Mem City
NO | NO | [5 empty] | Maxtec | MAXBLEND |  | TE00000071 | MEMORIAL CITY - MHT - NICU | MHHS-Mem City |  | Blender, Oxygen/Air |  |  |  | West & Memorial City |  | MEMORIAL CITY - MHT - NICU | [5 empty] | OXYGEN-AIR PROPORTIONERS |  | BLENDEROXYGENAIR-Maxtec-MaxBlend | BLENDEROXYGENAIR | MaxBlend |  |  |  | Maxtec | Blender, Oxygen/Air |  | BLENDEROXYGENAIR-Maxtec-MaxBlend |  |  |  |  | Covered PM Repair - Biomedical | MHHS-Mem City
NO | NO | [5 empty] | Maxtec | MAXBLEND |  | te00000083 | MEMORIAL CITY - MHT - NICU | MHHS-Mem City |  | Blender, Oxygen/Air |  |  |  | West & Memorial City |  | MEMORIAL CITY - MHT - NICU | [5 empty] | OXYGEN-AIR PROPORTIONERS |  | BLENDEROXYGENAIR-Maxtec-MaxBlend | BLENDEROXYGENAIR | MaxBlend |  |  |  | Maxtec | Blender, Oxygen/Air |  | BLENDEROXYGENAIR-Maxtec-MaxBlend |  |  |  |  | Covered PM Repair - Biomedical | MHHS-Mem City
NO | NO | [5 empty] | Maxtec | MAXBLEND |  | TE00000008 | MEMORIAL CITY - MHT - NICU | MHHS-Mem City |  | Blender, Oxygen/Air |  |  |  | West & Memorial City |  | MEMORIAL CITY - MHT - NICU | [5 empty] | OXYGEN-AIR PROPORTIONERS |  | BLENDEROXYGENAIR-Maxtec-MaxBlend | BLENDEROXYGENAIR | MaxBlend |  |  |  | Maxtec | Blender, Oxygen/Air |  | BLENDEROXYGENAIR-Maxtec-MaxBlend |  |  |  |  | Covered PM Repair - Biomedical | MHHS-Mem City
NO | NO | [5 empty] | Maxtec | MAXBLEND |  | TE00000007 | MEMORIAL CITY - MHT - NICU | MHHS-Mem City |  | Blender, Oxygen/Air |  |  |  | West & Memorial City |  | MEMORIAL CITY - MHT - NICU | [5 empty] | OXYGEN-AIR PROPORTIONERS |  | BLENDEROXYGENAIR-Maxtec-MaxBlend | BLENDEROXYGENAIR | MaxBlend |  |  |  | Maxtec | Blender, Oxygen/Air |  | BLENDEROXYGENAIR-Maxtec-MaxBlend |  |  |  |  | Covered PM Repair - Biomedical | MHHS-Mem City
NO | NO | [5 empty] | Maxtec | MAXBLEND |  | TD00000131 | MEMORIAL CITY - MHT - NICU | MHHS-Mem City |  | Blender, Oxygen/Air |  |  |  | West & Memorial City |  | MEMORIAL CITY - MHT - NICU | [5 empty] | OXYGEN-AIR PROPORTIONERS |  | BLENDEROXYGENAIR-Maxtec-MaxBlend | BLENDEROXYGENAIR | MaxBlend |  |  |  | Maxtec | Blender, Oxygen/Air |  | BLENDEROXYGENAIR-Maxtec-MaxBlend |  |  |  |  | Covered PM Repair - Biomedical | MHHS-Mem City
NO | NO |  |  |  | 041-32501 |  | Maxtec | MAXBLEND |  | TE00000016 | MEMORIAL CITY - RESPIRATORY | MHHS-Mem City |  | Blender, Oxygen/Air |  | 041-32501 |  | West & Memorial City |  | MEMORIAL CITY - RESPIRATORY | [5 empty] | OXYGEN-AIR PROPORTIONERS |  | BLENDEROXYGENAIR-Maxtec-MaxBlend | BLENDEROXYGENAIR | MaxBlend |  |  |  | Maxtec | Blender, Oxygen/Air |  | BLENDEROXYGENAIR-Maxtec-MaxBlend |  |  |  |  | Covered PM Repair - Biomedical | MHHS-Mem City
NO | YES |  |  |  | 041-18981 | 041-18981 | Maxtec | MAXBLEND 2 |  | CC43199004 | Memorial City-Labor & Delivery | MHHS-Mem City |  | Blender, Oxygen/Air |  | 041-18981 | 041-18981 | West | MHHS-Mem City | Memorial City-Labor & Delivery | Infant Resuscitation | 7/1/19 |  |  |  | OXYGEN-AIR PROPORTIONERS |  | BLENDEROXYGENAIR-Maxtec-MaxBlend 2 | BLENDEROXYGENAIR | MaxBlend 2 |  |  |  | Maxtec | Blender, Oxygen/Air |  | BLENDEROXYGENAIR-Maxtec-MaxBlend 2 |  | 11/15/16 |  |  | Covered PM Repair - Biomedical | MHHS-Mem City
NO | YES |  |  |  | 041-20848 | 041-20848 | Maxtec | MAXBLEND 2 |  | CC43199005 | Memorial City-Labor & Delivery | MHHS-Mem City |  | Blender, Oxygen/Air |  | 041-20848 | 041-20848 | West | MHHS-Mem City | Memorial City-Labor & Delivery | Infant Resuscitation | 7/1/19 |  |  |  | OXYGEN-AIR PROPORTIONERS |  | BLENDEROXYGENAIR-Maxtec-MaxBlend 2 | BLENDEROXYGENAIR | MaxBlend 2 |  |  |  | Maxtec | Blender, Oxygen/Air |  | BLENDEROXYGENAIR-Maxtec-MaxBlend 2 |  | 11/15/16 |  |  | Covered PM Repair - Biomedical | MHHS-Mem City
NO | YES |  |  |  | 041-12876 | 041-12876 | Maxtec | MaxBlend High Flow |  | TE00000023 | MEMORIAL CITY - PEDIATRICS |  |  |  |  | 041-12876 | 041-12876 | West | West | MEMORIAL CITY - PEDIATRICS | MH4:205 Room 4M16
NO | YES |  |  |  | 151-02613 | 151-02613 | Maxtec | MAXO2 A |  | CJ12399008 | CY-NICU | MHHS-Cypress |  |  |  | 151-02613 | 151-02613 | Northwest | MHHS-Cypress | CY-NICU | RT/Blood gas nicu | 3/1/19 | 3/1/20 |  |  | MONITORS, BEDSIDE, RESPIRATION, OXYGEN |  | .needs class | [5 empty] | Maxtec |  |  |  |  | 11/15/16 |  |  | Covered PM Repair - Biomedical | MHHS-Cypress
NO | YES |  |  |  | 005-34234 | 005-34234 | Maxtec | MAXO2 ME |  | DH44799024 | SE-Respiratory | MHHS-Southeast |  | Analyzer, Oxygen |  | 005-34234 | 005-34234 | Southeast | MHHS-Southeast | SE-Respiratory | OR14 | 6/1/19 |  |  |  | ANALYZERS, ENVIRONMENTAL/GAS SYSTEM, OXYGEN | Analyzer, Oxygen | ANALYZEROXYGEN-Maxtec-MaxO2 ME | ANALYZEROXYGEN | MaxO2 ME |  |  |  | Maxtec | Analyzer, Oxygen |  | ANALYZEROXYGEN-Maxtec-MaxO2 ME |  | 11/15/16 |  | AO-A | Covered PM Repair - Biomedical | MHHS-Southeast | [7 empty] | Analyzer, Oxygen | ANALYZEROXYGEN | Analyzer, Oxygen | Maxtec
NO | NO |  |  |  | 005-34231 |  | Maxtec | MAXO2+A |  | DJ75299016 | SE - RESPIRATORY | MHHS-Southeast |  |  |  | 005-34231 |  | Southeast & Bay Area |  | SE - RESPIRATORY | [5 empty] | MONITORS, BEDSIDE, RESPIRATION, OXYGEN |  | .needs class | [5 empty] | Maxtec | [7 empty] | Covered PM Repair - Biomedical | MHHS-Southeast
NO | NO |  |  |  | 005-34232 |  | Maxtec | MAXO2+A |  | DJ75288018 | SE - RESPIRATORY | MHHS-Southeast |  |  |  | 005-34232 |  | Southeast & Bay Area |  | SE - RESPIRATORY | [5 empty] | MONITORS, BEDSIDE, RESPIRATION, OXYGEN |  | .needs class | [5 empty] | Maxtec | [7 empty] | Covered PM Repair - Biomedical | MHHS-Southeast
YES | YES | [5 empty] | Maxtec | MaxVenturi |  | SJ64599010 | TMC - RESPIRATORY - PEDI | [6 empty] | TMC | Memorial Hermann-Texas Medical Center | TMC - RESPIRATORY - PEDI | Biomed | [5 empty] | Blender, Oxygen/Air | BLENDEROXYGENAIR-Maxtec-MaxVenturi | [12 empty] | BOA-A | [9 empty] | Blender, Oxygen/Air | BLENDEROXYGENAIR | Blender, Oxygen/Air | Maxtec
YES | YES |  |  |  | 069-25652 | 069-25652 | Maxtec | MaxVenturi |  | SJ645599007 | TMC - RESPIRATORY - PEDI |  |  |  |  | 069-25652 | 069-25652 | TMC | Memorial Hermann-Texas Medical Center | TMC - RESPIRATORY - PEDI | Biomed | 6/1/12 |  | 6/1/13 |  |  | Blender, Oxygen/Air | BLENDEROXYGENAIR-Maxtec-MaxVenturi | [12 empty] | BOA-A | [9 empty] | Blender, Oxygen/Air | BLENDEROXYGENAIR | Blender, Oxygen/Air | Maxtec
YES | YES |  |  |  | 069-35996 | 069-35996 | Maxtec | MaxVenturi |  | SE2399904 | TMC - RESPIRATORY - PEDI |  |  |  |  | 069-35996 | 069-35996 | TMC | Memorial Hermann-Texas Medical Center | TMC - RESPIRATORY - PEDI | Biomed | [5 empty] | Blender, Oxygen/Air | BLENDEROXYGENAIR-Maxtec-MaxVenturi | [12 empty] | BOA-A | [9 empty] | Blender, Oxygen/Air | BLENDEROXYGENAIR | Blender, Oxygen/Air | Maxtec
YES | YES |  |  |  | 069-25641 | 069-25641 | Maxtec | MaxVenturi |  | SE65699018 | TMC - RESPIRATORY - PEDI |  |  |  |  | 069-25641 | 069-25641 | TMC | Memorial Hermann-Texas Medical Center | TMC - RESPIRATORY - PEDI | Biomed | [5 empty] | Blender, Oxygen/Air | BLENDEROXYGENAIR-Maxtec-MaxVenturi | [12 empty] | BOA-A | [9 empty] | Blender, Oxygen/Air | BLENDEROXYGENAIR | Blender, Oxygen/Air | Maxtec
YES | YES | [5 empty] | Maxtec | MaxVenturi |  | SJ38201003 | TMC | [6 empty] | TMC | Memorial Hermann-Texas Medical Center | TMC | Biomed Shop | [5 empty] | Blender, Oxygen/Air | BLENDEROXYGENAIR-Maxtec-MaxVenturi | [12 empty] | BOA-A | [9 empty] | Blender, Oxygen/Air | BLENDEROXYGENAIR | Blender, Oxygen/Air | Maxtec
YES | YES |  |  |  | 069-25642 | 069-25642 | Maxtec | MaxVenturi |  |  | TMC |  |  |  |  | 069-25642 | 069-25642 | TMC | Memorial Hermann-Texas Medical Center | TMC | Biomed Shop |  |  |  | No pm date |  | Blender, Oxygen/Air | BLENDEROXYGENAIR-Maxtec-MaxVenturi | [12 empty] | BOA-A | [9 empty] | Blender, Oxygen/Air | BLENDEROXYGENAIR | Blender, Oxygen/Air | Maxtec
YES | YES |  |  |  | 069-25528 | 069-25528 | Maxtec | MaxVenturi |  |  | TMC |  |  |  |  | 069-25528 | 069-25528 | TMC | Memorial Hermann-Texas Medical Center | TMC | Biomed Shop |  |  |  | No pm date |  | Blender, Oxygen/Air | BLENDEROXYGENAIR-Maxtec-MaxVenturi | [12 empty] | BOA-A | [9 empty] | Blender, Oxygen/Air | BLENDEROXYGENAIR | Blender, Oxygen/Air | Maxtec
NO | YES |  |  |  | UJ20989017 | UJ20989017 | Maxtec | OM-25ME |  | UJ20989017 | GH - RESPIRATORY |  |  |  |  | UJ20989017 | UJ20989017 | Central | Memorial Hermann Greater Heights Hospital | GH - RESPIRATORY | GH - NICU
NO | YES |  |  |  | 069-37195 | 069-37195 | Maxtec | OM25-MEL |  | YC86499007 | TMC-Respiratory-Pedi | MHHS-TMC |  | Analyzer, Oxygen |  | 069-37195 | 069-37195 | TMC | MHHS-TMC | TMC-Respiratory-Pedi |  | 6/14/18 |  |  |  | ANALYZERS, ENVIRONMENTAL/GAS SYSTEM, OXYGEN |  | ANALYZEROXYGEN-Maxtec-OM-25ME | ANALYZEROXYGEN | OM-25ME |  |  |  | Maxtec | Analyzer, Oxygen |  | ANALYZEROXYGEN-Maxtec-OM-25ME |  | 1/1/20 | Verified 3/30/2020 4:07pm (Central) |  | Not Covered Vendor Only - Biomedical | MHHS-TMC
NO | NO |  |  |  | 077-08240 |  | Maxtec | OM25-MEL |  | YC86499011 | TMC - RESPIRATORY - PEDI | MHHS-TMC |  | Analyzer, Oxygen |  | 077-08240 |  | TMC |  | TMC - RESPIRATORY - PEDI | [5 empty] | ANALYZERS, ENVIRONMENTAL/GAS SYSTEM, OXYGEN |  | ANALYZEROXYGEN-Maxtec-OM-25ME | ANALYZEROXYGEN | OM-25ME |  |  |  | Maxtec | Analyzer, Oxygen |  | ANALYZEROXYGEN-Maxtec-OM-25ME |  |  |  |  | Not Covered Vendor Only - Biomedical | MHHS-TMC
NO | NO | [5 empty] | Maxtec | OM25-MEL |  | YC86499015 | TMC - RESPIRATORY - PEDI | MHHS-TMC |  | Analyzer, Oxygen |  |  |  | TMC |  | TMC - RESPIRATORY - PEDI | [5 empty] | ANALYZERS, ENVIRONMENTAL/GAS SYSTEM, OXYGEN |  | ANALYZEROXYGEN-Maxtec-OM-25ME | ANALYZEROXYGEN | OM-25ME |  |  |  | Maxtec | Analyzer, Oxygen |  | ANALYZEROXYGEN-Maxtec-OM-25ME |  |  |  |  | Not Covered Vendor Only - Biomedical | MHHS-TMC
NO | NO | [5 empty] | Maxtec | OM25-MEL |  | MF11789003 | TMC - RESPIRATORY - PEDI | MHHS-TMC |  | Analyzer, Oxygen |  |  |  | TMC |  | TMC - RESPIRATORY - PEDI | [5 empty] | ANALYZERS, ENVIRONMENTAL/GAS SYSTEM, OXYGEN |  | ANALYZEROXYGEN-Maxtec-OM-25ME | ANALYZEROXYGEN | OM-25ME |  |  |  | Maxtec | Analyzer, Oxygen |  | ANALYZEROXYGEN-Maxtec-OM-25ME |  |  |  |  | Not Covered Vendor Only - Biomedical | MHHS-TMC
NO | YES |  |  |  | 009-06642 | 009-06642 | Maxtec | OM25?AiMEL |  | UJ20989016 | GH - Nicu | MHHS-Greater Heights |  | Analyzer, Oxygen |  | 009-06642 | 009-06642 | Central | Memorial Hermann Greater Heights Hospital | GH - Nicu | Nicu |  |  |  |  | MONITORS, BEDSIDE, RESPIRATION, OXYGEN |  | ANALYZEROXYGEN-Maxtec-OM25AE | ANALYZEROXYGEN | OM25AE |  |  |  | Maxtec | Analyzer, Oxygen |  | ANALYZEROXYGEN-Maxtec-OM25AE |  |  |  |  | Covered PM Repair - Biomedical | MHHS-Greater Heights
YES | YES |  |  |  | 099-05721 | 099-05721 | Maxtec | R213P65 |  | YC86499008 | RT |  |  |  |  | 099-05721 | 099-05721 |  | TMC | RT | Memorial Hermann- Texas Medical Center NICU | 3/1/20 |  |  | No PM Sticker
NO | YES |  |  |  | A02345 |  | MAZOR ROBOTICS | RENAISSANCE |  | 300-14-102011 | MHOSH-OR | MHHS Orthopedic & Spine |  | Robotics |  | A02345 |  | Central & Greater Heights | MHHS-Orthopedic & Spine | MHOSH-OR |  | 10/31/19 |  |  |  | COMPUTER AIDED DETECTION SYSTEMS | Robotics | Robotics-MAZOR-Renaissance | Robotics | Renaissance |  |  |  | MAZOR | Robotics |  | Robotics-MAZOR-Renaissance |  |  | MHOSH Inventory Dec 2019 into 2020 - Copy.xls - Newly Verified | SYIG-SA | Not Covered Vendor Only - Biomedical | MHHS Orthopedic & Spine | [8 empty] | Robotics | Robotics | MAZOR
NO | NO |  |  |  | 009-33693 |  | McGrath--Aircraft Medical--LMA North America | MAC |  |  | GH - ER | MHHS-Greater Heights |  |  |  | 009-33693 |  | Central & Greater Heights |  | GH - ER | [5 empty] | LARYNGOSCOPES, FLEXIBLE, INTUBATION, VIDEO |  | .needs class | [13 empty] | Covered PM Repair - Biomedical | MHHS-Greater Heights
NO | NO | [5 empty] | McGrath--Aircraft Medical--LMA North America | MAC |  |  | GH - ER | MHHS-Greater Heights | [5 empty] | Central & Greater Heights |  | GH - ER | [5 empty] | LARYNGOSCOPES, FLEXIBLE, INTUBATION, VIDEO |  | .needs class | [13 empty] | Covered PM Repair - Biomedical | MHHS-Greater Heights
NO | NO | [5 empty] | McGrath--Aircraft Medical--LMA North America | MAC |  |  | TMC - OR - ANESTHESIA (2HP) | MHHS-TMC | [5 empty] | TMC |  | TMC - OR - ANESTHESIA (2HP) | [5 empty] | LARYNGOSCOPES, FLEXIBLE, INTUBATION, VIDEO |  | .needs class | [13 empty] | Covered PM Repair - Biomedical | MHHS-TMC
NO | NO | [5 empty] | McGrath--Aircraft Medical--LMA North America | MAC |  |  | TMC - OR - ANESTHESIA (2HP) | MHHS-TMC | [5 empty] | TMC |  | TMC - OR - ANESTHESIA (2HP) | [5 empty] | LARYNGOSCOPES, FLEXIBLE, INTUBATION, VIDEO |  | .needs class | [13 empty] | Not Covered Vendor Only - Biomedical | MHHS-TMC
NO | NO | [5 empty] | McGrath--Aircraft Medical--LMA North America | MAC |  |  | TMC - OR - ANESTHESIA (2HP) | MHHS-TMC | [5 empty] | TMC |  | TMC - OR - ANESTHESIA (2HP) | [5 empty] | LARYNGOSCOPES, FLEXIBLE, INTUBATION, VIDEO |  | .needs class | [13 empty] | Covered PM Repair - Biomedical | MHHS-TMC
NO | NO | [5 empty] | McGrath--Aircraft Medical--LMA North America | MAC |  |  | TMC - OR - ANESTHESIA (2HP) | MHHS-TMC | [5 empty] | TMC |  | TMC - OR - ANESTHESIA (2HP) | [5 empty] | LARYNGOSCOPES, FLEXIBLE, INTUBATION, VIDEO |  | .needs class | [13 empty] | Covered PM Repair - Biomedical | MHHS-TMC
NO | NO | [5 empty] | McGrath--Aircraft Medical--LMA North America | MAC |  |  | TMC - OR - ANESTHESIA (2HP) | MHHS-TMC | [5 empty] | TMC |  | TMC - OR - ANESTHESIA (2HP) | [5 empty] | LARYNGOSCOPES, FLEXIBLE, INTUBATION, VIDEO |  | .needs class | [13 empty] | Covered PM Repair - Biomedical | MHHS-TMC
NO | NO | [5 empty] | McGrath--Aircraft Medical--LMA North America | MAC |  |  | TMC - OR - ANESTHESIA (2HP) | MHHS-TMC | [5 empty] | TMC |  | TMC - OR - ANESTHESIA (2HP) | [5 empty] | LARYNGOSCOPES, FLEXIBLE, INTUBATION, VIDEO |  | .needs class | [13 empty] | Covered PM Repair - Biomedical | MHHS-TMC
NO | NO | [5 empty] | McGrath--Aircraft Medical--LMA North America | MAC |  |  | TMC - OR - ANESTHESIA (2HP) | MHHS-TMC | [5 empty] | TMC |  | TMC - OR - ANESTHESIA (2HP) | [5 empty] | LARYNGOSCOPES, FLEXIBLE, INTUBATION, VIDEO |  | .needs class | [13 empty] | Covered PM Repair - Biomedical | MHHS-TMC
NO | NO | [5 empty] | McGrath--Aircraft Medical--LMA North America | MAC |  |  | TMC - OR - ANESTHESIA (2HP) | MHHS-TMC | [5 empty] | TMC |  | TMC - OR - ANESTHESIA (2HP) | [5 empty] | LARYNGOSCOPES, FLEXIBLE, INTUBATION, VIDEO |  | .needs class | [13 empty] | Covered PM Repair - Biomedical | MHHS-TMC
NO | NO | [5 empty] | McGrath--Aircraft Medical--LMA North America | MAC |  |  | TMC - OR - ANESTHESIA (2HP) | MHHS-TMC | [5 empty] | TMC |  | TMC - OR - ANESTHESIA (2HP) | [5 empty] | LARYNGOSCOPES, FLEXIBLE, INTUBATION, VIDEO |  | .needs class | [13 empty] | Covered PM Repair - Biomedical | MHHS-TMC
NO | NO | [5 empty] | McGrath--Aircraft Medical--LMA North America | MAC |  |  | TMC - OR - ANESTHESIA (2HP) | MHHS-TMC | [5 empty] | TMC |  | TMC - OR - ANESTHESIA (2HP) | [5 empty] | LARYNGOSCOPES, FLEXIBLE, INTUBATION, VIDEO |  | .needs class | [13 empty] | Covered PM Repair - Respiratory/Steriliz | MHHS-TMC
NO | NO | [5 empty] | McGrath--Aircraft Medical--LMA North America | MAC |  |  | TMC - OR - ANESTHESIA (2HP) | MHHS-TMC | [5 empty] | TMC |  | TMC - OR - ANESTHESIA (2HP) | [5 empty] | LARYNGOSCOPES, FLEXIBLE, INTUBATION, VIDEO |  | .needs class | [13 empty] | Clinical Miscellaneous | MHHS-TMC
NO | NO | [5 empty] | McGrath--Aircraft Medical--LMA North America | MAC |  |  | TMC - OR - ANESTHESIA (2HP) | MHHS-TMC | [5 empty] | TMC |  | TMC - OR - ANESTHESIA (2HP) | [5 empty] | LARYNGOSCOPES, FLEXIBLE, INTUBATION, VIDEO |  | .needs class | [13 empty] | Covered PM Repair - Biomedical | MHHS-TMC
NO | NO | [5 empty] | McGrath--Aircraft Medical--LMA North America | MAC |  |  | TMC - OR - ANESTHESIA (2HP) | MHHS-TMC | [5 empty] | TMC |  | TMC - OR - ANESTHESIA (2HP) | [5 empty] | LARYNGOSCOPES, FLEXIBLE, INTUBATION, VIDEO |  | .needs class | [13 empty] | Covered PM Repair - Biomedical | MHHS-TMC
NO | NO | [5 empty] | McGrath--Aircraft Medical--LMA North America | MAC |  |  | TMC - OR - ANESTHESIA (2HP) | MHHS-TMC | [5 empty] | TMC |  | TMC - OR - ANESTHESIA (2HP) | [5 empty] | LARYNGOSCOPES, FLEXIBLE, INTUBATION, VIDEO |  | .needs class | [13 empty] | Covered PM Repair - Biomedical | MHHS-TMC
NO | NO | [5 empty] | McGrath--Aircraft Medical--LMA North America | MAC |  |  | TMC - OR - ANESTHESIA (2HP) | MHHS-TMC | [5 empty] | TMC |  | TMC - OR - ANESTHESIA (2HP) | [5 empty] | LARYNGOSCOPES, FLEXIBLE, INTUBATION, VIDEO |  | .needs class | [13 empty] | Covered PM Repair - Biomedical | MHHS-TMC
NO | NO | [5 empty] | McGrath--Aircraft Medical--LMA North America | MAC |  |  | TMC - OR - ANESTHESIA (2HP) | MHHS-TMC | [5 empty] | TMC |  | TMC - OR - ANESTHESIA (2HP) | [5 empty] | LARYNGOSCOPES, FLEXIBLE, INTUBATION, VIDEO |  | .needs class | [13 empty] | Covered PM Repair - Biomedical | MHHS-TMC
NO | NO |  |  |  | 041-16209 |  | McGrath--Aircraft Medical--LMA North America | VIDEO LARYNGOSCOPE |  |  | MEMORIAL CITY - NEUROPHYSIOLOGY/EEG | MHHS-Mem City |  |  |  | 041-16209 |  | West & Memorial City |  | MEMORIAL CITY - NEUROPHYSIOLOGY/EEG | [5 empty] | LARYNGOSCOPES, FLEXIBLE, INTUBATION |  | .needs class | [13 empty] | Covered PM Repair - Biomedical | MHHS-Mem City
NO | NO |  |  |  | 069-33265 |  | McGrath--Aircraft Medical--LMA North America | VIDEO LARYNGOSCOPE |  |  | TMC - HERMANN - LIFE FLIGHT (11HP) | MHHS-TMC |  |  |  | 069-33265 |  | TMC |  | TMC - HERMANN - LIFE FLIGHT (11HP) | [5 empty] | LARYNGOSCOPES, FLEXIBLE, INTUBATION |  | .needs class | [13 empty] | Covered PM Repair - Biomedical | MHHS-TMC
NO | NO |  |  |  | 069-34940 |  | McGrath--Aircraft Medical--LMA North America | VIDEO LARYNGOSCOPE |  |  | TMC - HERMANN - LIFE FLIGHT (11HP) | MHHS-TMC |  |  |  | 069-34940 |  | TMC |  | TMC - HERMANN - LIFE FLIGHT (11HP) | [5 empty] | LARYNGOSCOPES, FLEXIBLE, INTUBATION |  | .needs class | [13 empty] | Covered PM Repair - Biomedical | MHHS-TMC
NO | NO |  |  |  | 069-36212 |  | McGrath--Aircraft Medical--LMA North America | VIDEO LARYNGOSCOPE |  |  | TMC - HERMANN - LIFE FLIGHT (11HP) | MHHS-TMC |  |  |  | 069-36212 |  | TMC |  | TMC - HERMANN - LIFE FLIGHT (11HP) | [5 empty] | LARYNGOSCOPES, FLEXIBLE, INTUBATION |  | .needs class | [13 empty] | Covered PM Repair - Biomedical | MHHS-TMC
NO | NO |  |  |  | 069-36924 |  | McGrath--Aircraft Medical--LMA North America | VIDEO LARYNGOSCOPE |  |  | TMC - HERMANN - LIFE FLIGHT (11HP) | MHHS-TMC |  |  |  | 069-36924 |  | TMC |  | TMC - HERMANN - LIFE FLIGHT (11HP) | [5 empty] | LARYNGOSCOPES, FLEXIBLE, INTUBATION |  | .needs class | [13 empty] | Covered PM Repair - Biomedical | MHHS-TMC
NO | NO |  |  |  | 069-38576 |  | McGrath--Aircraft Medical--LMA North America | VIDEO LARYNGOSCOPE |  |  | TMC - HERMANN - LIFE FLIGHT (11HP) | MHHS-TMC |  |  |  | 069-38576 |  | TMC |  | TMC - HERMANN - LIFE FLIGHT (11HP) | [5 empty] | LARYNGOSCOPES, FLEXIBLE, INTUBATION |  | .needs class | [13 empty] | Covered PM Repair - Biomedical | MHHS-TMC
NO | NO | [5 empty] | McGrath--Aircraft Medical--LMA North America | VIDEO LARYNGOSCOPE |  |  | TMC - HERMANN - LIFE FLIGHT (11HP) | MHHS-TMC | [5 empty] | TMC |  | TMC - HERMANN - LIFE FLIGHT (11HP) | [5 empty] | LARYNGOSCOPES, FLEXIBLE, INTUBATION |  | .needs class | [13 empty] | Covered PM Repair - Biomedical | MHHS-TMC
NO | NO |  |  |  | 330118M |  | McGrath--Aircraft Medical--LMA North America | VIDEO LARYNGOSCOPE |  | 330118M | TMC - HERMANN - LIFE FLIGHT (11HP) | MHHS-TMC |  |  |  | 330118M |  | TMC |  | TMC - HERMANN - LIFE FLIGHT (11HP) | [5 empty] | LARYNGOSCOPES, FLEXIBLE, INTUBATION |  | .needs class | [13 empty] | Covered PM Repair - Biomedical | MHHS-TMC
NO | NO | [5 empty] | McGrath--Aircraft Medical--LMA North America | VIDEO LARYNGOSCOPE |  |  | WOODLANDS - RESPIRATORY | MHHS-Woodlands | [5 empty] | Woodlands |  | WOODLANDS - RESPIRATORY | [5 empty] | LARYNGOSCOPES, FLEXIBLE, INTUBATION |  | .needs class | [13 empty] | Covered PM Repair - Biomedical | MHHS-Woodlands
NO | NO |  |  |  | 005-11905 |  | McKesson | ELR018SSA-008 |  | 20153160176F7A | SE - PHARMACY | MHHS-Southeast |  |  |  | 005-11905 |  | Southeast & Bay Area |  | SE - PHARMACY | [5 empty] | REFRIGERATORS, PHARMACY |  | .needs class | [5 empty] | McKesson | [7 empty] | Covered PM Repair - Biomedical | MHHS-Southeast
NO | NO |  |  |  | 925-01198 |  | McKesson | ENTRUST |  | BH0068060 | MH MG - (SW) - BELLAIRE CENTER | MHHS-MG |  | Trash Can |  | 925-01198 |  | Southwest |  | MH MG - (SW) - BELLAIRE CENTER | [5 empty] | LIGHTS, EXAMINATION |  | MISCELLANEOUS-McKesson-ENTRUST | MISCELLANEOUS | ENTRUST |  |  |  | MCKESSON | Trash Can |  | MISCELLANEOUS-McKesson-ENTRUST |  |  |  |  | Not Covered Vendor Only - Lab Ana/Anes | MHHS-MG
NO | NO | [5 empty] | McKesson | MD300C21C |  |  | MH MG - (TMC) - FANNIN PEDIATRICS (STE 2110) | MHHS-MG |  | Oximeter, Pulse |  |  |  | TMC |  | MH MG - (TMC) - FANNIN PEDIATRICS (STE 2110) | [5 empty] | OXIMETERS, PULSE |  | OXIMETERPULSE-Nonin Med-MD300C21C | OXIMETERPULSE | MD300C21C |  |  |  | Nonin Med | Oximeter, Pulse |  |  | OXIMETERPULSE-Nonin Med-MD300C21C |  |  |  | Covered PM Repair - Biomedical | MHHS-MG
YES | YES |  |  |  | 099-08440 | 099-08440 | McKesson | Sphygmomanometer |  |  | MH MG - (STX) - SOUTH TEXAS - ROSENBERG |  |  |  |  | 099-08440 | 099-08440 | South | Rosenberg | MH MG - (STX) - SOUTH TEXAS - ROSENBERG | Exam Room 11
YES | YES |  |  |  | 099-08441 | 099-08441 | McKesson | Sphygmomanometer |  |  | MH MG - (STX) - SOUTH TEXAS - ROSENBERG |  |  |  |  | 099-08441 | 099-08441 | South | Rosenberg | MH MG - (STX) - SOUTH TEXAS - ROSENBERG | Exam Room 11
YES | YES |  |  |  | 099-08443 | 099-08443 | McKesson | Sphygmomanometer |  |  | Rosenberg |  |  |  |  | 099-08443 | 099-08443 | South | Rosenberg | Rosenberg | Exam Room 25 |  |  |  | New Add - actual one
YES | YES |  |  |  | 099-08445 | 099-08445 | McKesson | Sphygmomanometer |  |  | Rosenberg |  |  |  |  | 099-08445 | 099-08445 | South | Rosenberg | Rosenberg | Exam Room 23 |  |  |  | New Add
YES | YES |  |  |  | 099-08446 | 099-08446 | McKesson | Sphygmomanometer |  |  | MH MG - (STX) - SOUTH TEXAS - ROSENBERG |  |  |  |  | 099-08446 | 099-08446 | South | Rosenberg | MH MG - (STX) - SOUTH TEXAS - ROSENBERG | Exam Room 22 |  |  |  | New Add
YES | YES |  |  |  | 099-08447 | 099-08447 | McKesson | Sphygmomanometer |  |  | MH MG - (STX) - SOUTH TEXAS - ROSENBERG |  |  |  |  | 099-08447 | 099-08447 | South | Rosenberg | MH MG - (STX) - SOUTH TEXAS - ROSENBERG | Storage
YES | YES |  |  |  | 099-08452 | 099-08452 | McKesson | Sphygmomanometer |  |  | MH MG - (STX) - SOUTH TEXAS - ROSENBERG |  |  |  |  | 099-08452 | 099-08452 | South | Rosenberg | MH MG - (STX) - SOUTH TEXAS - ROSENBERG | Exam Room 18 |  |  |  | New Add
YES | YES | [5 empty] | McKesson Corp | 81-015110 |  |  | Conevient Care | [6 empty] | South | Memorial Hermann Medical Group Needville | Conevient Care | Ex 4
YES | YES | [5 empty] | McKesson Corp | 81-015110 |  |  | Conevient Care | [6 empty] | South | Memorial Hermann Medical Group Needville | Conevient Care | Ex 4
YES | YES |  |  |  | 151-03947 | 151-03947 | McKesson Corp | 81-015110 |  |  | Conevient Care |  |  |  |  | 151-03947 | 151-03947 | South | Memorial Hermann Medical Group Needville | Conevient Care | Ex 3
YES | YES |  |  |  | 151-03941 | 151-03941 | McKesson Corp | 81-015110 |  |  | Conevient Care |  |  |  |  | 151-03941 | 151-03941 | South | Memorial Hermann Medical Group Needville | Conevient Care | Ex 1
NO | YES | Asset Tag 009-10888 |  |  | 009-10888 | 009-10888 | McKesson Corp | 81-19100 |  | MEC000108 | GH-Wound Care |  |  |  |  | 009-10888 | 009-10888 | Central | MHHS-Greater Heights | GH-Wound Care | Room 6
YES | YES | [5 empty] | McKesson Corp | aneroid |  |  | Conevient Care | [6 empty] | South | Memorial Hermann Medical Group Needville | Conevient Care | Ex6 | [6 empty] | SPHYGMOMANOMETERANER-TYCOS-Aneroid
YES | YES |  |  |  | 151-03743 | 151-03743 | McKesson Corp | Aneroid |  |  | MH MG - (STX) - SOUTH TEXAS - WHARTON |  |  |  |  | 151-03743 | 151-03743 | MH Med Group | Primary Care | MH MG - (STX) - SOUTH TEXAS - WHARTON | Exam 21 | [5 empty] | Sphygmomanometer, Aneroid | SPHYGMOMANOMETERANER-TYCOS-Aneroid | [23 empty] | SPHYGMOMANOMETERANER | Sphygmomanometer, Aneroid | TYCOS
YES | YES | [5 empty] | McKesson Corp | aneroid |  |  | Conevient Care | [6 empty] | South | Memorial Hermann Medical Group Needville | Conevient Care | Ex 5 | [6 empty] | SPHYGMOMANOMETERANER-TYCOS-Aneroid
YES | YES | [5 empty] | McKesson Corp | aneroid |  |  | Conevient Care | [6 empty] | South | Memorial Hermann Medical Group Needville | Conevient Care | Ex 4 | [6 empty] | SPHYGMOMANOMETERANER-TYCOS-Aneroid
YES | YES |  |  |  | 151-03754 | 151-03754 | McKesson Corp | Aneroid |  |  | MH MG - (STX) - SOUTH TEXAS - WHARTON |  |  |  |  | 151-03754 | 151-03754 | south | Primary Care | MH MG - (STX) - SOUTH TEXAS - WHARTON | Exam 15 | [5 empty] | Sphygmomanometer, Aneroid | SPHYGMOMANOMETERANER-TYCOS-Aneroid | [23 empty] | SPHYGMOMANOMETERANER | Sphygmomanometer, Aneroid | TYCOS
YES | YES |  |  |  | 151-03757 | 151-03757 | McKesson Corp | Aneroid |  |  | MH MG - (STX) - SOUTH TEXAS - WHARTON |  |  |  |  | 151-03757 | 151-03757 | MH Med Grp Wharton | Primary Care | MH MG - (STX) - SOUTH TEXAS - WHARTON | Exam 11 | [5 empty] | Sphygmomanometer, Aneroid | SPHYGMOMANOMETERANER-TYCOS-Aneroid | [23 empty] | SPHYGMOMANOMETERANER | Sphygmomanometer, Aneroid | TYCOS
YES | YES |  |  |  | 151-03758 | 151-03758 | McKesson Corp | Aneroid |  |  | MH MG - (STX) - SOUTH TEXAS - WHARTON |  |  |  |  | 151-03758 | 151-03758 | MH Med Grp Wharton | Wharton primary care | MH MG - (STX) - SOUTH TEXAS - WHARTON | Exam 2 | [5 empty] | Sphygmomanometer, Aneroid | SPHYGMOMANOMETERANER-TYCOS-Aneroid | [23 empty] | SPHYGMOMANOMETERANER | Sphygmomanometer, Aneroid | TYCOS
YES | YES |  |  |  | 151-03759 | 151-03759 | McKesson Corp | Aneroid |  |  | MH MG - (STX) - SOUTH TEXAS - WHARTON |  |  |  |  | 151-03759 | 151-03759 | MH Med Grp Wharton | Wharton primary care | MH MG - (STX) - SOUTH TEXAS - WHARTON | Exam 4 | [5 empty] | Sphygmomanometer, Aneroid | SPHYGMOMANOMETERANER-TYCOS-Aneroid | [23 empty] | SPHYGMOMANOMETERANER | Sphygmomanometer, Aneroid | TYCOS
YES | YES |  |  |  | 151-03760 | 151-03760 | McKesson Corp | Aneroid |  |  | MH MG - (STX) - SOUTH TEXAS - WHARTON |  |  |  |  | 151-03760 | 151-03760 | MH Med Grp Wharton | Wharton primary care | MH MG - (STX) - SOUTH TEXAS - WHARTON | Exam 7 | [5 empty] | Sphygmomanometer, Aneroid | SPHYGMOMANOMETERANER-TYCOS-Aneroid | [23 empty] | SPHYGMOMANOMETERANER | Sphygmomanometer, Aneroid | TYCOS
YES | YES |  |  |  | 151-03944 | 151-03944 | McKesson Corp | aneroid |  |  | Conevient Care |  |  |  |  | 151-03944 | 151-03944 | South | Memorial Hermann Medical Group Needville | Conevient Care | Ex 6 | [6 empty] | SPHYGMOMANOMETERANER-TYCOS-Aneroid
YES | YES |  |  |  | 151-03762 | 151-03762 | McKesson Corp | Aneroid |  |  | MH MG - (STX) - SOUTH TEXAS - WHARTON |  |  |  |  | 151-03762 | 151-03762 | MH Med Grp Wharton | Wharton primary care | MH MG - (STX) - SOUTH TEXAS - WHARTON | Exam 1 | [5 empty] | Sphygmomanometer, Aneroid | SPHYGMOMANOMETERANER-TYCOS-Aneroid | [23 empty] | SPHYGMOMANOMETERANER | Sphygmomanometer, Aneroid | TYCOS
YES | YES |  |  |  | 151-03945 | 151-03945 | McKesson Corp | aneroid |  |  | Conevient Care |  |  |  |  | 151-03945 | 151-03945 | South | Memorial Hermann Medical Group Needville | Conevient Care | Ex 5 | [6 empty] | SPHYGMOMANOMETERANER-TYCOS-Aneroid
YES | YES | [5 empty] | McKesson Corp | Aneroid |  |  | MH MG - (STX) - SOUTH TEXAS - WHARTON | [6 empty] | MH Med Grp Wharton | Wharton primary care | MH MG - (STX) - SOUTH TEXAS - WHARTON | Exam 5 | [5 empty] | Sphygmomanometer, Aneroid | SPHYGMOMANOMETERANER-TYCOS-Aneroid | [23 empty] | SPHYGMOMANOMETERANER | Sphygmomanometer, Aneroid | TYCOS
YES | YES | [5 empty] | McKesson Corp | Aneroid |  |  | MH MG - (STX) - SOUTH TEXAS - WHARTON | [6 empty] | MH Med Grp Wharton | Wharton primary care | MH MG - (STX) - SOUTH TEXAS - WHARTON | Exam 9 | [6 empty] | SPHYGMOMANOMETERANER-TYCOS-Aneroid
YES | YES | [5 empty] | McKesson Corp | Aneroid |  |  | MH MG - (STX) - SOUTH TEXAS - WHARTON | [6 empty] | MH Med Grp Wharton | Wharton primary care | MH MG - (STX) - SOUTH TEXAS - WHARTON | Exam 8 | [5 empty] | Sphygmomanometer, Aneroid | SPHYGMOMANOMETERANER-TYCOS-Aneroid | [23 empty] | SPHYGMOMANOMETERANER | Sphygmomanometer, Aneroid | TYCOS
YES | YES | [5 empty] | McKesson Corp | Aneroid |  |  | MH MG - (STX) - SOUTH TEXAS - WHARTon | [6 empty] | South | OB/GYN | MH MG - (STX) - SOUTH TEXAS - WHARTon | Exam 6 | [5 empty] | Sphygmomanometer, Aneroid | SPHYGMOMANOMETERANER-TYCOS-Aneroid | [23 empty] | SPHYGMOMANOMETERANER | Sphygmomanometer, Aneroid | TYCOS
YES | YES | [5 empty] | McKesson Corp | Aneroid |  |  | MH MG - (STX) - SOUTH TEXAS - WHARTON | [6 empty] | South | Specialties Clinic | MH MG - (STX) - SOUTH TEXAS - WHARTON | Exam 6 | [5 empty] | Sphygmomanometer, Aneroid | SPHYGMOMANOMETERANER-TYCOS-Aneroid | [23 empty] | SPHYGMOMANOMETERANER | Sphygmomanometer, Aneroid | TYCOS
YES | YES | [5 empty] | McKesson Corp | Aneroid |  |  | MH MG - (STX) - SOUTH TEXAS - WHARTON | [6 empty] | South | Specialties Clinic | MH MG - (STX) - SOUTH TEXAS - WHARTON | Exam 5 | [5 empty] | Sphygmomanometer, Aneroid | SPHYGMOMANOMETERANER-TYCOS-Aneroid | [23 empty] | SPHYGMOMANOMETERANER | Sphygmomanometer, Aneroid | TYCOS
YES | YES | [5 empty] | McKesson Corp | Aneroid |  |  | MH MG - (STX) - SOUTH TEXAS - WHARTON | [6 empty] | South | Specialties Clinic | MH MG - (STX) - SOUTH TEXAS - WHARTON | Exam 3 | [5 empty] | Sphygmomanometer, Aneroid | SPHYGMOMANOMETERANER-TYCOS-Aneroid | [23 empty] | SPHYGMOMANOMETERANER | Sphygmomanometer, Aneroid | TYCOS
YES | YES | [5 empty] | McKesson Corp | Aneroid |  |  | MH MG - (STX) - SOUTH TEXAS - WHARTON | [6 empty] | South | Specialties Clinic | MH MG - (STX) - SOUTH TEXAS - WHARTON | Exam 3 | [5 empty] | Sphygmomanometer, Aneroid | SPHYGMOMANOMETERANER-TYCOS-Aneroid | [23 empty] | SPHYGMOMANOMETERANER | Sphygmomanometer, Aneroid | TYCOS
YES | YES | [5 empty] | McKesson Corp | Aneroid |  |  | MH MG - (STX) - SOUTH TEXAS - WHARTON | [6 empty] | South | Specialties Clinic | MH MG - (STX) - SOUTH TEXAS - WHARTON | Exam 1 | [5 empty] | Sphygmomanometer, Aneroid | SPHYGMOMANOMETERANER-TYCOS-Aneroid | [23 empty] | SPHYGMOMANOMETERANER | Sphygmomanometer, Aneroid | TYCOS
YES | YES | [5 empty] | McKesson Corp | Aneroid |  |  | MH MG - (STX) - SOUTH TEXAS - WHARTON | [6 empty] | South | Specialties Clinic | MH MG - (STX) - SOUTH TEXAS - WHARTON | Exam 7 | [5 empty] | Sphygmomanometer, Aneroid | SPHYGMOMANOMETERANER-TYCOS-Aneroid | [23 empty] | SPHYGMOMANOMETERANER | Sphygmomanometer, Aneroid | TYCOS
YES | YES | [5 empty] | McKesson Corp | Aneroid |  |  | MH MG - (STX) - SOUTH TEXAS - WHARTON | [6 empty] | South | Specialties Clinic | MH MG - (STX) - SOUTH TEXAS - WHARTON | Exam 8 | [5 empty] | Sphygmomanometer, Aneroid | SPHYGMOMANOMETERANER-TYCOS-Aneroid | [23 empty] | SPHYGMOMANOMETERANER | Sphygmomanometer, Aneroid | TYCOS
YES | YES | [5 empty] | McKesson Corp | Aneroid |  |  | MH MG - (STX) - SOUTH TEXAS - WHARTON | [6 empty] | South | Specialties Clinic | MH MG - (STX) - SOUTH TEXAS - WHARTON | Exam 9 | [5 empty] | Sphygmomanometer, Aneroid | SPHYGMOMANOMETERANER-TYCOS-Aneroid | [23 empty] | SPHYGMOMANOMETERANER | Sphygmomanometer, Aneroid | TYCOS
YES | YES | [5 empty] | McKesson Corp | Aneroid |  |  | Cardio Pulmonary Clinic | [6 empty] | South | HM Med Grp Wharton | Cardio Pulmonary Clinic | Exam 1 | [5 empty] | Sphygmomanometer, Aneroid | SPHYGMOMANOMETERANER-TYCOS-Aneroid | [23 empty] | SPHYGMOMANOMETERANER | Sphygmomanometer, Aneroid | TYCOS
YES | YES | [5 empty] | McKesson Corp | Aneroid |  |  | Cardio Pulmonary Clinic | [6 empty] | South | HM Med Grp Wharton | Cardio Pulmonary Clinic | Exam 3 | [5 empty] | Sphygmomanometer, Aneroid | SPHYGMOMANOMETERANER-TYCOS-Aneroid | [23 empty] | SPHYGMOMANOMETERANER | Sphygmomanometer, Aneroid | TYCOS
YES | YES | [5 empty] | McKesson Corp | Aneroid |  |  | Cardio Pulmonary Clinic | [6 empty] | South | HM Med Grp Wharton | Cardio Pulmonary Clinic | Exam 4 | [5 empty] | Sphygmomanometer, Aneroid | SPHYGMOMANOMETERANER-TYCOS-Aneroid | [23 empty] | SPHYGMOMANOMETERANER | Sphygmomanometer, Aneroid | TYCOS
YES | YES | [5 empty] | McKesson Corp | Aneroid |  |  | MH MG - (STX) - SOUTH TEXAS - WHARTON | [6 empty] | South | Cario Pulmonary Clinic | MH MG - (STX) - SOUTH TEXAS - WHARTON | Exam 8 | [5 empty] | Sphygmomanometer, Aneroid | SPHYGMOMANOMETERANER-TYCOS-Aneroid | [23 empty] | SPHYGMOMANOMETERANER | Sphygmomanometer, Aneroid | TYCOS
YES | YES | [5 empty] | McKesson Corp | Aneroid |  |  | MH MG - (STX) - SOUTH TEXAS - WHARTON | [6 empty] | South | Womens Center | MH MG - (STX) - SOUTH TEXAS - WHARTON | X-ray 2 | [5 empty] | Sphygmomanometer, Aneroid | SPHYGMOMANOMETERANER-TYCOS-Aneroid | [23 empty] | SPHYGMOMANOMETERANER | Sphygmomanometer, Aneroid | TYCOS
YES | YES | Asset Tag 29024697 |  |  |  |  | McKesson Corp | Aneroid |  |  | MH MG - (STX) - SOUTH TEXAS - WHARTON | [6 empty] | South | Cardio Pulmonary Clinic | MH MG - (STX) - SOUTH TEXAS - WHARTON | Exam 7 | [6 empty] | SPHYGMOMANOMETERANER-TYCOS-Aneroid
YES | YES |  |  |  | 099-00716 | 099-00716 | McKesson Corp | CNF |  |  | MH MG - (SL) - PHYSICIANS AT SUGAR CREEK |  |  |  |  | 099-00716 | 099-00716 | Sugar Land | Physicians at Sugar Creek | MH MG - (SL) - PHYSICIANS AT SUGAR CREEK | Exam NW.3 | [6 empty] | .needs class
YES | YES | Serial Number Cnf |  |  | 142-08928 | 142-08928 | McKesson Corp | Cnf |  | Cnf | MH MG - (SL) - SUGAR LAND CARDIOLOGY |  |  |  |  | 142-08928 | 142-08928 | Sugar Land |  | MH MG - (SL) - SUGAR LAND CARDIOLOGY |  |  |  |  | No pm |  |  | .needs class
YES | YES |  |  |  | 099-00011 | 099-00011 | McKesson Corp | CNG |  |  | NEIGHBORHOOD CLINIC - (GH) - NORTHWEST CC |  |  |  |  | 099-00011 | 099-00011 | Katy | Memorial Hermann Neighborhood Health Center - Greater Heights (#103) | NEIGHBORHOOD CLINIC - (GH) - NORTHWEST CC |  | 2/1/20
YES | YES |  |  |  | 151-03751 | 151-03751 | McKesson Corp | Lifetime certified |  | NsN | [5 empty] | 151-03751 | 151-03751 | Southwest | MH medical group wharton |  |  | 10/1/19 | 10/1/20
YES | YES |  |  |  | 151-03756 | 151-03756 | McKesson Corp | Lifetime certified |  | NSN | [5 empty] | 151-03756 | 151-03756 | Southwest | MH Medical group Wharton |  |  | 10/1/20 | 10/1/19
YES | YES | [5 empty] | McKesson Corp | Lifetime Certified |  |  | Specialty clinic | [6 empty] | South | Memorial Hermann Medical Group Wharton | Specialty clinic | Exam room4 | 2/1/20 | 2/1/20
YES | YES | [5 empty] | McKesson Corp | Lifetime certified |  |  | Specialty clinic | [6 empty] | South | Memorial Hermann Medical Group Wharton | Specialty clinic | Exam room 10 | 2/1/20 | 2/1/20
YES | YES | [5 empty] | McKesson Corp | Lifetime certified |  |  | Cardiology | [6 empty] | South | Memorial Hermann Medical Group Wharton | Cardiology | Exam room 5 | 10/1/19 | 10/1/20
YES | YES | [5 empty] | McKesson Corp | Lifetime certified |  |  | Cardiology | [6 empty] | South | Memorial Hermann Medical Group Wharton | Cardiology | Exam room 6 | 10/1/19 | 10/1/20
YES | YES |  |  |  | 151-04875 | 151-04875 | McKesson Corp | LUMEON |  |  | MH MG - (PL) - PEARLAND CLINIC |  |  |  |  | 151-04875 | 151-04875 | Pearland | Memorial Hermann Medical Group Central Pearland | MH MG - (PL) - PEARLAND CLINIC | Medical plaza 1 211
YES | YES |  |  |  | 099-06581 | 099-06581 | McKesson Corp | LUMEON |  |  | Breakroom |  |  |  |  | 099-06581 | 099-06581 | Southeast | Memorial Hermann Southeast Hospital | Breakroom | Progessional Building 1 | 4/1/20 |  |  | No pm
YES | YES |  |  |  | 009-10682 | 009-10682 | McKesson Corp | LUMEON 1157 |  |  | MH MG - (SL) - PHYSICIANS AT SUGAR CREEK |  |  |  |  | 009-10682 | 009-10682 | Sugar Land | Memorial Hermann Surgery Center Sugar Land (#200) | MH MG - (SL) - PHYSICIANS AT SUGAR CREEK | Purple nurses station
YES | YES |  |  |  | Ex3-sphy | Ex3-sphy | McKesson Corp | N/A |  |  | Convenient Care |  |  |  |  | Ex3-sphy | Ex3-sphy | South | Memorial Hermann Medical Group Needville | Convenient Care | Ex 3
YES | YES |  |  |  | 099-00009 | 099-00009 | McKesson Corp | PSS869 |  | CS3-2018421 | [5 empty] | 099-00009 | 099-00009 | Katy | Memorial Hermann Medical Group Kingwood (located in the CCC) - Level 2 (#100) |  | Exam 2 | 2/1/20
YES | YES |  |  |  | 142-09460 | 142-09460 | McKesson Corp | Sphygmomanometer |  |  | MH MG - (STX) - SOUTH TEXAS - ROSENBERG |  |  |  |  | 142-09460 | 142-09460 | South | Memorial Hermann Medical Group Rosenberg | MH MG - (STX) - SOUTH TEXAS - ROSENBERG | Exam 12
YES | YES |  |  |  | 099-08459 | 099-08459 | McKesson Corp | Sphygmomanometer |  |  | MH MG - (STX) - SOUTH TEXAS - ROSENBERG |  |  |  |  | 099-08459 | 099-08459 | South | Memorial Hermann Medical Group Rosenberg | MH MG - (STX) - SOUTH TEXAS - ROSENBERG | Exam 5
YES | YES |  |  |  | 099-08460 | 099-08460 | McKesson Corp | Sphygmomanometer |  |  | MH MG - (STX) - SOUTH TEXAS - ROSENBERG |  |  |  |  | 099-08460 | 099-08460 | South | Memorial Hermann Medical Group Rosenberg | MH MG - (STX) - SOUTH TEXAS - ROSENBERG | Exam 2
YES | YES |  |  |  | 099-08461 | 099-08461 | McKesson Corp | Sphygmomanometer |  |  | MH MG - (STX) - SOUTH TEXAS - ROSENBERG |  |  |  |  | 099-08461 | 099-08461 | South | Memorial Hermann Medical Group Rosenberg | MH MG - (STX) - SOUTH TEXAS - ROSENBERG | Exam 1
YES | YES |  |  |  | 099-08462 | 099-08462 | McKesson Corp | Sphygmomanometer |  |  | MH MG - (STX) - SOUTH TEXAS - ROSENBERG |  |  |  |  | 099-08462 | 099-08462 | South | Memorial Hermann Medical Group Rosenberg | MH MG - (STX) - SOUTH TEXAS - ROSENBERG | Exam 10 | 3/1/20
YES | YES |  |  |  | 099-08465 | 099-08465 | McKesson Corp | Sphygmomanometer |  |  | MH MG - (STX) - SOUTH TEXAS - ROSENBERG |  |  |  |  | 099-08465 | 099-08465 | South | Memorial Hermann Medical Group Rosenberg | MH MG - (STX) - SOUTH TEXAS - ROSENBERG | Exam 26
YES | YES |  |  |  | 099-08466 | 099-08466 | McKesson Corp | Sphygmomanometer |  |  | MH MG - (STX) - SOUTH TEXAS - ROSENBERG |  |  |  |  | 099-08466 | 099-08466 | South | Memorial Hermann Medical Group Rosenberg | MH MG - (STX) - SOUTH TEXAS - ROSENBERG | Exam 27
YES | YES |  |  |  | 099-08467 | 099-08467 | McKesson Corp | Sphygmomanometer |  |  | MH MG - (STX) - SOUTH TEXAS - ROSENBERG |  |  |  |  | 099-08467 | 099-08467 | South | Memorial Hermann Medical Group Rosenberg | MH MG - (STX) - SOUTH TEXAS - ROSENBERG | Exam 29
NO | YES | [5 empty] | MDT | CASTLE 5500 |  | wk94789 | ICU D | MHHS-Southwest | [5 empty] | Southwest | Memorial Hermann Southwest Hospital | ICU D | Nurse Station | 10/1/19 |  | 10/1/20 |  | WARMING UNITS, MULTIPURPOSE |  | .needs class | [10 empty] | 1/1/12 |  |  | Covered PM Repair - Biomedical | MHHS-Southwest
YES | YES |  |  |  | 013-01854 | 013-01854 | MDT USA | Castle HDX |  |  | PACU |  |  |  |  | 013-01854 | 013-01854 | Southwest | Memorial Hermann Southwest Hospital | PACU | Storage | 12/1/19 |  | 12/1/20 |  |  | Dental Console | DENTALCONSOLE-MDT USA-Castle HDX | [22 empty] | Dental Console | DENTALCONSOLE | Dental Console | MDT USA
NO | NO |  |  |  | 129-31131 |  | Measuretek | EHL-3 |  |  | SUGAR LAND - CENTRAL SUPPLY | MHHS-Sugarland |  |  |  | 129-31131 |  | Sugar Land |  | SUGAR LAND - CENTRAL SUPPLY | [5 empty] | SCALES, CLINICAL, PRECISION |  | .needs class | [5 empty] | Measuretek | [7 empty] | Not Covered Vendor Only - Biomedical | MHHS-Sugarland
YES | YES |  |  |  | 099-02283 | 099-02283 | Measuretek Scale Co Ltd | PS-103-35 |  |  | NE - OR |  |  |  |  | 099-02283 | 099-02283 | Katy | Memorial Hermann Northeast Hospital | NE - OR | SPD | 2/1/20 | 2/1/20
NO | YES |  |  |  | 005-03095 | 005-03095 | MED ORTHO |  |  | 7b10247 | SMR - (SE) - SOUTHEAST (MP1) | MHHS-SMR |  |  |  | 005-03095 | 005-03095 | Southeast | Memorial Hermann Sports Medicine | SMR - (SE) - SOUTHEAST (MP1) | Main Gym | 11/1/18 |  |  | One Time Inspection Sticker | TABLES, EXAMINATION/TREATMENT | Table, Exam | TABLEEXAM-Cardon Rehab-27112-99 |  |  |  |  | TABLEEXAM-Cardon Rehab-27112-99 | MED-ORTHO | [7 empty] | Covered PM Repair - Biomedical | MHHS-SMR | [8 empty] | TABLEEXAM | Table, Exam | Cardon Rehab
NO | YES |  |  |  | 005-01117 |  | MED ORTHO |  |  |  | SMR - (SE) - SOUTHEAST (620 | MHHS-SMR |  |  |  | 005-01117 |  | Southeast | Memorial Hermann Sports Medicine | SMR - (SE) - SOUTHEAST (620 | Sports |  |  |  |  | TABLES, EXAMINATION/TREATMENT |  | .needs class |  |  |  |  | .needs class | MED-ORTHO | [7 empty] | Covered PM Repair - Biomedical | MHHS-SMR
NO | YES | Serial Number 7810325 |  |  | 005-00965 | 005-00965 | MED ORTHO |  |  |  | SE - REHAB SERVICES | MHHS-Southeast |  |  |  | 005-00965 | 005-00965 | Southeast | Memorial Hermann Southeast Hospital | SE - REHAB SERVICES | Gym | 4/1/18 |  | 4/1/19 |  | TABLES, EXAMINATION/TREATMENT |  | .needs class |  |  |  |  | .needs class | MED-ORTHO | [7 empty] | Covered PM Repair - Biomedical | MHHS-Southeast
NO | NO |  |  |  | 005-01115 |  | MED ORTHO | R27841 |  |  | SMR - (SE) - SOUTHEAST (MP1) | MHHS-SMR |  |  |  | 005-01115 |  | Southeast & Bay Area |  | SMR - (SE) - SOUTHEAST (MP1) | [5 empty] | TABLES, EXAMINATION/TREATMENT |  | .needs class | [5 empty] | MED-ORTHO | [7 empty] | Not Covered Vendor Only - Biomedical | MHHS-SMR
YES | YES |  |  |  | 099-00079 | 099-00079 | Med Systems | Fluid Flo 2500 |  |  | Cardio |  |  |  |  | 099-00079 | 099-00079 | Katy | Memorial Hermann Northeast Hospital | Cardio | Cardio | [5 empty] | Percussor, Air Controlled | PERCUSSOR-Med Systems-Fluid Flo 2500 | [22 empty] | Percussor, Air Controlled | PERCUSSOR | Percussor, Air Controlled | Med Systems
YES | YES |  |  |  | 013-16435 | 013-16435 | Med Tech Inc | MT-VL-1 |  |  | GH - CANCER CENTER |  |  |  |  | 013-16435 | 013-16435 |  |  | GH - CANCER CENTER | Similator room
NO | NO | [5 empty] | Med X Change, Inc. | DRS2 |  | drs2-0509-001c | MEMORIAL CITY - MOR | MHHS-Mem City | [5 empty] | West & Memorial City |  | MEMORIAL CITY - MOR | [5 empty] | COMPUTERS |  | .needs class | [5 empty] | Med X Change Inc | [7 empty] | Not Covered Vendor Only - Biomedical | MHHS-Mem City
NO | NO | [5 empty] | Med X Change, Inc. | DRS2 |  | 0705010C | TMC - OR - ROBERTSON (2R) | MHHS-TMC | [5 empty] | TMC |  | TMC - OR - ROBERTSON (2R) | [5 empty] | COMPUTERS |  | .needs class | [5 empty] | Med X Change Inc | [7 empty] | Clinical Miscellaneous | MHHS-TMC
NO | YES |  |  |  | 041-32896 | 041-32896 | Med X Change, Inc. | EVOLUTION 4K |  | EVO4K-0618-001C | Surgery nurses station | MHHS-Southeast |  |  |  | 041-32896 | 041-32896 | West | Memorial Hermann Memorial City Medical Center | Surgery nurses station | Surgery nurses station |  |  |  | No pm sticker | RECORDERS, TAPE, DATA, ELECTROCARDIOGRAPHY |  | .needs class | [5 empty] | Med X Change Inc | [7 empty] | Covered PM Repair - Biomedical | MHHS-Southeast
NO | YES |  |  |  | 074-04999 | 074-04999 | Med X Change, Inc. | EVOLUTIONHD |  | EVO-0715-017C | TMC-OR-CVOR (7Hvi) | MHHS-TMC |  |  |  | 074-04999 | 074-04999 | TMC | MHHS-TMC | TMC-OR-CVOR (7Hvi) | OSub Sterile OR 4 | 3/1/20 |  | 3/1/21 |  | RECORDERS, TAPE, VIDEO |  | .needs class | [5 empty] | Med X Change Inc | [7 empty] | Covered PM Repair - Biomedical | MHHS-TMC
NO | YES |  |  |  | 241-03301 | 241-03301 | MED-MIZER | M450 |  |  | TIRR-Outpatient Clinic | MHHS-TIRR |  | Water Purification System |  | 241-03301 | 241-03301 | TM | MHHS-Others | TIRR-Outpatient Clinic | TIRR - OUTPATIENT CLINIC |  |  |  |  | BEDS, ELECTRIC | Water Purification System | WATERPURIFICATIONSYS-Watts Premier, Inc.-M450 | WATERPURIFICATIONSYS | M450 |  |  |  | Watts Premier, Inc. | Water Purification System |  |  | WATERPURIFICATIONSYS-Watts Premier, Inc.-M450 |  |  | WPS-A | Covered PM Repair - Biomedical | MHHS-TIRR | [8 empty] | WATERPURIFICATIONSYS | Water Purification System | Watts Premier, Inc.
NO | YES |  |  |  | 241-03302 | 241-03302 | MED-MIZER | M450 |  |  | TIRR-Outpatient Clinic | MHHS-TIRR |  | Water Purification System |  | 241-03302 | 241-03302 | TM | MHHS-Others | TIRR-Outpatient Clinic | TIRR - OUTPATIENT CLINIC | 3/1/19 |  | 3/1/20 |  | BEDS, ELECTRIC | Water Purification System | WATERPURIFICATIONSYS-Watts Premier, Inc.-M450 | WATERPURIFICATIONSYS | M450 |  |  |  | Watts Premier, Inc. | Water Purification System |  |  | WATERPURIFICATIONSYS-Watts Premier, Inc.-M450 |  |  | WPS-A | Covered PM Repair - Biomedical | MHHS-TIRR | [8 empty] | WATERPURIFICATIONSYS | Water Purification System | Watts Premier, Inc.
NO | YES |  |  |  | 241-03303 | 241-03303 | MED-MIZER | M450 |  |  | TIRR-Outpatient Clinic | MHHS-TIRR |  | Water Purification System |  | 241-03303 | 241-03303 | TM | MHHS-Others | TIRR-Outpatient Clinic | TIRR - OUTPATIENT CLINIC | 3/1/19 |  | 3/1/20 |  | BEDS, ELECTRIC | Water Purification System | WATERPURIFICATIONSYS-Watts Premier, Inc.-M450 | WATERPURIFICATIONSYS | M450 |  |  |  | Watts Premier, Inc. | Water Purification System |  |  | WATERPURIFICATIONSYS-Watts Premier, Inc.-M450 | 11/5/16 |  | WPS-A | Covered PM Repair - Biomedical | MHHS-TIRR | [8 empty] | WATERPURIFICATIONSYS | Water Purification System | Watts Premier, Inc.
NO | YES |  |  |  | 241-03307 | 241-03307 | MED-MIZER | M450 |  |  | TIRR-Outpatient Clinic | MHHS-TIRR |  | Water Purification System |  | 241-03307 | 241-03307 | TM | MHHS-Others | TIRR-Outpatient Clinic | TIRR - OUTPATIENT CLINIC | 3/1/19 |  | 3/1/20 |  | BEDS, ELECTRIC | Water Purification System | WATERPURIFICATIONSYS-Watts Premier, Inc.-M450 | WATERPURIFICATIONSYS | M450 |  |  |  | Watts Premier, Inc. | Water Purification System |  |  | WATERPURIFICATIONSYS-Watts Premier, Inc.-M450 | 1/11/17 |  | WPS-A | Covered PM Repair - Biomedical | MHHS-TIRR | [8 empty] | WATERPURIFICATIONSYS | Water Purification System | Watts Premier, Inc.
NO | YES | Serial Number 51477 |  |  | 241-03308 | 241-03308 | MED-MIZER | M450 |  |  | TIRR - OUTPATIENT CLINIC |  |  |  |  | 241-03308 | 241-03308 | TM | TIRR Memorial Hermann | TIRR - OUTPATIENT CLINIC | TIRR - OUTPATIENT CLINIC | 3/1/19 |  | 3/1/20
YES | YES |  |  |  | 241-03311 | 241-03311 | MED-MIZER | M450 |  |  | TIRR - OUTPATIENT CLINIC |  |  |  |  | 241-03311 | 241-03311 | TM | TIRR Memorial Hermann | TIRR - OUTPATIENT CLINIC | TIRR - OUTPATIENT CLINIC | 3/1/19 |  | 3/1/20
NO | YES | Serial Number 7810325 |  |  | 099-07541 | 099-07541 | Med-Ortho | R27112 |  |  | Therapy |  |  |  |  | 099-07541 | 099-07541 | Southeast | Memorial Hermann Southeast Hospital | Therapy |  | 4/1/20 |  | 4/1/20
NO | YES |  |  |  |  | 099-03956 | Med-Tec | FUME HOOD |  |  | NE-Cancer Center | MHHS-Northeast |  |  |  |  | 099-03956 | Katy | MHHS-Northeast | NE-Cancer Center | Aplication room | 3/1/18 |  |  |  | HOODS, CHEMICAL FUME |  | .needs class | [10 empty] | 7/25/19 |  |  | Covered PM Repair - Biomedical | MHHS-Northeast
NO | YES | [5 empty] | Med-Tec | MT-RH-1500 |  |  | GH-Cancer Center | MHHS-Greater Heights |  | Bath, Water |  |  |  | Central & Greater Heights | MHHS-Greater Heights | GH-Cancer Center | Similator room | 6/1/19 |  | 6/1/20 |  | BATHS, WATER | Bath, Water | BATHWATER-Medtech-MT-RH-1500 | BATHWATER | MT-RH-1500 |  |  |  | Med Tech Inc | Bath, Water |  |  | BATHWATER-Medtech-MT-RH-1500 | 6/21/17 |  |  | Covered PM Repair - Biomedical | MHHS-Greater Heights | [8 empty] | BATHWATER | Bath, Water | Med Tech Inc
NO | YES | [5 empty] | Med-Tec | MT-RH-1500 |  |  | NE-Cancer Center | MHHS-Northeast |  | Bath, Water |  |  |  | Katy | MHHS-Northeast | NE-Cancer Center |  | 8/1/19 | 8/1/20 |  |  | BATHS, WATER | Bath, Water | BATHWATER-Medtech-MT-RH-1500 | BATHWATER | MT-RH-1500 |  |  |  | Med Tech Inc | Bath, Water |  |  | BATHWATER-Medtech-MT-RH-1500 | 6/21/17 |  |  | Covered PM Repair - Biomedical | MHHS-Northeast | [8 empty] | BATHWATER | Bath, Water | Med Tech Inc
NO | NO | [5 empty] | Med-Tec | MT-RH-1500 |  |  | SE - CANCER CENTER | MHHS-Southeast |  | Bath, Water |  |  |  | Southeast & Bay Area |  | SE - CANCER CENTER | [5 empty] | BATHS, WATER |  | BATHWATER-Medtech-MT-RH-1500 | BATHWATER | MT-RH-1500 |  |  |  | Med Tech Inc | Bath, Water |  |  | BATHWATER-Medtech-MT-RH-1500 |  |  |  | Covered PM Repair - Biomedical | MHHS-Southeast
NO | NO |  |  |  | 041-11677 |  | Med-Tec | MT-RH-CSV |  |  | MEMORIAL CITY - TEXAS ONCOLOGY | MHHS-Mem City |  |  |  | 041-11677 |  | West & Memorial City |  | MEMORIAL CITY - TEXAS ONCOLOGY | [5 empty] | HEATING BLOCKS |  | .needs class | [13 empty] | Covered PM Repair - Biomedical | MHHS-Mem City
NO | YES |  |  |  | 041-20267 | 041-20267 | Med-Tec | MT-VL-1 |  |  | Bldg 925 suite 100 | MHHS-Mem City |  | Compressor, Air |  | 041-20267 | 041-20267 | West | Memorial Hermann Medical Group Memorial City Cardiology (#400) | Bldg 925 suite 100 | CT SIMULATOR | 5/1/19 |  | 5/1/20 |  | PUMPS, NON-PATIENT CARE |  | COMPRESSORAIR-Medtec Medi-MT-VL-1 | COMPRESSORAIR | MT-VL-1 |  |  |  | Medtec Medi | Compressor, Air |  |  | COMPRESSORAIR-Medtec Medi-MT-VL-1 | 6/17/17 |  |  | Covered PM Repair - Biomedical | MHHS-Mem City
NO | YES |  |  |  |  | 099-03954 | Med-Tec | MT-VL-1 |  |  | NE-Cancer Center | MHHS-Northeast |  | Compressor, Air |  |  | 099-03954 | Katy | MHHS-Northeast | NE-Cancer Center | Xray | 8/1/19 | 8/1/20 |  |  | PUMPS, NON-PATIENT CARE | Compressor, Air | COMPRESSORAIR-Medtec Medi-MT-VL-1 | COMPRESSORAIR | MT-VL-1 |  |  |  | Medtec Medi | Compressor, Air |  |  | COMPRESSORAIR-Medtec Medi-MT-VL-1 | 6/17/17 |  |  | Covered PM Repair - Biomedical | MHHS-Northeast | [8 empty] | COMPRESSORAIR | Compressor, Air | Medtec Medi
NO | NO |  |  |  | 000-03873 |  | MEDA Co., Ltd | MD-6000 |  | MD6000.G0152 | MH MG - (SE) - UROLOGY ASSOCIATES - WEBSTER | MHHS-MG |  | Scanner, Bladder |  | 000-03873 |  | Southeast & Bay Area |  | MH MG - (SE) - UROLOGY ASSOCIATES - WEBSTER | [5 empty] | BLADDER SCANNER |  | SCANNERBLADDER-MEDA Co Ltd-MD-6000 | SCANNERBLADDER | MD-6000 |  |  |  | MEDA Co Ltd | Scanner, Bladder |  | SCANNERBLADDER-MEDA Co Ltd-MD-6000 |  |  |  |  | Covered PM Repair - Biomedical | MHHS-MG
YES | YES |  |  |  | 099-06689 | 099-06689 | Meda Sonics | First beat |  | FB08923 | SE - ICU |  |  |  |  | 099-06689 | 099-06689 | Southeast | Memorial Hermann Southeast Hospital | SE - ICU | Biomed shop |  |  | 4/1/20
NO | YES | Serial Number 5682 |  |  | 929-00523 | 929-00523 | Medasonics | D8 |  |  | MHOSH-OR |  |  |  |  | 929-00523 | 929-00523 | Central | MHHS-Orthopedic & Spine | MHOSH-OR | MHOSH - OR | 8/1/17 |  | 8/1/18
NO | YES | Serial Number 5695 |  |  | 929-00524 | 929-00524 | Medasonics | D8 |  |  | MHOSH-OR |  |  |  |  | 929-00524 | 929-00524 | Central | MHHS-Orthopedic & Spine | MHOSH-OR | MHOSH - OR | 8/1/17 |  | 8/1/18
YES | YES |  |  |  | 017-00231 | 017-00231 | Medasonics | First beat |  | Fs02503 | MH MG - (SL) - PHYSICIANS AT SUGAR CREEK |  |  |  |  | 017-00231 | 017-00231 | Sugar Land | Memorial Hermann Surgery Center Sugar Land (#200) | MH MG - (SL) - PHYSICIANS AT SUGAR CREEK | Exam 8 | 1/1/09 | 1/1/10
NO | NO | [5 empty] | MedaSonics Inc | BF4A |  |  | WOODLANDS - LABORATORY - BLOOD BANK | MHHS-Woodlands |  | Stethoscope, Ultrasound |  |  |  | Woodlands |  | WOODLANDS - LABORATORY - BLOOD BANK | [5 empty] | DETECTORS, BLOOD FLOW/FETAL HEART, ULTRASONIC |  | STETHOSCOPEULTRASOUND-CooperSurgical-BF4A | STETHOSCOPEULTRASOUND | BF4A |  |  |  | CooperSurgical | Stethoscope, Ultrasound |  |  | STETHOSCOPEULTRASOUND-CooperSurgical-BF4A |  |  |  | Not Covered Vendor Only - Biomedical | MHHS-Woodlands
NO | YES | Serial Number 5695 |  |  |  |  | MedaSonics Inc | D8 |  |  | MHOSH-OR | MHHS Orthopedic & Spine |  | Doppler, Fetal Ultrasound |  |  |  | Central & Greater Heights | MHHS-Orthopedic & Spine | MHOSH-OR |  | 8/21/17 |  |  |  | DETECTORS, BLOOD FLOW/FETAL HEART, ULTRASONIC | Doppler, Fetal Ultrasound | DOPPLERFETALULTRASND-CooperSurgical-D8 | DOPPLERFETALULTRASND | D8 |  |  |  | CooperSurgical | Doppler, Fetal Ultrasound |  |  | DOPPLERFETALULTRASND-CooperSurgical-D8 |  | MHOSH Inventory Dec 2019 into 2020 - Copy.xls - Newly Verified |  | Covered PM Repair - Biomedical | MHHS Orthopedic & Spine | [8 empty] | DOPPLERFETALULTRASND | Doppler, Fetal Ultrasound | CooperSurgical
NO | YES | Serial Number 5682 |  |  |  |  | MedaSonics Inc | D8 |  |  | MHOSH-OR | MHHS Orthopedic & Spine |  | Doppler, Fetal Ultrasound |  |  |  | Central & Greater Heights | MHHS-Orthopedic & Spine | MHOSH-OR |  | 8/21/17 |  |  |  | DETECTORS, BLOOD FLOW/FETAL HEART, ULTRASONIC | Doppler, Fetal Ultrasound | DOPPLERFETALULTRASND-CooperSurgical-D8 | DOPPLERFETALULTRASND | D8 |  |  |  | CooperSurgical | Doppler, Fetal Ultrasound |  |  | DOPPLERFETALULTRASND-CooperSurgical-D8 |  | MHOSH Inventory Dec 2019 into 2020 - Copy.xls - Newly Verified |  | Covered PM Repair - Biomedical | MHHS Orthopedic & Spine | [8 empty] | DOPPLERFETALULTRASND | Doppler, Fetal Ultrasound | CooperSurgical
NO | YES |  |  |  | 069-40979 | 069-40979 | MedaSonics Inc | D8 |  |  | TMC-PACU-Robertson (2R) | MHHS-TMC |  | Doppler, Fetal Ultrasound |  | 069-40979 | 069-40979 | TMC | MHHS-TMC | TMC-PACU-Robertson (2R) | Anesthesia workroom |  |  |  | No pm | DETECTORS, BLOOD FLOW/FETAL HEART, ULTRASONIC |  | DOPPLERFETALULTRASND-CooperSurgical-D8 | DOPPLERFETALULTRASND | D8 |  |  |  | CooperSurgical | Doppler, Fetal Ultrasound |  |  | DOPPLERFETALULTRASND-CooperSurgical-D8 |  |  |  | Covered PM Repair - Biomedical | MHHS-TMC
NO | NO |  |  |  | 069-36759 |  | MedaSonics Inc | D8 |  |  | TMC - OR - ANESTHESIA (OLD) | MHHS-TMC |  | Doppler, Fetal Ultrasound |  | 069-36759 |  | TMC |  | TMC - OR - ANESTHESIA (OLD) | [5 empty] | DETECTORS, BLOOD FLOW/FETAL HEART, ULTRASONIC |  | DOPPLERFETALULTRASND-CooperSurgical-D8 | DOPPLERFETALULTRASND | D8 |  |  |  | CooperSurgical | Doppler, Fetal Ultrasound |  |  | DOPPLERFETALULTRASND-CooperSurgical-D8 |  |  |  | Covered PM Repair - Biomedical | MHHS-TMC
NO | NO |  |  |  | 069-42781 |  | MedaSonics Inc | D8 |  |  | TMC - OR - HERMANN (2HP) | MHHS-TMC |  | Doppler, Fetal Ultrasound |  | 069-42781 |  | TMC |  | TMC - OR - HERMANN (2HP) | [5 empty] | DETECTORS, BLOOD FLOW/FETAL HEART, ULTRASONIC |  | DOPPLERFETALULTRASND-CooperSurgical-D8 | DOPPLERFETALULTRASND | D8 |  |  |  | CooperSurgical | Doppler, Fetal Ultrasound |  |  | DOPPLERFETALULTRASND-CooperSurgical-D8 |  |  |  | Covered PM Repair - Biomedical | MHHS-TMC
NO | NO | [5 empty] | MedaSonics Inc | D8 |  |  | TMC - OR - PEDI OR (2R) | MHHS-TMC |  | Doppler, Fetal Ultrasound |  |  |  | TMC |  | TMC - OR - PEDI OR (2R) | [5 empty] | DETECTORS, BLOOD FLOW/FETAL HEART, ULTRASONIC |  | DOPPLERFETALULTRASND-CooperSurgical-D8 | DOPPLERFETALULTRASND | D8 |  |  |  | CooperSurgical | Doppler, Fetal Ultrasound |  |  | DOPPLERFETALULTRASND-CooperSurgical-D8 |  |  |  | Covered PM Repair - Biomedical | MHHS-TMC
NO | NO |  |  |  | 069-40980 |  | MedaSonics Inc | D8 |  |  | TMC - PACU - ROBERTSON (2R) | MHHS-TMC |  | Doppler, Fetal Ultrasound |  | 069-40980 |  | TMC |  | TMC - PACU - ROBERTSON (2R) | [5 empty] | DETECTORS, BLOOD FLOW/FETAL HEART, ULTRASONIC |  | DOPPLERFETALULTRASND-CooperSurgical-D8 | DOPPLERFETALULTRASND | D8 |  |  |  | CooperSurgical | Doppler, Fetal Ultrasound |  |  | DOPPLERFETALULTRASND-CooperSurgical-D8 |  |  |  | Covered PM Repair - Biomedical | MHHS-TMC
NO | NO |  |  |  | 041-13951 |  | MedaSonics Inc | TRIA II |  | TS22634 | MEMORIAL CITY - LABOR & DELIVERY | MHHS-Mem City |  | Doppler, Fetal Ultrasound |  | 041-13951 |  | West & Memorial City |  | MEMORIAL CITY - LABOR & DELIVERY | [5 empty] | DETECTORS, BLOOD FLOW/FETAL HEART, ULTRASONIC |  | DOPPLERFETALULTRASND-CooperSurgical-Tria II | DOPPLERFETALULTRASND | Tria II |  |  |  | CooperSurgical | Doppler, Fetal Ultrasound |  |  | DOPPLERFETALULTRASND-CooperSurgical-Tria II |  |  |  | Not Covered Vendor Only - Biomedical | MHHS-Mem City
NO | NO |  |  |  | 041-13950 |  | MedaSonics Inc | TRIA II |  | TS22645 | MEMORIAL CITY - ORTHO/PT | MHHS-Mem City |  | Doppler, Fetal Ultrasound |  | 041-13950 |  | West & Memorial City |  | MEMORIAL CITY - ORTHO/PT | [5 empty] | DETECTORS, BLOOD FLOW/FETAL HEART, ULTRASONIC |  | DOPPLERFETALULTRASND-CooperSurgical-Tria II | DOPPLERFETALULTRASND | Tria II |  |  |  | CooperSurgical | Doppler, Fetal Ultrasound |  |  | DOPPLERFETALULTRASND-CooperSurgical-Tria II |  |  |  | Not Covered Vendor Only - Biomedical | MHHS-Mem City
NO | NO |  |  |  | 041-18432 |  | MedaSonics Inc | TRIA II |  | TS23620 | MEMORIAL CITY - ORTHO/PT | MHHS-Mem City |  | Doppler, Fetal Ultrasound |  | 041-18432 |  | West & Memorial City |  | MEMORIAL CITY - ORTHO/PT | [5 empty] | DETECTORS, BLOOD FLOW/FETAL HEART, ULTRASONIC |  | DOPPLERFETALULTRASND-CooperSurgical-Tria II | DOPPLERFETALULTRASND | Tria II |  |  |  | CooperSurgical | Doppler, Fetal Ultrasound |  |  | DOPPLERFETALULTRASND-CooperSurgical-Tria II |  |  |  | Not Covered Vendor Only - Biomedical | MHHS-Mem City
NO | NO |  |  |  | 129-07446 |  | MedaSonics Inc | TRIA II |  | TS02449 | SUGAR LAND - ICU | MHHS-Sugarland |  | Doppler, Fetal Ultrasound |  | 129-07446 |  | Sugar Land |  | SUGAR LAND - ICU | [5 empty] | DETECTORS, BLOOD FLOW/FETAL HEART, ULTRASONIC |  | DOPPLERFETALULTRASND-CooperSurgical-Tria II | DOPPLERFETALULTRASND | Tria II |  |  |  | CooperSurgical | Doppler, Fetal Ultrasound |  |  | DOPPLERFETALULTRASND-CooperSurgical-Tria II |  |  |  | Not Covered Vendor Only - Biomedical | MHHS-Sugarland
YES | YES |  |  |  | 099-12649 | 099-12649 | Medchoice | Aneroid |  |  | TMC - CULLEN - SIG SUITES 5 WEST |  |  |  |  | 099-12649 | 099-12649 | TMC | Memorial Hermann-Texas Medical Center | TMC - CULLEN - SIG SUITES 5 WEST | C538 | [6 empty] | SPHYGMOMANOMETERANER-TYCOS-Aneroid
NO | YES |  |  |  | 009-33625 | 009-33625 | MEDCO PRODUCTS | 7554-90 |  | A03005443 | GH-OR | MHHS-Greater Heights |  | Pumps, Laboratory |  | 009-33625 | 009-33625 | Central | MHHS-Greater Heights | GH-OR | Equipment storage | 6/1/19 |  | 6/1/20 |  | INFUSION PUMPS | Pumps, Laboratory | MISCELLANEOUS-Cole-Parmer-7554-90 | MISCELLANEOUS | 7554-90 |  |  |  | Cole-Parmer | Pumps, Laboratory |  |  | MISCELLANEOUS-Cole-Parmer-7554-90 |  |  |  | Covered PM Repair - Biomedical | MHHS-Greater Heights | [8 empty] | MISCELLANEOUS | Pumps, Laboratory | Cole-Parmer
NO | YES |  |  |  | 005-34224 | 005-34224 | MEDCO PRODUCTS | 7554-90 |  | G13002030 | SE-Cath Lab | MHHS-Southeast |  | Pumps, Laboratory |  | 005-34224 | 005-34224 | Southeast & Bay Area | MHHS-Southeast | SE-Cath Lab | Hybird 2 | 5/1/19 |  | 5/1/20 |  | INFUSION PUMPS |  | MISCELLANEOUS-Cole-Parmer-7554-90 | MISCELLANEOUS | 7554-90 |  |  |  | Cole-Parmer | Pumps, Laboratory |  |  | MISCELLANEOUS-Cole-Parmer-7554-90 |  |  |  | Covered PM Repair - Biomedical | MHHS-Southeast
NO | YES |  |  |  | 009-33375 | 009-33375 | MEDCO PRODUCTS | ASPIRATOR IV |  |  | GH-OR | MHHS-Greater Heights |  | Aspirator (Suction Pump) |  | 009-33375 | 009-33375 | Central | MHHS-Greater Heights | GH-OR | Equipment storage | 1/1/19 |  | 12/1/20 |  | ASPIRATORS | Aspirator (Suction Pump) | ASPIRATORSUCTPUMP-Medco Man-Aspirator IV | ASPIRATORSUCTPUMP | Aspirator IV |  |  |  | Medco Man | Aspirator (Suction Pump) |  |  | ASPIRATORSUCTPUMP-Medco Man-Aspirator IV | 3/18/20 |  |  | No Coverage Specified | MHHS-Greater Heights | [8 empty] | ASPIRATORSUCTPUMP | Aspirator (Suction Pump) | Medco Man
NO | YES |  |  |  | 029-32163 | 029-32163 | MEDCO PRODUCTS | ASPIRATOR IV |  |  | Woodlands-OR | MHHS-Woodlands |  | Aspirator (Suction Pump) |  | 029-32163 | 029-32163 | Woodlands | MHHS-Woodlands | Woodlands-OR | OR Storage | 2/1/19 |  | 2/1/20 |  | ASPIRATORS | Aspirator (Suction Pump) | ASPIRATORSUCTPUMP-Medco Man-Aspirator IV | ASPIRATORSUCTPUMP | Aspirator IV |  |  |  | Medco Man | Aspirator (Suction Pump) |  |  | ASPIRATORSUCTPUMP-Medco Man-Aspirator IV | 1/3/21 |  |  | No Coverage Specified | MHHS-Woodlands | [8 empty] | ASPIRATORSUCTPUMP | Aspirator (Suction Pump) | Medco Man
NO | YES | [5 empty] | MEDCO PRODUCTS | ASPIRATOR IV |  |  | Woodlands-OR | MHHS-Woodlands |  | Aspirator (Suction Pump) |  |  |  | Woodlands | MHHS-Woodlands | Woodlands-OR | OR Storage | 11/1/19 |  | 11/1/20 |  | ASPIRATORS | Aspirator (Suction Pump) | ASPIRATORSUCTPUMP-Medco Man-Aspirator IV | ASPIRATORSUCTPUMP | Aspirator IV |  |  |  | Medco Man | Aspirator (Suction Pump) |  |  | ASPIRATORSUCTPUMP-Medco Man-Aspirator IV | 1/3/21 |  |  | No Coverage Specified | MHHS-Woodlands | [8 empty] | ASPIRATORSUCTPUMP | Aspirator (Suction Pump) | Medco Man
NO | NO | [5 empty] | MEDCO PRODUCTS | ASPIRATOR IV |  |  | SUGAR LAND - OR | MHHS-Sugarland |  | Aspirator (Suction Pump) |  |  |  | Sugar Land |  | SUGAR LAND - OR | [5 empty] | ASPIRATORS |  | ASPIRATORSUCTPUMP-Medco Man-Aspirator IV | ASPIRATORSUCTPUMP | Aspirator IV |  |  |  | Medco Man | Aspirator (Suction Pump) |  |  | ASPIRATORSUCTPUMP-Medco Man-Aspirator IV |  |  |  | No Coverage Specified | MHHS-Sugarland
YES | YES |  |  |  | 099-11575 | 099-11575 | Medela | Symphony |  |  | TMC - CULLEN - CARDIAC TELEMETRY (5C) |  |  |  |  | 099-11575 | 099-11575 | TMC | Memorial Hermann TMC | TMC - CULLEN - CARDIAC TELEMETRY (5C) | Clean Utility rm 545
YES | YES | Serial Number Cnf |  |  | 041-34843 | 041-34843 | Medela | Symphony |  | Cnf | MEMORIAL CITY -Central Supply |  |  |  |  | 041-34843 | 041-34843 | West | West | MEMORIAL CITY -Central Supply | Central Supply
YES | YES |  |  |  | 029-13742 | 029-13742 | Medela Inc |  |  |  | Nicu |  |  |  |  | 029-13742 | 029-13742 | Woodlands | Memorial Hermann Hospital Woodlands | Nicu | Level two nursery
NO | NO |  |  |  | 077-08172 |  | Medela Inc |  |  | B12739 | TMC - CHILDRENS - NICU/SCU (8HP) | MHHS-TMC |  | Scale, Infant |  | 077-08172 |  | TMC |  | TMC - CHILDRENS - NICU/SCU (8HP) | [5 empty] | SCALES, PATIENT |  | SCALEINFANT-Medela Inc-040-7012 | SCALEINFANT | 040-7012 |  |  |  | Medela Inc | Scale, Infant |  | SCALEINFANT-Medela Inc-040-7012 |  |  |  |  | Covered PM Repair - Biomedical | MHHS-TMC
NO | NO | [5 empty] | Medela Inc |  |  | B-70505 | WOODLANDS - NICU | MHHS-Woodlands |  | Scale, Infant |  |  |  | Woodlands |  | WOODLANDS - NICU | [5 empty] | SCALES, PATIENT |  | SCALEINFANT-Medela Inc-040-7012 | SCALEINFANT | 040-7012 |  |  |  | Medela Inc | Scale, Infant |  | SCALEINFANT-Medela Inc-040-7012 |  |  |  |  | No Coverage Specified | MHHS-Woodlands
NO | YES |  |  |  |  | 013-12159 | Medela Inc |  |  |  | SW-Nursery | MHHS-Southwest |  |  |  |  | 013-12159 | Southwest | MHHS-Southwest | SW-Nursery | Equipment Room | 10/1/18 |  | 10/1/19 |  | PHOTOTHERAPY UNITS | Lamp, Phototherapy | LAMPPHOTOTHERAPY-Medela Inc-Bilibed |  |  |  |  | LAMPPHOTOTHERAPY-Medela Inc-Bilibed | Medela Inc |  |  |  |  | 7/15/20 |  | LP-A | Not Covered Vendor Only - Rad, Low End | MHHS-Southwest | [8 empty] | LAMPPHOTOTHERAPY | Lamp, Phototherapy | Medela Inc
NO | YES |  |  |  |  | 013-12160 | Medela Inc |  |  |  | SW-Nursery | MHHS-Southwest |  |  |  |  | 013-12160 | Southwest | MHHS-Southwest | SW-Nursery | Equipment Room | 11/1/19 |  | 11/1/20 |  | PHOTOTHERAPY UNITS | Lamp, Phototherapy | LAMPPHOTOTHERAPY-Medela Inc-Bilibed |  |  |  |  | LAMPPHOTOTHERAPY-Medela Inc-Bilibed | Medela Inc |  |  |  |  | 2/11/20 |  | LP-A | Not Covered Vendor Only - Rad, High End | MHHS-Southwest | [8 empty] | LAMPPHOTOTHERAPY | Lamp, Phototherapy | Medela Inc
NO | YES |  |  |  | 013-03325 | 013-03325 | Medela Inc |  |  | B10782 | SW-Labor | MHHS-Southwest |  | Scale, Infant |  | 013-03325 | 013-03325 | Southwest | MHHS-Southwest | SW-Labor | LDR 15 |  |  |  |  | SCALES, PATIENT | Scale, Infant | SCALEINFANT-Medela Inc-040-7012 | SCALEINFANT | 040-7012 |  |  |  | Medela Inc | Scale, Infant |  | SCALEINFANT-Medela Inc-040-7012 |  | 1/2/14 |  | SI-A | Covered PM Repair - Biomedical | MHHS-Southwest | [8 empty] | SCALEINFANT | Scale, Infant | Medela Inc
NO | YES |  |  |  | 013-03346 | 013-03346 | Medela Inc |  |  | B10737 | SW-Labor & Delivery | MHHS-Southwest |  | Scale, Infant |  | 013-03346 | 013-03346 | Southwest | MHHS-Southwest | SW-Labor & Delivery | LDR 2 | 9/1/19 |  | 9/1/20 |  | SCALES, PATIENT | Scale, Infant | SCALEINFANT-Medela Inc-040-7012 | SCALEINFANT | 040-7012 |  |  |  | Medela Inc | Scale, Infant |  | SCALEINFANT-Medela Inc-040-7012 |  |  |  | SI-A | Covered PM Repair - Biomedical | MHHS-Southwest | [8 empty] | SCALEINFANT | Scale, Infant | Medela Inc
NO | YES |  |  |  | 029-13494 | 029-13494 | Medela Inc |  |  |  | Woodlands-Birth Center |  |  |  |  | 029-13494 | 029-13494 | Woodlands | MHHS-Woodlands | Woodlands-Birth Center | Room 1246 | [6 empty] | PUMPBREAST-Medela Inc-600.0837
NO | YES |  |  |  |  | 099-06601 | Medela Inc | 600-0837 |  |  | SE-Unit 4B (Women'S Services) | MHHS-Southeast |  | Aspirator (Suction Pump) |  |  | 099-06601 | Southeast | MHHS-Southeast | SE-Unit 4B (Women'S Services) | Breast Feeding Room | 9/1/19 |  |  |  | PUMPS, BREAST |  | ASPIRATORSUCTPUMP-Medela Inc-600.0837 | ASPIRATORSUCTPUMP |  |  |  |  | Medela Inc | Aspirator (Suction Pump) |  | ASPIRATORSUCTPUMP-Medela Inc-600.0837 |  | 1/1/16 |  |  | Covered PM Repair - Biomedical | MHHS-Southeast
NO | YES | [5 empty] | Medela Inc | 600-0837 |  |  | SE-Unit 4B (Women'S Services) | MHHS-Southeast |  | Aspirator (Suction Pump) |  |  |  | Southeast | MHHS-Southeast | SE-Unit 4B (Women'S Services) | Storage 409A | 9/1/19 |  |  |  | PUMPS, BREAST |  | ASPIRATORSUCTPUMP-Medela Inc-600.0837 | ASPIRATORSUCTPUMP |  |  |  |  | Medela Inc | Aspirator (Suction Pump) |  | ASPIRATORSUCTPUMP-Medela Inc-600.0837 |  | 1/1/16 |  |  | Covered PM Repair - Biomedical | MHHS-Southeast
NO | YES |  |  |  |  | 099-06149 | Medela Inc | 600-0837 |  |  | SE-Unit 4B (Women'S Services) | MHHS-Southeast |  | Aspirator (Suction Pump) |  |  | 099-06149 | Southeast | MHHS-Southeast | SE-Unit 4B (Women'S Services) | Storage 409A | 9/1/19 |  |  |  | PUMPS, BREAST |  | ASPIRATORSUCTPUMP-Medela Inc-600.0837 | ASPIRATORSUCTPUMP |  |  |  |  | Medela Inc | Aspirator (Suction Pump) |  | ASPIRATORSUCTPUMP-Medela Inc-600.0837 |  | 1/1/16 |  |  | Covered PM Repair - Biomedical | MHHS-Southeast
NO | YES |  |  |  |  | 099-06154 | Medela Inc | 600-0837 |  |  | SE-Unit 4B (Women'S Services) | MHHS-Southeast |  | Aspirator (Suction Pump) |  |  | 099-06154 | Southeast | MHHS-Southeast | SE-Unit 4B (Women'S Services) | Storage 409A | 9/1/19 |  |  |  | PUMPS, BREAST |  | ASPIRATORSUCTPUMP-Medela Inc-600.0837 | ASPIRATORSUCTPUMP |  |  |  |  | Medela Inc | Aspirator (Suction Pump) |  | ASPIRATORSUCTPUMP-Medela Inc-600.0837 |  | 1/1/16 |  |  | Covered PM Repair - Biomedical | MHHS-Southeast
NO | YES |  |  |  |  | 099-06157 | Medela Inc | 600-0837 |  |  | SE-Unit 4B (Women'S Services) | MHHS-Southeast |  | Aspirator (Suction Pump) |  |  | 099-06157 | Southeast | MHHS-Southeast | SE-Unit 4B (Women'S Services) | Storage 409A | 9/1/19 |  |  |  | PUMPS, BREAST |  | ASPIRATORSUCTPUMP-Medela Inc-600.0837 | ASPIRATORSUCTPUMP |  |  |  |  | Medela Inc | Aspirator (Suction Pump) |  | ASPIRATORSUCTPUMP-Medela Inc-600.0837 |  |  |  |  | Covered PM Repair - Biomedical | MHHS-Southeast
NO | YES | Asset Tag 005-06045 |  |  | 005-06045 | 005-06045 | Medela Inc | 600-0837 |  |  | (null) | MHHS-Southeast |  | Aspirator (Suction Pump) |  | 005-06045 | 005-06045 | (null) | MHHS-Southeast | (null) | (null) |  |  |  | (null) | PUMPS, BREAST |  | ASPIRATORSUCTPUMP-Medela Inc-600.0837 | ASPIRATORSUCTPUMP |  |  |  |  | Medela Inc | Aspirator (Suction Pump) |  | ASPIRATORSUCTPUMP-Medela Inc-600.0837 |  |  |  |  | Covered PM Repair - Biomedical | MHHS-Southeast
NO | YES |  |  |  |  | 099-06150 | Medela Inc | 600-0837 |  |  | SE-Unit 4B (Women'S Services) | [5 empty] | 099-06150 | Southeast | MHHS-Southeast | SE-Unit 4B (Women'S Services) | Storage 409A
YES | YES |  |  |  | 005-10062 | 005-10062 | Medela Inc | 600-0837 |  |  | SE - UNIT 4B (WOMENS SERVICES) |  |  |  |  | 005-10062 | 005-10062 | Southeast | Memorial Hermann Southeast Hospital | SE - UNIT 4B (WOMENS SERVICES) | Storage 409A
NO | YES |  |  |  |  | 099-06156 | Medela Inc | 600-0837 |  |  | SE-Unit 4B (Women'S Services) | [5 empty] | 099-06156 | Southeast | MHHS-Southeast | SE-Unit 4B (Women'S Services) | Storage 409A
NO | NO |  |  |  | 005-13067 |  | Medela Inc | 600-0837 |  |  | SE - LABOR & DELIVERY | MHHS-Southeast |  | Aspirator (Suction Pump) |  | 005-13067 |  | Southeast & Bay Area |  | SE - LABOR & DELIVERY | [5 empty] | PUMPS, BREAST |  | ASPIRATORSUCTPUMP-Medela Inc-600.0837 | ASPIRATORSUCTPUMP |  |  |  |  | Medela Inc | Aspirator (Suction Pump) |  | ASPIRATORSUCTPUMP-Medela Inc-600.0837 |  |  |  |  | Covered PM Repair - Biomedical | MHHS-Southeast
NO | NO |  |  |  | 005-13068 |  | Medela Inc | 600-0837 |  |  | SE - LABOR & DELIVERY | MHHS-Southeast |  | Aspirator (Suction Pump) |  | 005-13068 |  | Southeast & Bay Area |  | SE - LABOR & DELIVERY | [5 empty] | PUMPS, BREAST |  | ASPIRATORSUCTPUMP-Medela Inc-600.0837 | ASPIRATORSUCTPUMP |  |  |  |  | Medela Inc | Aspirator (Suction Pump) |  | ASPIRATORSUCTPUMP-Medela Inc-600.0837 |  |  |  |  | Covered PM Repair - Biomedical | MHHS-Southeast
NO | NO | [5 empty] | Medela Inc | 600-0837 |  |  | SE - UNIT 4B (WOMENS SERVICES) | MHHS-Southeast |  | Aspirator (Suction Pump) |  |  |  | Southeast & Bay Area |  | SE - UNIT 4B (WOMENS SERVICES) | [5 empty] | PUMPS, BREAST |  | ASPIRATORSUCTPUMP-Medela Inc-600.0837 | ASPIRATORSUCTPUMP |  |  |  |  | Medela Inc | Aspirator (Suction Pump) |  | ASPIRATORSUCTPUMP-Medela Inc-600.0837 |  |  |  |  | Covered PM Repair - Biomedical | MHHS-Southeast
YES | YES |  |  |  | 145-01506 | 145-01506 | Medela Inc |  |  |  | SUGAR LAND - Labor |  |  |  |  | 145-01506 | 145-01506 | Sugar Land | Memorial Hermann Sugar Land Hospital | SUGAR LAND - Labor | Suite 304
NO | YES |  |  |  |  | 151-05083 | Medela Inc |  |  |  | CY-NICU | MHHS-Cypress |  | Warmer, Nutritional |  |  | 151-05083 | Northwest | MHHS-Cypress | CY-NICU | Nicu 3 | 3/1/19 | 3/1/20 |  |  | WARMING UNITS, MULTIPURPOSE | Warmer, Nutritional | WARMERNUTRITIONAL-Medela Inc-87115 | WARMERNUTRITIONAL |  |  |  |  | Medela Inc | Warmer, Nutritional |  | WARMERNUTRITIONAL-Medela Inc-87115 |  |  |  |  | Covered PM Repair - Biomedical | MHHS-Cypress | [7 empty] | Warmer, Nutritional | WARMERNUTRITIONAL | Warmer, Nutritional | Medela Inc
NO | YES | Serial Number 1439064 |  |  | 009-10419 | 009-10419 | Medela Inc |  |  |  | GH - NICU | MHHS-Greater Heights |  | Warmer, Nutritional |  | 009-10419 | 009-10419 | Central | Memorial Hermann Greater Heights Hospital | GH - NICU | GH - NICU - Level 2 Nursey |  |  |  |  | WARMING UNITS, MULTIPURPOSE |  | WARMERNUTRITIONAL-Medela Inc-87115 | WARMERNUTRITIONAL |  |  |  |  | Medela Inc | Warmer, Nutritional |  | WARMERNUTRITIONAL-Medela Inc-87115 |  |  |  |  | Covered PM Repair - Biomedical | MHHS-Greater Heights
NO | YES |  |  |  | 009-10420 | 009-10420 | Medela Inc |  |  |  | GH - NICU | MHHS-Greater Heights |  | Warmer, Nutritional |  | 009-10420 | 009-10420 | Central | Memorial Hermann Greater Heights Hospital | GH - NICU | GH - NICU - Level 2 Nursey |  |  |  |  | WARMING UNITS, MULTIPURPOSE |  | WARMERNUTRITIONAL-Medela Inc-87115 | WARMERNUTRITIONAL |  |  |  |  | Medela Inc | Warmer, Nutritional |  | WARMERNUTRITIONAL-Medela Inc-87115 |  |  |  |  | Covered PM Repair - Biomedical | MHHS-Greater Heights
NO | YES |  |  |  | 133-09440 | 133-09440 | Medela Inc |  |  |  | Katy-Nursery | MHHS-Katy |  | Warmer, Nutritional |  | 133-09440 | 133-09440 | Katy | MHHS-Katy | Katy-Nursery | 305AB | 1/1/19 | 1/1/21 |  |  | WARMING UNITS, MULTIPURPOSE | Warmer, Nutritional | WARMERNUTRITIONAL-Medela Inc-87115 | WARMERNUTRITIONAL |  |  |  |  | Medela Inc | Warmer, Nutritional |  | WARMERNUTRITIONAL-Medela Inc-87115 |  |  |  |  | Covered PM Repair - Biomedical | MHHS-Katy | [7 empty] | Warmer, Nutritional | WARMERNUTRITIONAL | Warmer, Nutritional | Medela Inc
NO | YES |  |  |  | 133-09441 | 133-09441 | Medela Inc |  |  |  | Katy-NICU | MHHS-Katy |  | Warmer, Nutritional |  | 133-09441 | 133-09441 | Katy | MHHS-Katy | Katy-NICU | NICU 305A | 2/1/19 |  |  |  | WARMING UNITS, MULTIPURPOSE | Warmer, Nutritional | WARMERNUTRITIONAL-Medela Inc-87115 | WARMERNUTRITIONAL |  |  |  |  | Medela Inc | Warmer, Nutritional |  | WARMERNUTRITIONAL-Medela Inc-87115 |  |  |  |  | Covered PM Repair - Biomedical | MHHS-Katy | [7 empty] | Warmer, Nutritional | WARMERNUTRITIONAL | Warmer, Nutritional | Medela Inc
NO | YES |  |  |  | 133-09828 | 133-09828 | Medela Inc |  |  |  | Katy-NICU | MHHS-Katy |  | Warmer, Nutritional |  | 133-09828 | 133-09828 | Katy | MHHS-Katy | Katy-NICU | NICU 310B | 9/1/18 | 9/1/20 |  |  | WARMING UNITS, MULTIPURPOSE | Warmer, Nutritional | WARMERNUTRITIONAL-Medela Inc-87115 | WARMERNUTRITIONAL |  |  |  |  | Medela Inc | Warmer, Nutritional |  | WARMERNUTRITIONAL-Medela Inc-87115 |  |  |  |  | Covered PM Repair - Biomedical | MHHS-Katy | [7 empty] | Warmer, Nutritional | WARMERNUTRITIONAL | Warmer, Nutritional | Medela Inc
NO | YES |  |  |  | 133-10348 | 133-10348 | Medela Inc |  |  |  | Katy-NICU | MHHS-Katy |  | Warmer, Nutritional |  | 133-10348 | 133-10348 | Katy | MHHS-Katy | Katy-NICU | NICU 309 | 6/1/19 | 6/1/20 |  |  | WARMING UNITS, MULTIPURPOSE | Warmer, Nutritional | WARMERNUTRITIONAL-Medela Inc-87115 | WARMERNUTRITIONAL |  |  |  |  | Medela Inc | Warmer, Nutritional |  | WARMERNUTRITIONAL-Medela Inc-87115 |  |  |  |  | Covered PM Repair - Biomedical | MHHS-Katy | [7 empty] | Warmer, Nutritional | WARMERNUTRITIONAL | Warmer, Nutritional | Medela Inc
NO | YES |  |  |  | 133-10349 | 133-10349 | Medela Inc |  |  |  | Katy-Nursery | MHHS-Katy |  | Warmer, Nutritional |  | 133-10349 | 133-10349 | Katy | MHHS-Katy | Katy-Nursery | E311 | 6/1/19 | 6/1/20 |  |  | WARMING UNITS, MULTIPURPOSE | Warmer, Nutritional | WARMERNUTRITIONAL-Medela Inc-87115 | WARMERNUTRITIONAL |  |  |  |  | Medela Inc | Warmer, Nutritional |  | WARMERNUTRITIONAL-Medela Inc-87115 |  |  |  |  | Covered PM Repair - Biomedical | MHHS-Katy | [7 empty] | Warmer, Nutritional | WARMERNUTRITIONAL | Warmer, Nutritional | Medela Inc
NO | YES |  |  |  | 133-10350 | 133-10350 | Medela Inc |  |  |  | E3 NICU 110 | MHHS-Katy |  | Warmer, Nutritional |  | 133-10350 | 133-10350 | West | Memorial Hermann - Katy Location | E3 NICU 110 | E3110A |  |  |  | Baby in Room | WARMING UNITS, MULTIPURPOSE |  | WARMERNUTRITIONAL-Medela Inc-87115 | WARMERNUTRITIONAL |  |  |  |  | Medela Inc | Warmer, Nutritional |  | WARMERNUTRITIONAL-Medela Inc-87115 |  |  |  |  | Covered PM Repair - Biomedical | MHHS-Katy
NO | YES |  |  |  | 133-10351 | 133-10351 | Medela Inc |  |  |  | Katy-Ob Special Observation-3E | MHHS-Katy |  | Warmer, Nutritional |  | 133-10351 | 133-10351 | Katy | MHHS-Katy | Katy-Ob Special Observation-3E | E312 | 6/1/19 | 6/1/20 |  |  | WARMING UNITS, MULTIPURPOSE | Warmer, Nutritional | WARMERNUTRITIONAL-Medela Inc-87115 | WARMERNUTRITIONAL |  |  |  |  | Medela Inc | Warmer, Nutritional |  | WARMERNUTRITIONAL-Medela Inc-87115 |  | 5/2/15 |  |  | Covered PM Repair - Biomedical | MHHS-Katy | [7 empty] | Warmer, Nutritional | WARMERNUTRITIONAL | Warmer, Nutritional | Medela Inc
NO | YES |  |  |  | 133-10352 | 133-10352 | Medela Inc |  |  |  | Katy-Nursery | MHHS-Katy |  | Warmer, Nutritional |  | 133-10352 | 133-10352 | Katy | MHHS-Katy | Katy-Nursery | NICU | 8/1/19 | 8/1/20 |  |  | WARMING UNITS, MULTIPURPOSE | Warmer, Nutritional | WARMERNUTRITIONAL-Medela Inc-87115 | WARMERNUTRITIONAL |  |  |  |  | Medela Inc | Warmer, Nutritional |  | WARMERNUTRITIONAL-Medela Inc-87115 |  | 7/3/17 |  |  | Covered PM Repair - Biomedical | MHHS-Katy | [7 empty] | Warmer, Nutritional | WARMERNUTRITIONAL | Warmer, Nutritional | Medela Inc
NO | YES |  |  |  | 133-08399 | 133-08399 | Medela Inc |  |  |  | Katy-Nursery | MHHS-Katy |  | Warmer, Nutritional |  | 133-08399 | 133-08399 | Katy | MHHS-Katy | Katy-Nursery | E312 | 10/1/19 | 10/1/20 |  |  | WARMING UNITS, MULTIPURPOSE | Warmer, Nutritional | WARMERNUTRITIONAL-Medela Inc-87115 | WARMERNUTRITIONAL |  |  |  |  | Medela Inc | Warmer, Nutritional |  | WARMERNUTRITIONAL-Medela Inc-87115 |  |  |  |  | Covered PM Repair - Biomedical | MHHS-Katy | [7 empty] | Warmer, Nutritional | WARMERNUTRITIONAL | Warmer, Nutritional | Medela Inc
NO | YES |  |  |  | 133-08403 | 133-08403 | Medela Inc |  |  |  | Katy-Nursery | MHHS-Katy |  | Warmer, Nutritional |  | 133-08403 | 133-08403 | Katy | MHHS-Katy | Katy-Nursery | Nursery level 2 | 12/1/19 | 12/1/20 |  |  | WARMING UNITS, MULTIPURPOSE | Warmer, Nutritional | WARMERNUTRITIONAL-Medela Inc-87115 | WARMERNUTRITIONAL |  |  |  |  | Medela Inc | Warmer, Nutritional |  | WARMERNUTRITIONAL-Medela Inc-87115 |  | 6/13/14 |  |  | Covered PM Repair - Biomedical | MHHS-Katy | [7 empty] | Warmer, Nutritional | WARMERNUTRITIONAL | Warmer, Nutritional | Medela Inc
NO | YES |  |  |  | 133-08404 | 133-08404 | Medela Inc |  |  |  | Katy-Nursery | MHHS-Katy |  | Warmer, Nutritional |  | 133-08404 | 133-08404 | Katy | MHHS-Katy | Katy-Nursery | NICU | 10/1/18 | 10/1/20 |  |  | WARMING UNITS, MULTIPURPOSE | Warmer, Nutritional | WARMERNUTRITIONAL-Medela Inc-87115 | WARMERNUTRITIONAL |  |  |  |  | Medela Inc | Warmer, Nutritional |  | WARMERNUTRITIONAL-Medela Inc-87115 |  |  |  |  | Covered PM Repair - Biomedical | MHHS-Katy | [7 empty] | Warmer, Nutritional | WARMERNUTRITIONAL | Warmer, Nutritional | Medela Inc
NO | YES |  |  |  | 133-08405 | 133-08405 | Medela Inc |  |  |  | Katy-Nursery | MHHS-Katy |  | Warmer, Nutritional |  | 133-08405 | 133-08405 | Katy | MHHS-Katy | Katy-Nursery | NICU | 1/1/19 | 1/1/20 |  |  | WARMING UNITS, MULTIPURPOSE | Warmer, Nutritional | WARMERNUTRITIONAL-Medela Inc-87115 | WARMERNUTRITIONAL |  |  |  |  | Medela Inc | Warmer, Nutritional |  | WARMERNUTRITIONAL-Medela Inc-87115 |  | 4/29/20 |  |  | Not Covered Vendor Only - Biomedical | MHHS-Katy | [7 empty] | Warmer, Nutritional | WARMERNUTRITIONAL | Warmer, Nutritional | Medela Inc
NO | YES |  |  |  | 133-08406 | 133-08406 | Medela Inc |  |  |  | Katy-NICU | MHHS-Katy |  | Warmer, Nutritional |  | 133-08406 | 133-08406 | Katy | MHHS-Katy | Katy-NICU | NICU 309 | 7/1/19 | 7/1/20 |  |  | WARMING UNITS, MULTIPURPOSE | Warmer, Nutritional | WARMERNUTRITIONAL-Medela Inc-87115 | WARMERNUTRITIONAL |  |  |  |  | Medela Inc | Warmer, Nutritional |  | WARMERNUTRITIONAL-Medela Inc-87115 |  |  |  |  | Covered PM Repair - Biomedical | MHHS-Katy | [7 empty] | Warmer, Nutritional | WARMERNUTRITIONAL | Warmer, Nutritional | Medela Inc
NO | YES |  |  |  | 133-08407 | 133-08407 | Medela Inc |  |  |  | Katy-NICU | MHHS-Katy |  | Warmer, Nutritional |  | 133-08407 | 133-08407 | Katy | MHHS-Katy | Katy-NICU | NICU 307 | 6/1/19 | 6/1/20 |  |  | WARMING UNITS, MULTIPURPOSE | Warmer, Nutritional | WARMERNUTRITIONAL-Medela Inc-87115 | WARMERNUTRITIONAL |  |  |  |  | Medela Inc | Warmer, Nutritional |  | WARMERNUTRITIONAL-Medela Inc-87115 |  |  |  |  | Covered PM Repair - Biomedical | MHHS-Katy | [7 empty] | Warmer, Nutritional | WARMERNUTRITIONAL | Warmer, Nutritional | Medela Inc
NO | YES |  |  |  | 133-10494 | 133-10494 | Medela Inc |  |  |  | Katy-Ob Special Observation-3E | MHHS-Katy |  | Warmer, Nutritional |  | 133-10494 | 133-10494 | Katy | MHHS-Katy | Katy-Ob Special Observation-3E | Treatment room | 3/1/19 | 3/1/20 |  |  | WARMING UNITS, MULTIPURPOSE | Warmer, Nutritional | WARMERNUTRITIONAL-Medela Inc-87115 | WARMERNUTRITIONAL |  |  |  |  | Medela Inc | Warmer, Nutritional |  | WARMERNUTRITIONAL-Medela Inc-87115 |  |  |  |  | Covered PM Repair - Biomedical | MHHS-Katy | [7 empty] | Warmer, Nutritional | WARMERNUTRITIONAL | Warmer, Nutritional | Medela Inc
NO | YES |  |  |  | 041-19652 | 041-19652 | Medela Inc |  |  |  | MEMORIAL CITY - ER | MHHS-Mem City |  | Warmer, Nutritional |  | 041-19652 | 041-19652 | West | Memorialcity - memorial herman emergency center | MEMORIAL CITY - ER | E1-215 |  |  |  |  | WARMING UNITS, MULTIPURPOSE |  | WARMERNUTRITIONAL-Medela Inc-87115 | WARMERNUTRITIONAL |  |  |  |  | Medela Inc | Warmer, Nutritional |  | WARMERNUTRITIONAL-Medela Inc-87115 |  |  |  |  | Covered PM Repair - Biomedical | MHHS-Mem City
NO | YES |  |  |  | 041-17407 | 041-17407 | Medela Inc |  |  |  | MEMORIAL CITY - MHT - NICU | MHHS-Mem City |  | Warmer, Nutritional |  | 041-17407 | 041-17407 | West | West | MEMORIAL CITY - MHT - NICU | MH4:118 Room4M19 |  |  |  |  | WARMING UNITS, MULTIPURPOSE |  | WARMERNUTRITIONAL-Medela Inc-87115 | WARMERNUTRITIONAL |  |  |  |  | Medela Inc | Warmer, Nutritional |  | WARMERNUTRITIONAL-Medela Inc-87115 |  |  |  |  | Covered PM Repair - Biomedical | MHHS-Mem City
NO | YES |  |  |  | 041-18082 | 041-18082 | Medela Inc |  |  |  | MEMORIAL CITY - MHT - NICU | MHHS-Mem City |  | Warmer, Nutritional |  | 041-18082 | 041-18082 | West | West | MEMORIAL CITY - MHT - NICU | MH4:110 Room4M26 |  |  |  |  | WARMING UNITS, MULTIPURPOSE |  | WARMERNUTRITIONAL-Medela Inc-87115 | WARMERNUTRITIONAL |  |  |  |  | Medela Inc | Warmer, Nutritional |  | WARMERNUTRITIONAL-Medela Inc-87115 |  |  |  |  | Covered PM Repair - Biomedical | MHHS-Mem City
NO | YES |  |  |  | 041-18730 | 041-18730 | Medela Inc |  |  |  | MEMORIAL CITY - MHT - NICU | MHHS-Mem City |  | Warmer, Nutritional |  | 041-18730 | 041-18730 | West | Memorial Hermann Memorial City Medical Center | MEMORIAL CITY - MHT - NICU | Memorial City - MH4 113 |  |  |  | No pm sticker | WARMING UNITS, MULTIPURPOSE |  | WARMERNUTRITIONAL-Medela Inc-87115 | WARMERNUTRITIONAL |  |  |  |  | Medela Inc | Warmer, Nutritional |  | WARMERNUTRITIONAL-Medela Inc-87115 |  |  |  |  | Covered PM Repair - Biomedical | MHHS-Mem City
NO | YES |  |  |  | 041-18951 | 041-18951 | Medela Inc |  |  |  | MEMORIAL CITY - MHT - NICU | MHHS-Mem City |  | Warmer, Nutritional |  | 041-18951 | 041-18951 | West | Memorial Hermann Memorial City Medical Center | MEMORIAL CITY - MHT - NICU | RM 4M34 |  |  |  |  | WARMING UNITS, MULTIPURPOSE |  | WARMERNUTRITIONAL-Medela Inc-87115 | WARMERNUTRITIONAL |  |  |  |  | Medela Inc | Warmer, Nutritional |  | WARMERNUTRITIONAL-Medela Inc-87115 |  |  |  |  | Covered PM Repair - Biomedical | MHHS-Mem City
NO | YES |  |  |  | 041-20218 | 041-20218 | Medela Inc |  |  |  | Memorial City - NICU | MHHS-Mem City |  | Warmer, Nutritional |  | 041-20218 | 041-20218 | West | Memorial City - Memorial Hermann Hospital | Memorial City - NICU | MH4:107 Control Room |  |  |  | No PM sticker | WARMING UNITS, MULTIPURPOSE |  | WARMERNUTRITIONAL-Medela Inc-87115 | WARMERNUTRITIONAL |  |  |  |  | Medela Inc | Warmer, Nutritional |  | WARMERNUTRITIONAL-Medela Inc-87115 |  |  |  |  | Covered PM Repair - Biomedical | MHHS-Mem City
NO | YES |  |  |  | 041-20666 | 041-20666 | Medela Inc |  |  |  | MEMORIAL CITY - MHT - NICU | MHHS-Mem City |  | Warmer, Nutritional |  | 041-20666 | 041-20666 | West | West | MEMORIAL CITY - MHT - NICU | MH4:117 Room4M20 |  |  |  |  | WARMING UNITS, MULTIPURPOSE |  | WARMERNUTRITIONAL-Medela Inc-87115 | WARMERNUTRITIONAL |  |  |  |  | Medela Inc | Warmer, Nutritional |  | WARMERNUTRITIONAL-Medela Inc-87115 |  |  |  |  | Covered PM Repair - Biomedical | MHHS-Mem City
NO | YES |  |  |  | 041-20924 | 041-20924 | Medela Inc |  |  |  | Memorial City - NICU | MHHS-Mem City |  | Warmer, Nutritional |  | 041-20924 | 041-20924 | West | Memorial City - Memorial Hermann Hospital | Memorial City - NICU | MH4:300.2 Lactation Formula Prep |  |  |  | No PM sticker | WARMING UNITS, MULTIPURPOSE |  | WARMERNUTRITIONAL-Medela Inc-87115 | WARMERNUTRITIONAL |  |  |  |  | Medela Inc | Warmer, Nutritional |  | WARMERNUTRITIONAL-Medela Inc-87115 |  |  |  |  | Covered PM Repair - Biomedical | MHHS-Mem City
NO | YES |  |  |  | 041-20983 | 041-20983 | Medela Inc |  |  |  | Memorial City - NICU | MHHS-Mem City |  | Warmer, Nutritional |  | 041-20983 | 041-20983 | West | Memorial City - Memorial Hermann Hospital | Memorial City - NICU | MH4:109 |  |  |  | One time inspection sticker | WARMING UNITS, MULTIPURPOSE |  | WARMERNUTRITIONAL-Medela Inc-87115 | WARMERNUTRITIONAL |  |  |  |  | Medela Inc | Warmer, Nutritional |  | WARMERNUTRITIONAL-Medela Inc-87115 |  |  |  |  | Covered PM Repair - Biomedical | MHHS-Mem City
NO | YES |  |  |  | 041-32375 | 041-32375 | Medela Inc |  |  |  | MEMORIAL CITY - MHT - NICU | MHHS-Mem City |  | Warmer, Nutritional |  | 041-32375 | 041-32375 | West | West | MEMORIAL CITY - MHT - NICU | MH4:104 Room4M31 |  |  |  |  | WARMING UNITS, MULTIPURPOSE |  | WARMERNUTRITIONAL-Medela Inc-87115 | WARMERNUTRITIONAL |  |  |  |  | Medela Inc | Warmer, Nutritional |  | WARMERNUTRITIONAL-Medela Inc-87115 |  |  |  |  | Covered PM Repair - Biomedical | MHHS-Mem City
NO | YES |  |  |  | 041-32480 | 041-32480 | Medela Inc |  |  |  | Memorial City - Neonatal | MHHS-Mem City |  | Warmer, Nutritional |  | 041-32480 | 041-32480 | West | Memorial Hermann - Memorial City | Memorial City - Neonatal | MH4 108 Room 4M28 |  |  |  | Baby in room under bili lights. | WARMING UNITS, MULTIPURPOSE |  | WARMERNUTRITIONAL-Medela Inc-87115 | WARMERNUTRITIONAL |  |  |  |  | Medela Inc | Warmer, Nutritional |  | WARMERNUTRITIONAL-Medela Inc-87115 |  |  |  |  | Covered PM Repair - Biomedical | MHHS-Mem City
NO | YES |  |  |  | 041-32596 | 041-32596 | Medela Inc |  |  |  | Memorial City - Neonatal | MHHS-Mem City |  | Warmer, Nutritional |  | 041-32596 | 041-32596 | West | Memorial Hermann - Memorial City | Memorial City - Neonatal | MH4 116 Room 4M21 |  |  |  | Bsby in Room. Unsble to get better photos. LF | WARMING UNITS, MULTIPURPOSE |  | WARMERNUTRITIONAL-Medela Inc-87115 | WARMERNUTRITIONAL |  |  |  |  | Medela Inc | Warmer, Nutritional |  | WARMERNUTRITIONAL-Medela Inc-87115 |  |  |  |  | Covered PM Repair - Biomedical | MHHS-Mem City
NO | YES |  |  |  | 041-32795 | 041-32795 | Medela Inc |  |  |  | Memorial City - NICU | MHHS-Mem City |  | Warmer, Nutritional |  | 041-32795 | 041-32795 | West | Memorial City - Memorial Hermann Hospital | Memorial City - NICU | MH4:106 |  |  |  |  | WARMING UNITS, MULTIPURPOSE |  | WARMERNUTRITIONAL-Medela Inc-87115 | WARMERNUTRITIONAL |  |  |  |  | Medela Inc | Warmer, Nutritional |  | WARMERNUTRITIONAL-Medela Inc-87115 |  |  |  |  | Covered PM Repair - Biomedical | MHHS-Mem City
NO | YES |  |  |  | 041-34091 | 041-34091 | Medela Inc |  |  |  | Memorial City - NICU | MHHS-Mem City |  | Warmer, Nutritional |  | 041-34091 | 041-34091 | West | Memorial City - Memorial Hermann Hospital | Memorial City - NICU | MH4:112 |  |  |  | No pm sticker | WARMING UNITS, MULTIPURPOSE |  | WARMERNUTRITIONAL-Medela Inc-87115 | WARMERNUTRITIONAL |  |  |  |  | Medela Inc | Warmer, Nutritional |  | WARMERNUTRITIONAL-Medela Inc-87115 |  |  |  |  | Covered PM Repair - Biomedical | MHHS-Mem City
NO | YES |  |  |  | 041-34110 | 041-34110 | Medela Inc |  |  |  | MEMORIAL CITY - MHT - NICU | MHHS-Mem City |  | Warmer, Nutritional |  | 041-34110 | 041-34110 | West | West | MEMORIAL CITY - MHT - NICU | MH4:103 4M32 |  |  |  |  | WARMING UNITS, MULTIPURPOSE |  | WARMERNUTRITIONAL-Medela Inc-87115 | WARMERNUTRITIONAL |  |  |  |  | Medela Inc | Warmer, Nutritional |  | WARMERNUTRITIONAL-Medela Inc-87115 |  |  |  |  | Covered PM Repair - Biomedical | MHHS-Mem City
NO | YES |  |  |  | 142-07407 | 142-07407 | Medela Inc |  |  |  | NE-NICU | MHHS-Northeast |  | Warmer, Nutritional |  | 142-07407 | 142-07407 | Katy | MHHS-Northeast | NE-NICU | Hall | 8/1/19 | 8/1/20 |  |  | WARMING UNITS, MULTIPURPOSE | Warmer, Nutritional | WARMERNUTRITIONAL-Medela Inc-87115 | WARMERNUTRITIONAL |  |  |  |  | Medela Inc | Warmer, Nutritional |  | WARMERNUTRITIONAL-Medela Inc-87115 |  |  |  |  | Covered PM Repair - Biomedical | MHHS-Northeast | [7 empty] | Warmer, Nutritional | WARMERNUTRITIONAL | Warmer, Nutritional | Medela Inc
NO | YES |  |  |  | 142-07408 | 142-07408 | Medela Inc |  |  |  | NE-NICU | MHHS-Northeast |  | Warmer, Nutritional |  | 142-07408 | 142-07408 | Katy | MHHS-Northeast | NE-NICU | Clean room | 8/1/19 | 8/1/20 |  |  | WARMING UNITS, MULTIPURPOSE | Warmer, Nutritional | WARMERNUTRITIONAL-Medela Inc-87115 | WARMERNUTRITIONAL |  |  |  |  | Medela Inc | Warmer, Nutritional |  | WARMERNUTRITIONAL-Medela Inc-87115 |  |  |  |  | Covered PM Repair - Biomedical | MHHS-Northeast | [7 empty] | Warmer, Nutritional | WARMERNUTRITIONAL | Warmer, Nutritional | Medela Inc
NO | YES |  |  |  | 142-07409 | 142-07409 | Medela Inc |  |  |  | NE-NICU | MHHS-Northeast |  | Warmer, Nutritional |  | 142-07409 | 142-07409 | Katy | MHHS-Northeast | NE-NICU | Hall | 8/1/19 | 8/1/20 |  |  | WARMING UNITS, MULTIPURPOSE | Warmer, Nutritional | WARMERNUTRITIONAL-Medela Inc-87115 | WARMERNUTRITIONAL |  |  |  |  | Medela Inc | Warmer, Nutritional |  | WARMERNUTRITIONAL-Medela Inc-87115 |  |  |  |  | Covered PM Repair - Biomedical | MHHS-Northeast | [7 empty] | Warmer, Nutritional | WARMERNUTRITIONAL | Warmer, Nutritional | Medela Inc
NO | YES |  |  |  | 142-07410 | 142-07410 | Medela Inc |  |  |  | NE-NICU | MHHS-Northeast |  | Warmer, Nutritional |  | 142-07410 | 142-07410 | Katy | MHHS-Northeast | NE-NICU | Hall | 8/1/19 | 8/1/20 |  |  | WARMING UNITS, MULTIPURPOSE | Warmer, Nutritional | WARMERNUTRITIONAL-Medela Inc-87115 | WARMERNUTRITIONAL |  |  |  |  | Medela Inc | Warmer, Nutritional |  | WARMERNUTRITIONAL-Medela Inc-87115 |  |  |  |  | Covered PM Repair - Biomedical | MHHS-Northeast | [7 empty] | Warmer, Nutritional | WARMERNUTRITIONAL | Warmer, Nutritional | Medela Inc
NO | YES |  |  |  | 013-36117 | 013-36117 | Medela Inc |  |  |  | SW-NICU | MHHS-Southwest |  | Warmer, Nutritional |  | 013-36117 | 013-36117 | Southwest | MHHS-Southwest | SW-NICU | NICU |  |  |  |  | WARMING UNITS, MULTIPURPOSE | Warmer, Nutritional | WARMERNUTRITIONAL-Medela Inc-87115 | WARMERNUTRITIONAL |  |  |  |  | Medela Inc | Warmer, Nutritional |  | WARMERNUTRITIONAL-Medela Inc-87115 |  | 9/1/14 |  |  | Covered PM Repair - Biomedical | MHHS-Southwest | [7 empty] | Warmer, Nutritional | WARMERNUTRITIONAL | Warmer, Nutritional | Medela Inc
NO | YES |  |  |  | 013-36488 | 013-36488 | Medela Inc |  |  |  | SW-NICU | MHHS-Southwest |  | Warmer, Nutritional |  | 013-36488 | 013-36488 | Southwest | MHHS-Southwest | SW-NICU | NICU 2 |  |  |  |  | WARMING UNITS, MULTIPURPOSE | Warmer, Nutritional | WARMERNUTRITIONAL-Medela Inc-87115 | WARMERNUTRITIONAL |  |  |  |  | Medela Inc | Warmer, Nutritional |  | WARMERNUTRITIONAL-Medela Inc-87115 |  | 3/16/15 |  |  | Covered PM Repair - Biomedical | MHHS-Southwest | [7 empty] | Warmer, Nutritional | WARMERNUTRITIONAL | Warmer, Nutritional | Medela Inc
NO | YES |  |  |  | 013-36489 | 013-36489 | Medela Inc |  |  |  | SW-NICU | MHHS-Southwest |  | Warmer, Nutritional |  | 013-36489 | 013-36489 | Southwest | MHHS-Southwest | SW-NICU | NICU |  |  |  |  | WARMING UNITS, MULTIPURPOSE | Warmer, Nutritional | WARMERNUTRITIONAL-Medela Inc-87115 | WARMERNUTRITIONAL |  |  |  |  | Medela Inc | Warmer, Nutritional |  | WARMERNUTRITIONAL-Medela Inc-87115 |  | 9/1/14 |  |  | Covered PM Repair - Biomedical | MHHS-Southwest | [7 empty] | Warmer, Nutritional | WARMERNUTRITIONAL | Warmer, Nutritional | Medela Inc
NO | YES |  |  |  | 013-36490 | 013-36490 | Medela Inc |  |  |  | SW-Biomedical Services | MHHS-Southwest |  | Warmer, Nutritional |  | 013-36490 | 013-36490 | Southwest | MHHS-Southwest | SW-Biomedical Services |  |  |  |  | No pm required | WARMING UNITS, MULTIPURPOSE | Warmer, Nutritional | WARMERNUTRITIONAL-Medela Inc-87115 | WARMERNUTRITIONAL |  |  |  |  | Medela Inc | Warmer, Nutritional |  | WARMERNUTRITIONAL-Medela Inc-87115 |  |  |  |  | Covered PM Repair - Biomedical | MHHS-Southwest | [7 empty] | Warmer, Nutritional | WARMERNUTRITIONAL | Warmer, Nutritional | Medela Inc
NO | YES |  |  |  | 013-36491 | 013-36491 | Medela Inc |  |  |  | SW-NICU | MHHS-Southwest |  | Warmer, Nutritional |  | 013-36491 | 013-36491 | Southwest | MHHS-Southwest | SW-NICU | NICU 2 |  |  |  |  | WARMING UNITS, MULTIPURPOSE | Warmer, Nutritional | WARMERNUTRITIONAL-Medela Inc-87115 | WARMERNUTRITIONAL |  |  |  |  | Medela Inc | Warmer, Nutritional |  | WARMERNUTRITIONAL-Medela Inc-87115 |  | 7/16/12 |  |  | Covered PM Repair - Biomedical | MHHS-Southwest | [7 empty] | Warmer, Nutritional | WARMERNUTRITIONAL | Warmer, Nutritional | Medela Inc
NO | YES |  |  |  | 013-36493 | 013-36493 | Medela Inc |  |  |  | SW-NICU | MHHS-Southwest |  | Warmer, Nutritional |  | 013-36493 | 013-36493 | Southwest | MHHS-Southwest | SW-NICU | NICU |  |  |  |  | WARMING UNITS, MULTIPURPOSE | Warmer, Nutritional | WARMERNUTRITIONAL-Medela Inc-87115 | WARMERNUTRITIONAL |  |  |  |  | Medela Inc | Warmer, Nutritional |  | WARMERNUTRITIONAL-Medela Inc-87115 |  |  |  |  | Covered PM Repair - Biomedical | MHHS-Southwest | [7 empty] | Warmer, Nutritional | WARMERNUTRITIONAL | Warmer, Nutritional | Medela Inc
NO | YES |  |  |  | 013-36524 | 013-36524 | Medela Inc |  |  |  | SW-NICU | MHHS-Southwest |  | Warmer, Nutritional |  | 013-36524 | 013-36524 | Southwest | MHHS-Southwest | SW-NICU | NICU |  |  |  |  | WARMING UNITS, MULTIPURPOSE | Warmer, Nutritional | WARMERNUTRITIONAL-Medela Inc-87115 | WARMERNUTRITIONAL |  |  |  |  | Medela Inc | Warmer, Nutritional |  | WARMERNUTRITIONAL-Medela Inc-87115 |  |  |  |  | Covered PM Repair - Biomedical | MHHS-Southwest | [7 empty] | Warmer, Nutritional | WARMERNUTRITIONAL | Warmer, Nutritional | Medela Inc
NO | YES |  |  |  | 013-36525 | 013-36525 | Medela Inc |  |  |  | SW-NICU | MHHS-Southwest |  | Warmer, Nutritional |  | 013-36525 | 013-36525 | Southwest | MHHS-Southwest | SW-NICU | NICU | 2/1/20 |  | 2/1/21 |  | WARMING UNITS, MULTIPURPOSE | Warmer, Nutritional | WARMERNUTRITIONAL-Medela Inc-87115 | WARMERNUTRITIONAL |  |  |  |  | Medela Inc | Warmer, Nutritional |  | WARMERNUTRITIONAL-Medela Inc-87115 |  |  |  |  | Not Covered Vendor Only - Biomedical | MHHS-Southwest | [7 empty] | Warmer, Nutritional | WARMERNUTRITIONAL | Warmer, Nutritional | Medela Inc
NO | YES |  |  |  | 013-36528 | 013-36528 | Medela Inc |  |  |  | SW-NICU | MHHS-Southwest |  | Warmer, Nutritional |  | 013-36528 | 013-36528 | Southwest | MHHS-Southwest | SW-NICU | Nicu |  |  |  |  | WARMING UNITS, MULTIPURPOSE | Warmer, Nutritional | WARMERNUTRITIONAL-Medela Inc-87115 | WARMERNUTRITIONAL |  |  |  |  | Medela Inc | Warmer, Nutritional |  | WARMERNUTRITIONAL-Medela Inc-87115 |  | 5/20/16 |  |  | Covered PM Repair - Biomedical | MHHS-Southwest | [7 empty] | Warmer, Nutritional | WARMERNUTRITIONAL | Warmer, Nutritional | Medela Inc
NO | YES |  |  |  | 013-36531 | 013-36531 | Medela Inc |  |  |  | SW-NICU | MHHS-Southwest |  | Warmer, Nutritional |  | 013-36531 | 013-36531 | Southwest | MHHS-Southwest | SW-NICU | NICU |  |  |  |  | WARMING UNITS, MULTIPURPOSE | Warmer, Nutritional | WARMERNUTRITIONAL-Medela Inc-87115 | WARMERNUTRITIONAL |  |  |  |  | Medela Inc | Warmer, Nutritional |  | WARMERNUTRITIONAL-Medela Inc-87115 |  |  |  |  | Covered PM Repair - Biomedical | MHHS-Southwest | [7 empty] | Warmer, Nutritional | WARMERNUTRITIONAL | Warmer, Nutritional | Medela Inc
NO | YES |  |  |  | 013-36555 | 013-36555 | Medela Inc |  |  |  | SW-NICU | MHHS-Southwest |  | Warmer, Nutritional |  | 013-36555 | 013-36555 | Southwest | MHHS-Southwest | SW-NICU | NICU |  |  |  |  | WARMING UNITS, MULTIPURPOSE | Warmer, Nutritional | WARMERNUTRITIONAL-Medela Inc-87115 | WARMERNUTRITIONAL |  |  |  |  | Medela Inc | Warmer, Nutritional |  | WARMERNUTRITIONAL-Medela Inc-87115 |  | 5/20/16 |  |  | Covered PM Repair - Biomedical | MHHS-Southwest | [7 empty] | Warmer, Nutritional | WARMERNUTRITIONAL | Warmer, Nutritional | Medela Inc
NO | YES |  |  |  | 013-36556 | 013-36556 | Medela Inc |  |  |  | SW-NICU | MHHS-Southwest |  | Warmer, Nutritional |  | 013-36556 | 013-36556 | Southwest | MHHS-Southwest | SW-NICU | NICU |  |  |  |  | WARMING UNITS, MULTIPURPOSE | Warmer, Nutritional | WARMERNUTRITIONAL-Medela Inc-87115 | WARMERNUTRITIONAL |  |  |  |  | Medela Inc | Warmer, Nutritional |  | WARMERNUTRITIONAL-Medela Inc-87115 |  | 9/3/12 |  |  | Covered PM Repair - Biomedical | MHHS-Southwest | [7 empty] | Warmer, Nutritional | WARMERNUTRITIONAL | Warmer, Nutritional | Medela Inc
NO | YES |  |  |  | 013-36558 | 013-36558 | Medela Inc |  |  |  | SW-NICU | MHHS-Southwest |  | Warmer, Nutritional |  | 013-36558 | 013-36558 | Southwest | MHHS-Southwest | SW-NICU | NICU |  |  |  |  | WARMING UNITS, MULTIPURPOSE | Warmer, Nutritional | WARMERNUTRITIONAL-Medela Inc-87115 | WARMERNUTRITIONAL |  |  |  |  | Medela Inc | Warmer, Nutritional |  | WARMERNUTRITIONAL-Medela Inc-87115 |  | 8/3/16 |  |  | Covered PM Repair - Biomedical | MHHS-Southwest | [7 empty] | Warmer, Nutritional | WARMERNUTRITIONAL | Warmer, Nutritional | Medela Inc
NO | YES |  |  |  | 013-36559 | 013-36559 | Medela Inc |  |  |  | SW-NICU | MHHS-Southwest |  | Warmer, Nutritional |  | 013-36559 | 013-36559 | Southwest | MHHS-Southwest | SW-NICU | NICU |  |  |  |  | WARMING UNITS, MULTIPURPOSE | Warmer, Nutritional | WARMERNUTRITIONAL-Medela Inc-87115 | WARMERNUTRITIONAL |  |  |  |  | Medela Inc | Warmer, Nutritional |  | WARMERNUTRITIONAL-Medela Inc-87115 |  | 8/3/16 |  |  | Covered PM Repair - Biomedical | MHHS-Southwest | [7 empty] | Warmer, Nutritional | WARMERNUTRITIONAL | Warmer, Nutritional | Medela Inc
NO | YES |  |  |  | 013-36560 | 013-36560 | Medela Inc |  |  |  | SW-NICU | MHHS-Southwest |  | Warmer, Nutritional |  | 013-36560 | 013-36560 | Southwest | MHHS-Southwest | SW-NICU | Nicu |  |  |  |  | WARMING UNITS, MULTIPURPOSE | Warmer, Nutritional | WARMERNUTRITIONAL-Medela Inc-87115 | WARMERNUTRITIONAL |  |  |  |  | Medela Inc | Warmer, Nutritional |  | WARMERNUTRITIONAL-Medela Inc-87115 |  | 12/5/17 |  |  | Covered PM Repair - Biomedical | MHHS-Southwest | [7 empty] | Warmer, Nutritional | WARMERNUTRITIONAL | Warmer, Nutritional | Medela Inc
YES | YES |  |  |  | 151-04994 | 151-04994 | Medela Inc |  |  | s/n1437494 | CY - CENTRAL SUPPLY |  |  |  |  | 151-04994 | 151-04994 | Northwest | Memorial Hermann Cypress Hospital | CY - CENTRAL SUPPLY | NICU 1 | 3/1/19 | 3/1/20 |  |  |  | Warmer, Nutritional | WARMERNUTRITIONAL-Medela Inc-87115 | [22 empty] | Warmer, Nutritional | WARMERNUTRITIONAL | Warmer, Nutritional | Medela Inc
YES | YES |  |  |  | 151-03651 | 151-03651 | Medela Inc |  |  | s/n1437493 | CY - NICU |  |  |  |  | 151-03651 | 151-03651 | Nortwest | Cypress | CY - NICU | NICU 2 | 3/1/19 | 3/1/20 |  |  |  | Warmer, Nutritional | WARMERNUTRITIONAL-Medela Inc-87115 | [22 empty] | Warmer, Nutritional | WARMERNUTRITIONAL | Warmer, Nutritional | Medela Inc
YES | YES |  |  |  | 151-03652 | 151-03652 | Medela Inc |  |  |  | CY - NICU |  |  |  |  | 151-03652 | 151-03652 | cypress | Cypress | CY - NICU | NICU 2 | 3/1/19 | 3/1/20 |  |  |  | Warmer, Nutritional | WARMERNUTRITIONAL-Medela Inc-87115 | [22 empty] | Warmer, Nutritional | WARMERNUTRITIONAL | Warmer, Nutritional | Medela Inc
YES | YES |  |  |  | 151-03653 | 151-03653 | Medela Inc |  |  | s/n1437491 | CY - L |  |  |  |  | 151-03653 | 151-03653 | Northwest | Nicu | CY - L | NICU 4 | 3/1/19 | 3/1/20 |  |  |  | Warmer, Nutritional | WARMERNUTRITIONAL-Medela Inc-87115 | [22 empty] | Warmer, Nutritional | WARMERNUTRITIONAL | Warmer, Nutritional | Medela Inc
YES | YES |  |  |  | 151-04996 | 151-04996 | Medela Inc |  |  | s/n1437468 | CY - NICU |  |  |  |  | 151-04996 | 151-04996 | Northwest | Memorial Hermann Cypress Hospital | CY - NICU | Nursery | 3/1/19 | 3/1/20 |  |  |  | Warmer, Nutritional | WARMERNUTRITIONAL-Medela Inc-87115 | [22 empty] | Warmer, Nutritional | WARMERNUTRITIONAL | Warmer, Nutritional | Medela Inc
YES | YES |  |  |  | 151-04997 | 151-04997 | Medela Inc |  |  | s/n1437488 | CY - NICU |  |  |  |  | 151-04997 | 151-04997 | Northwest | Memorial Hermann Cypress Hospital | CY - NICU | Nursery | 3/1/19 | 3/1/20 |  |  |  | Warmer, Nutritional | WARMERNUTRITIONAL-Medela Inc-87115 | [22 empty] | Warmer, Nutritional | WARMERNUTRITIONAL | Warmer, Nutritional | Medela Inc
NO | YES |  |  |  | 099-02472 | 133-08402 | Medela Inc |  |  |  | Katy-NICU |  |  |  |  | 099-02472 | 133-08402 | Katy | MHHS-Katy | Katy-NICU | E311 | 6/1/19 | 6/1/20 |  |  |  | Warmer, Nutritional | WARMERNUTRITIONAL-Medela Inc-87115 | [22 empty] | Warmer, Nutritional | WARMERNUTRITIONAL | Warmer, Nutritional | Medela Inc
YES | YES |  |  |  | 099-02581 | 099-02581 | Medela Inc |  |  | s/n1427563 | KATY - NURSERY |  |  |  |  | 099-02581 | 099-02581 | Katy | Memorial Hermann Katy Hospital | KATY - NURSERY | 310A | 6/1/19 | 6/1/20 |  |  |  | Warmer, Nutritional | WARMERNUTRITIONAL-Medela Inc-87115 | [22 empty] | Warmer, Nutritional | WARMERNUTRITIONAL | Warmer, Nutritional | Medela Inc
NO | YES |  |  |  | 029-13393 | 029-13393 | Medela Inc |  |  |  | Woodlands-NICU |  |  |  |  | 029-13393 | 029-13393 | Woodlands | MHHS-Woodlands | Woodlands-NICU | NICU 26 | 3/1/20 |  |  |  |  | Warmer, Nutritional | WARMERNUTRITIONAL-Medela Inc-87115 | [22 empty] | Warmer, Nutritional | WARMERNUTRITIONAL | Warmer, Nutritional | Medela Inc
YES | YES |  |  |  | 029-13480 | 029-13480 | Medela Inc |  |  |  | NICU |  |  |  |  | 029-13480 | 029-13480 | Woodlands | MH Hospital Woodlands | NICU | [6 empty] | Warmer, Nutritional | WARMERNUTRITIONAL-Medela Inc-87115 | [22 empty] | Warmer, Nutritional | WARMERNUTRITIONAL | Warmer, Nutritional | Medela Inc
YES | YES |  |  |  | 013-36113 | 013-36113 | Medela Inc |  |  | s/n1429919 | SW - NICU |  |  |  |  | 013-36113 | 013-36113 | Southwest | Memorial Hermann Southwest Hospital | SW - NICU | NICU 1 | 3/1/15 |  | 2/1/16 |  |  | Warmer, Nutritional | WARMERNUTRITIONAL-Medela Inc-87115 | [22 empty] | Warmer, Nutritional | WARMERNUTRITIONAL | Warmer, Nutritional | Medela Inc
YES | YES |  |  |  | 013-36534 | 013-36534 | Medela Inc |  |  | s/n1429897 | Sw-NICU |  |  |  |  | 013-36534 | 013-36534 | Southwest | Memorial Hermann Southwest Hospital | Sw-NICU | NICU |  |  | 3/1/17 |  |  | Warmer, Nutritional | WARMERNUTRITIONAL-Medela Inc-87115 | [22 empty] | Warmer, Nutritional | WARMERNUTRITIONAL | Warmer, Nutritional | Medela Inc
YES | YES |  |  |  | 013-36530 | 013-36530 | Medela Inc |  |  | s/n1429906 | Sw-NICU |  |  |  |  | 013-36530 | 013-36530 | Southwest | Memorial Hermann Southwest Hospital | Sw-NICU | NICU | [5 empty] | Warmer, Nutritional | WARMERNUTRITIONAL-Medela Inc-87115 | [22 empty] | Warmer, Nutritional | WARMERNUTRITIONAL | Warmer, Nutritional | Medela Inc
YES | YES |  |  |  | 013-36495 | 013-36495 | Medela Inc |  |  | s/n1429888 | Sw-NICU |  |  |  |  | 013-36495 | 013-36495 | Southwest | Memorial Hermann Southwest Hospital | Sw-NICU | NICU | [5 empty] | Warmer, Nutritional | WARMERNUTRITIONAL-Medela Inc-87115 | [22 empty] | Warmer, Nutritional | WARMERNUTRITIONAL | Warmer, Nutritional | Medela Inc
YES | YES |  |  |  | 013-36529 | 013-36529 | Medela Inc |  |  | s/n1429908 | SW - NICU |  |  |  |  | 013-36529 | 013-36529 | Southwest | Memorial Hermann Southwest Hospital | SW - NICU | NICU 1 | [5 empty] | Warmer, Nutritional | WARMERNUTRITIONAL-Medela Inc-87115 | [22 empty] | Warmer, Nutritional | WARMERNUTRITIONAL | Warmer, Nutritional | Medela Inc
YES | YES |  |  |  | 013-36114 | 013-36114 | Medela Inc |  |  | s/n1429916 | Sw-NICU |  |  |  |  | 013-36114 | 013-36114 | Southwest | Memorial Hermann Southwest Hospital | Sw-NICU | NICU | [5 empty] | Warmer, Nutritional | WARMERNUTRITIONAL-Medela Inc-87115 | [22 empty] | Warmer, Nutritional | WARMERNUTRITIONAL | Warmer, Nutritional | Medela Inc
YES | YES |  |  |  | 013-36110 | 013-36110 | Medela Inc |  |  | s/n1429902 | SW - NICU |  |  |  |  | 013-36110 | 013-36110 | Southwest | Memorial Hermann Southwest Hospital | SW - NICU | NICU 1 | [5 empty] | Warmer, Nutritional | WARMERNUTRITIONAL-Medela Inc-87115 | [22 empty] | Warmer, Nutritional | WARMERNUTRITIONAL | Warmer, Nutritional | Medela Inc
YES | YES |  |  |  | 099-13826 | 099-13826 | Medela Inc |  |  | s/n1436657 | SW - NICU |  |  |  |  | 099-13826 | 099-13826 | Southwest | Memorial Hermann Southwest Hospital | SW - NICU | NICU | [5 empty] | Warmer, Nutritional | WARMERNUTRITIONAL-Medela Inc-87115 | [22 empty] | Warmer, Nutritional | WARMERNUTRITIONAL | Warmer, Nutritional | Medela Inc
YES | YES |  |  |  | 013-36523 | 013-36523 | Medela Inc |  |  | s/n1429920 | SW - NICU |  |  |  |  | 013-36523 | 013-36523 | Southwest | Memorial Hermann Southwest Hospital | SW - NICU | NICU | [5 empty] | Warmer, Nutritional | WARMERNUTRITIONAL-Medela Inc-87115 | [22 empty] | Warmer, Nutritional | WARMERNUTRITIONAL | Warmer, Nutritional | Medela Inc
YES | YES |  |  |  | 013-36111 | 013-36111 | Medela Inc |  |  | s/n1429899 | SW - NICU |  |  |  |  | 013-36111 | 013-36111 | Southwest | Memorial Hermann Southwest Hospital | SW - NICU | NICU | 2/1/20 |  | 2/1/21 |  |  | Warmer, Nutritional | WARMERNUTRITIONAL-Medela Inc-87115 | [22 empty] | Warmer, Nutritional | WARMERNUTRITIONAL | Warmer, Nutritional | Medela Inc
YES | YES |  |  |  | 013-36521 | 013-36521 | Medela Inc |  |  | s/n1429927 | SW - NICU |  |  |  |  | 013-36521 | 013-36521 | Southwest | Memorial Hermann Southwest Hospital | SW - NICU | NICU | 2/1/20 |  | 2/1/21 |  |  | Warmer, Nutritional | WARMERNUTRITIONAL-Medela Inc-87115 | [22 empty] | Warmer, Nutritional | WARMERNUTRITIONAL | Warmer, Nutritional | Medela Inc
YES | YES |  |  |  | 013-36592 | 013-36592 | Medela Inc |  |  | s/n1430962 | SW-NICU |  |  |  |  | 013-36592 | 013-36592 | Southwest | Memorial Hermann Southwest Hospital | SW-NICU | NICU | [5 empty] | Warmer, Nutritional | WARMERNUTRITIONAL-Medela Inc-87115 | [22 empty] | Warmer, Nutritional | WARMERNUTRITIONAL | Warmer, Nutritional | Medela Inc
YES | YES |  |  |  | 013-36527 | 013-36527 | Medela Inc |  |  | s/n1429877 | SW - NICU |  |  |  |  | 013-36527 | 013-36527 | Southwest | Memorial Hermann Southwest Hospital | SW - NICU | NICU | 2/1/20 |  | 2/1/21 |  |  | Warmer, Nutritional | WARMERNUTRITIONAL-Medela Inc-87115 | [22 empty] | Warmer, Nutritional | WARMERNUTRITIONAL | Warmer, Nutritional | Medela Inc
YES | YES |  |  |  | 013-36497 | 013-36497 | Medela Inc |  |  | s/n1429896 | SW-NICU |  |  |  |  | 013-36497 | 013-36497 | Southwest | Memorial Hermann Southwest Hospital | SW-NICU | NICU | [5 empty] | Warmer, Nutritional | WARMERNUTRITIONAL-Medela Inc-87115 | [22 empty] | Warmer, Nutritional | WARMERNUTRITIONAL | Warmer, Nutritional | Medela Inc
YES | YES |  |  |  | 013-36561 | 013-36561 | Medela Inc |  |  | s/n1429890 | SW - NICU |  |  |  |  | 013-36561 | 013-36561 | Southwest | Memorial Hermann Southwest Hospital | SW - NICU | NICU | 2/1/20 |  | 2/1/21 |  |  | Warmer, Nutritional | WARMERNUTRITIONAL-Medela Inc-87115 | [22 empty] | Warmer, Nutritional | WARMERNUTRITIONAL | Warmer, Nutritional | Medela Inc
YES | YES |  |  |  | 013-36533 | 013-36533 | Medela Inc |  |  |  | SW - NICU |  |  |  |  | 013-36533 | 013-36533 | Southwest | Memorial Hermann Southwest Hospital | SW - NICU | NICU level 3 | [5 empty] | Warmer, Nutritional | WARMERNUTRITIONAL-Medela Inc-87115 | [22 empty] | Warmer, Nutritional | WARMERNUTRITIONAL | Warmer, Nutritional | Medela Inc
YES | YES |  |  |  | 013-36116 | 013-36116 | Medela Inc |  |  | s/n1429912 | SW - NICU |  |  |  |  | 013-36116 | 013-36116 | Southwest | Memorial Hermann Southwest Hospital | SW - NICU | Nicu level 3 | [5 empty] | Warmer, Nutritional | WARMERNUTRITIONAL-Medela Inc-87115 | [22 empty] | Warmer, Nutritional | WARMERNUTRITIONAL | Warmer, Nutritional | Medela Inc
YES | YES |  |  |  | 013-36522 | 013-36522 | Medela Inc |  |  | s/n1429911 | SW - NICU |  |  |  |  | 013-36522 | 013-36522 | Southwest | Memorial Hermann Southwest Hospital | SW - NICU | Nicu level 3 | [5 empty] | Warmer, Nutritional | WARMERNUTRITIONAL-Medela Inc-87115 | [22 empty] | Warmer, Nutritional | WARMERNUTRITIONAL | Warmer, Nutritional | Medela Inc
NO | YES |  |  |  | 013-36526 | 013-36526 | Medela Inc |  |  |  | SW-NICU |  |  |  |  | 013-36526 | 013-36526 | Southwest | MHHS-Southwest | SW-NICU | NICU Level 3 | [5 empty] | Warmer, Nutritional | WARMERNUTRITIONAL-Medela Inc-87115 | [22 empty] | Warmer, Nutritional | WARMERNUTRITIONAL | Warmer, Nutritional | Medela Inc
YES | YES |  |  |  | 013-36494 | 013-36494 | Medela Inc |  |  | s/n1429918 | SW - NICU |  |  |  |  | 013-36494 | 013-36494 | Southwest | Memorial Hermann Southwest Hospital | SW - NICU | Nicu level 3 | [5 empty] | Warmer, Nutritional | WARMERNUTRITIONAL-Medela Inc-87115 | [22 empty] | Warmer, Nutritional | WARMERNUTRITIONAL | Warmer, Nutritional | Medela Inc
YES | YES |  |  |  | 013-36496 | 013-36496 | Medela Inc |  |  |  | SW - NICU |  |  |  |  | 013-36496 | 013-36496 | Southwest | Memorial Hermann Southwest Hospital | SW - NICU | NICU Level 3 | [5 empty] | Warmer, Nutritional | WARMERNUTRITIONAL-Medela Inc-87115 | [22 empty] | Warmer, Nutritional | WARMERNUTRITIONAL | Warmer, Nutritional | Medela Inc
YES | YES |  |  |  | 013-36112 | 013-36112 | Medela Inc |  |  |  | SW - NICU |  |  |  |  | 013-36112 | 013-36112 | Southwest | Memorial Hermann Southwest Hospital | SW - NICU | NICU Level 3 | [5 empty] | Warmer, Nutritional | WARMERNUTRITIONAL-Medela Inc-87115 | [22 empty] | Warmer, Nutritional | WARMERNUTRITIONAL | Warmer, Nutritional | Medela Inc
NO | YES |  |  |  | 005-12004 | 005-12004 | Medela Inc |  |  | s/n1433637 | SE-Unit 4B (Women'S Services) |  |  |  |  | 005-12004 | 005-12004 | Southeast | MHHS-Southeast | SE-Unit 4B (Women'S Services) | NICU | [5 empty] | Warmer, Nutritional | WARMERNUTRITIONAL-Medela Inc-87115 | [22 empty] | Warmer, Nutritional | WARMERNUTRITIONAL | Warmer, Nutritional | Medela Inc
YES | YES |  |  |  | 099-06711 | 099-06711 | Medela Inc |  |  | s/n1433619 | SE - UNIT 4B (WOMENS SERVICES) |  |  |  |  | 099-06711 | 099-06711 | Southeast | Memorial Hermann South East | SE - UNIT 4B (WOMENS SERVICES) | NICU | [5 empty] | Warmer, Nutritional | WARMERNUTRITIONAL-Medela Inc-87115 | [22 empty] | Warmer, Nutritional | WARMERNUTRITIONAL | Warmer, Nutritional | Medela Inc
NO | YES |  |  |  | 005-11940 | 005-11940 | Medela Inc |  |  | s/n1442538 | SE-Unit 4B (Women'S Services) |  |  |  |  | 005-11940 | 005-11940 | Southeast | MHHS-Southeast | SE-Unit 4B (Women'S Services) | NICU | [5 empty] | Warmer, Nutritional | WARMERNUTRITIONAL-Medela Inc-87115 | [22 empty] | Warmer, Nutritional | WARMERNUTRITIONAL | Warmer, Nutritional | Medela Inc
NO | YES |  |  |  | 005-11939 | 005-11939 | Medela Inc |  |  | s/n1438964 | SE-Unit 4B (Women'S Services) |  |  |  |  | 005-11939 | 005-11939 | Southeast | MHHS-Southeast | SE-Unit 4B (Women'S Services) | NICU | [5 empty] | Warmer, Nutritional | WARMERNUTRITIONAL-Medela Inc-87115 | [22 empty] | Warmer, Nutritional | WARMERNUTRITIONAL | Warmer, Nutritional | Medela Inc
NO | YES |  |  |  | 005-09529 | 005-09529 | Medela Inc |  |  | s/n1441267 | SE-Unit 4B (Women'S Services) |  |  |  |  | 005-09529 | 005-09529 | Southeast | MHHS-Southeast | SE-Unit 4B (Women'S Services) | NICU | [5 empty] | Warmer, Nutritional | WARMERNUTRITIONAL-Medela Inc-87115 | [22 empty] | Warmer, Nutritional | WARMERNUTRITIONAL | Warmer, Nutritional | Medela Inc
NO | NO | [5 empty] | Medela Inc |  |  |  | CY - L&D | MHHS-Cypress |  | Warmer, Nutritional |  |  |  | Northwest & Cypress |  | CY - L&D | [5 empty] | WARMING UNITS, MULTIPURPOSE |  | WARMERNUTRITIONAL-Medela Inc-87115 | WARMERNUTRITIONAL |  |  |  |  | Medela Inc | Warmer, Nutritional |  | WARMERNUTRITIONAL-Medela Inc-87115 |  |  |  |  | Covered PM Repair - Biomedical | MHHS-Cypress
NO | NO | [5 empty] | Medela Inc |  |  |  | CY - NICU | MHHS-Cypress |  | Warmer, Nutritional |  |  |  | Northwest & Cypress |  | CY - NICU | [5 empty] | WARMING UNITS, MULTIPURPOSE |  | WARMERNUTRITIONAL-Medela Inc-87115 | WARMERNUTRITIONAL |  |  |  |  | Medela Inc | Warmer, Nutritional |  | WARMERNUTRITIONAL-Medela Inc-87115 |  |  |  |  | Covered PM Repair - Biomedical | MHHS-Cypress
NO | NO | [5 empty] | Medela Inc |  |  |  | CY - NICU | MHHS-Cypress |  | Warmer, Nutritional |  |  |  | Northwest & Cypress |  | CY - NICU | [5 empty] | WARMING UNITS, MULTIPURPOSE |  | WARMERNUTRITIONAL-Medela Inc-87115 | WARMERNUTRITIONAL |  |  |  |  | Medela Inc | Warmer, Nutritional |  | WARMERNUTRITIONAL-Medela Inc-87115 |  |  |  |  | Covered PM Repair - Biomedical | MHHS-Cypress
NO | NO | [5 empty] | Medela Inc |  |  |  | CY - NICU | MHHS-Cypress |  | Warmer, Nutritional |  |  |  | Northwest & Cypress |  | CY - NICU | [5 empty] | WARMING UNITS, MULTIPURPOSE |  | WARMERNUTRITIONAL-Medela Inc-87115 | WARMERNUTRITIONAL |  |  |  |  | Medela Inc | Warmer, Nutritional |  | WARMERNUTRITIONAL-Medela Inc-87115 |  |  |  |  | Not Covered Vendor Only - Lab Ana/Anes | MHHS-Cypress
NO | NO | [5 empty] | Medela Inc |  |  |  | CY - NICU | MHHS-Cypress |  | Warmer, Nutritional |  |  |  | Northwest & Cypress |  | CY - NICU | [5 empty] | WARMING UNITS, MULTIPURPOSE |  | WARMERNUTRITIONAL-Medela Inc-87115 | WARMERNUTRITIONAL |  |  |  |  | Medela Inc | Warmer, Nutritional |  | WARMERNUTRITIONAL-Medela Inc-87115 |  |  |  |  | Not Covered Vendor Only - Lab Ana/Anes | MHHS-Cypress
NO | NO | [5 empty] | Medela Inc |  |  |  | CY - NICU | MHHS-Cypress |  | Warmer, Nutritional |  |  |  | Northwest & Cypress |  | CY - NICU | [5 empty] | WARMING UNITS, MULTIPURPOSE |  | WARMERNUTRITIONAL-Medela Inc-87115 | WARMERNUTRITIONAL |  |  |  |  | Medela Inc | Warmer, Nutritional |  | WARMERNUTRITIONAL-Medela Inc-87115 |  |  |  |  | Covered PM Repair - Biomedical | MHHS-Cypress
NO | NO |  |  |  | 133-08401 |  | Medela Inc |  |  |  | KATY - NURSERY | MHHS-Katy |  | Warmer, Nutritional |  | 133-08401 |  | Katy |  | KATY - NURSERY | [5 empty] | WARMING UNITS, MULTIPURPOSE |  | WARMERNUTRITIONAL-Medela Inc-87115 | WARMERNUTRITIONAL |  |  |  |  | Medela Inc | Warmer, Nutritional |  | WARMERNUTRITIONAL-Medela Inc-87115 |  |  |  |  | Covered PM Repair - Biomedical | MHHS-Katy
NO | NO |  |  |  | 041-11437 |  | Medela Inc |  |  |  | MEMORIAL CITY - MHT - NICU | MHHS-Mem City |  | Warmer, Nutritional |  | 041-11437 |  | West & Memorial City |  | MEMORIAL CITY - MHT - NICU | [5 empty] | WARMING UNITS, MULTIPURPOSE |  | WARMERNUTRITIONAL-Medela Inc-87115 | WARMERNUTRITIONAL |  |  |  |  | Medela Inc | Warmer, Nutritional |  | WARMERNUTRITIONAL-Medela Inc-87115 |  |  |  |  | Covered PM Repair - Biomedical | MHHS-Mem City
NO | NO |  |  |  | 041-14370 |  | Medela Inc |  |  |  | MEMORIAL CITY - MHT - NICU | MHHS-Mem City |  | Warmer, Nutritional |  | 041-14370 |  | West & Memorial City |  | MEMORIAL CITY - MHT - NICU | [5 empty] | WARMING UNITS, MULTIPURPOSE |  | WARMERNUTRITIONAL-Medela Inc-87115 | WARMERNUTRITIONAL |  |  |  |  | Medela Inc | Warmer, Nutritional |  | WARMERNUTRITIONAL-Medela Inc-87115 |  |  |  |  | Covered PM Repair - Biomedical | MHHS-Mem City
NO | NO |  |  |  | 041-32188 |  | Medela Inc |  |  |  | MEMORIAL CITY - MHT - NICU | MHHS-Mem City |  | Warmer, Nutritional |  | 041-32188 |  | West & Memorial City |  | MEMORIAL CITY - MHT - NICU | [5 empty] | WARMING UNITS, MULTIPURPOSE |  | WARMERNUTRITIONAL-Medela Inc-87115 | WARMERNUTRITIONAL |  |  |  |  | Medela Inc | Warmer, Nutritional |  | WARMERNUTRITIONAL-Medela Inc-87115 |  |  |  |  | Covered PM Repair - Biomedical | MHHS-Mem City
NO | NO |  |  |  | 041-20708 |  | Medela Inc |  |  |  | MEMORIAL CITY - PEDIATRICS | MHHS-Mem City |  | Warmer, Nutritional |  | 041-20708 |  | West & Memorial City |  | MEMORIAL CITY - PEDIATRICS | [5 empty] | WARMING UNITS, MULTIPURPOSE |  | WARMERNUTRITIONAL-Medela Inc-87115 | WARMERNUTRITIONAL |  |  |  |  | Medela Inc | Warmer, Nutritional |  | WARMERNUTRITIONAL-Medela Inc-87115 |  |  |  |  | Covered PM Repair - Biomedical | MHHS-Mem City
NO | NO |  |  |  | 013-36557 |  | Medela Inc |  |  |  | SW - NICU | MHHS-Southwest |  | Warmer, Nutritional |  | 013-36557 |  | Southwest |  | SW - NICU | [5 empty] | WARMING UNITS, MULTIPURPOSE |  | WARMERNUTRITIONAL-Medela Inc-87115 | WARMERNUTRITIONAL |  |  |  |  | Medela Inc | Warmer, Nutritional |  | WARMERNUTRITIONAL-Medela Inc-87115 |  |  |  |  | Covered PM Repair - Biomedical | MHHS-Southwest
NO | NO | [5 empty] | Medela Inc |  |  |  | WOODLANDS - NICU (NEW) | MHHS-Woodlands |  | Warmer, Nutritional |  |  |  | Woodlands |  | WOODLANDS - NICU (NEW) | [5 empty] | WARMING UNITS, MULTIPURPOSE |  | WARMERNUTRITIONAL-Medela Inc-87115 | WARMERNUTRITIONAL |  |  |  |  | Medela Inc | Warmer, Nutritional |  | WARMERNUTRITIONAL-Medela Inc-87115 |  |  |  |  | Covered PM Repair - Biomedical | MHHS-Woodlands
NO | NO | [5 empty] | Medela Inc |  |  |  | WOODLANDS - NICU (NEW) | MHHS-Woodlands |  | Warmer, Nutritional |  |  |  | Woodlands |  | WOODLANDS - NICU (NEW) | [5 empty] | WARMING UNITS, MULTIPURPOSE |  | WARMERNUTRITIONAL-Medela Inc-87115 | WARMERNUTRITIONAL |  |  |  |  | Medela Inc | Warmer, Nutritional |  | WARMERNUTRITIONAL-Medela Inc-87115 |  |  |  |  | Covered PM Repair - Biomedical | MHHS-Woodlands
NO | NO | [5 empty] | Medela Inc |  |  |  | WOODLANDS - NICU (NEW) | MHHS-Woodlands |  | Warmer, Nutritional |  |  |  | Woodlands |  | WOODLANDS - NICU (NEW) | [5 empty] | WARMING UNITS, MULTIPURPOSE |  | WARMERNUTRITIONAL-Medela Inc-87115 | WARMERNUTRITIONAL |  |  |  |  | Medela Inc | Warmer, Nutritional |  | WARMERNUTRITIONAL-Medela Inc-87115 |  |  |  |  | Not Covered Vendor Only - Biomedical | MHHS-Woodlands
NO | NO | [5 empty] | Medela Inc |  |  |  | WOODLANDS - NICU (NEW) | MHHS-Woodlands |  | Warmer, Nutritional |  |  |  | Woodlands |  | WOODLANDS - NICU (NEW) | [5 empty] | WARMING UNITS, MULTIPURPOSE |  | WARMERNUTRITIONAL-Medela Inc-87115 | WARMERNUTRITIONAL |  |  |  |  | Medela Inc | Warmer, Nutritional |  | WARMERNUTRITIONAL-Medela Inc-87115 |  |  |  |  | Not Covered Vendor Only - Biomedical | MHHS-Woodlands
NO | NO | [5 empty] | Medela Inc |  |  |  | WOODLANDS - NICU (NEW) | MHHS-Woodlands |  | Warmer, Nutritional |  |  |  | Woodlands |  | WOODLANDS - NICU (NEW) | [5 empty] | WARMING UNITS, MULTIPURPOSE |  | WARMERNUTRITIONAL-Medela Inc-87115 | WARMERNUTRITIONAL |  |  |  |  | Medela Inc | Warmer, Nutritional |  | WARMERNUTRITIONAL-Medela Inc-87115 |  |  |  |  | Covered PM Repair - Biomedical | MHHS-Woodlands
NO | NO | [5 empty] | Medela Inc |  |  |  | WOODLANDS - NICU (NEW) | MHHS-Woodlands |  | Warmer, Nutritional |  |  |  | Woodlands |  | WOODLANDS - NICU (NEW) | [5 empty] | WARMING UNITS, MULTIPURPOSE |  | WARMERNUTRITIONAL-Medela Inc-87115 | WARMERNUTRITIONAL |  |  |  |  | Medela Inc | Warmer, Nutritional |  | WARMERNUTRITIONAL-Medela Inc-87115 |  |  |  |  | Covered PM Repair - Biomedical | MHHS-Woodlands
NO | NO | [5 empty] | Medela Inc |  |  |  | WOODLANDS - NICU (NEW) | MHHS-Woodlands |  | Warmer, Nutritional |  |  |  | Woodlands |  | WOODLANDS - NICU (NEW) | [5 empty] | WARMING UNITS, MULTIPURPOSE |  | WARMERNUTRITIONAL-Medela Inc-87115 | WARMERNUTRITIONAL |  |  |  |  | Medela Inc | Warmer, Nutritional |  | WARMERNUTRITIONAL-Medela Inc-87115 |  |  |  |  | Covered PM Repair - Biomedical | MHHS-Woodlands
NO | NO | [5 empty] | Medela Inc |  |  |  | WOODLANDS - NICU (NEW) | MHHS-Woodlands |  | Warmer, Nutritional |  |  |  | Woodlands |  | WOODLANDS - NICU (NEW) | [5 empty] | WARMING UNITS, MULTIPURPOSE |  | WARMERNUTRITIONAL-Medela Inc-87115 | WARMERNUTRITIONAL |  |  |  |  | Medela Inc | Warmer, Nutritional |  | WARMERNUTRITIONAL-Medela Inc-87115 |  |  |  |  | Covered PM Repair - Biomedical | MHHS-Woodlands
NO | NO | [5 empty] | Medela Inc |  |  |  | WOODLANDS - NICU (NEW) | MHHS-Woodlands |  | Warmer, Nutritional |  |  |  | Woodlands |  | WOODLANDS - NICU (NEW) | [5 empty] | WARMING UNITS, MULTIPURPOSE |  | WARMERNUTRITIONAL-Medela Inc-87115 | WARMERNUTRITIONAL |  |  |  |  | Medela Inc | Warmer, Nutritional |  | WARMERNUTRITIONAL-Medela Inc-87115 |  |  |  |  | Covered PM Repair - Biomedical | MHHS-Woodlands
NO | NO |  |  |  | 029-04781 |  | Medela Inc | BABYWEIGH |  | B-72227 | WOODLANDS - BIRTH CENTER | MHHS-Woodlands |  | Scale, Infant |  | 029-04781 |  | Woodlands |  | WOODLANDS - BIRTH CENTER | [5 empty] | SCALES, PATIENT |  | SCALEINFANT-Medela Inc-BabyWeigh | SCALEINFANT | BabyWeigh |  |  |  | Medela Inc | Scale, Infant |  | SCALEINFANT-Medela Inc-BabyWeigh |  |  |  |  | Not Covered Vendor Only - Biomedical | MHHS-Woodlands
NO | NO |  |  |  | BWII-76659 |  | Medela Inc | BABYWEIGH |  | BWII-76659 | WOODLANDS - BIRTH CENTER | MHHS-Woodlands |  | Scale, Infant |  | BWII-76659 |  | Woodlands |  | WOODLANDS - BIRTH CENTER | [5 empty] | SCALES, PATIENT |  | SCALEINFANT-Medela Inc-BabyWeigh | SCALEINFANT | BabyWeigh |  |  |  | Medela Inc | Scale, Infant |  | SCALEINFANT-Medela Inc-BabyWeigh |  |  |  |  | Not Covered Vendor Only - Biomedical | MHHS-Woodlands
YES | YES |  |  |  | 005-33894 | 005-33894 | Medela Inc | BabyWeigh II |  |  | SE- NICU |  |  |  |  | 005-33894 | 005-33894 | Southeast | Memorial Hermann Southeast Hospital | SE- NICU | E4 005.11A | [5 empty] | Scale, Infant | SCALEINFANT-Medela Inc-BabyWeigh II | [12 empty] | SI-A | [9 empty] | Scale, Infant | SCALEINFANT | Scale, Infant | Medela Inc
NO | NO |  |  |  | 005-13109 |  | Medela Inc | BABYWEIGHT II |  | BWII-76050 | SE - LABOR & DELIVERY | MHHS-Southeast |  |  |  | 005-13109 |  | Southeast & Bay Area |  | SE - LABOR & DELIVERY | [5 empty] | SCALES, INFANT |  | .needs class |  |  |  |  | .needs class | Medela Inc | [7 empty] | Not Covered Vendor Only - Biomedical | MHHS-Southeast
NO | NO |  |  |  | 029-09945 |  | Medela Inc | BABYWEIGHT II |  | BWII-74340 | WOODLANDS - BIRTH CENTER | MHHS-Woodlands |  |  |  | 029-09945 |  | Woodlands |  | WOODLANDS - BIRTH CENTER | [5 empty] | SCALES, INFANT |  | .needs class |  |  |  |  | .needs class | Medela Inc | [7 empty] | Not Covered Vendor Only - Biomedical | MHHS-Woodlands
YES | YES |  |  |  | 129-00002 | 129-00002 | Medela Inc | electric plus |  |  | Nursery |  |  |  |  | 129-00002 | 129-00002 | Sugar Land | Memorial Hermann Sugar Land Hospital | Nursery | Nursery
NO | NO |  |  |  | MC-1783506 |  | Medela Inc | GE SERVICES: SYMPHONY |  |  | TMC - CHILDRENS - L&D (6HP) | MHHS-TMC |  |  |  | MC-1783506 |  | TMC |  | TMC - CHILDRENS - L&D (6HP) | [5 empty] | PUMPS, BREAST |  | PUMPBREAST-Medela Inc-Symphony |  |  |  |  | PUMPBREAST-Medela Inc-Symphony | Medela Inc | [7 empty] | Covered PM Repair - Biomedical | MHHS-TMC
NO | NO |  |  |  | MC-1783535 |  | Medela Inc | GE SERVICES: SYMPHONY |  |  | TMC - CHILDRENS - L&D (6HP) | MHHS-TMC |  |  |  | MC-1783535 |  | TMC |  | TMC - CHILDRENS - L&D (6HP) | [5 empty] | PUMPS, BREAST |  | PUMPBREAST-Medela Inc-Symphony |  |  |  |  | PUMPBREAST-Medela Inc-Symphony | Medela Inc | [7 empty] | Covered PM Repair - Biomedical | MHHS-TMC
NO | NO |  |  |  | MC-1783537 |  | Medela Inc | GE SERVICES: SYMPHONY |  |  | TMC - CHILDRENS - L&D (6HP) | MHHS-TMC |  |  |  | MC-1783537 |  | TMC |  | TMC - CHILDRENS - L&D (6HP) | [5 empty] | PUMPS, BREAST |  | PUMPBREAST-Medela Inc-Symphony |  |  |  |  | PUMPBREAST-Medela Inc-Symphony | Medela Inc | [7 empty] | Covered PM Repair - Biomedical | MHHS-TMC
NO | NO |  |  |  | MC-1783540 |  | Medela Inc | GE SERVICES: SYMPHONY |  |  | TMC - CHILDRENS - L&D (6HP) | MHHS-TMC |  |  |  | MC-1783540 |  | TMC |  | TMC - CHILDRENS - L&D (6HP) | [5 empty] | PUMPS, BREAST |  | PUMPBREAST-Medela Inc-Symphony |  |  |  |  | PUMPBREAST-Medela Inc-Symphony | Medela Inc | [7 empty] | Covered PM Repair - Biomedical | MHHS-TMC
NO | NO |  |  |  | MC-1783547 |  | Medela Inc | GE SERVICES: SYMPHONY |  |  | TMC - CHILDRENS - L&D (6HP) | MHHS-TMC |  |  |  | MC-1783547 |  | TMC |  | TMC - CHILDRENS - L&D (6HP) | [5 empty] | PUMPS, BREAST |  | PUMPBREAST-Medela Inc-Symphony |  |  |  |  | PUMPBREAST-Medela Inc-Symphony | Medela Inc | [7 empty] | Covered PM Repair - Biomedical | MHHS-TMC
NO | NO |  |  |  | MC-1783554 |  | Medela Inc | GE SERVICES: SYMPHONY |  |  | TMC - CHILDRENS - L&D (6HP) | MHHS-TMC |  |  |  | MC-1783554 |  | TMC |  | TMC - CHILDRENS - L&D (6HP) | [5 empty] | PUMPS, BREAST |  | PUMPBREAST-Medela Inc-Symphony |  |  |  |  | PUMPBREAST-Medela Inc-Symphony | Medela Inc | [7 empty] | Covered PM Repair - Biomedical | MHHS-TMC
NO | NO |  |  |  | MC-1783555 |  | Medela Inc | GE SERVICES: SYMPHONY |  |  | TMC - CHILDRENS - L&D (6HP) | MHHS-TMC |  |  |  | MC-1783555 |  | TMC |  | TMC - CHILDRENS - L&D (6HP) | [5 empty] | PUMPS, BREAST |  | PUMPBREAST-Medela Inc-Symphony |  |  |  |  | PUMPBREAST-Medela Inc-Symphony | Medela Inc | [7 empty] | Covered PM Repair - Biomedical | MHHS-TMC
NO | NO |  |  |  | MC-1783561 |  | Medela Inc | GE SERVICES: SYMPHONY |  |  | TMC - CHILDRENS - L&D (6HP) | MHHS-TMC |  |  |  | MC-1783561 |  | TMC |  | TMC - CHILDRENS - L&D (6HP) | [5 empty] | PUMPS, BREAST |  | PUMPBREAST-Medela Inc-Symphony |  |  |  |  | PUMPBREAST-Medela Inc-Symphony | Medela Inc | [7 empty] | Covered PM Repair - Radiology, Low End | MHHS-TMC
NO | NO |  |  |  | M-1101190 |  | Medela Inc | GE SERVICES: SYMPHONY |  |  | TMC - CHILDRENS - NICU (7HP) | MHHS-TMC |  |  |  | M-1101190 |  | TMC |  | TMC - CHILDRENS - NICU (7HP) | [5 empty] | PUMPS, BREAST |  | PUMPBREAST-Medela Inc-Symphony |  |  |  |  | PUMPBREAST-Medela Inc-Symphony | Medela Inc | [7 empty] | Covered PM Repair - Biomedical | MHHS-TMC
NO | NO |  |  |  | M-1101203 |  | Medela Inc | GE SERVICES: SYMPHONY |  |  | TMC - CHILDRENS - NICU/SCU (8HP) | MHHS-TMC |  |  |  | M-1101203 |  | TMC |  | TMC - CHILDRENS - NICU/SCU (8HP) | [5 empty] | PUMPS, BREAST |  | PUMPBREAST-Medela Inc-Symphony |  |  |  |  | PUMPBREAST-Medela Inc-Symphony | Medela Inc | [7 empty] | Covered PM Repair - Biomedical | MHHS-TMC
NO | NO |  |  |  | MC-1755483 |  | Medela Inc | GE SERVICES: SYMPHONY |  |  | TMC - CHILDRENS - WOMENS SERVICES (6HP) | MHHS-TMC |  |  |  | MC-1755483 |  | TMC |  | TMC - CHILDRENS - WOMENS SERVICES (6HP) | [5 empty] | PUMPS, BREAST |  | PUMPBREAST-Medela Inc-Symphony |  |  |  |  | PUMPBREAST-Medela Inc-Symphony | Medela Inc | [7 empty] | Covered PM Repair - Biomedical | MHHS-TMC
NO | NO |  |  |  | MC-1755494 |  | Medela Inc | GE SERVICES: SYMPHONY |  |  | TMC - CHILDRENS - WOMENS SERVICES (6HP) | MHHS-TMC |  |  |  | MC-1755494 |  | TMC |  | TMC - CHILDRENS - WOMENS SERVICES (6HP) | [5 empty] | PUMPS, BREAST |  | PUMPBREAST-Medela Inc-Symphony |  |  |  |  | PUMPBREAST-Medela Inc-Symphony | Medela Inc | [7 empty] | Covered PM Repair - Biomedical | MHHS-TMC
NO | NO |  |  |  | MC-1760155 |  | Medela Inc | GE SERVICES: SYMPHONY |  |  | TMC - CHILDRENS - WOMENS SERVICES (6HP) | MHHS-TMC |  |  |  | MC-1760155 |  | TMC |  | TMC - CHILDRENS - WOMENS SERVICES (6HP) | [5 empty] | PUMPS, BREAST |  | PUMPBREAST-Medela Inc-Symphony |  |  |  |  | PUMPBREAST-Medela Inc-Symphony | Medela Inc | [7 empty] | Clinical Miscellaneous | MHHS-TMC
NO | YES |  |  |  | 151-02552 | 151-02552 | Medela Inc | SYMPHONY |  |  | CY-Labor & Delivery | MHHS-Cypress |  | Pump, Breast |  | 151-02552 | 151-02552 | Northwest | MHHS-Cypress | CY-Labor & Delivery | APU | 3/1/19 | 3/1/20 |  |  | PUMPS, BREAST | Pump, Breast | PUMPBREAST-Medela Inc-Symphony | PUMPBREAST | Symphony |  |  |  | Medela Inc | Pump, Breast |  | PUMPBREAST-Medela Inc-Symphony |  |  |  |  | Covered PM Repair - Biomedical | MHHS-Cypress | [7 empty] | Pump, Breast | PUMPBREAST | Pump, Breast | Medela Inc
NO | YES |  |  |  |  | 151-05086 | Medela Inc | SYMPHONY |  |  | CY-Labor & Delivery | MHHS-Cypress |  | Pump, Breast |  |  | 151-05086 | Northwest | MHHS-Cypress | CY-Labor & Delivery | Transition room | 2/1/19 | 2/1/20 |  |  | PUMPS, BREAST | Pump, Breast | PUMPBREAST-Medela Inc-Symphony | PUMPBREAST | Symphony |  |  |  | Medela Inc | Pump, Breast |  | PUMPBREAST-Medela Inc-Symphony |  | 4/8/14 |  |  | Covered PM Repair - Biomedical | MHHS-Cypress | [7 empty] | Pump, Breast | PUMPBREAST | Pump, Breast | Medela Inc
NO | YES |  |  |  | 151-02525 | 151-02525 | Medela Inc | SYMPHONY |  |  | CY-Post Partum | MHHS-Cypress |  | Pump, Breast |  | 151-02525 | 151-02525 | Northwest | MHHS-Cypress | CY-Post Partum |  | 2/1/19 | 2/1/20 |  |  | PUMPS, BREAST | Pump, Breast | PUMPBREAST-Medela Inc-Symphony | PUMPBREAST | Symphony |  |  |  | Medela Inc | Pump, Breast |  | PUMPBREAST-Medela Inc-Symphony |  | 4/8/14 |  |  | Covered PM Repair - Biomedical | MHHS-Cypress | [7 empty] | Pump, Breast | PUMPBREAST | Pump, Breast | Medela Inc
NO | YES |  |  |  | 151-03444 | 151-03444 | Medela Inc | SYMPHONY |  |  | CY-Post Partum | MHHS-Cypress |  | Pump, Breast |  | 151-03444 | 151-03444 | Northwest | MHHS-Cypress | CY-Post Partum | Equiment storage | 9/1/19 | 9/1/20 |  |  | PUMPS, BREAST | Pump, Breast | PUMPBREAST-Medela Inc-Symphony | PUMPBREAST | Symphony |  |  |  | Medela Inc | Pump, Breast |  | PUMPBREAST-Medela Inc-Symphony |  | 4/8/14 |  |  | Covered PM Repair - Biomedical | MHHS-Cypress | [7 empty] | Pump, Breast | PUMPBREAST | Pump, Breast | Medela Inc
NO | YES |  |  |  | 151-03445 | 151-03445 | Medela Inc | SYMPHONY |  |  | CY-Post Partum | MHHS-Cypress |  | Pump, Breast |  | 151-03445 | 151-03445 | Northwest | MHHS-Cypress | CY-Post Partum | Equipment storage | 9/1/19 | 9/1/20 |  |  | PUMPS, BREAST | Pump, Breast | PUMPBREAST-Medela Inc-Symphony | PUMPBREAST | Symphony |  |  |  | Medela Inc | Pump, Breast |  | PUMPBREAST-Medela Inc-Symphony |  |  |  |  | Covered PM Repair - Biomedical | MHHS-Cypress | [7 empty] | Pump, Breast | PUMPBREAST | Pump, Breast | Medela Inc
NO | YES |  |  |  | 151-03446 | 151-03446 | Medela Inc | SYMPHONY |  |  | CY-Post Partum | MHHS-Cypress |  | Pump, Breast |  | 151-03446 | 151-03446 | Northwest | MHHS-Cypress | CY-Post Partum | Equiment storage | 9/1/19 | 2/1/20 |  |  | PUMPS, BREAST | Pump, Breast | PUMPBREAST-Medela Inc-Symphony | PUMPBREAST | Symphony |  |  |  | Medela Inc | Pump, Breast |  | PUMPBREAST-Medela Inc-Symphony |  | 12/26/14 |  |  | Covered PM Repair - Biomedical | MHHS-Cypress | [7 empty] | Pump, Breast | PUMPBREAST | Pump, Breast | Medela Inc
NO | YES |  |  |  | 151-03447 | 151-03447 | Medela Inc | SYMPHONY |  |  | CY - POST PARTUM | MHHS-Cypress |  | Pump, Breast |  | 151-03447 | 151-03447 | Northwest | Cypress | CY - POST PARTUM |  | 9/1/19 |  |  |  | PUMPS, BREAST | Pump, Breast | PUMPBREAST-Medela Inc-Symphony | PUMPBREAST | Symphony |  |  |  | Medela Inc | Pump, Breast |  | PUMPBREAST-Medela Inc-Symphony |  | 8/1/17 |  |  | Covered PM Repair - Biomedical | MHHS-Cypress | [7 empty] | Pump, Breast | PUMPBREAST | Pump, Breast | Medela Inc
NO | YES |  |  |  | 151-03448 | 151-03448 | Medela Inc | SYMPHONY |  |  | CY - NICU | MHHS-Cypress |  | Pump, Breast |  | 151-03448 | 151-03448 | Northwest | HM cypress hospital | CY - NICU | NICU 4 | 9/1/19 | 9/1/20 |  |  | PUMPS, BREAST | Pump, Breast | PUMPBREAST-Medela Inc-Symphony | PUMPBREAST | Symphony |  |  |  | Medela Inc | Pump, Breast |  | PUMPBREAST-Medela Inc-Symphony |  | 1/28/20 |  |  | Not Covered Vendor Only - Biomedical | MHHS-Cypress | [7 empty] | Pump, Breast | PUMPBREAST | Pump, Breast | Medela Inc
NO | YES |  |  |  | 009-03616 | 009-03616 | Medela Inc | SYMPHONY |  |  | GH-Nursery | MHHS-Greater Heights |  | Pump, Breast |  | 009-03616 | 009-03616 | Central | MHHS-Greater Heights | GH-Nursery | Nursery |  |  |  |  | PUMPS, BREAST | Pump, Breast | PUMPBREAST-Medela Inc-Symphony | PUMPBREAST | Symphony |  |  |  | Medela Inc | Pump, Breast |  | PUMPBREAST-Medela Inc-Symphony |  | 8/27/16 |  |  | Covered PM Repair - Biomedical | MHHS-Greater Heights | [7 empty] | Pump, Breast | PUMPBREAST | Pump, Breast | Medela Inc
NO | YES |  |  |  | 009-03618 | 009-03618 | Medela Inc | SYMPHONY |  |  | GH-Labor & Delivery | MHHS-Greater Heights |  | Pump, Breast |  | 009-03618 | 009-03618 | Central Greater Heights | MHHS-Greater Heights | GH-Labor & Delivery | Room 4 |  |  |  |  | PUMPS, BREAST | Pump, Breast | PUMPBREAST-Medela Inc-Symphony | PUMPBREAST | Symphony |  |  |  | Medela Inc | Pump, Breast |  | PUMPBREAST-Medela Inc-Symphony |  |  |  |  | Covered PM Repair - Biomedical | MHHS-Greater Heights | [7 empty] | Pump, Breast | PUMPBREAST | Pump, Breast | Medela Inc
NO | YES |  |  |  | 009-03619 | 009-03619 | Medela Inc | SYMPHONY |  |  | GH-Nursery | MHHS-Greater Heights |  | Pump, Breast |  | 009-03619 | 009-03619 | Central | MHHS-Greater Heights | GH-Nursery | Nursery |  |  |  |  | PUMPS, BREAST | Pump, Breast | PUMPBREAST-Medela Inc-Symphony | PUMPBREAST | Symphony |  |  |  | Medela Inc | Pump, Breast |  | PUMPBREAST-Medela Inc-Symphony |  | 11/1/19 |  |  | Covered PM Repair - Biomedical | MHHS-Greater Heights | [7 empty] | Pump, Breast | PUMPBREAST | Pump, Breast | Medela Inc
NO | YES |  |  |  | 009-09248 | 009-09248 | Medela Inc | SYMPHONY |  |  | GH-Labor & Delivery | MHHS-Greater Heights |  | Pump, Breast |  | 009-09248 | 009-09248 | Greater heights | MHHS-Greater Heights | GH-Labor & Delivery | Room 14 |  |  |  |  | PUMPS, BREAST | Pump, Breast | PUMPBREAST-Medela Inc-Symphony | PUMPBREAST | Symphony |  |  |  | Medela Inc | Pump, Breast |  | PUMPBREAST-Medela Inc-Symphony |  | 8/27/15 |  |  | Covered PM Repair - Biomedical | MHHS-Greater Heights | [7 empty] | Pump, Breast | PUMPBREAST | Pump, Breast | Medela Inc
NO | YES |  |  |  | 009-10296 | 009-10296 | Medela Inc | SYMPHONY |  |  | GH-Nursery | MHHS-Greater Heights |  | Pump, Breast |  | 009-10296 | 009-10296 | Central | MHHS-Greater Heights | GH-Nursery | Nursery |  |  |  |  | PUMPS, BREAST | Pump, Breast | PUMPBREAST-Medela Inc-Symphony | PUMPBREAST | Symphony |  |  |  | Medela Inc | Pump, Breast |  | PUMPBREAST-Medela Inc-Symphony |  |  |  |  | Covered PM Repair - Biomedical | MHHS-Greater Heights | [7 empty] | Pump, Breast | PUMPBREAST | Pump, Breast | Medela Inc
NO | YES |  |  |  | 133-07081 | 133-07081 | Medela Inc | SYMPHONY |  |  | Katy-NICU | MHHS-Katy |  | Pump, Breast |  | 133-07081 | 133-07081 | Katy | MHHS-Katy | Katy-NICU | Nursing room W3:143 | 12/1/17 |  |  |  | PUMPS, BREAST | Pump, Breast | PUMPBREAST-Medela Inc-Symphony | PUMPBREAST | Symphony |  |  |  | Medela Inc | Pump, Breast |  | PUMPBREAST-Medela Inc-Symphony |  |  |  |  | Covered PM Repair - Biomedical | MHHS-Katy | [7 empty] | Pump, Breast | PUMPBREAST | Pump, Breast | Medela Inc
NO | YES |  |  |  | 133-09444 | 133-09444 | Medela Inc | SYMPHONY |  |  | Katy-NICU | MHHS-Katy |  | Pump, Breast |  | 133-09444 | 133-09444 | Katy | MHHS-Katy | Katy-NICU | Breastfeeding | 1/1/17 |  |  |  | PUMPS, BREAST | Pump, Breast | PUMPBREAST-Medela Inc-Symphony | PUMPBREAST | Symphony |  |  |  | Medela Inc | Pump, Breast |  | PUMPBREAST-Medela Inc-Symphony |  |  |  |  | Covered PM Repair - Biomedical | MHHS-Katy | [7 empty] | Pump, Breast | PUMPBREAST | Pump, Breast | Medela Inc
NO | YES |  |  |  | 133-09492 | 133-09492 | Medela Inc | SYMPHONY |  |  | Katy-NICU | MHHS-Katy |  | Pump, Breast |  | 133-09492 | 133-09492 | Katy | MHHS-Katy | Katy-NICU | Breastfeeding Staff E3 235 | 1/1/16 | 1/1/17 |  |  | PUMPS, BREAST | Pump, Breast | PUMPBREAST-Medela Inc-Symphony | PUMPBREAST | Symphony |  |  |  | Medela Inc | Pump, Breast |  | PUMPBREAST-Medela Inc-Symphony |  |  |  |  | Covered PM Repair - Biomedical | MHHS-Katy | [7 empty] | Pump, Breast | PUMPBREAST | Pump, Breast | Medela Inc
NO | YES |  |  |  | 133-02444 | 133-02444 | Medela Inc | SYMPHONY |  |  | Katy-Nursery | MHHS-Katy |  | Pump, Breast |  | 133-02444 | 133-02444 | Katy | MHHS-Katy | Katy-Nursery | Storage Room | 1/1/17 | 1/1/18 |  |  | PUMPS, BREAST | Pump, Breast | PUMPBREAST-Medela Inc-Symphony | PUMPBREAST | Symphony |  |  |  | Medela Inc | Pump, Breast |  | PUMPBREAST-Medela Inc-Symphony |  |  |  |  | Covered PM Repair - Biomedical | MHHS-Katy | [7 empty] | Pump, Breast | PUMPBREAST | Pump, Breast | Medela Inc
NO | YES |  |  |  | 133-02447 | 133-02447 | Medela Inc | SYMPHONY |  |  | Katy-Nursery | MHHS-Katy |  | Pump, Breast |  | 133-02447 | 133-02447 | Katy | MHHS-Katy | Katy-Nursery | L |  |  |  |  | PUMPS, BREAST | Pump, Breast | PUMPBREAST-Medela Inc-Symphony | PUMPBREAST | Symphony |  |  |  | Medela Inc | Pump, Breast |  | PUMPBREAST-Medela Inc-Symphony |  |  |  |  | Covered PM Repair - Biomedical | MHHS-Katy | [7 empty] | Pump, Breast | PUMPBREAST | Pump, Breast | Medela Inc
NO | YES |  |  |  | 133-07082 | 133-07082 | Medela Inc | SYMPHONY |  |  | Katy-NICU | MHHS-Katy |  | Pump, Breast |  | 133-07082 | 133-07082 | Katy | MHHS-Katy | Katy-NICU | NICU 309 | 7/1/18 |  |  |  | PUMPS, BREAST | Pump, Breast | PUMPBREAST-Medela Inc-Symphony | PUMPBREAST | Symphony |  |  |  | Medela Inc | Pump, Breast |  | PUMPBREAST-Medela Inc-Symphony |  |  |  |  | Covered PM Repair - Biomedical | MHHS-Katy | [7 empty] | Pump, Breast | PUMPBREAST | Pump, Breast | Medela Inc
NO | YES |  |  |  | 133-09442 | 133-09442 | Medela Inc | SYMPHONY |  |  | Katy-Postpartum-2W | MHHS-Katy |  | Pump, Breast |  | 133-09442 | 133-09442 | Katy | MHHS-Katy | Katy-Postpartum-2W | Ldr 9 |  |  |  |  | PUMPS, BREAST | Pump, Breast | PUMPBREAST-Medela Inc-Symphony | PUMPBREAST | Symphony |  |  |  | Medela Inc | Pump, Breast |  | PUMPBREAST-Medela Inc-Symphony |  |  |  |  | Covered PM Repair - Biomedical | MHHS-Katy | [7 empty] | Pump, Breast | PUMPBREAST | Pump, Breast | Medela Inc
NO | YES |  |  |  | 133-09443 | 133-09443 | Medela Inc | SYMPHONY |  |  | Katy-Nursery | MHHS-Katy |  | Pump, Breast |  | 133-09443 | 133-09443 | Katy | MHHS-Katy | Katy-Nursery | 305B | 1/1/17 |  |  |  | PUMPS, BREAST | Pump, Breast | PUMPBREAST-Medela Inc-Symphony | PUMPBREAST | Symphony |  |  |  | Medela Inc | Pump, Breast |  | PUMPBREAST-Medela Inc-Symphony |  | 10/18/13 |  |  | Covered PM Repair - Biomedical | MHHS-Katy | [7 empty] | Pump, Breast | PUMPBREAST | Pump, Breast | Medela Inc
NO | YES |  |  |  | 133-09445 | 133-09445 | Medela Inc | SYMPHONY |  |  | Katy-Nursery | MHHS-Katy |  | Pump, Breast |  | 133-09445 | 133-09445 | Katy | MHHS-Katy | Katy-Nursery | Soiled Holding | 11/1/16 |  |  |  | PUMPS, BREAST | Pump, Breast | PUMPBREAST-Medela Inc-Symphony | PUMPBREAST | Symphony |  |  |  | Medela Inc | Pump, Breast |  | PUMPBREAST-Medela Inc-Symphony |  |  |  |  | Covered PM Repair - Biomedical | MHHS-Katy | [7 empty] | Pump, Breast | PUMPBREAST | Pump, Breast | Medela Inc
NO | YES |  |  |  |  | 099-02443 | Medela Inc | SYMPHONY |  |  | Katy-Nursery | MHHS-Katy |  | Pump, Breast |  |  | 099-02443 | Katy | MHHS-Katy | Katy-Nursery | NICU | 10/1/19 | 10/1/20 |  |  | PUMPS, BREAST | Pump, Breast | PUMPBREAST-Medela Inc-Symphony | PUMPBREAST | Symphony |  |  |  | Medela Inc | Pump, Breast |  | PUMPBREAST-Medela Inc-Symphony |  |  |  |  | Covered PM Repair - Biomedical | MHHS-Katy | [7 empty] | Pump, Breast | PUMPBREAST | Pump, Breast | Medela Inc
NO | YES |  |  |  |  | 099-02584 | Medela Inc | SYMPHONY |  |  | Katy-NICU | MHHS-Katy |  | Pump, Breast |  |  | 099-02584 | Katy | MHHS-Katy | Katy-NICU | NICU 310B | 10/1/19 |  |  |  | PUMPS, BREAST | Pump, Breast | PUMPBREAST-Medela Inc-Symphony | PUMPBREAST | Symphony |  |  |  | Medela Inc | Pump, Breast |  | PUMPBREAST-Medela Inc-Symphony |  |  |  |  | Covered PM Repair - Biomedical | MHHS-Katy | [7 empty] | Pump, Breast | PUMPBREAST | Pump, Breast | Medela Inc
NO | YES | Serial Number 1778165 |  |  |  | 099-02450 | Medela Inc | SYMPHONY |  |  | Katy-Central Supply | MHHS-Katy |  | Pump, Breast |  |  | 099-02450 | Katy | MHHS-Katy | Katy-Central Supply | Pediatrics | 10/1/19 | 10/1/20 |  |  | PUMPS, BREAST | Pump, Breast | PUMPBREAST-Medela Inc-Symphony | PUMPBREAST | Symphony |  |  |  | Medela Inc | Pump, Breast |  | PUMPBREAST-Medela Inc-Symphony |  | 1/22/19 |  |  | Covered PM Repair - Biomedical | MHHS-Katy | [7 empty] | Pump, Breast | PUMPBREAST | Pump, Breast | Medela Inc
NO | YES | [5 empty] | Medela Inc | SYMPHONY |  |  | Katy-Nursery | MHHS-Katy |  | Pump, Breast |  |  |  | Katy | MHHS-Katy | Katy-Nursery | NICU |  |  |  | No pm | PUMPS, BREAST | Pump, Breast | PUMPBREAST-Medela Inc-Symphony | PUMPBREAST | Symphony |  |  |  | Medela Inc | Pump, Breast |  | PUMPBREAST-Medela Inc-Symphony |  |  |  |  | Covered PM Repair - Biomedical | MHHS-Katy | [7 empty] | Pump, Breast | PUMPBREAST | Pump, Breast | Medela Inc
NO | YES |  |  |  |  | 099-02447 | Medela Inc | SYMPHONY |  |  | Katy-Nursery | MHHS-Katy |  | Pump, Breast |  |  | 099-02447 | Katy | MHHS-Katy | Katy-Nursery | NICU |  |  |  | No pm | PUMPS, BREAST | Pump, Breast | PUMPBREAST-Medela Inc-Symphony | PUMPBREAST | Symphony |  |  |  | Medela Inc | Pump, Breast |  | PUMPBREAST-Medela Inc-Symphony |  |  |  |  | Covered PM Repair - Biomedical | MHHS-Katy | [7 empty] | Pump, Breast | PUMPBREAST | Pump, Breast | Medela Inc
NO | YES | Serial Number 1779379 |  |  |  | 009-33044 | Medela Inc | SYMPHONY |  |  | KATY - NICU | MHHS-Katy |  | Pump, Breast |  |  | 009-33044 | Katy |  | KATY - NICU | [5 empty] | PUMPS, BREAST |  | PUMPBREAST-Medela Inc-Symphony | PUMPBREAST | Symphony |  |  |  | Medela Inc | Pump, Breast |  | PUMPBREAST-Medela Inc-Symphony |  |  |  |  | Covered PM Repair - Biomedical | MHHS-Katy
NO | YES |  |  |  |  | 099-02451 | Medela Inc | SYMPHONY |  |  | Katy-Central Supply | MHHS-Katy |  | Pump, Breast |  |  | 099-02451 | Katy | MHHS-Katy | Katy-Central Supply | Pediatrics |  |  |  | No pm | PUMPS, BREAST | Pump, Breast | PUMPBREAST-Medela Inc-Symphony | PUMPBREAST | Symphony |  |  |  | Medela Inc | Pump, Breast |  | PUMPBREAST-Medela Inc-Symphony |  | 1/22/19 |  |  | Covered PM Repair - Biomedical | MHHS-Katy | [7 empty] | Pump, Breast | PUMPBREAST | Pump, Breast | Medela Inc
NO | YES | Serial Number 1779387 |  |  |  | 099-02576 | Medela Inc | SYMPHONY |  |  |  | MHHS-Katy |  | Pump, Breast |  |  | 099-02576 |  | Memorial Hermann |  | Storage room |  |  |  |  | PUMPS, BREAST |  | PUMPBREAST-Medela Inc-Symphony | PUMPBREAST | Symphony |  |  |  | Medela Inc | Pump, Breast |  | PUMPBREAST-Medela Inc-Symphony |  |  |  |  | Covered PM Repair - Biomedical | MHHS-Katy
NO | YES |  |  |  | 133-02445 | 133-02445 | Medela Inc | SYMPHONY |  |  | Katy-Postpartum-2W | MHHS-Katy |  | Pump, Breast |  | 133-02445 | 133-02445 | Katy | MHHS-Katy | Katy-Postpartum-2W | L |  |  |  | No pm | PUMPS, BREAST | Pump, Breast | PUMPBREAST-Medela Inc-Symphony | PUMPBREAST | Symphony |  |  |  | Medela Inc | Pump, Breast |  | PUMPBREAST-Medela Inc-Symphony |  |  |  |  | Covered PM Repair - Biomedical | MHHS-Katy | [7 empty] | Pump, Breast | PUMPBREAST | Pump, Breast | Medela Inc
NO | YES | [5 empty] | Medela Inc | SYMPHONY |  | Unit:1067381 Card:0376532/A2.0 | Memorial City-Labor & Delivery | MHHS-Mem City |  | Pump, Breast |  |  |  | West | MHHS-Mem City | Memorial City-Labor & Delivery | Beeastfeeding Room | 6/1/17 |  |  |  | PUMPS, BREAST |  | PUMPBREAST-Medela Inc-Symphony | PUMPBREAST | Symphony |  |  |  | Medela Inc | Pump, Breast |  | PUMPBREAST-Medela Inc-Symphony |  |  |  |  | Covered PM Repair - Biomedical | MHHS-Mem City
NO | YES |  |  |  | 041-12475 | 041-12475 | Medela Inc | SYMPHONY |  | Unit:1200813 Card:0376537/A2.0 | Memorial City - Pediatrics | MHHS-Mem City |  | Pump, Breast |  | 041-12475 | 041-12475 | West | Memorial City - Memorial Hermann Hospital | Memorial City - Pediatrics | MH4:201 Rm 4M01 |  |  |  | ?AuNO PM REQUIRED?Au sticker found on unit | PUMPS, BREAST |  | PUMPBREAST-Medela Inc-Symphony | PUMPBREAST | Symphony |  |  |  | Medela Inc | Pump, Breast |  | PUMPBREAST-Medela Inc-Symphony |  |  |  |  | Covered PM Repair - Biomedical | MHHS-Mem City
NO | YES |  |  |  | 041-12476 | 041-12476 | Medela Inc | SYMPHONY |  | Unit:1200797 Card:0376763/A2.0 | Memorial City - NICU | MHHS-Mem City |  | Pump, Breast |  | 041-12476 | 041-12476 | West | Memorial City - Memorial Hermann Hospital | Memorial City - NICU | MH4:107 Control Room |  |  |  | No PM sticker | PUMPS, BREAST |  | PUMPBREAST-Medela Inc-Symphony | PUMPBREAST | Symphony |  |  |  | Medela Inc | Pump, Breast |  | PUMPBREAST-Medela Inc-Symphony |  |  |  |  | Covered PM Repair - Biomedical | MHHS-Mem City
NO | YES |  |  |  | 041-12477 | 041-12477 | Medela Inc | SYMPHONY |  | Unit:1200807 Card:0376536/A2.0 | MEMORIAL CITY - MHT - NICU | MHHS-Mem City |  | Pump, Breast |  | 041-12477 | 041-12477 | West | Memorial Hermann Memorial City Medical Center | MEMORIAL CITY - MHT - NICU | Memorial City - MH4 106 Room 4M30 |  |  |  | No pm sticker required | PUMPS, BREAST |  | PUMPBREAST-Medela Inc-Symphony | PUMPBREAST | Symphony |  |  |  | Medela Inc | Pump, Breast |  | PUMPBREAST-Medela Inc-Symphony |  |  |  |  | Covered PM Repair - Biomedical | MHHS-Mem City
NO | YES |  |  |  | 041-12478 | 041-12478 | Medela Inc | SYMPHONY |  | Unit:1200796 Card:0376760/A2.0 | MEMORIAL CITY - MHT - NICU | MHHS-Mem City |  | Pump, Breast |  | 041-12478 | 041-12478 | West | West | MEMORIAL CITY - MHT - NICU | MH4:104 Room4M31 |  |  |  |  | PUMPS, BREAST |  | PUMPBREAST-Medela Inc-Symphony | PUMPBREAST | Symphony |  |  |  | Medela Inc | Pump, Breast |  | PUMPBREAST-Medela Inc-Symphony |  |  |  |  | Covered PM Repair - Biomedical | MHHS-Mem City
NO | YES |  |  |  | 041-12479 | 041-12479 | Medela Inc | SYMPHONY |  | Unit:1200775 Card:0376762/A2.0 | MEMORIAL CITY - MHT - NICU | MHHS-Mem City |  | Pump, Breast |  | 041-12479 | 041-12479 | West | Memorial Hermann Memorial City Medical Center | MEMORIAL CITY - MHT - NICU | Memorial City - MH4 113 |  |  |  | No pm sticker | PUMPS, BREAST |  | PUMPBREAST-Medela Inc-Symphony | PUMPBREAST | Symphony |  |  |  | Medela Inc | Pump, Breast |  | PUMPBREAST-Medela Inc-Symphony |  |  |  |  | Covered PM Repair - Biomedical | MHHS-Mem City
NO | YES |  |  |  | 041-12484 |  | Medela Inc | SYMPHONY |  | Unit:1200776 Card:0376769/A2.0 | Memorial City - Neonatal | MHHS-Mem City |  | Pump, Breast |  | 041-12484 |  | West | Memorial Hermann - Memorial City | Memorial City - Neonatal | MH4 304 Hallway. Outside Door |  |  |  | Damaged Tag on Equipment. | PUMPS, BREAST |  | PUMPBREAST-Medela Inc-Symphony | PUMPBREAST | Symphony |  |  |  | Medela Inc | Pump, Breast |  | PUMPBREAST-Medela Inc-Symphony |  |  |  |  | Covered PM Repair - Biomedical | MHHS-Mem City
NO | YES |  |  |  | 041-12489 |  | Medela Inc | SYMPHONY |  | Unit:1200795 Card:0376540/A2.0 | Memorial City - Neonatal | MHHS-Mem City |  | Pump, Breast |  | 041-12489 |  | West | Memorial Hermann - Memorial City | Memorial City - Neonatal | MH4 304 Hallway. Outside Door |  |  |  | Damaged Tag on Equipment. | PUMPS, BREAST |  | PUMPBREAST-Medela Inc-Symphony | PUMPBREAST | Symphony |  |  |  | Medela Inc | Pump, Breast |  | PUMPBREAST-Medela Inc-Symphony |  |  |  |  | Covered PM Repair - Biomedical | MHHS-Mem City
NO | YES |  |  |  | 041-12498 | 041-12498 | Medela Inc | SYMPHONY |  | Unit:1200790 Card:0376761/A2.0 | Memorial City - NICU | MHHS-Mem City |  | Pump, Breast |  | 041-12498 | 041-12498 | West | Memorial City - Memorial Hermann Hospital | Memorial City - NICU | MH4:109 |  |  |  | ?AuNO PM REQUIRED?Au found on unit. | PUMPS, BREAST |  | PUMPBREAST-Medela Inc-Symphony | PUMPBREAST | Symphony |  |  |  | Medela Inc | Pump, Breast |  | PUMPBREAST-Medela Inc-Symphony |  |  |  |  | Covered PM Repair - Biomedical | MHHS-Mem City
NO | YES |  |  |  | 041-16505 | 041-16505 | Medela Inc | SYMPHONY |  | Unit:1055864 Card:0376766/A2.0 | MEMORIAL CITY - MHT - NICU | MHHS-Mem City |  | Pump, Breast |  | 041-16505 | 041-16505 | West | West | MEMORIAL CITY - MHT - NICU | MH4:118 Room4M19 |  |  |  |  | PUMPS, BREAST |  | PUMPBREAST-Medela Inc-Symphony | PUMPBREAST | Symphony |  |  |  | Medela Inc | Pump, Breast |  | PUMPBREAST-Medela Inc-Symphony |  |  |  |  | Covered PM Repair - Biomedical | MHHS-Mem City
NO | YES |  |  |  | 041-18749 |  | Medela Inc | SYMPHONY |  | Unit:1055847 Card:0376771/A2.0 | Memorial City - Neonatal | MHHS-Mem City |  | Pump, Breast |  | 041-18749 |  | West | Memorial Hermann - Memorial City | Memorial City - Neonatal | MH4 108 Room 4M28 |  |  |  |  | PUMPS, BREAST |  | PUMPBREAST-Medela Inc-Symphony | PUMPBREAST | Symphony |  |  |  | Medela Inc | Pump, Breast |  | PUMPBREAST-Medela Inc-Symphony |  |  |  |  | Covered PM Repair - Biomedical | MHHS-Mem City
NO | YES |  |  |  | 041-19964 | 041-19964 | Medela Inc | SYMPHONY |  |  | Memorial City - NICU | MHHS-Mem City |  | Pump, Breast |  | 041-19964 | 041-19964 | West | Memorial City - Memorial Hermann Hospital | Memorial City - NICU | MH4:112 |  |  |  | No PM sticker | PUMPS, BREAST |  | PUMPBREAST-Medela Inc-Symphony | PUMPBREAST | Symphony |  |  |  | Medela Inc | Pump, Breast |  | PUMPBREAST-Medela Inc-Symphony |  |  |  |  | Covered PM Repair - Biomedical | MHHS-Mem City
NO | YES |  |  |  | 041-12496 | 041-12496 | Medela Inc | SYMPHONY |  |  | Memorial City-Postpartum | MHHS-Mem City |  | Pump, Breast |  | 041-12496 | 041-12496 | West | MHHS-Mem City | Memorial City-Postpartum | Equipment Room | 4/1/18 |  |  |  | PUMPS, BREAST |  | PUMPBREAST-Medela Inc-Symphony | PUMPBREAST | Symphony |  |  |  | Medela Inc | Pump, Breast |  | PUMPBREAST-Medela Inc-Symphony |  | 8/12/13 |  |  | Covered PM Repair - Biomedical | MHHS-Mem City
NO | YES |  |  |  | 041-12497 | 041-12497 | Medela Inc | SYMPHONY |  | Unit:1200801 Card:0376772/A2.0 | Central Supply | MHHS-Mem City |  | Pump, Breast |  | 041-12497 | 041-12497 | West | Memorial City - Memorial Hermann Hospital | Central Supply | Central Supply |  |  |  | One time inspection sticker on unit | PUMPS, BREAST |  | PUMPBREAST-Medela Inc-Symphony | PUMPBREAST | Symphony |  |  |  | Medela Inc | Pump, Breast |  | PUMPBREAST-Medela Inc-Symphony |  |  |  |  | Covered PM Repair - Biomedical | MHHS-Mem City
NO | YES |  |  |  | 041-12481 | 041-12481 | Medela Inc | SYMPHONY |  | Unit:1200805 Card:0376538/A2.0 | Memorial City-Postpartum | MHHS-Mem City |  | Pump, Breast |  | 041-12481 | 041-12481 | West | MHHS-Mem City | Memorial City-Postpartum | 3M10 | 5/1/18 |  |  |  | PUMPS, BREAST |  | PUMPBREAST-Medela Inc-Symphony | PUMPBREAST | Symphony |  |  |  | Medela Inc | Pump, Breast |  | PUMPBREAST-Medela Inc-Symphony |  |  |  |  | Covered PM Repair - Biomedical | MHHS-Mem City
NO | YES |  |  |  | 041-12492 | 041-12492 | Medela Inc | SYMPHONY |  | Unit:1200812 Card:0376757/A2.0 | Memorial City-Postpartum-Nursery | MHHS-Mem City |  | Pump, Breast |  | 041-12492 | 041-12492 | West | MHHS-Mem City | Memorial City-Postpartum-Nursery | Equipment room |  |  |  |  | PUMPS, BREAST |  | PUMPBREAST-Medela Inc-Symphony | PUMPBREAST | Symphony |  |  |  | Medela Inc | Pump, Breast |  | PUMPBREAST-Medela Inc-Symphony |  | 12/2/14 |  |  | Covered PM Repair - Biomedical | MHHS-Mem City
NO | YES |  |  |  | 041-12493 | 041-12493 | Medela Inc | SYMPHONY |  | Unit:1200800 Card:0376353/A2.0 | Memorial City-Postpartum | MHHS-Mem City |  | Pump, Breast |  | 041-12493 | 041-12493 | West | MHHS-Mem City | Memorial City-Postpartum | 3M28 | 5/1/17 |  |  |  | PUMPS, BREAST |  | PUMPBREAST-Medela Inc-Symphony | PUMPBREAST | Symphony |  |  |  | Medela Inc | Pump, Breast |  | PUMPBREAST-Medela Inc-Symphony |  | 12/1/15 |  |  | Covered PM Repair - Biomedical | MHHS-Mem City
NO | YES |  |  |  | 041-18747 | 041-18747 | Medela Inc | SYMPHONY |  | Unit:1055852 Card:0376529/A2.0 | Memorial City-Postpartum-Nursery | MHHS-Mem City |  | Pump, Breast |  | 041-18747 | 041-18747 | West | MHHS-Mem City | Memorial City-Postpartum-Nursery | Equipment room |  |  |  |  | PUMPS, BREAST |  | PUMPBREAST-Medela Inc-Symphony | PUMPBREAST | Symphony |  |  |  | Medela Inc | Pump, Breast |  | PUMPBREAST-Medela Inc-Symphony |  |  |  |  | Covered PM Repair - Biomedical | MHHS-Mem City
NO | YES |  |  |  | 041-18771 | 041-18771 | Medela Inc | SYMPHONY |  | Unit:1055860 Card:0376550/A2.0 | Memorial City-Postpartum-Nursery | MHHS-Mem City |  | Pump, Breast |  | 041-18771 | 041-18771 | West | MHHS-Mem City | Memorial City-Postpartum-Nursery | Equipment room |  |  |  |  | PUMPS, BREAST |  | PUMPBREAST-Medela Inc-Symphony | PUMPBREAST | Symphony |  |  |  | Medela Inc | Pump, Breast |  | PUMPBREAST-Medela Inc-Symphony |  |  |  |  | Covered PM Repair - Biomedical | MHHS-Mem City
NO | YES |  |  |  | 041-19810 | 041-19810 | Medela Inc | SYMPHONY |  |  | MEMORIAL CITY - POSTPARTUM | MHHS-Mem City |  | Pump, Breast |  | 041-19810 | 041-19810 | West | Memorial city - memorial herman hospital | MEMORIAL CITY - POSTPARTUM | Biomed shop |  |  |  | 1 time pm done | PUMPS, BREAST |  | PUMPBREAST-Medela Inc-Symphony | PUMPBREAST | Symphony |  |  |  | Medela Inc | Pump, Breast |  | PUMPBREAST-Medela Inc-Symphony |  |  |  |  | Covered PM Repair - Biomedical | MHHS-Mem City
NO | YES |  |  |  | 041-19811 | 041-19811 | Medela Inc | SYMPHONY |  |  | Memorial City-Postpartum-Nursery | MHHS-Mem City |  | Pump, Breast |  | 041-19811 | 041-19811 | West | MHHS-Mem City | Memorial City-Postpartum-Nursery | Equipment room |  |  |  |  | PUMPS, BREAST |  | PUMPBREAST-Medela Inc-Symphony | PUMPBREAST | Symphony |  |  |  | Medela Inc | Pump, Breast |  | PUMPBREAST-Medela Inc-Symphony |  |  |  |  | Covered PM Repair - Biomedical | MHHS-Mem City
NO | YES |  |  |  | 041-20443 | 041-20443 | Medela Inc | SYMPHONY |  |  | Memorial City-Postpartum-Nursery | MHHS-Mem City |  | Pump, Breast |  | 041-20443 | 041-20443 | West | MHHS-Mem City | Memorial City-Postpartum-Nursery | Equipment room |  |  |  |  | PUMPS, BREAST |  | PUMPBREAST-Medela Inc-Symphony | PUMPBREAST | Symphony |  |  |  | Medela Inc | Pump, Breast |  | PUMPBREAST-Medela Inc-Symphony |  |  |  |  | Covered PM Repair - Biomedical | MHHS-Mem City
NO | YES |  |  |  | 041-20444 | 041-20444 | Medela Inc | SYMPHONY |  |  | Memorial City-Postpartum | MHHS-Mem City |  | Pump, Breast |  | 041-20444 | 041-20444 | West | MHHS-Mem City | Memorial City-Postpartum | Equipment Room | 10/1/17 |  |  |  | PUMPS, BREAST |  | PUMPBREAST-Medela Inc-Symphony | PUMPBREAST | Symphony |  |  |  | Medela Inc | Pump, Breast |  | PUMPBREAST-Medela Inc-Symphony |  | 3/6/10 |  |  | Covered PM Repair - Biomedical | MHHS-Mem City
NO | YES |  |  |  | 041-20445 | 041-20445 | Medela Inc | SYMPHONY |  |  | Memorial City-Postpartum-Nursery | MHHS-Mem City |  | Pump, Breast |  | 041-20445 | 041-20445 | West | MHHS-Mem City | Memorial City-Postpartum-Nursery | Equipment room |  |  |  |  | PUMPS, BREAST |  | PUMPBREAST-Medela Inc-Symphony | PUMPBREAST | Symphony |  |  |  | Medela Inc | Pump, Breast |  | PUMPBREAST-Medela Inc-Symphony |  |  |  |  | Covered PM Repair - Biomedical | MHHS-Mem City
NO | YES |  |  |  | 041-34098 | 041-34098 | Medela Inc | SYMPHONY |  | Unit:1200781 Card:0376525/A2.0 | Memorial City-Postpartum | MHHS-Mem City |  | Pump, Breast |  | 041-34098 | 041-34098 | West | MHHS-Mem City | Memorial City-Postpartum | MH209 | 12/1/17 |  |  |  | PUMPS, BREAST |  | PUMPBREAST-Medela Inc-Symphony | PUMPBREAST | Symphony |  |  |  | Medela Inc | Pump, Breast |  | PUMPBREAST-Medela Inc-Symphony |  |  |  |  | Covered PM Repair - Biomedical | MHHS-Mem City
NO | YES |  |  |  | 041-32381 | 041-32381 | Medela Inc | SYMPHONY |  |  | Memorial City-Postpartum-Nursery | MHHS-Mem City |  | Pump, Breast |  | 041-32381 | 041-32381 | West | MHHS-Mem City | Memorial City-Postpartum-Nursery | Nurse station |  |  |  |  | PUMPS, BREAST |  | PUMPBREAST-Medela Inc-Symphony | PUMPBREAST | Symphony |  |  |  | Medela Inc | Pump, Breast |  | PUMPBREAST-Medela Inc-Symphony |  | 2/1/13 |  |  | Covered PM Repair - Biomedical | MHHS-Mem City
NO | YES |  |  |  | 041-32382 | 041-32382 | Medela Inc | SYMPHONY |  |  | Memorial City-Postpartum-Nursery | MHHS-Mem City |  | Pump, Breast |  | 041-32382 | 041-32382 | West | MHHS-Mem City | Memorial City-Postpartum-Nursery | Equipment room |  |  |  |  | PUMPS, BREAST |  | PUMPBREAST-Medela Inc-Symphony | PUMPBREAST | Symphony |  |  |  | Medela Inc | Pump, Breast |  | PUMPBREAST-Medela Inc-Symphony |  |  |  |  | Covered PM Repair - Biomedical | MHHS-Mem City
NO | YES |  |  |  | 041-32385 | 041-32385 | Medela Inc | SYMPHONY |  |  | Memorial City-Postpartum-Nursery | MHHS-Mem City |  | Pump, Breast |  | 041-32385 | 041-32385 | West | MHHS-Mem City | Memorial City-Postpartum-Nursery | Equipment room |  |  |  |  | PUMPS, BREAST |  | PUMPBREAST-Medela Inc-Symphony | PUMPBREAST | Symphony |  |  |  | Medela Inc | Pump, Breast |  | PUMPBREAST-Medela Inc-Symphony |  | 2/13/18 |  |  | Covered PM Repair - Biomedical | MHHS-Mem City
NO | YES |  |  |  | 041-32387 | 041-32387 | Medela Inc | SYMPHONY |  |  | Memorial City-Postpartum-Nursery | MHHS-Mem City |  | Pump, Breast |  | 041-32387 | 041-32387 | West | MHHS-Mem City | Memorial City-Postpartum-Nursery | Equipment room | 8/1/19 |  |  |  | PUMPS, BREAST |  | PUMPBREAST-Medela Inc-Symphony | PUMPBREAST | Symphony |  |  |  | Medela Inc | Pump, Breast |  | PUMPBREAST-Medela Inc-Symphony |  |  |  |  | Covered PM Repair - Biomedical | MHHS-Mem City
NO | YES |  |  |  | 041-32388 | 041-32388 | Medela Inc | SYMPHONY |  |  | Memorial City-Postpartum-Nursery | MHHS-Mem City |  | Pump, Breast |  | 041-32388 | 041-32388 | West | MHHS-Mem City | Memorial City-Postpartum-Nursery | 2M10 | 8/1/19 |  |  |  | PUMPS, BREAST |  | PUMPBREAST-Medela Inc-Symphony | PUMPBREAST | Symphony |  |  |  | Medela Inc | Pump, Breast |  | PUMPBREAST-Medela Inc-Symphony |  |  |  |  | Covered PM Repair - Biomedical | MHHS-Mem City
NO | YES |  |  |  | 041-32390 | 041-32390 | Medela Inc | SYMPHONY |  |  | Memorial City-Postpartum-Nursery | MHHS-Mem City |  | Pump, Breast |  | 041-32390 | 041-32390 | West | MHHS-Mem City | Memorial City-Postpartum-Nursery | Storage | 8/1/19 |  |  |  | PUMPS, BREAST |  | PUMPBREAST-Medela Inc-Symphony | PUMPBREAST | Symphony |  |  |  | Medela Inc | Pump, Breast |  | PUMPBREAST-Medela Inc-Symphony |  | 2/1/13 |  |  | Covered PM Repair - Biomedical | MHHS-Mem City
NO | YES |  |  |  | 005-13069 | 005-13069 | Medela Inc | SYMPHONY |  |  | SE-Labor & Delivery | MHHS-Southeast |  | Pump, Breast |  | 005-13069 | 005-13069 | Southeast | MHHS-Southeast | SE-Labor & Delivery |  | 4/1/17 |  |  |  | PUMPS, BREAST | Pump, Breast | PUMPBREAST-Medela Inc-Symphony | PUMPBREAST | Symphony |  |  |  | Medela Inc | Pump, Breast |  | PUMPBREAST-Medela Inc-Symphony |  | 8/26/20 |  |  | Not Covered Vendor Only - Biomedical | MHHS-Southeast | [7 empty] | Pump, Breast | PUMPBREAST | Pump, Breast | Medela Inc
NO | YES |  |  |  | 005-13070 | 005-13070 | Medela Inc | SYMPHONY |  |  | SE-Unit 4B (Women'S Services) | MHHS-Southeast |  | Pump, Breast |  | 005-13070 | 005-13070 | Southeast | MHHS-Southeast | SE-Unit 4B (Women'S Services) | Storage 409A | 4/1/17 |  |  |  | PUMPS, BREAST | Pump, Breast | PUMPBREAST-Medela Inc-Symphony | PUMPBREAST | Symphony |  |  |  | Medela Inc | Pump, Breast |  | PUMPBREAST-Medela Inc-Symphony |  |  |  |  | Covered PM Repair - Biomedical | MHHS-Southeast | [7 empty] | Pump, Breast | PUMPBREAST | Pump, Breast | Medela Inc
NO | YES |  |  |  | 005-03945 | 005-03945 | Medela Inc | SYMPHONY |  |  | SE-Neonatal ICU | MHHS-Southeast |  | Pump, Breast |  | 005-03945 | 005-03945 | Southeast | MHHS-Southeast | SE-Neonatal ICU |  | 12/1/15 |  |  |  | PUMPS, BREAST | Pump, Breast | PUMPBREAST-Medela Inc-Symphony | PUMPBREAST | Symphony |  |  |  | Medela Inc | Pump, Breast |  | PUMPBREAST-Medela Inc-Symphony |  | 8/27/16 |  |  | Covered PM Repair - Biomedical | MHHS-Southeast | [7 empty] | Pump, Breast | PUMPBREAST | Pump, Breast | Medela Inc
NO | YES |  |  |  | 005-03947 | 005-03947 | Medela Inc | SYMPHONY |  |  | SE-Unit 4B (Women'S Services) | MHHS-Southeast |  | Pump, Breast |  | 005-03947 | 005-03947 | Southeast | MHHS-Southeast | SE-Unit 4B (Women'S Services) | Storage 409A | 5/1/18 |  | 5/1/19 |  | PUMPS, BREAST | Pump, Breast | PUMPBREAST-Medela Inc-Symphony | PUMPBREAST | Symphony |  |  |  | Medela Inc | Pump, Breast |  | PUMPBREAST-Medela Inc-Symphony |  | 8/27/16 |  |  | Covered PM Repair - Biomedical | MHHS-Southeast | [7 empty] | Pump, Breast | PUMPBREAST | Pump, Breast | Medela Inc
NO | YES |  |  |  | 005-08956 | 005-08956 | Medela Inc | SYMPHONY |  |  | SE-Unit 4B (Women'S Services) | MHHS-Southeast |  | Pump, Breast |  | 005-08956 | 005-08956 | Southeast | MHHS-Southeast | SE-Unit 4B (Women'S Services) | Storage 409A | 10/1/18 |  |  |  | PUMPS, BREAST | Pump, Breast | PUMPBREAST-Medela Inc-Symphony | PUMPBREAST | Symphony |  |  |  | Medela Inc | Pump, Breast |  | PUMPBREAST-Medela Inc-Symphony |  |  |  |  | Covered PM Repair - Biomedical | MHHS-Southeast | [7 empty] | Pump, Breast | PUMPBREAST | Pump, Breast | Medela Inc
NO | YES | Asset Tag 005-33372 |  |  | 005-33372 | 005-33372 | Medela Inc | SYMPHONY |  |  | (null) | MHHS-Southeast |  | Pump, Breast |  | 005-33372 | 005-33372 | (null) | MHHS-Southeast | (null) | (null) |  |  |  | (null) | PUMPS, BREAST | Pump, Breast | PUMPBREAST-Medela Inc-Symphony | PUMPBREAST | Symphony |  |  |  | Medela Inc | Pump, Breast | (null) | PUMPBREAST-Medela Inc-Symphony |  | 8/27/16 | (null) |  | Covered PM Repair - Biomedical | MHHS-Southeast | [7 empty] | Pump, Breast | PUMPBREAST | Pump, Breast | Medela Inc
NO | YES |  |  |  | 013-38203 | 013-38203 | Medela Inc | Symphony |  |  | SW-Labor & Delivery | MHHS-Southwest |  | Pump, Breast |  | 013-38203 | 013-38203 | Southwest | MHHS-Southwest | SW-Labor & Delivery | Equipment room |  |  |  |  | PUMPS, BREAST | Pump, Breast | PUMPBREAST-Medela Inc-Symphony | PUMPBREAST | Symphony |  |  |  | Medela Inc | Pump, Breast |  | PUMPBREAST-Medela Inc-Symphony |  |  |  |  | Covered PM Repair - Biomedical | MHHS-Southwest | [7 empty] | Pump, Breast | PUMPBREAST | Pump, Breast | Medela Inc
NO | YES |  |  |  | 013-08267 | 013-08267 | Medela Inc | SYMPHONY |  |  | SW-NICU | MHHS-Southwest |  | Pump, Breast |  | 013-08267 | 013-08267 | Southwest | MHHS-Southwest | SW-NICU | P4-116 | 3/1/20 |  | 3/1/20 |  | PUMPS, BREAST | Pump, Breast | PUMPBREAST-Medela Inc-Symphony | PUMPBREAST | Symphony |  |  |  | Medela Inc | Pump, Breast |  | PUMPBREAST-Medela Inc-Symphony |  | 2/7/20 |  |  | Not Covered Vendor Only - Biomedical | MHHS-Southwest | [7 empty] | Pump, Breast | PUMPBREAST | Pump, Breast | Medela Inc
NO | YES |  |  |  | 013-36579 | 013-36579 | Medela Inc | SYMPHONY |  |  | SW-NICU | MHHS-Southwest |  | Pump, Breast |  | 013-36579 | 013-36579 | Southwest | MHHS-Southwest | SW-NICU | Nicu |  |  |  |  | PUMPS, BREAST | Pump, Breast | PUMPBREAST-Medela Inc-Symphony | PUMPBREAST | Symphony |  |  |  | Medela Inc | Pump, Breast |  | PUMPBREAST-Medela Inc-Symphony |  |  |  |  | Covered PM Repair - Biomedical | MHHS-Southwest | [7 empty] | Pump, Breast | PUMPBREAST | Pump, Breast | Medela Inc
NO | YES | [5 empty] | Medela Inc | SYMPHONY |  |  | SW-NICU | MHHS-Southwest |  | Pump, Breast |  |  |  | Southwest | MHHS-Southwest | SW-NICU | Lactation Room |  |  |  |  | PUMPS, BREAST | Pump, Breast | PUMPBREAST-Medela Inc-Symphony | PUMPBREAST | Symphony |  |  |  | Medela Inc | Pump, Breast |  | PUMPBREAST-Medela Inc-Symphony |  |  |  |  | Covered PM Repair - Biomedical | MHHS-Southwest | [7 empty] | Pump, Breast | PUMPBREAST | Pump, Breast | Medela Inc
NO | YES |  |  |  | 013-36584 | 013-36584 | Medela Inc | SYMPHONY |  |  | SW-Biomedical Services | MHHS-Southwest |  | Pump, Breast |  | 013-36584 | 013-36584 | Southwest | MHHS-Southwest | SW-Biomedical Services |  |  | 3/1/20 |  | No pm required | PUMPS, BREAST | Pump, Breast | PUMPBREAST-Medela Inc-Symphony | PUMPBREAST | Symphony |  |  |  | Medela Inc | Pump, Breast |  | PUMPBREAST-Medela Inc-Symphony |  |  |  |  | Covered PM Repair - Biomedical | MHHS-Southwest | [7 empty] | Pump, Breast | PUMPBREAST | Pump, Breast | Medela Inc
NO | YES |  |  |  | 013-37718 | 013-37718 | Medela Inc | Symphony |  |  | SW-Labor & Delivery | MHHS-Southwest |  | Pump, Breast |  | 013-37718 | 013-37718 | Southwest | MHHS-Southwest | SW-Labor & Delivery | Equipment room |  |  |  |  | PUMPS, BREAST | Pump, Breast | PUMPBREAST-Medela Inc-Symphony | PUMPBREAST | Symphony |  |  |  | Medela Inc | Pump, Breast |  | PUMPBREAST-Medela Inc-Symphony |  |  |  |  | Covered PM Repair - Biomedical | MHHS-Southwest | [7 empty] | Pump, Breast | PUMPBREAST | Pump, Breast | Medela Inc
NO | YES |  |  |  | 013-37720 | 013-37720 | Medela Inc | SYMPHONY |  |  | SW-Med/Surg Floors | MHHS-Southwest |  | Pump, Breast |  | 013-37720 | 013-37720 | Southwest | MHHS-Southwest | SW-Med/Surg Floors | Floor 9 | 7/1/16 |  |  |  | PUMPS, BREAST | Pump, Breast | PUMPBREAST-Medela Inc-Symphony | PUMPBREAST | Symphony |  |  |  | Medela Inc | Pump, Breast |  | PUMPBREAST-Medela Inc-Symphony |  | 1/22/19 |  |  | Covered PM Repair - Biomedical | MHHS-Southwest | [7 empty] | Pump, Breast | PUMPBREAST | Pump, Breast | Medela Inc
NO | YES |  |  |  | 029-03235 | 029-03235 | Medela Inc | SYMPHONY |  |  | Woodlands-NICU (New) | MHHS-Woodlands |  | Pump, Breast |  | 029-03235 | 029-03235 | Woodlands | MHHS-Woodlands | Woodlands-NICU (New) | Breast pumping rm | 7/1/19 |  | 7/1/20 |  | PUMPS, BREAST | Pump, Breast | PUMPBREAST-Medela Inc-Symphony | PUMPBREAST | Symphony |  |  |  | Medela Inc | Pump, Breast |  | PUMPBREAST-Medela Inc-Symphony |  |  |  |  | Covered PM Repair - Biomedical | MHHS-Woodlands | [7 empty] | Pump, Breast | PUMPBREAST | Pump, Breast | Medela Inc
NO | YES |  |  |  | 029-05506 | 029-05506 | Medela Inc | SYMPHONY |  |  | Woodlands-Birth Center | MHHS-Woodlands |  | Pump, Breast |  | 029-05506 | 029-05506 | Woodlands | MHHS-Woodlands | Woodlands-Birth Center |  | 7/1/19 |  | 7/1/20 |  | PUMPS, BREAST | Pump, Breast | PUMPBREAST-Medela Inc-Symphony | PUMPBREAST | Symphony |  |  |  | Medela Inc | Pump, Breast |  | PUMPBREAST-Medela Inc-Symphony |  |  |  |  | Covered PM Repair - Biomedical | MHHS-Woodlands | [7 empty] | Pump, Breast | PUMPBREAST | Pump, Breast | Medela Inc
NO | YES |  |  |  | 029-07004 | 029-07004 | Medela Inc | SYMPHONY |  |  | Woodlands-Birth Center | MHHS-Woodlands |  | Pump, Breast |  | 029-07004 | 029-07004 | Woodland | MHHS-Woodlands | Woodlands-Birth Center |  | 6/1/18 |  | 6/1/19 |  | PUMPS, BREAST | Pump, Breast | PUMPBREAST-Medela Inc-Symphony | PUMPBREAST | Symphony |  |  |  | Medela Inc | Pump, Breast |  | PUMPBREAST-Medela Inc-Symphony |  |  |  |  | Covered PM Repair - Biomedical | MHHS-Woodlands | [7 empty] | Pump, Breast | PUMPBREAST | Pump, Breast | Medela Inc
NO | YES |  |  |  | 029-08599 | 029-08599 | Medela Inc | SYMPHONY |  |  | Woodlands-Birth Center | MHHS-Woodlands |  | Pump, Breast |  | 029-08599 | 029-08599 | Woodlands | MHHS-Woodlands | Woodlands-Birth Center | Biomed shop | 4/1/19 |  | 4/1/20 |  | PUMPS, BREAST | Pump, Breast | PUMPBREAST-Medela Inc-Symphony | PUMPBREAST | Symphony |  |  |  | Medela Inc | Pump, Breast |  | PUMPBREAST-Medela Inc-Symphony |  | 1/22/19 |  |  | Covered PM Repair - Biomedical | MHHS-Woodlands | [7 empty] | Pump, Breast | PUMPBREAST | Pump, Breast | Medela Inc
NO | YES |  |  |  | 029-09670 | 029-09670 | Medela Inc | SYMPHONY |  |  | Woodlands-Birth Center | MHHS-Woodlands |  | Pump, Breast |  | 029-09670 | 029-09670 | Woodland | MHHS-Woodlands | Woodlands-Birth Center |  | 10/1/18 |  | 10/1/19 |  | PUMPS, BREAST | Pump, Breast | PUMPBREAST-Medela Inc-Symphony | PUMPBREAST | Symphony |  |  |  | Medela Inc | Pump, Breast |  | PUMPBREAST-Medela Inc-Symphony |  | 1/22/19 |  |  | Covered PM Repair - Biomedical | MHHS-Woodlands | [7 empty] | Pump, Breast | PUMPBREAST | Pump, Breast | Medela Inc
NO | YES |  |  |  | 029-09926 | 029-09926 | Medela Inc | SYMPHONY |  |  | Woodlands-Birth Center | MHHS-Woodlands |  | Pump, Breast |  | 029-09926 | 029-09926 | Woodlands | MHHS-Woodlands | Woodlands-Birth Center | Biomed shop | 4/1/19 |  | 4/1/20 |  | PUMPS, BREAST | Pump, Breast | PUMPBREAST-Medela Inc-Symphony | PUMPBREAST | Symphony |  |  |  | Medela Inc | Pump, Breast |  | PUMPBREAST-Medela Inc-Symphony |  | 1/23/18 |  |  | Covered PM Repair - Biomedical | MHHS-Woodlands | [7 empty] | Pump, Breast | PUMPBREAST | Pump, Breast | Medela Inc
NO | YES |  |  |  | 029-11427 | 029-11427 | Medela Inc | SYMPHONY |  |  | Woodlands-Birth Center | MHHS-Woodlands |  | Pump, Breast |  | 029-11427 | 029-11427 | Woodland | MHHS-Woodlands | Woodlands-Birth Center | Storage room | 7/1/19 |  | 7/1/20 |  | PUMPS, BREAST | Pump, Breast | PUMPBREAST-Medela Inc-Symphony | PUMPBREAST | Symphony |  |  |  | Medela Inc | Pump, Breast |  | PUMPBREAST-Medela Inc-Symphony |  |  |  |  | Covered PM Repair - Biomedical | MHHS-Woodlands | [7 empty] | Pump, Breast | PUMPBREAST | Pump, Breast | Medela Inc
NO | YES |  |  |  | 029-11428 | 029-11428 | Medela Inc | SYMPHONY |  |  | Woodlands-NICU | MHHS-Woodlands |  | Pump, Breast |  | 029-11428 | 029-11428 | Woodlands | MHHS-Woodlands | Woodlands-NICU | Nicu Nursey level 2 | 6/1/18 |  | 6/1/20 |  | PUMPS, BREAST | Pump, Breast | PUMPBREAST-Medela Inc-Symphony | PUMPBREAST | Symphony |  |  |  | Medela Inc | Pump, Breast |  | PUMPBREAST-Medela Inc-Symphony |  | 1/23/18 |  |  | Covered PM Repair - Biomedical | MHHS-Woodlands | [7 empty] | Pump, Breast | PUMPBREAST | Pump, Breast | Medela Inc
NO | YES |  |  |  | 029-12127 | 029-12127 | Medela Inc | SYMPHONY |  |  | Woodlands-Birth Center | MHHS-Woodlands |  | Pump, Breast |  | 029-12127 | 029-12127 | Woodlands | MHHS-Woodlands | Woodlands-Birth Center | Biomed shop | 6/1/18 |  | 6/1/19 |  | PUMPS, BREAST | Pump, Breast | PUMPBREAST-Medela Inc-Symphony | PUMPBREAST | Symphony |  |  |  | Medela Inc | Pump, Breast |  | PUMPBREAST-Medela Inc-Symphony |  | 1/23/18 |  |  | Covered PM Repair - Biomedical | MHHS-Woodlands | [7 empty] | Pump, Breast | PUMPBREAST | Pump, Breast | Medela Inc
NO | YES |  |  |  | 029-12128 | 029-12128 | Medela Inc | SYMPHONY |  |  | Woodlands-Birth Center | MHHS-Woodlands |  | Pump, Breast |  | 029-12128 | 029-12128 | Woodlands | MHHS-Woodlands | Woodlands-Birth Center | Storage | 6/1/18 |  | 6/1/19 |  | PUMPS, BREAST | Pump, Breast | PUMPBREAST-Medela Inc-Symphony | PUMPBREAST | Symphony |  |  |  | Medela Inc | Pump, Breast |  | PUMPBREAST-Medela Inc-Symphony |  | 1/31/18 |  |  | Covered PM Repair - Biomedical | MHHS-Woodlands | [7 empty] | Pump, Breast | PUMPBREAST | Pump, Breast | Medela Inc
NO | YES |  |  |  | 029-12191 | 029-12191 | Medela Inc | SYMPHONY |  |  | Woodlands-Birth Center | MHHS-Woodlands |  | Pump, Breast |  | 029-12191 | 029-12191 | Woodland | MHHS-Woodlands | Woodlands-Birth Center |  | 6/1/18 |  | 6/1/19 |  | PUMPS, BREAST | Pump, Breast | PUMPBREAST-Medela Inc-Symphony | PUMPBREAST | Symphony |  |  |  | Medela Inc | Pump, Breast |  | PUMPBREAST-Medela Inc-Symphony |  | 1/23/18 |  |  | Covered PM Repair - Biomedical | MHHS-Woodlands | [7 empty] | Pump, Breast | PUMPBREAST | Pump, Breast | Medela Inc
NO | YES |  |  |  | 029-32121 | 029-32121 | Medela Inc | SYMPHONY |  |  | Woodlands-Birth Center | MHHS-Woodlands |  | Pump, Breast |  | 029-32121 | 029-32121 | Woodland | MHHS-Woodlands | Woodlands-Birth Center |  | 10/1/18 |  | 10/1/19 |  | PUMPS, BREAST | Pump, Breast | PUMPBREAST-Medela Inc-Symphony | PUMPBREAST | Symphony |  |  |  | Medela Inc | Pump, Breast |  | PUMPBREAST-Medela Inc-Symphony |  | 1/23/18 |  |  | Covered PM Repair - Biomedical | MHHS-Woodlands | [7 empty] | Pump, Breast | PUMPBREAST | Pump, Breast | Medela Inc
NO | YES |  |  |  |  | 029-08094 | Medela Inc | SYMPHONY |  |  | Woodlands-Birth Center | MHHS-Woodlands |  | Pump, Breast |  |  | 029-08094 | Woodlands | MHHS-Woodlands | Woodlands-Birth Center | PEDS storage | 6/1/18 |  | 7/1/20 |  | PUMPS, BREAST | Pump, Breast | PUMPBREAST-Medela Inc-Symphony | PUMPBREAST | Symphony |  |  |  | Medela Inc | Pump, Breast |  | PUMPBREAST-Medela Inc-Symphony |  | 1/31/18 |  |  | Covered PM Repair - Biomedical | MHHS-Woodlands | [7 empty] | Pump, Breast | PUMPBREAST | Pump, Breast | Medela Inc
NO | YES | [5 empty] | Medela Inc | SYMPHONY |  |  | Woodlands-Birth Center | MHHS-Woodlands |  | Pump, Breast |  |  |  | Woodland | MHHS-Woodlands | Woodlands-Birth Center | [5 empty] | PUMPS, BREAST | Pump, Breast | PUMPBREAST-Medela Inc-Symphony | PUMPBREAST | Symphony |  |  |  | Medela Inc | Pump, Breast |  | PUMPBREAST-Medela Inc-Symphony |  | 1/23/18 |  |  | Covered PM Repair - Biomedical | MHHS-Woodlands | [7 empty] | Pump, Breast | PUMPBREAST | Pump, Breast | Medela Inc
NO | YES | [5 empty] | Medela Inc | SYMPHONY |  |  | Woodlands-Birth Center | MHHS-Woodlands |  | Pump, Breast |  |  |  | Woodland | MHHS-Woodlands | Woodlands-Birth Center | [5 empty] | PUMPS, BREAST | Pump, Breast | PUMPBREAST-Medela Inc-Symphony | PUMPBREAST | Symphony |  |  |  | Medela Inc | Pump, Breast |  | PUMPBREAST-Medela Inc-Symphony |  |  |  |  | Covered PM Repair - Biomedical | MHHS-Woodlands | [7 empty] | Pump, Breast | PUMPBREAST | Pump, Breast | Medela Inc
NO | YES | [5 empty] | Medela Inc | SYMPHONY |  |  | Woodlands-Birth Center | MHHS-Woodlands |  | Pump, Breast |  |  |  | Woodland | MHHS-Woodlands | Woodlands-Birth Center | [5 empty] | PUMPS, BREAST | Pump, Breast | PUMPBREAST-Medela Inc-Symphony | PUMPBREAST | Symphony |  |  |  | Medela Inc | Pump, Breast |  | PUMPBREAST-Medela Inc-Symphony |  | 8/20/11 |  |  | Covered PM Repair - Biomedical | MHHS-Woodlands | [7 empty] | Pump, Breast | PUMPBREAST | Pump, Breast | Medela Inc
NO | YES | [5 empty] | Medela Inc | SYMPHONY |  |  | Woodlands-Birth Center | MHHS-Woodlands |  | Pump, Breast |  |  |  | Woodland | MHHS-Woodlands | Woodlands-Birth Center | [5 empty] | PUMPS, BREAST | Pump, Breast | PUMPBREAST-Medela Inc-Symphony | PUMPBREAST | Symphony |  |  |  | Medela Inc | Pump, Breast |  | PUMPBREAST-Medela Inc-Symphony |  |  |  |  | Covered PM Repair - Biomedical | MHHS-Woodlands | [7 empty] | Pump, Breast | PUMPBREAST | Pump, Breast | Medela Inc
NO | YES | [5 empty] | Medela Inc | SYMPHONY |  |  | Woodlands-Birth Center | MHHS-Woodlands |  | Pump, Breast |  |  |  | Woodland | MHHS-Woodlands | Woodlands-Birth Center | [5 empty] | PUMPS, BREAST | Pump, Breast | PUMPBREAST-Medela Inc-Symphony | PUMPBREAST | Symphony |  |  |  | Medela Inc | Pump, Breast |  | PUMPBREAST-Medela Inc-Symphony |  |  |  |  | Covered PM Repair - Biomedical | MHHS-Woodlands | [7 empty] | Pump, Breast | PUMPBREAST | Pump, Breast | Medela Inc
NO | YES | [5 empty] | Medela Inc | SYMPHONY |  |  | Woodlands-Birth Center | MHHS-Woodlands |  | Pump, Breast |  |  |  | Woodland | MHHS-Woodlands | Woodlands-Birth Center | [5 empty] | PUMPS, BREAST | Pump, Breast | PUMPBREAST-Medela Inc-Symphony | PUMPBREAST | Symphony |  |  |  | Medela Inc | Pump, Breast |  | PUMPBREAST-Medela Inc-Symphony |  | 6/3/10 |  |  | Covered PM Repair - Biomedical | MHHS-Woodlands | [7 empty] | Pump, Breast | PUMPBREAST | Pump, Breast | Medela Inc
NO | YES |  |  |  | 029-05507 | 029-05507 | Medela Inc | SYMPHONY |  |  | Woodlands-NICU | MHHS-Woodlands |  | Pump, Breast |  | 029-05507 | 029-05507 | Woodlands | MHHS-Woodlands | Woodlands-NICU | PEDS storage | 7/1/19 |  | 7/1/20 |  | PUMPS, BREAST | Pump, Breast | PUMPBREAST-Medela Inc-Symphony | PUMPBREAST | Symphony |  |  |  | Medela Inc | Pump, Breast |  | PUMPBREAST-Medela Inc-Symphony |  | 5/1/16 |  |  | Covered PM Repair - Biomedical | MHHS-Woodlands | [7 empty] | Pump, Breast | PUMPBREAST | Pump, Breast | Medela Inc
NO | YES |  |  |  | 029-09674 | 029-09674 | Medela Inc | SYMPHONY |  |  | Woodlands-NICU | MHHS-Woodlands |  | Pump, Breast |  | 029-09674 | 029-09674 | Woodlands | MHHS-Woodlands | Woodlands-NICU | Biomed shop | 6/1/18 |  | 6/1/19 |  | PUMPS, BREAST | Pump, Breast | PUMPBREAST-Medela Inc-Symphony | PUMPBREAST | Symphony |  |  |  | Medela Inc | Pump, Breast |  | PUMPBREAST-Medela Inc-Symphony |  |  |  |  | Covered PM Repair - Biomedical | MHHS-Woodlands | [7 empty] | Pump, Breast | PUMPBREAST | Pump, Breast | Medela Inc
NO | YES |  |  |  | 029-10863 | 029-10863 | Medela Inc | SYMPHONY |  |  | Woodlands-NICU (New) | MHHS-Woodlands |  | Pump, Breast |  | 029-10863 | 029-10863 | Woodlands | MHHS-Woodlands | Woodlands-NICU (New) | Breast Pump Room | 12/1/18 |  | 12/1/19 |  | PUMPS, BREAST | Pump, Breast | PUMPBREAST-Medela Inc-Symphony | PUMPBREAST | Symphony |  |  |  | Medela Inc | Pump, Breast |  | PUMPBREAST-Medela Inc-Symphony |  |  |  |  | Covered PM Repair - Biomedical | MHHS-Woodlands | [7 empty] | Pump, Breast | PUMPBREAST | Pump, Breast | Medela Inc
NO | YES |  |  |  | 029-10864 | 029-10864 | Medela Inc | SYMPHONY |  |  | Woodlands-NICU | MHHS-Woodlands |  | Pump, Breast |  | 029-10864 | 029-10864 | Woodlands | MHHS-Woodlands | Woodlands-NICU | Biomed shop | 10/1/18 |  | 10/1/19 |  | PUMPS, BREAST | Pump, Breast | PUMPBREAST-Medela Inc-Symphony | PUMPBREAST | Symphony |  |  |  | Medela Inc | Pump, Breast |  | PUMPBREAST-Medela Inc-Symphony |  | 11/1/19 |  |  | Covered PM Repair - Biomedical | MHHS-Woodlands | [7 empty] | Pump, Breast | PUMPBREAST | Pump, Breast | Medela Inc
NO | YES |  |  |  | 029-10865 | 029-10865 | Medela Inc | SYMPHONY |  |  | Woodlands-NICU | MHHS-Woodlands |  | Pump, Breast |  | 029-10865 | 029-10865 | Woodlands | MHHS-Woodlands | Woodlands-NICU | Room 241 | 9/1/18 |  | 9/1/19 |  | PUMPS, BREAST | Pump, Breast | PUMPBREAST-Medela Inc-Symphony | PUMPBREAST | Symphony |  |  |  | Medela Inc | Pump, Breast |  | PUMPBREAST-Medela Inc-Symphony |  |  |  |  | Covered PM Repair - Biomedical | MHHS-Woodlands | [7 empty] | Pump, Breast | PUMPBREAST | Pump, Breast | Medela Inc
NO | YES |  |  |  | 151-05194 | 151-05194 | Medela Inc | SYMPHONY |  |  | CY-Post Partum |  |  |  |  | 151-05194 | 151-05194 | Northwest | MHHS-Cypress | CY-Post Partum |  | 2/1/20 | 2/1/20 |  |  |  | Pump, Breast | PUMPBREAST-Medela Inc-Symphony | [22 empty] | Pump, Breast | PUMPBREAST | Pump, Breast | Medela Inc
NO | YES |  |  |  | 151-04736 | 151-04736 | Medela Inc | Symphony |  |  | CY-Labor & Delivery |  |  |  |  | 151-04736 | 151-04736 | Northwest | MHHS-Cypress | CY-Labor & Delivery | LDR 5 | 2/1/19 | 2/1/20 |  |  |  | Pump, Breast | PUMPBREAST-Medela Inc-Symphony | [22 empty] | Pump, Breast | PUMPBREAST | Pump, Breast | Medela Inc
NO | YES |  |  |  | 151-03650 | 151-03650 | Medela Inc | Symphony |  |  | CY-NICU |  |  |  |  | 151-03650 | 151-03650 | Cypress | MHHS-Cypress | CY-NICU | NICU 2 | 3/1/20 | 2/1/20 |  |  |  | Pump, Breast | PUMPBREAST-Medela Inc-Symphony | [22 empty] | Pump, Breast | PUMPBREAST | Pump, Breast | Medela Inc
NO | YES |  |  |  | 151-05217 | 151-05217 | Medela Inc | Symphony |  |  | CY-NICU |  |  |  |  | 151-05217 | 151-05217 | Northwest | MHHS-Cypress | CY-NICU | Nicu storage | 2/1/20 | 2/1/20 |  |  |  | Pump, Breast | PUMPBREAST-Medela Inc-Symphony | [22 empty] | Pump, Breast | PUMPBREAST | Pump, Breast | Medela Inc
NO | YES |  |  |  | 151-05219 | 151-05219 | Medela Inc | Symphony |  |  | CY-NICU |  |  |  |  | 151-05219 | 151-05219 | Northwest | MHHS-Cypress | CY-NICU | Nicu storage | 2/1/20 | 3/1/20 |  |  |  | Pump, Breast | PUMPBREAST-Medela Inc-Symphony | [22 empty] | Pump, Breast | PUMPBREAST | Pump, Breast | Medela Inc
NO | YES |  |  |  | 151-05218 | 151-05218 | Medela Inc | Symphony |  |  | CY-NICU |  |  |  |  | 151-05218 | 151-05218 | Northwest | MHHS-Cypress | CY-NICU | Nicu storage | 2/1/20 | 3/1/20 |  |  |  | Pump, Breast | PUMPBREAST-Medela Inc-Symphony | [22 empty] | Pump, Breast | PUMPBREAST | Pump, Breast | Medela Inc
NO | YES |  |  |  | 151-05222 | 151-05222 | Medela Inc | Symphony |  |  | CY-NICU |  |  |  |  | 151-05222 | 151-05222 | Northwest | MHHS-Cypress | CY-NICU | Staff breastfeeding (S5: 135) | 2/1/20 | 3/1/20 |  |  |  | Pump, Breast | PUMPBREAST-Medela Inc-Symphony | [22 empty] | Pump, Breast | PUMPBREAST | Pump, Breast | Medela Inc
NO | YES |  |  |  | 151-05223 | 151-05223 | Medela Inc | SYMPHONY |  |  | CY-Labor & Delivery |  |  |  |  | 151-05223 | 151-05223 | Northwest | MHHS-Cypress | CY-Labor & Delivery | APU | 2/1/20 | 3/1/20 |  |  |  | Pump, Breast | PUMPBREAST-Medela Inc-Symphony | [22 empty] | Pump, Breast | PUMPBREAST | Pump, Breast | Medela Inc
NO | YES |  |  |  | 151-05236 | 151-05236 | Medela Inc | Symphony |  |  | CY-Post Partum |  |  |  |  | 151-05236 | 151-05236 | Northwest | MHHS-Cypress | CY-Post Partum | Equipment storage | 2/1/20 | 2/1/20 |  |  |  | Pump, Breast | PUMPBREAST-Medela Inc-Symphony | [22 empty] | Pump, Breast | PUMPBREAST | Pump, Breast | Medela Inc
NO | YES |  |  |  | 151-05237 | 151-05237 | Medela Inc | SYMPHONY |  |  | CY-Post Partum |  |  |  |  | 151-05237 | 151-05237 | Northwest | MHHS-Cypress | CY-Post Partum | Equipment storage | 2/1/20 | 2/1/20 |  |  |  | Pump, Breast | PUMPBREAST-Medela Inc-Symphony | [22 empty] | Pump, Breast | PUMPBREAST | Pump, Breast | Medela Inc
NO | YES |  |  |  | 151-05238 | 151-05238 | Medela Inc | SYMPHONY |  |  | CY-Post Partum |  |  |  |  | 151-05238 | 151-05238 | Northwest | MHHS-Cypress | CY-Post Partum | Equiment storage | 2/1/20 | 2/1/20 |  |  |  | Pump, Breast | PUMPBREAST-Medela Inc-Symphony | [22 empty] | Pump, Breast | PUMPBREAST | Pump, Breast | Medela Inc
NO | YES |  |  |  | 151-05239 | 151-05239 | Medela Inc | SYMPHONY |  |  | CY-Post Partum |  |  |  |  | 151-05239 | 151-05239 | Northwest | MHHS-Cypress | CY-Post Partum | Equiment storage | 2/1/20 | 2/1/20 |  |  |  | Pump, Breast | PUMPBREAST-Medela Inc-Symphony | [22 empty] | Pump, Breast | PUMPBREAST | Pump, Breast | Medela Inc
NO | YES |  |  |  | 151-03664 | 151-03664 | Medela Inc | SYMPHONY |  |  | CY - CENTRAL SUPPLY |  |  |  |  | 151-03664 | 151-03664 | Northwest | Cypress | CY - CENTRAL SUPPLY | Room S440 | 3/1/19 | 3/1/20 |  |  |  | Pump, Breast | PUMPBREAST-Medela Inc-Symphony | [22 empty] | Pump, Breast | PUMPBREAST | Pump, Breast | Medela Inc
NO | YES |  |  |  | 151-05240 | 151-05240 | Medela Inc | SYMPHONY |  |  | CY-Post Partum |  |  |  |  | 151-05240 | 151-05240 | Northwest | MHHS-Cypress | CY-Post Partum | Equiment storage | 2/1/20 | 2/1/20 |  |  |  | Pump, Breast | PUMPBREAST-Medela Inc-Symphony | [22 empty] | Pump, Breast | PUMPBREAST | Pump, Breast | Medela Inc
NO | YES |  |  |  | 151-05242 | 151-05242 | Medela Inc | SYMPHONY |  |  | CY-Post Partum |  |  |  |  | 151-05242 | 151-05242 | Northwest | MHHS-Cypress | CY-Post Partum | Equiment storage | 2/1/20 | 3/1/20 |  |  |  | Pump, Breast | PUMPBREAST-Medela Inc-Symphony | [22 empty] | Pump, Breast | PUMPBREAST | Pump, Breast | Medela Inc
NO | YES |  |  |  | 151-05241 | 151-05241 | Medela Inc | SYMPHONY |  |  | CY-Post Partum |  |  |  |  | 151-05241 | 151-05241 | Northwest | MHHS-Cypress | CY-Post Partum | Equiment storage | 2/1/20 | 2/1/20 |  |  |  | Pump, Breast | PUMPBREAST-Medela Inc-Symphony | [22 empty] | Pump, Breast | PUMPBREAST | Pump, Breast | Medela Inc
NO | YES |  |  |  | 151-05243 | 151-05243 | Medela Inc | SYMPHONY |  |  | CY-Post Partum |  |  |  |  | 151-05243 | 151-05243 | Northwest | MHHS-Cypress | CY-Post Partum | Equiment storage | 2/1/20 | 2/1/19 |  |  |  | Pump, Breast | PUMPBREAST-Medela Inc-Symphony | [22 empty] | Pump, Breast | PUMPBREAST | Pump, Breast | Medela Inc
YES | YES |  |  |  | 133-02446 | 133-02446 | Medela Inc | Symphony |  |  | KATY - L |  |  |  |  | 133-02446 | 133-02446 | Katy | Memorial Hermann Katy Hospital | KATY - L | Room 311 | [5 empty] | Pump, Breast | PUMPBREAST-Medela Inc-Symphony | [22 empty] | Pump, Breast | PUMPBREAST | Pump, Breast | Medela Inc
NO | YES |  |  |  | 099-04966 | 099-04966 | Medela Inc | Symphony |  |  | Katy-Postpartum-2W |  |  |  |  | 099-04966 | 099-04966 | Katy | MHHS-Katy | Katy-Postpartum-2W | Hallway | [5 empty] | Pump, Breast | PUMPBREAST-Medela Inc-Symphony | [22 empty] | Pump, Breast | PUMPBREAST | Pump, Breast | Medela Inc
NO | YES | Serial Number 1779387 |  |  | 099-02576 | 099-02576 | Medela Inc | Symphony |  |  | Katy-NICU |  |  |  |  | 099-02576 | 099-02576 | Katy | MHHS-Katy | Katy-NICU | NICU 305A | [5 empty] | Pump, Breast | PUMPBREAST-Medela Inc-Symphony | [22 empty] | Pump, Breast | PUMPBREAST | Pump, Breast | Medela Inc
NO | YES |  |  |  | 099-03645 | 099-03645 | Medela Inc | Symphony |  |  | Katy-NICU |  |  |  |  | 099-03645 | 099-03645 | Katy | MHHS-Katy | Katy-NICU | NICU 309 | [5 empty] | Pump, Breast | PUMPBREAST-Medela Inc-Symphony | [22 empty] | Pump, Breast | PUMPBREAST | Pump, Breast | Medela Inc
NO | YES |  |  |  | 099-02578 | 099-02578 | Medela Inc | Symphony |  |  | Katy-Nursery |  |  |  |  | 099-02578 | 099-02578 | Katy | MHHS-Katy | Katy-Nursery | 310A | 2/1/20 |  |  |  |  | Pump, Breast | PUMPBREAST-Medela Inc-Symphony | [22 empty] | Pump, Breast | PUMPBREAST | Pump, Breast | Medela Inc
NO | YES |  |  |  | 099-04992 | 099-04992 | Medela Inc | SYMPHONY |  |  | Katy-Ob Special Observation-3E |  |  |  |  | 099-04992 | 099-04992 | Katy | MHHS-Katy | Katy-Ob Special Observation-3E | E312 | [5 empty] | Pump, Breast | PUMPBREAST-Medela Inc-Symphony | [22 empty] | Pump, Breast | PUMPBREAST | Pump, Breast | Medela Inc
NO | YES |  |  |  | 099-02474 | 099-02474 | Medela Inc | Symphony |  |  | Katy-Nursery |  |  |  |  | 099-02474 | 099-02474 | Katy | MHHS-Katy | Katy-Nursery | E311 | [5 empty] | Pump, Breast | PUMPBREAST-Medela Inc-Symphony | [22 empty] | Pump, Breast | PUMPBREAST | Pump, Breast | Medela Inc
NO | YES |  |  |  |  | 099-02445 | Medela Inc | SYMPHONY |  |  | Katy-Nursery | [5 empty] | 099-02445 | Katy | MHHS-Katy | Katy-Nursery | NICU | 2/1/20 |  |  | No pm |  | Pump, Breast | PUMPBREAST-Medela Inc-Symphony | [22 empty] | Pump, Breast | PUMPBREAST | Pump, Breast | Medela Inc
NO | YES |  |  |  |  | 099-02446 | Medela Inc | SYMPHONY |  |  | Katy-Nursery | [5 empty] | 099-02446 | Katy | MHHS-Katy | Katy-Nursery | NICU |  |  |  | No pm |  | Pump, Breast | PUMPBREAST-Medela Inc-Symphony | [22 empty] | Pump, Breast | PUMPBREAST | Pump, Breast | Medela Inc
YES | YES | Serial Number Cnf |  |  | 133-07142 | 133-07142 | Medela Inc | SYMPHONY |  | Cnf | KATY - CENTRAL SUPPLYconvi |  |  |  |  | 133-07142 | 133-07142 | Katy | Katy | KATY - CENTRAL SUPPLYconvi | Pediatrics |  | 2/1/20 |  | No pm |  | Pump, Breast | PUMPBREAST-Medela Inc-Symphony | [22 empty] | Pump, Breast | PUMPBREAST | Pump, Breast | Medela Inc
YES | YES |  |  |  | 099-03903 | 099-03903 | Medela Inc | Symphony |  |  | W3 Med Surg |  |  |  |  | 099-03903 | 099-03903 | Katy | Memorial Hermann Northeast Hospital | W3 Med Surg | Soiled Utility | [5 empty] | Pump, Breast | PUMPBREAST-Medela Inc-Symphony | [22 empty] | Pump, Breast | PUMPBREAST | Pump, Breast | Medela Inc
YES | YES |  |  |  | 142-04566 | 142-04566 | Medela Inc | Symphony |  |  | NE - LABOR |  |  |  |  | 142-04566 | 142-04566 | Katy | Memorial Hermann Northeast Hospital | NE - LABOR | [6 empty] | Pump, Breast | PUMPBREAST-Medela Inc-Symphony | [22 empty] | Pump, Breast | PUMPBREAST | Pump, Breast | Medela Inc
YES | YES |  |  |  |  | 099-00884 | Medela Inc | Symphony |  |  | Labor and delivery | [5 empty] | 099-00884 | Katy | Memorial Hermann Northeast Hospital | Labor and delivery | Room 2017 |  |  |  | One time safety |  | Pump, Breast | PUMPBREAST-Medela Inc-Symphony | [22 empty] | Pump, Breast | PUMPBREAST | Pump, Breast | Medela Inc
YES | YES |  |  |  | 099-00885 | 099-00885 | Medela Inc | Symphony |  |  | Labor and delivery |  |  |  |  | 099-00885 | 099-00885 | Katy | Memorial Hermann Northeast Hospital | Labor and delivery | Room 2017 | [5 empty] | Pump, Breast | PUMPBREAST-Medela Inc-Symphony | [22 empty] | Pump, Breast | PUMPBREAST | Pump, Breast | Medela Inc
YES | YES |  |  |  | 142-04562 | 142-04562 | Medela Inc | Symphony |  |  | Nursery |  |  |  |  | 142-04562 | 142-04562 | Katy | Memorial Hermann Northeast Hospital | Nursery | Nursery |  |  |  | One time safety |  | Pump, Breast | PUMPBREAST-Medela Inc-Symphony | [22 empty] | Pump, Breast | PUMPBREAST | Pump, Breast | Medela Inc
YES | YES |  |  |  | 099-00097 | 099-00097 | Medela Inc | Symphony |  |  | Nursery |  |  |  |  | 099-00097 | 099-00097 | Katy | Memorial Hermann Northeast Hospital | Nursery | Nursery |  |  |  | No pm sticker |  | Pump, Breast | PUMPBREAST-Medela Inc-Symphony | [22 empty] | Pump, Breast | PUMPBREAST | Pump, Breast | Medela Inc
YES | YES | [5 empty] | Medela Inc | Symphony |  |  | NE - LABOR | [6 empty] | Woodlands |  | NE - LABOR |  |  |  |  | No pm |  | Pump, Breast | PUMPBREAST-Medela Inc-Symphony | [22 empty] | Pump, Breast | PUMPBREAST | Pump, Breast | Medela Inc
YES | YES |  |  |  | 099-00098 | 099-00098 | Medela Inc | Symphony |  |  | Nursery |  |  |  |  | 099-00098 | 099-00098 | Katy | Memorial Hermann Northeast Hospital | Nursery | Nursery | [5 empty] | Pump, Breast | PUMPBREAST-Medela Inc-Symphony | [22 empty] | Pump, Breast | PUMPBREAST | Pump, Breast | Medela Inc
YES | YES |  |  |  | 142-04563 | 142-04563 | Medela Inc | Symphony |  |  | Nursery |  |  |  |  | 142-04563 | 142-04563 | Katy | Memorial Hermann Northeast Hospital | Nursery | Nursery | [5 empty] | Pump, Breast | PUMPBREAST-Medela Inc-Symphony | [22 empty] | Pump, Breast | PUMPBREAST | Pump, Breast | Medela Inc
YES | YES |  |  |  | 099-00099 | 099-00099 | Medela Inc | Symphony |  |  | Nursery |  |  |  |  | 099-00099 | 099-00099 | Katy | Memorial Hermann Northeast Hospital | Nursery | Nursery | [5 empty] | Pump, Breast | PUMPBREAST-Medela Inc-Symphony | [22 empty] | Pump, Breast | PUMPBREAST | Pump, Breast | Medela Inc
YES | YES |  |  |  | 099-00100 | 099-00100 | Medela Inc | Symphony |  |  | Nursery |  |  |  |  | 099-00100 | 099-00100 | Katy | Memorial Hermann Northeast Hospital | Nursery | Nursery | [5 empty] | Pump, Breast | PUMPBREAST-Medela Inc-Symphony | [22 empty] | Pump, Breast | PUMPBREAST | Pump, Breast | Medela Inc
YES | YES |  |  |  | 142-04561 | 142-04561 | Medela Inc | Symphony |  |  | Nursery |  |  |  |  | 142-04561 | 142-04561 | Katy | Memorial Hermann Northeast Hospital | Nursery | Continuing care nursery | [5 empty] | Pump, Breast | PUMPBREAST-Medela Inc-Symphony | [22 empty] | Pump, Breast | PUMPBREAST | Pump, Breast | Medela Inc
YES | YES |  |  |  | 005-33083 | 005-33083 | Medela Inc | Symphony |  |  | Pedi IMU |  |  |  |  | 005-33083 | 005-33083 | Sugar Land | Memorial Hermann Sugar Land Hospital | Pedi IMU | Pedi IMU Equipment Storage | [5 empty] | Pump, Breast | PUMPBREAST-Medela Inc-Symphony | [22 empty] | Pump, Breast | PUMPBREAST | Pump, Breast | Medela Inc
NO | YES |  |  |  | 029-13259 | 029-13259 | Medela Inc | Symphony |  |  | Woodlands-Birth Center |  |  |  |  | 029-13259 | 029-13259 | Woodlands | MHHS-Woodlands | Woodlands-Birth Center | Room 242 | [5 empty] | Pump, Breast | PUMPBREAST-Medela Inc-Symphony | [22 empty] | Pump, Breast | PUMPBREAST | Pump, Breast | Medela Inc
NO | YES |  |  |  | 029-13331 | 029-13331 | Medela Inc | symphony |  |  | Woodlands-Birth Center |  |  |  |  | 029-13331 | 029-13331 | Woodlands | MHHS-Woodlands | Woodlands-Birth Center | Room 1212 |  |  |  | Breast pump |  | Pump, Breast | PUMPBREAST-Medela Inc-Symphony | [22 empty] | Pump, Breast | PUMPBREAST | Pump, Breast | Medela Inc
NO | YES |  |  |  | 029-13360 | 029-13360 | Medela Inc | Symphony | [7 empty] | 029-13360 | 029-13360 | [9 empty] | Pump, Breast | PUMPBREAST-Medela Inc-Symphony | [22 empty] | Pump, Breast | PUMPBREAST | Pump, Breast | Medela Inc
NO | YES |  |  |  | 029-13263 | 029-13263 | Medela Inc | Symphony |  |  | Woodlands-NICU |  |  |  |  | 029-13263 | 029-13263 | Woodlands | MHHS-Woodlands | Woodlands-NICU | [6 empty] | Pump, Breast | PUMPBREAST-Medela Inc-Symphony | [22 empty] | Pump, Breast | PUMPBREAST | Pump, Breast | Medela Inc
NO | YES |  |  |  | 029-13265 | 029-13265 | Medela Inc | Symphony |  |  | Woodlands-NICU |  |  |  |  | 029-13265 | 029-13265 | Woodlands | MHHS-Woodlands | Woodlands-NICU |  |  |  | 8/1/19 |  |  | Pump, Breast | PUMPBREAST-Medela Inc-Symphony | [22 empty] | Pump, Breast | PUMPBREAST | Pump, Breast | Medela Inc
YES | YES |  |  |  | 029-13460 | 029-13460 | Medela Inc | Symphony | [7 empty] | 029-13460 | 029-13460 | [9 empty] | Pump, Breast | PUMPBREAST-Medela Inc-Symphony | [22 empty] | Pump, Breast | PUMPBREAST | Pump, Breast | Medela Inc
YES | YES |  |  |  | 029-13461 | 029-13461 | Medela Inc | Symphony |  |  | WOODLANDS - NICU |  |  |  |  | 029-13461 | 029-13461 | Woodlands |  | WOODLANDS - NICU | [6 empty] | Pump, Breast | PUMPBREAST-Medela Inc-Symphony | [22 empty] | Pump, Breast | PUMPBREAST | Pump, Breast | Medela Inc
NO | YES |  |  |  | 029-13465 | 029-13465 | Medela Inc | Symphony |  |  | Woodlands-NICU |  |  |  |  | 029-13465 | 029-13465 | Woodlands | MHHS-Woodlands | Woodlands-NICU | [6 empty] | Pump, Breast | PUMPBREAST-Medela Inc-Symphony | [22 empty] | Pump, Breast | PUMPBREAST | Pump, Breast | Medela Inc
NO | YES |  |  |  | 029-13466 | 029-13466 | Medela Inc | Symphony |  |  | Woodlands-NICU |  |  |  |  | 029-13466 | 029-13466 | Woodlands | MHHS-Woodlands | Woodlands-NICU | [6 empty] | Pump, Breast | PUMPBREAST-Medela Inc-Symphony | [22 empty] | Pump, Breast | PUMPBREAST | Pump, Breast | Medela Inc
NO | YES |  |  |  | 029-13467 | 029-13467 | Medela Inc | Symphony |  |  | Woodlands-NICU (New) |  |  |  |  | 029-13467 | 029-13467 | Woodlands | MHHS-Woodlands | Woodlands-NICU (New) | [6 empty] | Pump, Breast | PUMPBREAST-Medela Inc-Symphony | [22 empty] | Pump, Breast | PUMPBREAST | Pump, Breast | Medela Inc
YES | YES |  |  |  | 029-13483 | 029-13483 | Medela Inc | Symphony |  |  | NICU |  |  |  |  | 029-13483 | 029-13483 | Woodlands | MH Hospital Woodlands | NICU | Hallway | [5 empty] | Pump, Breast | PUMPBREAST-Medela Inc-Symphony | [22 empty] | Pump, Breast | PUMPBREAST | Pump, Breast | Medela Inc
NO | YES |  |  |  | 029-13955 | 029-13955 | Medela Inc | Symphony |  |  | Woodlands-Birth Center |  |  |  |  | 029-13955 | 029-13955 | Woodlands | MHHS-Woodlands | Woodlands-Birth Center | Storage room | [5 empty] | Pump, Breast | PUMPBREAST-Medela Inc-Symphony | [22 empty] | Pump, Breast | PUMPBREAST | Pump, Breast | Medela Inc
NO | YES |  |  |  | 074-06319 | 074-06319 | Medela Inc | SYMPHONY |  |  | WOODLANDS - NICU |  |  |  |  | 074-06319 | 074-06319 |  |  | WOODLANDS - NICU | PEDS storage | [5 empty] | Pump, Breast | PUMPBREAST-Medela Inc-Symphony | [22 empty] | Pump, Breast | PUMPBREAST | Pump, Breast | Medela Inc
NO | YES |  |  |  | 074-06320 | 074-06320 | Medela Inc | SYMPHONY |  |  | WOODLANDS - BIRTH CENTER |  |  |  |  | 074-06320 | 074-06320 |  |  | WOODLANDS - BIRTH CENTER | Storage | [5 empty] | Pump, Breast | PUMPBREAST-Medela Inc-Symphony | [22 empty] | Pump, Breast | PUMPBREAST | Pump, Breast | Medela Inc
YES | YES |  |  |  | 029-03143 | 029-03143 | Medela Inc | Symphony |  |  | Labor and Delivery |  |  |  |  | 029-03143 | 029-03143 | Woodland | Woodland memorial hospital | Labor and Delivery | Storage room | [5 empty] | Pump, Breast | PUMPBREAST-Medela Inc-Symphony | [22 empty] | Pump, Breast | PUMPBREAST | Pump, Breast | Medela Inc
NO | YES |  |  |  | 074-06321 | 074-06321 | Medela Inc | SYMPHONY |  |  | WOODLANDS - BIRTH CENTER |  |  |  |  | 074-06321 | 074-06321 |  |  | WOODLANDS - BIRTH CENTER | Storage | [5 empty] | Pump, Breast | PUMPBREAST-Medela Inc-Symphony | [22 empty] | Pump, Breast | PUMPBREAST | Pump, Breast | Medela Inc
NO | YES |  |  |  | 074-06322 | 074-06322 | Medela Inc | SYMPHONY |  |  | WOODLANDS - BIRTH CENTER |  |  |  |  | 074-06322 | 074-06322 |  |  | WOODLANDS - BIRTH CENTER | Storage | [5 empty] | Pump, Breast | PUMPBREAST-Medela Inc-Symphony | [22 empty] | Pump, Breast | PUMPBREAST | Pump, Breast | Medela Inc
NO | YES |  |  |  | 029-13956 | 029-13956 | Medela Inc | Symphony |  |  | Woodlands-Birth Center |  |  |  |  | 029-13956 | 029-13956 | Woodland | MHHS-Woodlands | Woodlands-Birth Center | [6 empty] | Pump, Breast | PUMPBREAST-Medela Inc-Symphony | [22 empty] | Pump, Breast | PUMPBREAST | Pump, Breast | Medela Inc
NO | YES |  |  |  | 029-08205 | 029-08205 | Medela Inc | SYMPHONY |  |  | Woodlands-Birth Center |  |  |  |  | 029-08205 | 029-08205 | Woodland | MHHS-Woodlands | Woodlands-Birth Center |  | 10/1/17 |  | 10/1/18 |  |  | Pump, Breast | PUMPBREAST-Medela Inc-Symphony | [22 empty] | Pump, Breast | PUMPBREAST | Pump, Breast | Medela Inc
YES | YES | [5 empty] | Medela Inc | SYMPHONY |  |  | Labor and Delivery | [6 empty] | Woodland | Woodland memorial hospital | Labor and Delivery | [6 empty] | Pump, Breast | PUMPBREAST-Medela Inc-Symphony | [22 empty] | Pump, Breast | PUMPBREAST | Pump, Breast | Medela Inc
YES | YES |  |  |  | 029-06138 | 029-06138 | Medela Inc | SYMPHONY |  |  | Labor and Delivery |  |  |  |  | 029-06138 | 029-06138 | Woodland | Woodland memorial hospital | Labor and Delivery |  | 6/1/18 |  | 6/1/19 |  |  | Pump, Breast | PUMPBREAST-Medela Inc-Symphony | [22 empty] | Pump, Breast | PUMPBREAST | Pump, Breast | Medela Inc
YES | YES |  |  |  | 029-07642 | 029-07642 | Medela Inc | SYMPHONY |  |  | Labor and Delivery |  |  |  |  | 029-07642 | 029-07642 | Woodland | Woodland memorial hospital | Labor and Delivery | [6 empty] | Pump, Breast | PUMPBREAST-Medela Inc-Symphony | [22 empty] | Pump, Breast | PUMPBREAST | Pump, Breast | Medela Inc
NO | YES |  |  |  | 029-09053 | 029-09053 | Medela Inc | SYMPHONY |  |  | Woodlands-Birth Center |  |  |  |  | 029-09053 | 029-09053 | Woodland | MHHS-Woodlands | Woodlands-Birth Center |  | 4/1/19 |  | 4/1/20 |  |  | Pump, Breast | PUMPBREAST-Medela Inc-Symphony | [22 empty] | Pump, Breast | PUMPBREAST | Pump, Breast | Medela Inc
NO | YES |  |  |  | 029-08600 | 029-08600 | Medela Inc | SYMPHONY |  |  | Woodlands-Birth Center |  |  |  |  | 029-08600 | 029-08600 | Woodland | MHHS-Woodlands | Woodlands-Birth Center | [6 empty] | Pump, Breast | PUMPBREAST-Medela Inc-Symphony | [22 empty] | Pump, Breast | PUMPBREAST | Pump, Breast | Medela Inc
NO | YES |  |  |  | 009-34139 | 009-34139 | Medela Inc | SYMPHONY |  |  | GH-Nursery |  |  |  |  | 009-34139 | 009-34139 | Central | MHHS-Greater Heights | GH-Nursery | Nursery | [5 empty] | Pump, Breast | PUMPBREAST-Medela Inc-Symphony | [22 empty] | Pump, Breast | PUMPBREAST | Pump, Breast | Medela Inc
YES | YES |  |  |  | 013-09525 | 013-09525 | Medela Inc | Symphony |  |  | Post pardum |  |  |  |  | 013-09525 | 013-09525 | Southwest | Memorial Hermann Southwest Hospital | Post pardum | Equipment room | [5 empty] | Pump, Breast | PUMPBREAST-Medela Inc-Symphony | [22 empty] | Pump, Breast | PUMPBREAST | Pump, Breast | Medela Inc
YES | YES |  |  |  | 013-39221 | 013-39221 | Medela Inc | Symphony |  |  | Post pardum |  |  |  |  | 013-39221 | 013-39221 | Southwest | Memorial Hermann Southwest Hospital | Post pardum | Equipment room | [5 empty] | Pump, Breast | PUMPBREAST-Medela Inc-Symphony | [22 empty] | Pump, Breast | PUMPBREAST | Pump, Breast | Medela Inc
YES | YES |  |  |  | 013-09521 | 013-09521 | Medela Inc | Symphony |  |  | Post pardum |  |  |  |  | 013-09521 | 013-09521 | Southwest | Memorial Hermann Southwest Hospital | Post pardum | Equipment room | [5 empty] | Pump, Breast | PUMPBREAST-Medela Inc-Symphony | [22 empty] | Pump, Breast | PUMPBREAST | Pump, Breast | Medela Inc
YES | YES |  |  |  | 013-39224 | 013-39224 | Medela Inc | Symphony |  |  | Post pardum |  |  |  |  | 013-39224 | 013-39224 | Southwest | Memorial Hermann Southwest Hospital | Post pardum | Equipment room | [5 empty] | Pump, Breast | PUMPBREAST-Medela Inc-Symphony | [22 empty] | Pump, Breast | PUMPBREAST | Pump, Breast | Medela Inc
YES | YES |  |  |  | 099-10306 | 099-10306 | Medela Inc | Symphony |  |  | Post pardum |  |  |  |  | 099-10306 | 099-10306 | Southwest | Memorial Hermann Southwest Hospital | Post pardum | Equipment room | [5 empty] | Pump, Breast | PUMPBREAST-Medela Inc-Symphony | [22 empty] | Pump, Breast | PUMPBREAST | Pump, Breast | Medela Inc
YES | YES |  |  |  | 013-39225 | 013-39225 | Medela Inc | Symphony |  |  | SW - NURSERY |  |  |  |  | 013-39225 | 013-39225 | Southwest | Memorial Hermann Southwest Hospital | SW - NURSERY | Equipment Room |  |  |  | New Add - One Time Inspection Sticker |  | Pump, Breast | PUMPBREAST-Medela Inc-Symphony | [22 empty] | Pump, Breast | PUMPBREAST | Pump, Breast | Medela Inc
YES | YES |  |  |  | 013-39222 | 013-39222 | Medela Inc | Symphony |  |  | Post pardum |  |  |  |  | 013-39222 | 013-39222 | Southwest | Memorial Hermann Southwest Hospital | Post pardum | Equipment room | [5 empty] | Pump, Breast | PUMPBREAST-Medela Inc-Symphony | [22 empty] | Pump, Breast | PUMPBREAST | Pump, Breast | Medela Inc
YES | YES |  |  |  | 013-39223 | 013-39223 | Medela Inc | Symphony |  |  | SW - NURSERY |  |  |  |  | 013-39223 | 013-39223 | Southwest | Memorial Hermann Southwest Hospital | SW - NURSERY | Equipment Room |  |  |  | New Add - One Time Inspection Sticker |  | Pump, Breast | PUMPBREAST-Medela Inc-Symphony | [22 empty] | Pump, Breast | PUMPBREAST | Pump, Breast | Medela Inc
YES | YES |  |  |  | 013-39229 | 013-39229 | Medela Inc | Symphony |  |  | Post pardum |  |  |  |  | 013-39229 | 013-39229 | Southwest | Memorial Hermann Southwest Hospital | Post pardum | Equipment room | [5 empty] | Pump, Breast | PUMPBREAST-Medela Inc-Symphony | [22 empty] | Pump, Breast | PUMPBREAST | Pump, Breast | Medela Inc
YES | YES |  |  |  | 013-36575 | 013-36575 | Medela Inc | SYMPHONY |  |  | Nicu |  |  |  |  | 013-36575 | 013-36575 | Southwest | Memorial Hermann Southwest Hospital | Nicu | P4-116 | [5 empty] | Pump, Breast | PUMPBREAST-Medela Inc-Symphony | [22 empty] | Pump, Breast | PUMPBREAST | Pump, Breast | Medela Inc
YES | YES |  |  |  | 013-08274 | 013-08274 | Medela Inc | SYMPHONY |  |  | Nicu |  |  |  |  | 013-08274 | 013-08274 | Southwest | Memorial Hermann Southwest Hospital | Nicu | P4-116 | [5 empty] | Pump, Breast | PUMPBREAST-Medela Inc-Symphony | [22 empty] | Pump, Breast | PUMPBREAST | Pump, Breast | Medela Inc
YES | YES |  |  |  | 013-08270 | 013-08270 | Medela Inc | Symphony |  |  | NICU |  |  |  |  | 013-08270 | 013-08270 | Southwest | Memorial Hermann Southwest Hospital | NICU | NICU 1 | [5 empty] | Pump, Breast | PUMPBREAST-Medela Inc-Symphony | [22 empty] | Pump, Breast | PUMPBREAST | Pump, Breast | Medela Inc
YES | YES |  |  |  | 013-36577 | 013-36577 | Medela Inc | Symphony |  |  | Sw-NICU |  |  |  |  | 013-36577 | 013-36577 | Southwest | Memorial Hermann Southwest Hospital | Sw-NICU | NICU | [5 empty] | Pump, Breast | PUMPBREAST-Medela Inc-Symphony | [22 empty] | Pump, Breast | PUMPBREAST | Pump, Breast | Medela Inc
YES | YES |  |  |  | 013-08269 | 013-08269 | Medela Inc | SYMPHONY |  |  | SW - NICU |  |  |  |  | 013-08269 | 013-08269 | Southwest | Memorial Hermann Southwest Hospital | SW - NICU | NICU | [5 empty] | Pump, Breast | PUMPBREAST-Medela Inc-Symphony | [22 empty] | Pump, Breast | PUMPBREAST | Pump, Breast | Medela Inc
YES | YES |  |  |  | 013-09523 | 013-09523 | Medela Inc | Symphony |  |  | SW - NICU |  |  |  |  | 013-09523 | 013-09523 | Southwest | Memorial Hermann Southwest Hospital | SW - NICU | NICU | [5 empty] | Pump, Breast | PUMPBREAST-Medela Inc-Symphony | [22 empty] | Pump, Breast | PUMPBREAST | Pump, Breast | Medela Inc
NO | YES |  |  |  | 013-17513 | 013-17513 | Medela Inc | SYMPHONY |  |  | SW-NICU |  |  |  |  | 013-17513 | 013-17513 | Southwest | MHHS-Southwest | SW-NICU | NICU | [5 empty] | Pump, Breast | PUMPBREAST-Medela Inc-Symphony | [22 empty] | Pump, Breast | PUMPBREAST | Pump, Breast | Medela Inc
NO | YES |  |  |  | 013-36576 | 013-36576 | Medela Inc | Symphony |  |  | SW-NICU |  |  |  |  | 013-36576 | 013-36576 | Southwest | MHHS-Southwest | SW-NICU | NICU | [5 empty] | Pump, Breast | PUMPBREAST-Medela Inc-Symphony | [22 empty] | Pump, Breast | PUMPBREAST | Pump, Breast | Medela Inc
YES | YES |  |  |  | 013-17515 | 013-17515 | Medela Inc | Symphony |  |  | SW - NICU |  |  |  |  | 013-17515 | 013-17515 | Southwest | Memorial Hermann Southwest Hospital | SW - NICU | NICU | [5 empty] | Pump, Breast | PUMPBREAST-Medela Inc-Symphony | [22 empty] | Pump, Breast | PUMPBREAST | Pump, Breast | Medela Inc
YES | YES |  |  |  | 013-36578 | 013-36578 | Medela Inc | Symphony |  |  | SW - NICU |  |  |  |  | 013-36578 | 013-36578 | Southwest | Memorial Hermann Southwest Hospital | SW - NICU | NICU Level 3 | [5 empty] | Pump, Breast | PUMPBREAST-Medela Inc-Symphony | [22 empty] | Pump, Breast | PUMPBREAST | Pump, Breast | Medela Inc
YES | YES |  |  |  | 013-17517 | 013-17517 | Medela Inc | Symphony |  |  | SW - NICU |  |  |  |  | 013-17517 | 013-17517 | Southwest | Memorial Hermann Southwest Hospital | SW - NICU | NICU Level 3 | [5 empty] | Pump, Breast | PUMPBREAST-Medela Inc-Symphony | [22 empty] | Pump, Breast | PUMPBREAST | Pump, Breast | Medela Inc
YES | YES |  |  |  | 013-36581 | 013-36581 | Medela Inc | Symphony |  |  | SW - NICU |  |  |  |  | 013-36581 | 013-36581 | Southwest | Memorial Hermann Southwest Hospital | SW - NICU | Nicu level 3 | [5 empty] | Pump, Breast | PUMPBREAST-Medela Inc-Symphony | [22 empty] | Pump, Breast | PUMPBREAST | Pump, Breast | Medela Inc
NO | YES |  |  |  | 077-09244 | 077-09244 | Medela Inc | Symphony |  |  | TMC - JONES - NEURO ICU (7J) |  |  |  |  | 077-09244 | 077-09244 |  | Memorial Hermann-tmc | TMC - JONES - NEURO ICU (7J) | J7 14 |  |  | 3/1/20 | PM Not Required |  | Pump, Breast | PUMPBREAST-Medela Inc-Symphony | [22 empty] | Pump, Breast | PUMPBREAST | Pump, Breast | Medela Inc
YES | YES |  |  |  | 099-11130 | 099-11130 | Medela Inc | Symphony |  |  | Inpatient Rehab |  |  |  |  | 099-11130 | 099-11130 | TMC | Mischer Neuroscience Institute | Inpatient Rehab | By J417 | [5 empty] | Pump, Breast | PUMPBREAST-Medela Inc-Symphony | [22 empty] | Pump, Breast | PUMPBREAST | Pump, Breast | Medela Inc
YES | YES |  |  |  | 077-04493 | 077-04493 | Medela Inc | Symphony |  | Nsn | PICU hall way |  |  |  |  | 077-04493 | 077-04493 |  | TMC | PICU hall way | Memorial Hermann- texas medical center | 3/1/20 |  |  | No PM Sticker |  | Pump, Breast | PUMPBREAST-Medela Inc-Symphony | [22 empty] | Pump, Breast | PUMPBREAST | Pump, Breast | Medela Inc
YES | YES |  |  |  | 077-09577 | 077-09577 | Medela Inc | Symphony |  | Nsn | PICU hall way |  |  |  |  | 077-09577 | 077-09577 |  | TMC | PICU hall way | Memorial Hermann- texas medical center | 3/1/20 |  |  | No PM Sticker |  | Pump, Breast | PUMPBREAST-Medela Inc-Symphony | [22 empty] | Pump, Breast | PUMPBREAST | Pump, Breast | Medela Inc
NO | YES |  |  |  | 099-05755 | 099-05755 | Medela Inc | Symphony |  |  | TMC-Children's-L&D (5Hp) |  |  |  |  | 099-05755 | 099-05755 | TMC | MHHS-TMC | TMC-Children's-L&D (5Hp) | Children - MB5 | [5 empty] | Pump, Breast | PUMPBREAST-Medela Inc-Symphony | [22 empty] | Pump, Breast | PUMPBREAST | Pump, Breast | Medela Inc
YES | YES | Serial Number CNC |  |  | 069-19274 | 069-19274 | Medela Inc | Symphony |  | CNC | TMC - CHILDRENS - L |  |  |  |  | 069-19274 | 069-19274 | TMC | Children?Aos Memorial Hermann | TMC - CHILDRENS - L | Breast Pump rm H5 95 | [5 empty] | Pump, Breast | PUMPBREAST-Medela Inc-Symphony | [22 empty] | Pump, Breast | PUMPBREAST | Pump, Breast | Medela Inc
YES | YES |  |  |  | 099-11953 | 099-11953 | Medela Inc | Symphony |  | 105-5858 | TMC - CHILDRENS - L |  |  |  |  | 099-11953 | 099-11953 | TMC | Children?Aos Memorial Hermann | TMC - CHILDRENS - L | Breast Pump rm H5 95 | [5 empty] | Pump, Breast | PUMPBREAST-Medela Inc-Symphony | [22 empty] | Pump, Breast | PUMPBREAST | Pump, Breast | Medela Inc
NO | YES | [5 empty] | Medela Inc | SYMPHONY |  |  | SE-Unit 4B (Women'S Services) | [6 empty] | Southeast | MHHS-Southeast | SE-Unit 4B (Women'S Services) | Storage 409A | [5 empty] | Pump, Breast | PUMPBREAST-Medela Inc-Symphony | [22 empty] | Pump, Breast | PUMPBREAST | Pump, Breast | Medela Inc
NO | YES |  |  |  | 099-06761 | 099-06761 | Medela Inc | SYMPHONY |  |  | SE-Unit 4B (Women'S Services) |  |  |  |  | 099-06761 | 099-06761 | Southeast | MHHS-Southeast | SE-Unit 4B (Women'S Services) | [6 empty] | Pump, Breast | PUMPBREAST-Medela Inc-Symphony | [22 empty] | Pump, Breast | PUMPBREAST | Pump, Breast | Medela Inc
NO | YES |  |  |  | 041-18745 | 041?Ai18745 | Medela Inc | Symphony |  |  | Memorial City-Postpartum |  |  |  |  | 041-18745 | 041?Ai18745 | West | MHHS-Mem City | Memorial City-Postpartum | Clean Utility
NO | YES |  |  |  | 041-32389 | 041-32389 | Medela Inc | Symphony |  |  | Memorial City-Postpartum-Nursery |  |  |  |  | 041-32389 | 041-32389 | West | MHHS-Mem City | Memorial City-Postpartum-Nursery | 2M08 |  |  | 4/1/20
YES | YES | Serial Number Cnf |  |  | 099-02444 | 099-02444 | Medela Inc | Symphony |  | CNF | E3 NICU 110 |  |  |  |  | 099-02444 | 099-02444 | West | Memorial Hermann - Katy Location | E3 NICU 110 | E3110A |  |  |  | Bsby in room; equipment in use; did not touch to get SN/LF
NO | YES | Serial Number 1779379 |  |  | 009-33044 | 009-33044 | Medela Inc | Symphony |  |  | E3 107 |  |  |  |  | 009-33044 | 009-33044 | West | Memorial Hermann - Katy Location | E3 107 | E3107
NO | YES | Serial Number 1778165 |  |  | 099-02450 | 099-02450 | Medela Inc | Symphony |  |  | Katy OB Specials Observation |  |  |  |  | 099-02450 | 099-02450 | Katy | Memorial Hermann Katy Hospital | Katy OB Specials Observation | Clean Storage |  |  |  | No p.m.
NO | NO |  |  |  | 009-03614 |  | Medela Inc | SYMPHONY |  |  | GH - MOTHER & BABY | MHHS-Greater Heights |  | Pump, Breast |  | 009-03614 |  | Central & Greater Heights |  | GH - MOTHER & BABY | [5 empty] | PUMPS, BREAST |  | PUMPBREAST-Medela Inc-Symphony | PUMPBREAST | Symphony |  |  |  | Medela Inc | Pump, Breast |  | PUMPBREAST-Medela Inc-Symphony |  |  |  |  | Covered PM Repair - Biomedical | MHHS-Greater Heights
NO | NO |  |  |  | 009-03621 |  | Medela Inc | SYMPHONY |  |  | GH - MOTHER & BABY | MHHS-Greater Heights |  | Pump, Breast |  | 009-03621 |  | Central & Greater Heights |  | GH - MOTHER & BABY | [5 empty] | PUMPS, BREAST |  | PUMPBREAST-Medela Inc-Symphony | PUMPBREAST | Symphony |  |  |  | Medela Inc | Pump, Breast |  | PUMPBREAST-Medela Inc-Symphony |  |  |  |  | Covered PM Repair - Biomedical | MHHS-Greater Heights
NO | NO |  |  |  | 009-33729 |  | Medela Inc | SYMPHONY |  |  | GH - MOTHER & BABY | MHHS-Greater Heights |  | Pump, Breast |  | 009-33729 |  | Central & Greater Heights |  | GH - MOTHER & BABY | [5 empty] | PUMPS, BREAST |  | PUMPBREAST-Medela Inc-Symphony | PUMPBREAST | Symphony |  |  |  | Medela Inc | Pump, Breast |  | PUMPBREAST-Medela Inc-Symphony |  |  |  |  | Covered PM Repair - Biomedical | MHHS-Greater Heights
NO | NO |  |  |  | 009-33730 |  | Medela Inc | SYMPHONY |  |  | GH - MOTHER & BABY | MHHS-Greater Heights |  | Pump, Breast |  | 009-33730 |  | Central & Greater Heights |  | GH - MOTHER & BABY | [5 empty] | PUMPS, BREAST |  | PUMPBREAST-Medela Inc-Symphony | PUMPBREAST | Symphony |  |  |  | Medela Inc | Pump, Breast |  | PUMPBREAST-Medela Inc-Symphony |  |  |  |  | Covered PM Repair - Biomedical | MHHS-Greater Heights
NO | NO |  |  |  | 133-02443 |  | Medela Inc | SYMPHONY |  |  | KATY - NICU | MHHS-Katy |  | Pump, Breast |  | 133-02443 |  | Katy |  | KATY - NICU | [5 empty] | PUMPS, BREAST |  | PUMPBREAST-Medela Inc-Symphony | PUMPBREAST | Symphony |  |  |  | Medela Inc | Pump, Breast |  | PUMPBREAST-Medela Inc-Symphony |  |  |  |  | Covered PM Repair - Biomedical | MHHS-Katy
NO | NO | [5 empty] | Medela Inc | SYMPHONY |  | Unit:1055851 Card:0376533/A2.0 | MEMORIAL CITY - LABOR & DELIVERY | MHHS-Mem City |  | Pump, Breast |  |  |  | West & Memorial City |  | MEMORIAL CITY - LABOR & DELIVERY | [5 empty] | PUMPS, BREAST |  | PUMPBREAST-Medela Inc-Symphony | PUMPBREAST | Symphony |  |  |  | Medela Inc | Pump, Breast |  | PUMPBREAST-Medela Inc-Symphony |  |  |  |  | Covered PM Repair - Biomedical | MHHS-Mem City
NO | NO |  |  |  | 041-12482 |  | Medela Inc | SYMPHONY |  | Unit:1200810 Card:0376765/A2.0 | MEMORIAL CITY - MHT - NICU | MHHS-Mem City |  | Pump, Breast |  | 041-12482 |  | West & Memorial City |  | MEMORIAL CITY - MHT - NICU | [5 empty] | PUMPS, BREAST |  | PUMPBREAST-Medela Inc-Symphony | PUMPBREAST | Symphony |  |  |  | Medela Inc | Pump, Breast |  | PUMPBREAST-Medela Inc-Symphony |  |  |  |  | Covered PM Repair - Biomedical | MHHS-Mem City
NO | NO |  |  |  | 041-12487 |  | Medela Inc | SYMPHONY |  | Unit:1200792 Card:0376768/A2.0 | MEMORIAL CITY - MHT - NICU | MHHS-Mem City |  | Pump, Breast |  | 041-12487 |  | West & Memorial City |  | MEMORIAL CITY - MHT - NICU | [5 empty] | PUMPS, BREAST |  | PUMPBREAST-Medela Inc-Symphony | PUMPBREAST | Symphony |  |  |  | Medela Inc | Pump, Breast |  | PUMPBREAST-Medela Inc-Symphony |  |  |  |  | Covered PM Repair - Biomedical | MHHS-Mem City
NO | NO |  |  |  | 041-12490 |  | Medela Inc | SYMPHONY |  | Unit:1200794 Card:0376767/A2.0 | MEMORIAL CITY - MHT - NICU | MHHS-Mem City |  | Pump, Breast |  | 041-12490 |  | West & Memorial City |  | MEMORIAL CITY - MHT - NICU | [5 empty] | PUMPS, BREAST |  | PUMPBREAST-Medela Inc-Symphony | PUMPBREAST | Symphony |  |  |  | Medela Inc | Pump, Breast |  | PUMPBREAST-Medela Inc-Symphony |  |  |  |  | Covered PM Repair - Biomedical | MHHS-Mem City
NO | NO |  |  |  | 041-18451 |  | Medela Inc | SYMPHONY |  | Unit:1055845 Card:0376770/A2.0 | MEMORIAL CITY - MHT - NICU | MHHS-Mem City |  | Pump, Breast |  | 041-18451 |  | West & Memorial City |  | MEMORIAL CITY - MHT - NICU | [5 empty] | PUMPS, BREAST |  | PUMPBREAST-Medela Inc-Symphony | PUMPBREAST | Symphony |  |  |  | Medela Inc | Pump, Breast |  | PUMPBREAST-Medela Inc-Symphony |  |  |  |  | Covered PM Repair - Biomedical | MHHS-Mem City
NO | NO |  |  |  | 041-18722 |  | Medela Inc | SYMPHONY |  | Unit:1055843 Card:0376539/A2.0 | MEMORIAL CITY - MHT - NICU | MHHS-Mem City |  | Pump, Breast |  | 041-18722 |  | West & Memorial City |  | MEMORIAL CITY - MHT - NICU | [5 empty] | PUMPS, BREAST |  | PUMPBREAST-Medela Inc-Symphony | PUMPBREAST | Symphony |  |  |  | Medela Inc | Pump, Breast |  | PUMPBREAST-Medela Inc-Symphony |  |  |  |  | Covered PM Repair - Biomedical | MHHS-Mem City
NO | NO |  |  |  | 041-18772 |  | Medela Inc | SYMPHONY |  | Unit:1055832 Card:0376764 | MEMORIAL CITY - MHT - NICU | MHHS-Mem City |  | Pump, Breast |  | 041-18772 |  | West & Memorial City |  | MEMORIAL CITY - MHT - NICU | [5 empty] | PUMPS, BREAST |  | PUMPBREAST-Medela Inc-Symphony | PUMPBREAST | Symphony |  |  |  | Medela Inc | Pump, Breast |  | PUMPBREAST-Medela Inc-Symphony |  |  |  |  | Covered PM Repair - Biomedical | MHHS-Mem City
NO | NO |  |  |  | 041-19963 |  | Medela Inc | SYMPHONY |  |  | MEMORIAL CITY - MHT - NICU | MHHS-Mem City |  | Pump, Breast |  | 041-19963 |  | West & Memorial City |  | MEMORIAL CITY - MHT - NICU | [5 empty] | PUMPS, BREAST |  | PUMPBREAST-Medela Inc-Symphony | PUMPBREAST | Symphony |  |  |  | Medela Inc | Pump, Breast |  | PUMPBREAST-Medela Inc-Symphony |  |  |  |  | Covered PM Repair - Biomedical | MHHS-Mem City
NO | NO |  |  |  | 041-12480 |  | Medela Inc | SYMPHONY |  | Unit:1200799 Card:0376527/A2.0 | MEMORIAL CITY - POSTPARTUM | MHHS-Mem City |  | Pump, Breast |  | 041-12480 |  | West & Memorial City |  | MEMORIAL CITY - POSTPARTUM | [5 empty] | PUMPS, BREAST |  | PUMPBREAST-Medela Inc-Symphony | PUMPBREAST | Symphony |  |  |  | Medela Inc | Pump, Breast |  | PUMPBREAST-Medela Inc-Symphony |  |  |  |  | Covered PM Repair - Biomedical | MHHS-Mem City
NO | NO |  |  |  | 041-12485 |  | Medela Inc | SYMPHONY |  | Unit:1200779 Card:0376758/A2.0 | MEMORIAL CITY - POSTPARTUM | MHHS-Mem City |  | Pump, Breast |  | 041-12485 |  | West & Memorial City |  | MEMORIAL CITY - POSTPARTUM | [5 empty] | PUMPS, BREAST |  | PUMPBREAST-Medela Inc-Symphony | PUMPBREAST | Symphony |  |  |  | Medela Inc | Pump, Breast |  | PUMPBREAST-Medela Inc-Symphony |  |  |  |  | Covered PM Repair - Biomedical | MHHS-Mem City
NO | NO |  |  |  | 041-12488 |  | Medela Inc | SYMPHONY |  | Unit:1200814 Card:0376531/A2.0 | MEMORIAL CITY - POSTPARTUM | MHHS-Mem City |  | Pump, Breast |  | 041-12488 |  | West & Memorial City |  | MEMORIAL CITY - POSTPARTUM | [5 empty] | PUMPS, BREAST |  | PUMPBREAST-Medela Inc-Symphony | PUMPBREAST | Symphony |  |  |  | Medela Inc | Pump, Breast |  | PUMPBREAST-Medela Inc-Symphony |  |  |  |  | Covered PM Repair - Biomedical | MHHS-Mem City
NO | NO |  |  |  | 041-12491 |  | Medela Inc | SYMPHONY |  | Unit:1200803 Card:0376526/A2.0 | MEMORIAL CITY - POSTPARTUM | MHHS-Mem City |  | Pump, Breast |  | 041-12491 |  | West & Memorial City |  | MEMORIAL CITY - POSTPARTUM | [5 empty] | PUMPS, BREAST |  | PUMPBREAST-Medela Inc-Symphony | PUMPBREAST | Symphony |  |  |  | Medela Inc | Pump, Breast |  | PUMPBREAST-Medela Inc-Symphony |  |  |  |  | Covered PM Repair - Biomedical | MHHS-Mem City
NO | NO |  |  |  | 041-18748 |  | Medela Inc | SYMPHONY |  | Unit:1200806 Card:0376759/A2.0 | MEMORIAL CITY - POSTPARTUM | MHHS-Mem City |  | Pump, Breast |  | 041-18748 |  | West & Memorial City |  | MEMORIAL CITY - POSTPARTUM | [5 empty] | PUMPS, BREAST |  | PUMPBREAST-Medela Inc-Symphony | PUMPBREAST | Symphony |  |  |  | Medela Inc | Pump, Breast |  | PUMPBREAST-Medela Inc-Symphony |  |  |  |  | Covered PM Repair - Biomedical | MHHS-Mem City
NO | NO |  |  |  | 041-20441 |  | Medela Inc | SYMPHONY |  |  | MEMORIAL CITY - POSTPARTUM | MHHS-Mem City |  | Pump, Breast |  | 041-20441 |  | West & Memorial City |  | MEMORIAL CITY - POSTPARTUM | [5 empty] | PUMPS, BREAST |  | PUMPBREAST-Medela Inc-Symphony | PUMPBREAST | Symphony |  |  |  | Medela Inc | Pump, Breast |  | PUMPBREAST-Medela Inc-Symphony |  |  |  |  | Covered PM Repair - Biomedical | MHHS-Mem City
NO | NO |  |  |  | 041-20442 |  | Medela Inc | SYMPHONY |  |  | MEMORIAL CITY - POSTPARTUM | MHHS-Mem City |  | Pump, Breast |  | 041-20442 |  | West & Memorial City |  | MEMORIAL CITY - POSTPARTUM | [5 empty] | PUMPS, BREAST |  | PUMPBREAST-Medela Inc-Symphony | PUMPBREAST | Symphony |  |  |  | Medela Inc | Pump, Breast |  | PUMPBREAST-Medela Inc-Symphony |  |  |  |  | Covered PM Repair - Biomedical | MHHS-Mem City
NO | NO |  |  |  | 041-12483 |  | Medela Inc | SYMPHONY |  |  | MEMORIAL CITY - POSTPARTUM - NURSERY | MHHS-Mem City |  | Pump, Breast |  | 041-12483 |  | West & Memorial City |  | MEMORIAL CITY - POSTPARTUM - NURSERY | [5 empty] | PUMPS, BREAST |  | PUMPBREAST-Medela Inc-Symphony | PUMPBREAST | Symphony |  |  |  | Medela Inc | Pump, Breast |  | PUMPBREAST-Medela Inc-Symphony |  |  |  |  | Covered PM Repair - Biomedical | MHHS-Mem City
NO | NO |  |  |  | 041-32383 |  | Medela Inc | SYMPHONY |  |  | MEMORIAL CITY - POSTPARTUM - NURSERY | MHHS-Mem City |  | Pump, Breast |  | 041-32383 |  | West & Memorial City |  | MEMORIAL CITY - POSTPARTUM - NURSERY | [5 empty] | PUMPS, BREAST |  | PUMPBREAST-Medela Inc-Symphony | PUMPBREAST | Symphony |  |  |  | Medela Inc | Pump, Breast |  | PUMPBREAST-Medela Inc-Symphony |  |  |  |  | Covered PM Repair - Biomedical | MHHS-Mem City
NO | NO |  |  |  | 041-32384 |  | Medela Inc | SYMPHONY |  |  | MEMORIAL CITY - POSTPARTUM - NURSERY | MHHS-Mem City |  | Pump, Breast |  | 041-32384 |  | West & Memorial City |  | MEMORIAL CITY - POSTPARTUM - NURSERY | [5 empty] | PUMPS, BREAST |  | PUMPBREAST-Medela Inc-Symphony | PUMPBREAST | Symphony |  |  |  | Medela Inc | Pump, Breast |  | PUMPBREAST-Medela Inc-Symphony |  |  |  |  | Covered PM Repair - Biomedical | MHHS-Mem City
NO | NO |  |  |  | 005-03948 |  | Medela Inc | SYMPHONY |  |  | SE - NEONATAL ICU | MHHS-Southeast |  | Pump, Breast |  | 005-03948 |  | Southeast & Bay Area |  | SE - NEONATAL ICU | [5 empty] | PUMPS, BREAST |  | PUMPBREAST-Medela Inc-Symphony | PUMPBREAST | Symphony |  |  |  | Medela Inc | Pump, Breast |  | PUMPBREAST-Medela Inc-Symphony |  |  |  |  | Covered PM Repair - Biomedical | MHHS-Southeast
NO | NO |  |  |  | 005-08958 |  | Medela Inc | SYMPHONY |  |  | SE - NEONATAL ICU | MHHS-Southeast |  | Pump, Breast |  | 005-08958 |  | Southeast & Bay Area |  | SE - NEONATAL ICU | [5 empty] | PUMPS, BREAST |  | PUMPBREAST-Medela Inc-Symphony | PUMPBREAST | Symphony |  |  |  | Medela Inc | Pump, Breast |  | PUMPBREAST-Medela Inc-Symphony |  |  |  |  | Covered PM Repair - Biomedical | MHHS-Southeast
NO | NO |  |  |  | 013-10822 |  | Medela Inc | SYMPHONY |  |  | SW - LABOR & DELIVERY | MHHS-Southwest |  | Pump, Breast |  | 013-10822 |  | Southwest |  | SW - LABOR & DELIVERY | [5 empty] | PUMPS, BREAST |  | PUMPBREAST-Medela Inc-Symphony | PUMPBREAST | Symphony |  |  |  | Medela Inc | Pump, Breast |  | PUMPBREAST-Medela Inc-Symphony |  |  |  |  | Covered PM Repair - Biomedical | MHHS-Southwest
NO | NO |  |  |  | 013-36582 |  | Medela Inc | SYMPHONY |  |  | SW - LABOR & DELIVERY | MHHS-Southwest |  | Pump, Breast |  | 013-36582 |  | Southwest |  | SW - LABOR & DELIVERY | [5 empty] | PUMPS, BREAST |  | PUMPBREAST-Medela Inc-Symphony | PUMPBREAST | Symphony |  |  |  | Medela Inc | Pump, Breast |  | PUMPBREAST-Medela Inc-Symphony |  |  |  |  | Covered PM Repair - Biomedical | MHHS-Southwest
NO | NO |  |  |  | 013-36582 |  | Medela Inc | SYMPHONY |  |  | SW - LABOR & DELIVERY | MHHS-Southwest |  | Pump, Breast |  | 013-36582 |  | Southwest |  | SW - LABOR & DELIVERY | [5 empty] | PUMPS, BREAST |  | PUMPBREAST-Medela Inc-Symphony | PUMPBREAST | Symphony |  |  |  | Medela Inc | Pump, Breast |  | PUMPBREAST-Medela Inc-Symphony |  |  |  |  | Covered PM Repair - Biomedical | MHHS-Southwest
NO | NO |  |  |  | 013-17514 |  | Medela Inc | SYMPHONY |  |  | SW - NICU | MHHS-Southwest |  | Pump, Breast |  | 013-17514 |  | Southwest |  | SW - NICU | [5 empty] | PUMPS, BREAST |  | PUMPBREAST-Medela Inc-Symphony | PUMPBREAST | Symphony |  |  |  | Medela Inc | Pump, Breast |  | PUMPBREAST-Medela Inc-Symphony |  |  |  |  | Covered PM Repair - Biomedical | MHHS-Southwest
NO | NO |  |  |  | 013-37717 |  | Medela Inc | SYMPHONY |  |  | SW - NURSERY | MHHS-Southwest |  | Pump, Breast |  | 013-37717 |  | Southwest |  | SW - NURSERY | [5 empty] | PUMPS, BREAST |  | PUMPBREAST-Medela Inc-Symphony | PUMPBREAST | Symphony |  |  |  | Medela Inc | Pump, Breast |  | PUMPBREAST-Medela Inc-Symphony |  |  |  |  | Covered PM Repair - Biomedical | MHHS-Southwest
NO | NO |  |  |  | 013-37719 |  | Medela Inc | SYMPHONY |  |  | SW - NURSERY | MHHS-Southwest |  | Pump, Breast |  | 013-37719 |  | Southwest |  | SW - NURSERY | [5 empty] | PUMPS, BREAST |  | PUMPBREAST-Medela Inc-Symphony | PUMPBREAST | Symphony |  |  |  | Medela Inc | Pump, Breast |  | PUMPBREAST-Medela Inc-Symphony |  |  |  |  | Covered PM Repair - Biomedical | MHHS-Southwest
NO | NO |  |  |  | M-1055846 |  | Medela Inc | SYMPHONY |  |  | TMC - CHILDRENS - L&D (5HP) | MHHS-TMC |  | Pump, Breast |  | M-1055846 |  | TMC |  | TMC - CHILDRENS - L&D (5HP) | [5 empty] | PUMPS, BREAST |  | PUMPBREAST-Medela Inc-Symphony | PUMPBREAST | Symphony |  |  |  | Medela Inc | Pump, Breast |  | PUMPBREAST-Medela Inc-Symphony |  |  |  |  | Covered PM Repair - Biomedical | MHHS-TMC
NO | NO |  |  |  | M-1156363 |  | Medela Inc | SYMPHONY |  |  | TMC - CHILDRENS - L&D (5HP) | MHHS-TMC |  | Pump, Breast |  | M-1156363 |  | TMC |  | TMC - CHILDRENS - L&D (5HP) | [5 empty] | PUMPS, BREAST |  | PUMPBREAST-Medela Inc-Symphony | PUMPBREAST | Symphony |  |  |  | Medela Inc | Pump, Breast |  | PUMPBREAST-Medela Inc-Symphony |  |  |  |  | Covered PM Repair - Biomedical | MHHS-TMC
NO | NO |  |  |  | M-1473637 |  | Medela Inc | SYMPHONY |  |  | TMC - CHILDRENS - L&D (5HP) | MHHS-TMC |  | Pump, Breast |  | M-1473637 |  | TMC |  | TMC - CHILDRENS - L&D (5HP) | [5 empty] | PUMPS, BREAST |  | PUMPBREAST-Medela Inc-Symphony | PUMPBREAST | Symphony |  |  |  | Medela Inc | Pump, Breast |  | PUMPBREAST-Medela Inc-Symphony |  |  |  |  | Covered PM Repair - Biomedical | MHHS-TMC
NO | NO |  |  |  | M-1473641 |  | Medela Inc | SYMPHONY |  |  | TMC - CHILDRENS - L&D (5HP) | MHHS-TMC |  | Pump, Breast |  | M-1473641 |  | TMC |  | TMC - CHILDRENS - L&D (5HP) | [5 empty] | PUMPS, BREAST |  | PUMPBREAST-Medela Inc-Symphony | PUMPBREAST | Symphony |  |  |  | Medela Inc | Pump, Breast |  | PUMPBREAST-Medela Inc-Symphony |  |  |  |  | Covered PM Repair - Biomedical | MHHS-TMC
NO | NO |  |  |  | M-1074829 |  | Medela Inc | SYMPHONY |  |  | TMC - CHILDRENS - L&D (6HP) | MHHS-TMC |  | Pump, Breast |  | M-1074829 |  | TMC |  | TMC - CHILDRENS - L&D (6HP) | [5 empty] | PUMPS, BREAST |  | PUMPBREAST-Medela Inc-Symphony | PUMPBREAST | Symphony |  |  |  | Medela Inc | Pump, Breast |  | PUMPBREAST-Medela Inc-Symphony |  |  |  |  | Covered PM Repair - Biomedical | MHHS-TMC
NO | NO |  |  |  | M-1054478 |  | Medela Inc | SYMPHONY |  |  | TMC - CHILDRENS - NICU (7HP) | MHHS-TMC |  | Pump, Breast |  | M-1054478 |  | TMC |  | TMC - CHILDRENS - NICU (7HP) | [5 empty] | PUMPS, BREAST |  | PUMPBREAST-Medela Inc-Symphony | PUMPBREAST | Symphony |  |  |  | Medela Inc | Pump, Breast |  | PUMPBREAST-Medela Inc-Symphony |  |  |  |  | Covered PM Repair - Biomedical | MHHS-TMC
NO | NO |  |  |  | M-1054480 |  | Medela Inc | SYMPHONY |  |  | TMC - CHILDRENS - NICU (7HP) | MHHS-TMC |  | Pump, Breast |  | M-1054480 |  | TMC |  | TMC - CHILDRENS - NICU (7HP) | [5 empty] | PUMPS, BREAST |  | PUMPBREAST-Medela Inc-Symphony | PUMPBREAST | Symphony |  |  |  | Medela Inc | Pump, Breast |  | PUMPBREAST-Medela Inc-Symphony |  |  |  |  | Covered PM Repair - Biomedical | MHHS-TMC
NO | NO |  |  |  | M-1054489 |  | Medela Inc | SYMPHONY |  |  | TMC - CHILDRENS - NICU (7HP) | MHHS-TMC |  | Pump, Breast |  | M-1054489 |  | TMC |  | TMC - CHILDRENS - NICU (7HP) | [5 empty] | PUMPS, BREAST |  | PUMPBREAST-Medela Inc-Symphony | PUMPBREAST | Symphony |  |  |  | Medela Inc | Pump, Breast |  | PUMPBREAST-Medela Inc-Symphony |  |  |  |  | Covered PM Repair - Biomedical | MHHS-TMC
NO | NO |  |  |  | M-1054490 |  | Medela Inc | SYMPHONY |  |  | TMC - CHILDRENS - NICU (7HP) | MHHS-TMC |  | Pump, Breast |  | M-1054490 |  | TMC |  | TMC - CHILDRENS - NICU (7HP) | [5 empty] | PUMPS, BREAST |  | PUMPBREAST-Medela Inc-Symphony | PUMPBREAST | Symphony |  |  |  | Medela Inc | Pump, Breast |  | PUMPBREAST-Medela Inc-Symphony |  |  |  |  | Covered PM Repair - Biomedical | MHHS-TMC
NO | NO |  |  |  | M-1054492 |  | Medela Inc | SYMPHONY |  |  | TMC - CHILDRENS - NICU (7HP) | MHHS-TMC |  | Pump, Breast |  | M-1054492 |  | TMC |  | TMC - CHILDRENS - NICU (7HP) | [5 empty] | PUMPS, BREAST |  | PUMPBREAST-Medela Inc-Symphony | PUMPBREAST | Symphony |  |  |  | Medela Inc | Pump, Breast |  | PUMPBREAST-Medela Inc-Symphony |  |  |  |  | Covered PM Repair - Biomedical | MHHS-TMC
NO | NO |  |  |  | M-1055859 |  | Medela Inc | SYMPHONY |  |  | TMC - CHILDRENS - NICU (7HP) | MHHS-TMC |  | Pump, Breast |  | M-1055859 |  | TMC |  | TMC - CHILDRENS - NICU (7HP) | [5 empty] | PUMPS, BREAST |  | PUMPBREAST-Medela Inc-Symphony | PUMPBREAST | Symphony |  |  |  | Medela Inc | Pump, Breast |  | PUMPBREAST-Medela Inc-Symphony |  |  |  |  | Covered PM Repair - Biomedical | MHHS-TMC
NO | NO |  |  |  | M-1099395 |  | Medela Inc | SYMPHONY |  |  | TMC - CHILDRENS - NICU (7HP) | MHHS-TMC |  | Pump, Breast |  | M-1099395 |  | TMC |  | TMC - CHILDRENS - NICU (7HP) | [5 empty] | PUMPS, BREAST |  | PUMPBREAST-Medela Inc-Symphony | PUMPBREAST | Symphony |  |  |  | Medela Inc | Pump, Breast |  | PUMPBREAST-Medela Inc-Symphony |  |  |  |  | Covered PM Repair - Biomedical | MHHS-TMC
NO | NO |  |  |  | M-1101189 |  | Medela Inc | SYMPHONY |  |  | TMC - CHILDRENS - NICU (7HP) | MHHS-TMC |  | Pump, Breast |  | M-1101189 |  | TMC |  | TMC - CHILDRENS - NICU (7HP) | [5 empty] | PUMPS, BREAST |  | PUMPBREAST-Medela Inc-Symphony | PUMPBREAST | Symphony |  |  |  | Medela Inc | Pump, Breast |  | PUMPBREAST-Medela Inc-Symphony |  |  |  |  | Covered PM Repair - Biomedical | MHHS-TMC
NO | NO |  |  |  | M-1101201 |  | Medela Inc | SYMPHONY |  |  | TMC - CHILDRENS - NICU (7HP) | MHHS-TMC |  | Pump, Breast |  | M-1101201 |  | TMC |  | TMC - CHILDRENS - NICU (7HP) | [5 empty] | PUMPS, BREAST |  | PUMPBREAST-Medela Inc-Symphony | PUMPBREAST | Symphony |  |  |  | Medela Inc | Pump, Breast |  | PUMPBREAST-Medela Inc-Symphony |  |  |  |  | Covered PM Repair - Biomedical | MHHS-TMC
NO | NO |  |  |  | M-1101205 |  | Medela Inc | SYMPHONY |  |  | TMC - CHILDRENS - NICU (7HP) | MHHS-TMC |  | Pump, Breast |  | M-1101205 |  | TMC |  | TMC - CHILDRENS - NICU (7HP) | [5 empty] | PUMPS, BREAST |  | PUMPBREAST-Medela Inc-Symphony | PUMPBREAST | Symphony |  |  |  | Medela Inc | Pump, Breast |  | PUMPBREAST-Medela Inc-Symphony |  |  |  |  | Covered PM Repair - Biomedical | MHHS-TMC
NO | NO |  |  |  | M-1101250 |  | Medela Inc | SYMPHONY |  |  | TMC - CHILDRENS - NICU (7HP) | MHHS-TMC |  | Pump, Breast |  | M-1101250 |  | TMC |  | TMC - CHILDRENS - NICU (7HP) | [5 empty] | PUMPS, BREAST |  | PUMPBREAST-Medela Inc-Symphony | PUMPBREAST | Symphony |  |  |  | Medela Inc | Pump, Breast |  | PUMPBREAST-Medela Inc-Symphony |  |  |  |  | Covered PM Repair - Biomedical | MHHS-TMC
NO | NO |  |  |  | M-1134951 |  | Medela Inc | SYMPHONY |  |  | TMC - CHILDRENS - NICU (7HP) | MHHS-TMC |  | Pump, Breast |  | M-1134951 |  | TMC |  | TMC - CHILDRENS - NICU (7HP) | [5 empty] | PUMPS, BREAST |  | PUMPBREAST-Medela Inc-Symphony | PUMPBREAST | Symphony |  |  |  | Medela Inc | Pump, Breast |  | PUMPBREAST-Medela Inc-Symphony |  |  |  |  | Covered PM Repair - Biomedical | MHHS-TMC
NO | NO |  |  |  | M-1134953 |  | Medela Inc | SYMPHONY |  |  | TMC - CHILDRENS - NICU (7HP) | MHHS-TMC |  | Pump, Breast |  | M-1134953 |  | TMC |  | TMC - CHILDRENS - NICU (7HP) | [5 empty] | PUMPS, BREAST |  | PUMPBREAST-Medela Inc-Symphony | PUMPBREAST | Symphony |  |  |  | Medela Inc | Pump, Breast |  | PUMPBREAST-Medela Inc-Symphony |  |  |  |  | Covered PM Repair - Biomedical | MHHS-TMC
NO | NO |  |  |  | M-1134962 |  | Medela Inc | SYMPHONY |  |  | TMC - CHILDRENS - NICU (7HP) | MHHS-TMC |  | Pump, Breast |  | M-1134962 |  | TMC |  | TMC - CHILDRENS - NICU (7HP) | [5 empty] | PUMPS, BREAST |  | PUMPBREAST-Medela Inc-Symphony | PUMPBREAST | Symphony |  |  |  | Medela Inc | Pump, Breast |  | PUMPBREAST-Medela Inc-Symphony |  |  |  |  | Covered PM Repair - Biomedical | MHHS-TMC
NO | NO |  |  |  | M-1134963 |  | Medela Inc | SYMPHONY |  |  | TMC - CHILDRENS - NICU (7HP) | MHHS-TMC |  | Pump, Breast |  | M-1134963 |  | TMC |  | TMC - CHILDRENS - NICU (7HP) | [5 empty] | PUMPS, BREAST |  | PUMPBREAST-Medela Inc-Symphony | PUMPBREAST | Symphony |  |  |  | Medela Inc | Pump, Breast |  | PUMPBREAST-Medela Inc-Symphony |  |  |  |  | Covered PM Repair - Biomedical | MHHS-TMC
NO | NO |  |  |  | M-1134971 |  | Medela Inc | SYMPHONY |  |  | TMC - CHILDRENS - NICU (7HP) | MHHS-TMC |  | Pump, Breast |  | M-1134971 |  | TMC |  | TMC - CHILDRENS - NICU (7HP) | [5 empty] | PUMPS, BREAST |  | PUMPBREAST-Medela Inc-Symphony | PUMPBREAST | Symphony |  |  |  | Medela Inc | Pump, Breast |  | PUMPBREAST-Medela Inc-Symphony |  |  |  |  | Covered PM Repair - Biomedical | MHHS-TMC
NO | NO |  |  |  | M-1134976 |  | Medela Inc | SYMPHONY |  |  | TMC - CHILDRENS - NICU (7HP) | MHHS-TMC |  | Pump, Breast |  | M-1134976 |  | TMC |  | TMC - CHILDRENS - NICU (7HP) | [5 empty] | PUMPS, BREAST |  | PUMPBREAST-Medela Inc-Symphony | PUMPBREAST | Symphony |  |  |  | Medela Inc | Pump, Breast |  | PUMPBREAST-Medela Inc-Symphony |  |  |  |  | Covered PM Repair - Biomedical | MHHS-TMC
NO | NO |  |  |  | M-1134978 |  | Medela Inc | SYMPHONY |  |  | TMC - CHILDRENS - NICU (7HP) | MHHS-TMC |  | Pump, Breast |  | M-1134978 |  | TMC |  | TMC - CHILDRENS - NICU (7HP) | [5 empty] | PUMPS, BREAST |  | PUMPBREAST-Medela Inc-Symphony | PUMPBREAST | Symphony |  |  |  | Medela Inc | Pump, Breast |  | PUMPBREAST-Medela Inc-Symphony |  |  |  |  | Covered PM Repair - Biomedical | MHHS-TMC
NO | NO |  |  |  | M-1134983 |  | Medela Inc | SYMPHONY |  |  | TMC - CHILDRENS - NICU (7HP) | MHHS-TMC |  | Pump, Breast |  | M-1134983 |  | TMC |  | TMC - CHILDRENS - NICU (7HP) | [5 empty] | PUMPS, BREAST |  | PUMPBREAST-Medela Inc-Symphony | PUMPBREAST | Symphony |  |  |  | Medela Inc | Pump, Breast |  | PUMPBREAST-Medela Inc-Symphony |  |  |  |  | Covered PM Repair - Biomedical | MHHS-TMC
NO | NO |  |  |  | M-1278781 |  | Medela Inc | SYMPHONY |  |  | TMC - CHILDRENS - NICU (7HP) | MHHS-TMC |  | Pump, Breast |  | M-1278781 |  | TMC |  | TMC - CHILDRENS - NICU (7HP) | [5 empty] | PUMPS, BREAST |  | PUMPBREAST-Medela Inc-Symphony | PUMPBREAST | Symphony |  |  |  | Medela Inc | Pump, Breast |  | PUMPBREAST-Medela Inc-Symphony |  |  |  |  | Covered PM Repair - Biomedical | MHHS-TMC
NO | NO |  |  |  | M-1291098 |  | Medela Inc | SYMPHONY |  |  | TMC - CHILDRENS - NICU (7HP) | MHHS-TMC |  | Pump, Breast |  | M-1291098 |  | TMC |  | TMC - CHILDRENS - NICU (7HP) | [5 empty] | PUMPS, BREAST |  | PUMPBREAST-Medela Inc-Symphony | PUMPBREAST | Symphony |  |  |  | Medela Inc | Pump, Breast |  | PUMPBREAST-Medela Inc-Symphony |  |  |  |  | Covered PM Repair - Biomedical | MHHS-TMC
NO | NO |  |  |  | M-1416482 |  | Medela Inc | SYMPHONY |  |  | TMC - CHILDRENS - NICU (7HP) | MHHS-TMC |  | Pump, Breast |  | M-1416482 |  | TMC |  | TMC - CHILDRENS - NICU (7HP) | [5 empty] | PUMPS, BREAST |  | PUMPBREAST-Medela Inc-Symphony | PUMPBREAST | Symphony |  |  |  | Medela Inc | Pump, Breast |  | PUMPBREAST-Medela Inc-Symphony |  |  |  |  | Covered PM Repair - Biomedical | MHHS-TMC
NO | NO |  |  |  | M-1416494 |  | Medela Inc | SYMPHONY |  |  | TMC - CHILDRENS - NICU (7HP) | MHHS-TMC |  | Pump, Breast |  | M-1416494 |  | TMC |  | TMC - CHILDRENS - NICU (7HP) | [5 empty] | PUMPS, BREAST |  | PUMPBREAST-Medela Inc-Symphony | PUMPBREAST | Symphony |  |  |  | Medela Inc | Pump, Breast |  | PUMPBREAST-Medela Inc-Symphony |  |  |  |  | Covered PM Repair - Biomedical | MHHS-TMC
NO | NO |  |  |  | M-1510410 |  | Medela Inc | SYMPHONY |  |  | TMC - CHILDRENS - NICU (7HP) | MHHS-TMC |  | Pump, Breast |  | M-1510410 |  | TMC |  | TMC - CHILDRENS - NICU (7HP) | [5 empty] | PUMPS, BREAST |  | PUMPBREAST-Medela Inc-Symphony | PUMPBREAST | Symphony |  |  |  | Medela Inc | Pump, Breast |  | PUMPBREAST-Medela Inc-Symphony |  |  |  |  | Covered PM Repair - Biomedical | MHHS-TMC
NO | NO |  |  |  | M-1510414 |  | Medela Inc | SYMPHONY |  |  | TMC - CHILDRENS - NICU (7HP) | MHHS-TMC |  | Pump, Breast |  | M-1510414 |  | TMC |  | TMC - CHILDRENS - NICU (7HP) | [5 empty] | PUMPS, BREAST |  | PUMPBREAST-Medela Inc-Symphony | PUMPBREAST | Symphony |  |  |  | Medela Inc | Pump, Breast |  | PUMPBREAST-Medela Inc-Symphony |  |  |  |  | Covered PM Repair - Biomedical | MHHS-TMC
NO | NO |  |  |  | M-1510987 |  | Medela Inc | SYMPHONY |  |  | TMC - CHILDRENS - NICU (7HP) | MHHS-TMC |  | Pump, Breast |  | M-1510987 |  | TMC |  | TMC - CHILDRENS - NICU (7HP) | [5 empty] | PUMPS, BREAST |  | PUMPBREAST-Medela Inc-Symphony | PUMPBREAST | Symphony |  |  |  | Medela Inc | Pump, Breast |  | PUMPBREAST-Medela Inc-Symphony |  |  |  |  | Covered PM Repair - Biomedical | MHHS-TMC
NO | NO |  |  |  | M-1537937 |  | Medela Inc | SYMPHONY |  |  | TMC - CHILDRENS - NICU (7HP) | MHHS-TMC |  | Pump, Breast |  | M-1537937 |  | TMC |  | TMC - CHILDRENS - NICU (7HP) | [5 empty] | PUMPS, BREAST |  | PUMPBREAST-Medela Inc-Symphony | PUMPBREAST | Symphony |  |  |  | Medela Inc | Pump, Breast |  | PUMPBREAST-Medela Inc-Symphony |  |  |  |  | Covered PM Repair - Biomedical | MHHS-TMC
NO | NO |  |  |  | M-1054479 |  | Medela Inc | SYMPHONY |  |  | TMC - CHILDRENS - NICU/SCU (8HP) | MHHS-TMC |  | Pump, Breast |  | M-1054479 |  | TMC |  | TMC - CHILDRENS - NICU/SCU (8HP) | [5 empty] | PUMPS, BREAST |  | PUMPBREAST-Medela Inc-Symphony | PUMPBREAST | Symphony |  |  |  | Medela Inc | Pump, Breast |  | PUMPBREAST-Medela Inc-Symphony |  |  |  |  | Covered PM Repair - Biomedical | MHHS-TMC
NO | NO |  |  |  | M-1101174 |  | Medela Inc | SYMPHONY |  |  | TMC - CHILDRENS - NICU/SCU (8HP) | MHHS-TMC |  | Pump, Breast |  | M-1101174 |  | TMC |  | TMC - CHILDRENS - NICU/SCU (8HP) | [5 empty] | PUMPS, BREAST |  | PUMPBREAST-Medela Inc-Symphony | PUMPBREAST | Symphony |  |  |  | Medela Inc | Pump, Breast |  | PUMPBREAST-Medela Inc-Symphony |  |  |  |  | Covered PM Repair - Biomedical | MHHS-TMC
NO | NO |  |  |  | M-1101192 |  | Medela Inc | SYMPHONY |  |  | TMC - CHILDRENS - NICU/SCU (8HP) | MHHS-TMC |  | Pump, Breast |  | M-1101192 |  | TMC |  | TMC - CHILDRENS - NICU/SCU (8HP) | [5 empty] | PUMPS, BREAST |  | PUMPBREAST-Medela Inc-Symphony | PUMPBREAST | Symphony |  |  |  | Medela Inc | Pump, Breast |  | PUMPBREAST-Medela Inc-Symphony |  |  |  |  | Covered PM Repair - Biomedical | MHHS-TMC
NO | NO |  |  |  | M-1101202 |  | Medela Inc | SYMPHONY |  |  | TMC - CHILDRENS - NICU/SCU (8HP) | MHHS-TMC |  | Pump, Breast |  | M-1101202 |  | TMC |  | TMC - CHILDRENS - NICU/SCU (8HP) | [5 empty] | PUMPS, BREAST |  | PUMPBREAST-Medela Inc-Symphony | PUMPBREAST | Symphony |  |  |  | Medela Inc | Pump, Breast |  | PUMPBREAST-Medela Inc-Symphony |  |  |  |  | Covered PM Repair - Biomedical | MHHS-TMC
NO | NO |  |  |  | M-1101227 |  | Medela Inc | SYMPHONY |  |  | TMC - CHILDRENS - NICU/SCU (8HP) | MHHS-TMC |  | Pump, Breast |  | M-1101227 |  | TMC |  | TMC - CHILDRENS - NICU/SCU (8HP) | [5 empty] | PUMPS, BREAST |  | PUMPBREAST-Medela Inc-Symphony | PUMPBREAST | Symphony |  |  |  | Medela Inc | Pump, Breast |  | PUMPBREAST-Medela Inc-Symphony |  |  |  |  | Covered PM Repair - Biomedical | MHHS-TMC
NO | NO |  |  |  | M-1134848 |  | Medela Inc | SYMPHONY |  |  | TMC - CHILDRENS - NICU/SCU (8HP) | MHHS-TMC |  | Pump, Breast |  | M-1134848 |  | TMC |  | TMC - CHILDRENS - NICU/SCU (8HP) | [5 empty] | PUMPS, BREAST |  | PUMPBREAST-Medela Inc-Symphony | PUMPBREAST | Symphony |  |  |  | Medela Inc | Pump, Breast |  | PUMPBREAST-Medela Inc-Symphony |  |  |  |  | Covered PM Repair - Biomedical | MHHS-TMC
NO | NO |  |  |  | M-1134985 |  | Medela Inc | SYMPHONY |  |  | TMC - CHILDRENS - NICU/SCU (8HP) | MHHS-TMC |  | Pump, Breast |  | M-1134985 |  | TMC |  | TMC - CHILDRENS - NICU/SCU (8HP) | [5 empty] | PUMPS, BREAST |  | PUMPBREAST-Medela Inc-Symphony | PUMPBREAST | Symphony |  |  |  | Medela Inc | Pump, Breast |  | PUMPBREAST-Medela Inc-Symphony |  |  |  |  | Covered PM Repair - Biomedical | MHHS-TMC
NO | NO |  |  |  | M-1533457 |  | Medela Inc | SYMPHONY |  |  | TMC - CHILDRENS - NICU/SCU (8HP) | MHHS-TMC |  | Pump, Breast |  | M-1533457 |  | TMC |  | TMC - CHILDRENS - NICU/SCU (8HP) | [5 empty] | PUMPS, BREAST |  | PUMPBREAST-Medela Inc-Symphony | PUMPBREAST | Symphony |  |  |  | Medela Inc | Pump, Breast |  | PUMPBREAST-Medela Inc-Symphony |  |  |  |  | Covered PM Repair - Biomedical | MHHS-TMC
NO | NO |  |  |  | M-1054469 |  | Medela Inc | SYMPHONY |  |  | TMC - CHILDRENS - WOMENS SERVICES (6HP) | MHHS-TMC |  | Pump, Breast |  | M-1054469 |  | TMC |  | TMC - CHILDRENS - WOMENS SERVICES (6HP) | [5 empty] | PUMPS, BREAST |  | PUMPBREAST-Medela Inc-Symphony | PUMPBREAST | Symphony |  |  |  | Medela Inc | Pump, Breast |  | PUMPBREAST-Medela Inc-Symphony |  |  |  |  | Covered PM Repair - Biomedical | MHHS-TMC
NO | NO |  |  |  | M-1055473 |  | Medela Inc | SYMPHONY |  |  | TMC - CHILDRENS - WOMENS SERVICES (6HP) | MHHS-TMC |  | Pump, Breast |  | M-1055473 |  | TMC |  | TMC - CHILDRENS - WOMENS SERVICES (6HP) | [5 empty] | PUMPS, BREAST |  | PUMPBREAST-Medela Inc-Symphony | PUMPBREAST | Symphony |  |  |  | Medela Inc | Pump, Breast |  | PUMPBREAST-Medela Inc-Symphony |  |  |  |  | Covered PM Repair - Biomedical | MHHS-TMC
NO | NO |  |  |  | M-1055474 |  | Medela Inc | SYMPHONY |  |  | TMC - CHILDRENS - WOMENS SERVICES (6HP) | MHHS-TMC |  | Pump, Breast |  | M-1055474 |  | TMC |  | TMC - CHILDRENS - WOMENS SERVICES (6HP) | [5 empty] | PUMPS, BREAST |  | PUMPBREAST-Medela Inc-Symphony | PUMPBREAST | Symphony |  |  |  | Medela Inc | Pump, Breast |  | PUMPBREAST-Medela Inc-Symphony |  |  |  |  | Covered PM Repair - Biomedical | MHHS-TMC
NO | NO |  |  |  | M-1055863 |  | Medela Inc | SYMPHONY |  |  | TMC - CHILDRENS - WOMENS SERVICES (6HP) | MHHS-TMC |  | Pump, Breast |  | M-1055863 |  | TMC |  | TMC - CHILDRENS - WOMENS SERVICES (6HP) | [5 empty] | PUMPS, BREAST |  | PUMPBREAST-Medela Inc-Symphony | PUMPBREAST | Symphony |  |  |  | Medela Inc | Pump, Breast |  | PUMPBREAST-Medela Inc-Symphony |  |  |  |  | Covered PM Repair - Biomedical | MHHS-TMC
NO | NO |  |  |  | M-1055867 |  | Medela Inc | SYMPHONY |  |  | TMC - CHILDRENS - WOMENS SERVICES (6HP) | MHHS-TMC |  | Pump, Breast |  | M-1055867 |  | TMC |  | TMC - CHILDRENS - WOMENS SERVICES (6HP) | [5 empty] | PUMPS, BREAST |  | PUMPBREAST-Medela Inc-Symphony | PUMPBREAST | Symphony |  |  |  | Medela Inc | Pump, Breast |  | PUMPBREAST-Medela Inc-Symphony |  |  |  |  | Covered PM Repair - Biomedical | MHHS-TMC
NO | NO |  |  |  | M-1134947 |  | Medela Inc | SYMPHONY |  |  | TMC - CHILDRENS - WOMENS SERVICES (6HP) | MHHS-TMC |  | Pump, Breast |  | M-1134947 |  | TMC |  | TMC - CHILDRENS - WOMENS SERVICES (6HP) | [5 empty] | PUMPS, BREAST |  | PUMPBREAST-Medela Inc-Symphony | PUMPBREAST | Symphony |  |  |  | Medela Inc | Pump, Breast |  | PUMPBREAST-Medela Inc-Symphony |  |  |  |  | Covered PM Repair - Biomedical | MHHS-TMC
NO | NO |  |  |  | M-1333886 |  | Medela Inc | SYMPHONY |  |  | TMC - CHILDRENS - WOMENS SERVICES (6HP) | MHHS-TMC |  | Pump, Breast |  | M-1333886 |  | TMC |  | TMC - CHILDRENS - WOMENS SERVICES (6HP) | [5 empty] | PUMPS, BREAST |  | PUMPBREAST-Medela Inc-Symphony | PUMPBREAST | Symphony |  |  |  | Medela Inc | Pump, Breast |  | PUMPBREAST-Medela Inc-Symphony |  |  |  |  | Covered PM Repair - Biomedical | MHHS-TMC
NO | NO |  |  |  | M-1383676 |  | Medela Inc | SYMPHONY |  |  | TMC - CHILDRENS - WOMENS SERVICES (6HP) | MHHS-TMC |  | Pump, Breast |  | M-1383676 |  | TMC |  | TMC - CHILDRENS - WOMENS SERVICES (6HP) | [5 empty] | PUMPS, BREAST |  | PUMPBREAST-Medela Inc-Symphony | PUMPBREAST | Symphony |  |  |  | Medela Inc | Pump, Breast |  | PUMPBREAST-Medela Inc-Symphony |  |  |  |  | Covered PM Repair - Biomedical | MHHS-TMC
NO | NO |  |  |  | M-1416489 |  | Medela Inc | SYMPHONY |  |  | TMC - CHILDRENS - WOMENS SERVICES (6HP) | MHHS-TMC |  | Pump, Breast |  | M-1416489 |  | TMC |  | TMC - CHILDRENS - WOMENS SERVICES (6HP) | [5 empty] | PUMPS, BREAST |  | PUMPBREAST-Medela Inc-Symphony | PUMPBREAST | Symphony |  |  |  | Medela Inc | Pump, Breast |  | PUMPBREAST-Medela Inc-Symphony |  |  |  |  | Covered PM Repair - Biomedical | MHHS-TMC
NO | NO |  |  |  | M-1472707 |  | Medela Inc | SYMPHONY |  |  | TMC - CHILDRENS - WOMENS SERVICES (6HP) | MHHS-TMC |  | Pump, Breast |  | M-1472707 |  | TMC |  | TMC - CHILDRENS - WOMENS SERVICES (6HP) | [5 empty] | PUMPS, BREAST |  | PUMPBREAST-Medela Inc-Symphony | PUMPBREAST | Symphony |  |  |  | Medela Inc | Pump, Breast |  | PUMPBREAST-Medela Inc-Symphony |  |  |  |  | Covered PM Repair - Biomedical | MHHS-TMC
NO | NO |  |  |  | M-1473614 |  | Medela Inc | SYMPHONY |  |  | TMC - CHILDRENS - WOMENS SERVICES (6HP) | MHHS-TMC |  | Pump, Breast |  | M-1473614 |  | TMC |  | TMC - CHILDRENS - WOMENS SERVICES (6HP) | [5 empty] | PUMPS, BREAST |  | PUMPBREAST-Medela Inc-Symphony | PUMPBREAST | Symphony |  |  |  | Medela Inc | Pump, Breast |  | PUMPBREAST-Medela Inc-Symphony |  |  |  |  | Covered PM Repair - Biomedical | MHHS-TMC
NO | NO |  |  |  | M-1473617 |  | Medela Inc | SYMPHONY |  |  | TMC - CHILDRENS - WOMENS SERVICES (6HP) | MHHS-TMC |  | Pump, Breast |  | M-1473617 |  | TMC |  | TMC - CHILDRENS - WOMENS SERVICES (6HP) | [5 empty] | PUMPS, BREAST |  | PUMPBREAST-Medela Inc-Symphony | PUMPBREAST | Symphony |  |  |  | Medela Inc | Pump, Breast |  | PUMPBREAST-Medela Inc-Symphony |  |  |  |  | Covered PM Repair - Biomedical | MHHS-TMC
NO | NO |  |  |  | M-1473640 |  | Medela Inc | SYMPHONY |  |  | TMC - CHILDRENS - WOMENS SERVICES (6HP) | MHHS-TMC |  | Pump, Breast |  | M-1473640 |  | TMC |  | TMC - CHILDRENS - WOMENS SERVICES (6HP) | [5 empty] | PUMPS, BREAST |  | PUMPBREAST-Medela Inc-Symphony | PUMPBREAST | Symphony |  |  |  | Medela Inc | Pump, Breast |  | PUMPBREAST-Medela Inc-Symphony |  |  |  |  | Covered PM Repair - Biomedical | MHHS-TMC
NO | NO |  |  |  | M-1473652 |  | Medela Inc | SYMPHONY |  |  | TMC - CHILDRENS - WOMENS SERVICES (6HP) | MHHS-TMC |  | Pump, Breast |  | M-1473652 |  | TMC |  | TMC - CHILDRENS - WOMENS SERVICES (6HP) | [5 empty] | PUMPS, BREAST |  | PUMPBREAST-Medela Inc-Symphony | PUMPBREAST | Symphony |  |  |  | Medela Inc | Pump, Breast |  | PUMPBREAST-Medela Inc-Symphony |  |  |  |  | Covered PM Repair - Biomedical | MHHS-TMC
NO | NO |  |  |  | M-1473653 |  | Medela Inc | SYMPHONY |  |  | TMC - CHILDRENS - WOMENS SERVICES (6HP) | MHHS-TMC |  | Pump, Breast |  | M-1473653 |  | TMC |  | TMC - CHILDRENS - WOMENS SERVICES (6HP) | [5 empty] | PUMPS, BREAST |  | PUMPBREAST-Medela Inc-Symphony | PUMPBREAST | Symphony |  |  |  | Medela Inc | Pump, Breast |  | PUMPBREAST-Medela Inc-Symphony |  |  |  |  | Covered PM Repair - Biomedical | MHHS-TMC
NO | NO |  |  |  | M-1473656 |  | Medela Inc | SYMPHONY |  |  | TMC - CHILDRENS - WOMENS SERVICES (6HP) | MHHS-TMC |  | Pump, Breast |  | M-1473656 |  | TMC |  | TMC - CHILDRENS - WOMENS SERVICES (6HP) | [5 empty] | PUMPS, BREAST |  | PUMPBREAST-Medela Inc-Symphony | PUMPBREAST | Symphony |  |  |  | Medela Inc | Pump, Breast |  | PUMPBREAST-Medela Inc-Symphony |  |  |  |  | Not Covered Vendor Only - Biomedical | MHHS-TMC
NO | NO |  |  |  | M-1533454 |  | Medela Inc | SYMPHONY |  |  | TMC - CHILDRENS - WOMENS SERVICES (6HP) | MHHS-TMC |  | Pump, Breast |  | M-1533454 |  | TMC |  | TMC - CHILDRENS - WOMENS SERVICES (6HP) | [5 empty] | PUMPS, BREAST |  | PUMPBREAST-Medela Inc-Symphony | PUMPBREAST | Symphony |  |  |  | Medela Inc | Pump, Breast |  | PUMPBREAST-Medela Inc-Symphony |  |  |  |  | Covered PM Repair - Biomedical | MHHS-TMC
NO | NO |  |  |  | MC-1534189 |  | Medela Inc | SYMPHONY |  |  | TMC - CHILDRENS - WOMENS SERVICES (6HP) | MHHS-TMC |  | Pump, Breast |  | MC-1534189 |  | TMC |  | TMC - CHILDRENS - WOMENS SERVICES (6HP) | [5 empty] | PUMPS, BREAST |  | PUMPBREAST-Medela Inc-Symphony | PUMPBREAST | Symphony |  |  |  | Medela Inc | Pump, Breast |  | PUMPBREAST-Medela Inc-Symphony |  |  |  |  | Covered PM Repair - Biomedical | MHHS-TMC
NO | NO |  |  |  | MC-1534190 |  | Medela Inc | SYMPHONY |  |  | TMC - CHILDRENS - WOMENS SERVICES (6HP) | MHHS-TMC |  | Pump, Breast |  | MC-1534190 |  | TMC |  | TMC - CHILDRENS - WOMENS SERVICES (6HP) | [5 empty] | PUMPS, BREAST |  | PUMPBREAST-Medela Inc-Symphony | PUMPBREAST | Symphony |  |  |  | Medela Inc | Pump, Breast |  | PUMPBREAST-Medela Inc-Symphony |  |  |  |  | Covered PM Repair - Biomedical | MHHS-TMC
NO | NO |  |  |  | MC-1534192 |  | Medela Inc | SYMPHONY |  |  | TMC - CHILDRENS - WOMENS SERVICES (6HP) | MHHS-TMC |  | Pump, Breast |  | MC-1534192 |  | TMC |  | TMC - CHILDRENS - WOMENS SERVICES (6HP) | [5 empty] | PUMPS, BREAST |  | PUMPBREAST-Medela Inc-Symphony | PUMPBREAST | Symphony |  |  |  | Medela Inc | Pump, Breast |  | PUMPBREAST-Medela Inc-Symphony |  |  |  |  | Covered PM Repair - Biomedical | MHHS-TMC
NO | NO |  |  |  | MC-1534196 |  | Medela Inc | SYMPHONY |  |  | TMC - CHILDRENS - WOMENS SERVICES (6HP) | MHHS-TMC |  | Pump, Breast |  | MC-1534196 |  | TMC |  | TMC - CHILDRENS - WOMENS SERVICES (6HP) | [5 empty] | PUMPS, BREAST |  | PUMPBREAST-Medela Inc-Symphony | PUMPBREAST | Symphony |  |  |  | Medela Inc | Pump, Breast |  | PUMPBREAST-Medela Inc-Symphony |  |  |  |  | Covered PM Repair - Biomedical | MHHS-TMC
NO | NO |  |  |  | MC-1534199 |  | Medela Inc | SYMPHONY |  |  | TMC - CHILDRENS - WOMENS SERVICES (6HP) | MHHS-TMC |  | Pump, Breast |  | MC-1534199 |  | TMC |  | TMC - CHILDRENS - WOMENS SERVICES (6HP) | [5 empty] | PUMPS, BREAST |  | PUMPBREAST-Medela Inc-Symphony | PUMPBREAST | Symphony |  |  |  | Medela Inc | Pump, Breast |  | PUMPBREAST-Medela Inc-Symphony |  |  |  |  | Covered PM Repair - Biomedical | MHHS-TMC
NO | NO |  |  |  | MC-1534204 |  | Medela Inc | SYMPHONY |  |  | TMC - CHILDRENS - WOMENS SERVICES (6HP) | MHHS-TMC |  | Pump, Breast |  | MC-1534204 |  | TMC |  | TMC - CHILDRENS - WOMENS SERVICES (6HP) | [5 empty] | PUMPS, BREAST |  | PUMPBREAST-Medela Inc-Symphony | PUMPBREAST | Symphony |  |  |  | Medela Inc | Pump, Breast |  | PUMPBREAST-Medela Inc-Symphony |  |  |  |  | Covered PM Repair - Biomedical | MHHS-TMC
NO | NO |  |  |  | MC-1534208 |  | Medela Inc | SYMPHONY |  |  | TMC - CHILDRENS - WOMENS SERVICES (6HP) | MHHS-TMC |  | Pump, Breast |  | MC-1534208 |  | TMC |  | TMC - CHILDRENS - WOMENS SERVICES (6HP) | [5 empty] | PUMPS, BREAST |  | PUMPBREAST-Medela Inc-Symphony | PUMPBREAST | Symphony |  |  |  | Medela Inc | Pump, Breast |  | PUMPBREAST-Medela Inc-Symphony |  |  |  |  | Covered PM Repair - Biomedical | MHHS-TMC
NO | NO |  |  |  | MC-1627875 |  | Medela Inc | SYMPHONY |  |  | TMC - CHILDRENS - WOMENS SERVICES (6HP) | MHHS-TMC |  | Pump, Breast |  | MC-1627875 |  | TMC |  | TMC - CHILDRENS - WOMENS SERVICES (6HP) | [5 empty] | PUMPS, BREAST |  | PUMPBREAST-Medela Inc-Symphony | PUMPBREAST | Symphony |  |  |  | Medela Inc | Pump, Breast |  | PUMPBREAST-Medela Inc-Symphony |  |  |  |  | Covered PM Repair - Biomedical | MHHS-TMC
NO | NO |  |  |  | MC-1638673 |  | Medela Inc | SYMPHONY |  |  | TMC - CHILDRENS - WOMENS SERVICES (6HP) | MHHS-TMC |  | Pump, Breast |  | MC-1638673 |  | TMC |  | TMC - CHILDRENS - WOMENS SERVICES (6HP) | [5 empty] | PUMPS, BREAST |  | PUMPBREAST-Medela Inc-Symphony | PUMPBREAST | Symphony |  |  |  | Medela Inc | Pump, Breast |  | PUMPBREAST-Medela Inc-Symphony |  |  |  |  | Covered PM Repair - Biomedical | MHHS-TMC
NO | NO |  |  |  | MC-1653788 |  | Medela Inc | SYMPHONY |  |  | TMC - CHILDRENS - WOMENS SERVICES (6HP) | MHHS-TMC |  | Pump, Breast |  | MC-1653788 |  | TMC |  | TMC - CHILDRENS - WOMENS SERVICES (6HP) | [5 empty] | PUMPS, BREAST |  | PUMPBREAST-Medela Inc-Symphony | PUMPBREAST | Symphony |  |  |  | Medela Inc | Pump, Breast |  | PUMPBREAST-Medela Inc-Symphony |  |  |  |  | Covered PM Repair - Biomedical | MHHS-TMC
NO | NO |  |  |  | MC-1653813 |  | Medela Inc | SYMPHONY |  |  | TMC - CHILDRENS - WOMENS SERVICES (6HP) | MHHS-TMC |  | Pump, Breast |  | MC-1653813 |  | TMC |  | TMC - CHILDRENS - WOMENS SERVICES (6HP) | [5 empty] | PUMPS, BREAST |  | PUMPBREAST-Medela Inc-Symphony | PUMPBREAST | Symphony |  |  |  | Medela Inc | Pump, Breast |  | PUMPBREAST-Medela Inc-Symphony |  |  |  |  | Covered PM Repair - Biomedical | MHHS-TMC
NO | NO |  |  |  | MC-1653816 |  | Medela Inc | SYMPHONY |  |  | TMC - CHILDRENS - WOMENS SERVICES (6HP) | MHHS-TMC |  | Pump, Breast |  | MC-1653816 |  | TMC |  | TMC - CHILDRENS - WOMENS SERVICES (6HP) | [5 empty] | PUMPS, BREAST |  | PUMPBREAST-Medela Inc-Symphony | PUMPBREAST | Symphony |  |  |  | Medela Inc | Pump, Breast |  | PUMPBREAST-Medela Inc-Symphony |  |  |  |  | Covered PM Repair - Biomedical | MHHS-TMC
NO | NO |  |  |  | MC-1659206 |  | Medela Inc | SYMPHONY |  |  | TMC - CHILDRENS - WOMENS SERVICES (6HP) | MHHS-TMC |  | Pump, Breast |  | MC-1659206 |  | TMC |  | TMC - CHILDRENS - WOMENS SERVICES (6HP) | [5 empty] | PUMPS, BREAST |  | PUMPBREAST-Medela Inc-Symphony | PUMPBREAST | Symphony |  |  |  | Medela Inc | Pump, Breast |  | PUMPBREAST-Medela Inc-Symphony |  |  |  |  | Covered PM Repair - Biomedical | MHHS-TMC
NO | NO |  |  |  | MC-1674084 |  | Medela Inc | SYMPHONY |  |  | TMC - CHILDRENS - WOMENS SERVICES (6HP) | MHHS-TMC |  | Pump, Breast |  | MC-1674084 |  | TMC |  | TMC - CHILDRENS - WOMENS SERVICES (6HP) | [5 empty] | PUMPS, BREAST |  | PUMPBREAST-Medela Inc-Symphony | PUMPBREAST | Symphony |  |  |  | Medela Inc | Pump, Breast |  | PUMPBREAST-Medela Inc-Symphony |  |  |  |  | Covered PM Repair - Biomedical | MHHS-TMC
NO | NO |  |  |  | MC-1676280 |  | Medela Inc | SYMPHONY |  |  | TMC - CHILDRENS - WOMENS SERVICES (6HP) | MHHS-TMC |  | Pump, Breast |  | MC-1676280 |  | TMC |  | TMC - CHILDRENS - WOMENS SERVICES (6HP) | [5 empty] | PUMPS, BREAST |  | PUMPBREAST-Medela Inc-Symphony | PUMPBREAST | Symphony |  |  |  | Medela Inc | Pump, Breast |  | PUMPBREAST-Medela Inc-Symphony |  |  |  |  | Covered PM Repair - Biomedical | MHHS-TMC
NO | NO |  |  |  | MC-1683845 |  | Medela Inc | SYMPHONY |  |  | TMC - CHILDRENS - WOMENS SERVICES (6HP) | MHHS-TMC |  | Pump, Breast |  | MC-1683845 |  | TMC |  | TMC - CHILDRENS - WOMENS SERVICES (6HP) | [5 empty] | PUMPS, BREAST |  | PUMPBREAST-Medela Inc-Symphony | PUMPBREAST | Symphony |  |  |  | Medela Inc | Pump, Breast |  | PUMPBREAST-Medela Inc-Symphony |  |  |  |  | Covered PM Repair - Biomedical | MHHS-TMC
NO | NO |  |  |  | MC-1714514 |  | Medela Inc | SYMPHONY |  |  | TMC - CHILDRENS - WOMENS SERVICES (6HP) | MHHS-TMC |  | Pump, Breast |  | MC-1714514 |  | TMC |  | TMC - CHILDRENS - WOMENS SERVICES (6HP) | [5 empty] | PUMPS, BREAST |  | PUMPBREAST-Medela Inc-Symphony | PUMPBREAST | Symphony |  |  |  | Medela Inc | Pump, Breast |  | PUMPBREAST-Medela Inc-Symphony |  |  |  |  | Covered PM Repair - Biomedical | MHHS-TMC
NO | NO |  |  |  | MC-1768074 |  | Medela Inc | SYMPHONY |  |  | TMC - CHILDRENS - WOMENS SERVICES (6HP) | MHHS-TMC |  | Pump, Breast |  | MC-1768074 |  | TMC |  | TMC - CHILDRENS - WOMENS SERVICES (6HP) | [5 empty] | PUMPS, BREAST |  | PUMPBREAST-Medela Inc-Symphony | PUMPBREAST | Symphony |  |  |  | Medela Inc | Pump, Breast |  | PUMPBREAST-Medela Inc-Symphony |  |  |  |  | Covered PM Repair - Biomedical | MHHS-TMC
NO | NO |  |  |  | MC-1768107 |  | Medela Inc | SYMPHONY |  |  | TMC - CHILDRENS - WOMENS SERVICES (6HP) | MHHS-TMC |  | Pump, Breast |  | MC-1768107 |  | TMC |  | TMC - CHILDRENS - WOMENS SERVICES (6HP) | [5 empty] | PUMPS, BREAST |  | PUMPBREAST-Medela Inc-Symphony | PUMPBREAST | Symphony |  |  |  | Medela Inc | Pump, Breast |  | PUMPBREAST-Medela Inc-Symphony |  |  |  |  | Covered PM Repair - Biomedical | MHHS-TMC
NO | NO |  |  |  | 029-03237 |  | Medela Inc | SYMPHONY |  |  | WOODLANDS - BIRTH CENTER | MHHS-Woodlands |  | Pump, Breast |  | 029-03237 |  | Woodlands |  | WOODLANDS - BIRTH CENTER | [5 empty] | PUMPS, BREAST |  | PUMPBREAST-Medela Inc-Symphony | PUMPBREAST | Symphony |  |  |  | Medela Inc | Pump, Breast |  | PUMPBREAST-Medela Inc-Symphony |  |  |  |  | Covered PM Repair - Biomedical | MHHS-Woodlands
NO | NO |  |  |  | 029-09924 |  | Medela Inc | SYMPHONY |  |  | WOODLANDS - BIRTH CENTER | MHHS-Woodlands |  | Pump, Breast |  | 029-09924 |  | Woodlands |  | WOODLANDS - BIRTH CENTER | [5 empty] | PUMPS, BREAST |  | PUMPBREAST-Medela Inc-Symphony | PUMPBREAST | Symphony |  |  |  | Medela Inc | Pump, Breast |  | PUMPBREAST-Medela Inc-Symphony |  |  |  |  | Covered PM Repair - Biomedical | MHHS-Woodlands
NO | NO |  |  |  | 029-09925 |  | Medela Inc | SYMPHONY |  |  | WOODLANDS - BIRTH CENTER | MHHS-Woodlands |  | Pump, Breast |  | 029-09925 |  | Woodlands |  | WOODLANDS - BIRTH CENTER | [5 empty] | PUMPS, BREAST |  | PUMPBREAST-Medela Inc-Symphony | PUMPBREAST | Symphony |  |  |  | Medela Inc | Pump, Breast |  | PUMPBREAST-Medela Inc-Symphony |  |  |  |  | Covered PM Repair - Biomedical | MHHS-Woodlands
NO | NO |  |  |  | 029-12158 |  | Medela Inc | SYMPHONY |  |  | WOODLANDS - BIRTH CENTER | MHHS-Woodlands |  | Pump, Breast |  | 029-12158 |  | Woodlands |  | WOODLANDS - BIRTH CENTER | [5 empty] | PUMPS, BREAST |  | PUMPBREAST-Medela Inc-Symphony | PUMPBREAST | Symphony |  |  |  | Medela Inc | Pump, Breast |  | PUMPBREAST-Medela Inc-Symphony |  |  |  |  | Covered PM Repair - Biomedical | MHHS-Woodlands
NO | NO |  |  |  | 029-12193 |  | Medela Inc | SYMPHONY |  |  | WOODLANDS - BIRTH CENTER | MHHS-Woodlands |  | Pump, Breast |  | 029-12193 |  | Woodlands |  | WOODLANDS - BIRTH CENTER | [5 empty] | PUMPS, BREAST |  | PUMPBREAST-Medela Inc-Symphony | PUMPBREAST | Symphony |  |  |  | Medela Inc | Pump, Breast |  | PUMPBREAST-Medela Inc-Symphony |  |  |  |  | Covered PM Repair - Biomedical | MHHS-Woodlands
NO | NO | [5 empty] | Medela Inc | SYMPHONY |  |  | WOODLANDS - BIRTH CENTER | MHHS-Woodlands |  | Pump, Breast |  |  |  | Woodlands |  | WOODLANDS - BIRTH CENTER | [5 empty] | PUMPS, BREAST |  | PUMPBREAST-Medela Inc-Symphony | PUMPBREAST | Symphony |  |  |  | Medela Inc | Pump, Breast |  | PUMPBREAST-Medela Inc-Symphony |  |  |  |  | Covered PM Repair - Biomedical | MHHS-Woodlands
NO | NO | [5 empty] | Medela Inc | SYMPHONY |  |  | WOODLANDS - BIRTH CENTER | MHHS-Woodlands |  | Pump, Breast |  |  |  | Woodlands |  | WOODLANDS - BIRTH CENTER | [5 empty] | PUMPS, BREAST |  | PUMPBREAST-Medela Inc-Symphony | PUMPBREAST | Symphony |  |  |  | Medela Inc | Pump, Breast |  | PUMPBREAST-Medela Inc-Symphony |  |  |  |  | Covered PM Repair - Biomedical | MHHS-Woodlands
NO | NO | [5 empty] | Medela Inc | SYMPHONY |  |  | WOODLANDS - BIRTH CENTER | MHHS-Woodlands |  | Pump, Breast |  |  |  | Woodlands |  | WOODLANDS - BIRTH CENTER | [5 empty] | PUMPS, BREAST |  | PUMPBREAST-Medela Inc-Symphony | PUMPBREAST | Symphony |  |  |  | Medela Inc | Pump, Breast |  | PUMPBREAST-Medela Inc-Symphony |  |  |  |  | Covered PM Repair - Biomedical | MHHS-Woodlands
NO | NO | [5 empty] | Medela Inc | SYMPHONY |  |  | WOODLANDS - BIRTH CENTER | MHHS-Woodlands |  | Pump, Breast |  |  |  | Woodlands |  | WOODLANDS - BIRTH CENTER | [5 empty] | PUMPS, BREAST |  | PUMPBREAST-Medela Inc-Symphony | PUMPBREAST | Symphony |  |  |  | Medela Inc | Pump, Breast |  | PUMPBREAST-Medela Inc-Symphony |  |  |  |  | Covered PM Repair - Biomedical | MHHS-Woodlands
NO | NO | [5 empty] | Medela Inc | SYMPHONY |  |  | WOODLANDS - BIRTH CENTER | MHHS-Woodlands |  | Pump, Breast |  |  |  | Woodlands |  | WOODLANDS - BIRTH CENTER | [5 empty] | PUMPS, BREAST |  | PUMPBREAST-Medela Inc-Symphony | PUMPBREAST | Symphony |  |  |  | Medela Inc | Pump, Breast |  | PUMPBREAST-Medela Inc-Symphony |  |  |  |  | Covered PM Repair - Biomedical | MHHS-Woodlands
NO | NO | [5 empty] | Medela Inc | SYMPHONY |  |  | WOODLANDS - BIRTH CENTER | MHHS-Woodlands |  | Pump, Breast |  |  |  | Woodlands |  | WOODLANDS - BIRTH CENTER | [5 empty] | PUMPS, BREAST |  | PUMPBREAST-Medela Inc-Symphony | PUMPBREAST | Symphony |  |  |  | Medela Inc | Pump, Breast |  | PUMPBREAST-Medela Inc-Symphony |  |  |  |  | Covered PM Repair - Biomedical | MHHS-Woodlands
NO | NO | [5 empty] | Medela Inc | SYMPHONY |  |  | WOODLANDS - BIRTH CENTER | MHHS-Woodlands |  | Pump, Breast |  |  |  | Woodlands |  | WOODLANDS - BIRTH CENTER | [5 empty] | PUMPS, BREAST |  | PUMPBREAST-Medela Inc-Symphony | PUMPBREAST | Symphony |  |  |  | Medela Inc | Pump, Breast |  | PUMPBREAST-Medela Inc-Symphony |  |  |  |  | Covered PM Repair - Biomedical | MHHS-Woodlands
NO | NO | [5 empty] | Medela Inc | SYMPHONY |  |  | WOODLANDS - BIRTH CENTER | MHHS-Woodlands |  | Pump, Breast |  |  |  | Woodlands |  | WOODLANDS - BIRTH CENTER | [5 empty] | PUMPS, BREAST |  | PUMPBREAST-Medela Inc-Symphony | PUMPBREAST | Symphony |  |  |  | Medela Inc | Pump, Breast |  | PUMPBREAST-Medela Inc-Symphony |  |  |  |  | Covered PM Repair - Biomedical | MHHS-Woodlands
NO | NO | [5 empty] | Medela Inc | SYMPHONY |  |  | WOODLANDS - BIRTH CENTER | MHHS-Woodlands |  | Pump, Breast |  |  |  | Woodlands |  | WOODLANDS - BIRTH CENTER | [5 empty] | PUMPS, BREAST |  | PUMPBREAST-Medela Inc-Symphony | PUMPBREAST | Symphony |  |  |  | Medela Inc | Pump, Breast |  | PUMPBREAST-Medela Inc-Symphony |  |  |  |  | Covered PM Repair - Biomedical | MHHS-Woodlands
NO | NO | [5 empty] | Medela Inc | SYMPHONY |  |  | WOODLANDS - BIRTH CENTER | MHHS-Woodlands |  | Pump, Breast |  |  |  | Woodlands |  | WOODLANDS - BIRTH CENTER | [5 empty] | PUMPS, BREAST |  | PUMPBREAST-Medela Inc-Symphony | PUMPBREAST | Symphony |  |  |  | Medela Inc | Pump, Breast |  | PUMPBREAST-Medela Inc-Symphony |  |  |  |  | Covered PM Repair - Biomedical | MHHS-Woodlands
NO | NO | [5 empty] | Medela Inc | SYMPHONY |  |  | WOODLANDS - BIRTH CENTER | MHHS-Woodlands |  | Pump, Breast |  |  |  | Woodlands |  | WOODLANDS - BIRTH CENTER | [5 empty] | PUMPS, BREAST |  | PUMPBREAST-Medela Inc-Symphony | PUMPBREAST | Symphony |  |  |  | Medela Inc | Pump, Breast |  | PUMPBREAST-Medela Inc-Symphony |  |  |  |  | Covered PM Repair - Biomedical | MHHS-Woodlands
NO | NO | [5 empty] | Medela Inc | SYMPHONY |  |  | WOODLANDS - BIRTH CENTER | MHHS-Woodlands |  | Pump, Breast |  |  |  | Woodlands |  | WOODLANDS - BIRTH CENTER | [5 empty] | PUMPS, BREAST |  | PUMPBREAST-Medela Inc-Symphony | PUMPBREAST | Symphony |  |  |  | Medela Inc | Pump, Breast |  | PUMPBREAST-Medela Inc-Symphony |  |  |  |  | Covered PM Repair - Biomedical | MHHS-Woodlands
NO | NO | [5 empty] | Medela Inc | SYMPHONY |  |  | WOODLANDS - BIRTH CENTER | MHHS-Woodlands |  | Pump, Breast |  |  |  | Woodlands |  | WOODLANDS - BIRTH CENTER | [5 empty] | PUMPS, BREAST |  | PUMPBREAST-Medela Inc-Symphony | PUMPBREAST | Symphony |  |  |  | Medela Inc | Pump, Breast |  | PUMPBREAST-Medela Inc-Symphony |  |  |  |  | Covered PM Repair - Biomedical | MHHS-Woodlands
NO | NO | [5 empty] | Medela Inc | SYMPHONY |  |  | WOODLANDS - BIRTH CENTER | MHHS-Woodlands |  | Pump, Breast |  |  |  | Woodlands |  | WOODLANDS - BIRTH CENTER | [5 empty] | PUMPS, BREAST |  | PUMPBREAST-Medela Inc-Symphony | PUMPBREAST | Symphony |  |  |  | Medela Inc | Pump, Breast |  | PUMPBREAST-Medela Inc-Symphony |  |  |  |  | Covered PM Repair - Biomedical | MHHS-Woodlands
NO | NO | [5 empty] | Medela Inc | SYMPHONY |  |  | WOODLANDS - BIRTH CENTER | MHHS-Woodlands |  | Pump, Breast |  |  |  | Woodlands |  | WOODLANDS - BIRTH CENTER | [5 empty] | PUMPS, BREAST |  | PUMPBREAST-Medela Inc-Symphony | PUMPBREAST | Symphony |  |  |  | Medela Inc | Pump, Breast |  | PUMPBREAST-Medela Inc-Symphony |  |  |  |  | Covered PM Repair - Biomedical | MHHS-Woodlands
NO | NO | [5 empty] | Medela Inc | SYMPHONY |  |  | WOODLANDS - BIRTH CENTER | MHHS-Woodlands |  | Pump, Breast |  |  |  | Woodlands |  | WOODLANDS - BIRTH CENTER | [5 empty] | PUMPS, BREAST |  | PUMPBREAST-Medela Inc-Symphony | PUMPBREAST | Symphony |  |  |  | Medela Inc | Pump, Breast |  | PUMPBREAST-Medela Inc-Symphony |  |  |  |  | Covered PM Repair - Biomedical | MHHS-Woodlands
NO | NO | [5 empty] | Medela Inc | SYMPHONY |  |  | WOODLANDS - BIRTH CENTER | MHHS-Woodlands |  | Pump, Breast |  |  |  | Woodlands |  | WOODLANDS - BIRTH CENTER | [5 empty] | PUMPS, BREAST |  | PUMPBREAST-Medela Inc-Symphony | PUMPBREAST | Symphony |  |  |  | Medela Inc | Pump, Breast |  | PUMPBREAST-Medela Inc-Symphony |  |  |  |  | Covered PM Repair - Biomedical | MHHS-Woodlands
NO | NO | [5 empty] | Medela Inc | SYMPHONY |  |  | WOODLANDS - BIRTH CENTER | MHHS-Woodlands |  | Pump, Breast |  |  |  | Woodlands |  | WOODLANDS - BIRTH CENTER | [5 empty] | PUMPS, BREAST |  | PUMPBREAST-Medela Inc-Symphony | PUMPBREAST | Symphony |  |  |  | Medela Inc | Pump, Breast |  | PUMPBREAST-Medela Inc-Symphony |  |  |  |  | Covered PM Repair - Biomedical | MHHS-Woodlands
NO | NO | [5 empty] | Medela Inc | SYMPHONY |  |  | WOODLANDS - BIRTH CENTER | MHHS-Woodlands |  | Pump, Breast |  |  |  | Woodlands |  | WOODLANDS - BIRTH CENTER | [5 empty] | PUMPS, BREAST |  | PUMPBREAST-Medela Inc-Symphony | PUMPBREAST | Symphony |  |  |  | Medela Inc | Pump, Breast |  | PUMPBREAST-Medela Inc-Symphony |  |  |  |  | Covered PM Repair - Biomedical | MHHS-Woodlands
NO | NO | [5 empty] | Medela Inc | SYMPHONY |  |  | WOODLANDS - BIRTH CENTER | MHHS-Woodlands |  | Pump, Breast |  |  |  | Woodlands |  | WOODLANDS - BIRTH CENTER | [5 empty] | PUMPS, BREAST |  | PUMPBREAST-Medela Inc-Symphony | PUMPBREAST | Symphony |  |  |  | Medela Inc | Pump, Breast |  | PUMPBREAST-Medela Inc-Symphony |  |  |  |  | Covered PM Repair - Biomedical | MHHS-Woodlands
NO | NO | [5 empty] | Medela Inc | SYMPHONY |  |  | WOODLANDS - BIRTH CENTER | MHHS-Woodlands |  | Pump, Breast |  |  |  | Woodlands |  | WOODLANDS - BIRTH CENTER | [5 empty] | PUMPS, BREAST |  | PUMPBREAST-Medela Inc-Symphony | PUMPBREAST | Symphony |  |  |  | Medela Inc | Pump, Breast |  | PUMPBREAST-Medela Inc-Symphony |  |  |  |  | Covered PM Repair - Biomedical | MHHS-Woodlands
NO | NO | [5 empty] | Medela Inc | SYMPHONY |  |  | WOODLANDS - BIRTH CENTER | MHHS-Woodlands |  | Pump, Breast |  |  |  | Woodlands |  | WOODLANDS - BIRTH CENTER | [5 empty] | PUMPS, BREAST |  | PUMPBREAST-Medela Inc-Symphony | PUMPBREAST | Symphony |  |  |  | Medela Inc | Pump, Breast |  | PUMPBREAST-Medela Inc-Symphony |  |  |  |  | Covered PM Repair - Biomedical | MHHS-Woodlands
NO | NO | [5 empty] | Medela Inc | SYMPHONY |  |  | WOODLANDS - BIRTH CENTER | MHHS-Woodlands |  | Pump, Breast |  |  |  | Woodlands |  | WOODLANDS - BIRTH CENTER | [5 empty] | PUMPS, BREAST |  | PUMPBREAST-Medela Inc-Symphony | PUMPBREAST | Symphony |  |  |  | Medela Inc | Pump, Breast |  | PUMPBREAST-Medela Inc-Symphony |  |  |  |  | Covered PM Repair - Biomedical | MHHS-Woodlands
NO | NO | [5 empty] | Medela Inc | SYMPHONY |  |  | WOODLANDS - BIRTH CENTER | MHHS-Woodlands |  | Pump, Breast |  |  |  | Woodlands |  | WOODLANDS - BIRTH CENTER | [5 empty] | PUMPS, BREAST |  | PUMPBREAST-Medela Inc-Symphony | PUMPBREAST | Symphony |  |  |  | Medela Inc | Pump, Breast |  | PUMPBREAST-Medela Inc-Symphony |  |  |  |  | Covered PM Repair - Biomedical | MHHS-Woodlands
NO | NO | [5 empty] | Medela Inc | SYMPHONY |  |  | WOODLANDS - BIRTH CENTER | MHHS-Woodlands |  | Pump, Breast |  |  |  | Woodlands |  | WOODLANDS - BIRTH CENTER | [5 empty] | PUMPS, BREAST |  | PUMPBREAST-Medela Inc-Symphony | PUMPBREAST | Symphony |  |  |  | Medela Inc | Pump, Breast |  | PUMPBREAST-Medela Inc-Symphony |  |  |  |  | Covered PM Repair - Biomedical | MHHS-Woodlands
NO | NO | [5 empty] | Medela Inc | SYMPHONY |  |  | WOODLANDS - BIRTH CENTER | MHHS-Woodlands |  | Pump, Breast |  |  |  | Woodlands |  | WOODLANDS - BIRTH CENTER | [5 empty] | PUMPS, BREAST |  | PUMPBREAST-Medela Inc-Symphony | PUMPBREAST | Symphony |  |  |  | Medela Inc | Pump, Breast |  | PUMPBREAST-Medela Inc-Symphony |  |  |  |  | Covered PM Repair - Biomedical | MHHS-Woodlands
NO | NO | [5 empty] | Medela Inc | SYMPHONY |  |  | WOODLANDS - BIRTH CENTER | MHHS-Woodlands |  | Pump, Breast |  |  |  | Woodlands |  | WOODLANDS - BIRTH CENTER | [5 empty] | PUMPS, BREAST |  | PUMPBREAST-Medela Inc-Symphony | PUMPBREAST | Symphony |  |  |  | Medela Inc | Pump, Breast |  | PUMPBREAST-Medela Inc-Symphony |  |  |  |  | Covered PM Repair - Biomedical | MHHS-Woodlands
NO | NO | [5 empty] | Medela Inc | SYMPHONY |  |  | WOODLANDS - BIRTH CENTER | MHHS-Woodlands |  | Pump, Breast |  |  |  | Woodlands |  | WOODLANDS - BIRTH CENTER | [5 empty] | PUMPS, BREAST |  | PUMPBREAST-Medela Inc-Symphony | PUMPBREAST | Symphony |  |  |  | Medela Inc | Pump, Breast |  | PUMPBREAST-Medela Inc-Symphony |  |  |  |  | Covered PM Repair - Biomedical | MHHS-Woodlands
NO | NO | [5 empty] | Medela Inc | SYMPHONY |  |  | WOODLANDS - BIRTH CENTER | MHHS-Woodlands |  | Pump, Breast |  |  |  | Woodlands |  | WOODLANDS - BIRTH CENTER | [5 empty] | PUMPS, BREAST |  | PUMPBREAST-Medela Inc-Symphony | PUMPBREAST | Symphony |  |  |  | Medela Inc | Pump, Breast |  | PUMPBREAST-Medela Inc-Symphony |  |  |  |  | Covered PM Repair - Biomedical | MHHS-Woodlands
NO | NO | [5 empty] | Medela Inc | SYMPHONY |  |  | WOODLANDS - BIRTH CENTER | MHHS-Woodlands |  | Pump, Breast |  |  |  | Woodlands |  | WOODLANDS - BIRTH CENTER | [5 empty] | PUMPS, BREAST |  | PUMPBREAST-Medela Inc-Symphony | PUMPBREAST | Symphony |  |  |  | Medela Inc | Pump, Breast |  | PUMPBREAST-Medela Inc-Symphony |  |  |  |  | Covered PM Repair - Biomedical | MHHS-Woodlands
NO | NO | [5 empty] | Medela Inc | SYMPHONY |  |  | WOODLANDS - BIRTH CENTER | MHHS-Woodlands |  | Pump, Breast |  |  |  | Woodlands |  | WOODLANDS - BIRTH CENTER | [5 empty] | PUMPS, BREAST |  | PUMPBREAST-Medela Inc-Symphony | PUMPBREAST | Symphony |  |  |  | Medela Inc | Pump, Breast |  | PUMPBREAST-Medela Inc-Symphony |  |  |  |  | Covered PM Repair - Biomedical | MHHS-Woodlands
NO | NO | [5 empty] | Medela Inc | SYMPHONY |  |  | WOODLANDS - BIRTH CENTER | MHHS-Woodlands |  | Pump, Breast |  |  |  | Woodlands |  | WOODLANDS - BIRTH CENTER | [5 empty] | PUMPS, BREAST |  | PUMPBREAST-Medela Inc-Symphony | PUMPBREAST | Symphony |  |  |  | Medela Inc | Pump, Breast |  | PUMPBREAST-Medela Inc-Symphony |  |  |  |  | Covered PM Repair - Biomedical | MHHS-Woodlands
NO | NO | [5 empty] | Medela Inc | SYMPHONY |  |  | WOODLANDS - BIRTH CENTER | MHHS-Woodlands |  | Pump, Breast |  |  |  | Woodlands |  | WOODLANDS - BIRTH CENTER | [5 empty] | PUMPS, BREAST |  | PUMPBREAST-Medela Inc-Symphony | PUMPBREAST | Symphony |  |  |  | Medela Inc | Pump, Breast |  | PUMPBREAST-Medela Inc-Symphony |  |  |  |  | Covered PM Repair - Biomedical | MHHS-Woodlands
NO | NO |  |  |  | 029-03144 |  | Medela Inc | SYMPHONY |  |  | WOODLANDS - NICU | MHHS-Woodlands |  | Pump, Breast |  | 029-03144 |  | Woodlands |  | WOODLANDS - NICU | [5 empty] | PUMPS, BREAST |  | PUMPBREAST-Medela Inc-Symphony | PUMPBREAST | Symphony |  |  |  | Medela Inc | Pump, Breast |  | PUMPBREAST-Medela Inc-Symphony |  |  |  |  | Covered PM Repair - Biomedical | MHHS-Woodlands
NO | NO | [5 empty] | Medela Inc | SYMPHONY |  |  | WOODLANDS - NICU | MHHS-Woodlands |  | Pump, Breast |  |  |  | Woodlands |  | WOODLANDS - NICU | [5 empty] | PUMPS, BREAST |  | PUMPBREAST-Medela Inc-Symphony | PUMPBREAST | Symphony |  |  |  | Medela Inc | Pump, Breast |  | PUMPBREAST-Medela Inc-Symphony |  |  |  |  | Covered PM Repair - Biomedical | MHHS-Woodlands
YES | YES | Serial Number Cnf |  |  | 009-33081 | 009-33081 | Medela Inc | Unknown |  | CNF | E3 NICU 110 |  |  |  |  | 009-33081 | 009-33081 | West | Memorial Hermann - Katy Location | E3 NICU 110 | E3110A |  |  |  | Baby in Room; mom using; did not touch equipment
NO | YES |  |  |  | 133-02375 | 133-02375 | Medela Inc | VARIO |  |  | Katy-OR | MHHS-Katy |  | Aspirator (Suction Pump) |  | 133-02375 | 133-02375 | Katy | MHHS-Katy | Katy-OR | Bronchoscopy | 5/1/19 | 5/1/20 |  |  | ASPIRATORS | Aspirator (Suction Pump) | ASPIRATORSUCTPUMP-Medela Inc-Vario | ASPIRATORSUCTPUMP | Vario |  |  |  | Medela Inc | Aspirator (Suction Pump) |  | ASPIRATORSUCTPUMP-Medela Inc-Vario |  | 4/1/18 |  |  | Covered PM Repair - Biomedical | MHHS-Katy | [7 empty] | Aspirator (Suction Pump) | ASPIRATORSUCTPUMP | Aspirator (Suction Pump) | Medela Inc
NO | YES |  |  |  | 013-12200 | 013-12200 | Medela Inc | VARIO |  |  | SW-Preop | MHHS-Southwest |  | Aspirator (Suction Pump) |  | 013-12200 | 013-12200 | Southwest | MHHS-Southwest | SW-Preop | GI Lab |  |  |  |  | ASPIRATORS | Aspirator (Suction Pump) | ASPIRATORSUCTPUMP-Medela Inc-Vario | ASPIRATORSUCTPUMP | Vario |  |  |  | Medela Inc | Aspirator (Suction Pump) |  | ASPIRATORSUCTPUMP-Medela Inc-Vario |  | 4/1/18 |  |  | Covered PM Repair - Biomedical | MHHS-Southwest | [7 empty] | Aspirator (Suction Pump) | ASPIRATORSUCTPUMP | Aspirator (Suction Pump) | Medela Inc
NO | YES |  |  |  | 009-08090 | 009-08090 | Medela Inc | VARIO 18 |  |  | GH-OR Endoscopy | MHHS-Greater Heights |  | Aspirator (Suction Pump) |  | 009-08090 | 009-08090 | Central | MHHS-Greater Heights | GH-OR Endoscopy | Endoscopy | 1/1/19 |  | 1/1/20 |  | ASPIRATORS | Aspirator (Suction Pump) | ASPIRATORSUCTPUMP-Medela Inc-Vario 18 | ASPIRATORSUCTPUMP | Vario 18 |  |  |  | Medela Inc | Aspirator (Suction Pump) |  | ASPIRATORSUCTPUMP-Medela Inc-Vario 18 |  | 1/1/00 |  |  | Covered PM Repair - Biomedical | MHHS-Greater Heights | [7 empty] | Aspirator (Suction Pump) | ASPIRATORSUCTPUMP | Aspirator (Suction Pump) | Medela Inc
NO | YES |  |  |  | 133-09963 | 133-09963 | Medela Inc | VARIO 18 |  |  | Katy-OR | MHHS-Katy |  | Aspirator (Suction Pump) |  | 133-09963 | 133-09963 | Katy | MHHS-Katy | Katy-OR | Bronchoscopy | 5/1/19 | 5/1/20 |  |  | ASPIRATORS | Aspirator (Suction Pump) | ASPIRATORSUCTPUMP-Medela Inc-Vario 18 | ASPIRATORSUCTPUMP | Vario 18 |  |  |  | Medela Inc | Aspirator (Suction Pump) |  | ASPIRATORSUCTPUMP-Medela Inc-Vario 18 |  | 2/3/20 |  |  | Not Covered Vendor Only - Biomedical | MHHS-Katy | [7 empty] | Aspirator (Suction Pump) | ASPIRATORSUCTPUMP | Aspirator (Suction Pump) | Medela Inc
NO | YES |  |  |  | 041-16515 | 041-16515 | Medela Inc | VARIO 18 |  |  | MEMORIAL CITY - DIGESTIVE DISEASE CENTER | MHHS-Mem City |  | Aspirator (Suction Pump) |  | 041-16515 | 041-16515 | West | Memorial Hermann Memorial City Medical Center | MEMORIAL CITY - DIGESTIVE DISEASE CENTER | Clean Storage |  |  |  |  | ASPIRATORS |  | ASPIRATORSUCTPUMP-Medela Inc-Vario 18 | ASPIRATORSUCTPUMP | Vario 18 |  |  |  | Medela Inc | Aspirator (Suction Pump) |  | ASPIRATORSUCTPUMP-Medela Inc-Vario 18 |  |  |  |  | Not Covered Vendor Only - Biomedical | MHHS-Mem City
NO | YES |  |  |  | 145-01205 | 145-01205 | Medela Inc | VARIO 18 |  |  | Pearland-Endoscopy | MHHS-Pearland Hospital |  | Aspirator (Suction Pump) |  | 145-01205 | 145-01205 | Pearland | MHHS-Pearland Hospital | Pearland-Endoscopy | Endo equipment storage | 10/1/19 | 12/1/20 |  |  | ASPIRATORS | Aspirator (Suction Pump) | ASPIRATORSUCTPUMP-Medela Inc-Vario 18 | ASPIRATORSUCTPUMP | Vario 18 |  |  |  | Medela Inc | Aspirator (Suction Pump) |  | ASPIRATORSUCTPUMP-Medela Inc-Vario 18 |  | 2/3/20 |  |  | Not Covered Vendor Only - Biomedical | MHHS-Pearland Hospital | [7 empty] | Aspirator (Suction Pump) | ASPIRATORSUCTPUMP | Aspirator (Suction Pump) | Medela Inc
NO | YES |  |  |  | 005-07444 | 005-07444 | Medela Inc | VARIO 18 |  |  | SE-Esophageal Disease Center | MHHS-Southeast |  | Aspirator (Suction Pump) |  | 005-07444 | 005-07444 | Southeast | MHHS-Southeast | SE-Esophageal Disease Center | Procedure Room 4 | 8/1/12 |  |  |  | ASPIRATORS | Aspirator (Suction Pump) | ASPIRATORSUCTPUMP-Medela Inc-Vario 18 | ASPIRATORSUCTPUMP | Vario 18 |  |  |  | Medela Inc | Aspirator (Suction Pump) |  | ASPIRATORSUCTPUMP-Medela Inc-Vario 18 |  | 4/1/18 |  |  | Covered PM Repair - Biomedical | MHHS-Southeast | [7 empty] | Aspirator (Suction Pump) | ASPIRATORSUCTPUMP | Aspirator (Suction Pump) | Medela Inc
NO | YES |  |  |  | 013-16959 | 013-16959 | Medela Inc | VARIO 18 |  |  | SW-Preop | MHHS-Southwest |  | Aspirator (Suction Pump) |  | 013-16959 | 013-16959 | Southwest | MHHS-Southwest | SW-Preop | GI Lab |  |  |  |  | ASPIRATORS | Aspirator (Suction Pump) | ASPIRATORSUCTPUMP-Medela Inc-Vario 18 | ASPIRATORSUCTPUMP | Vario 18 |  |  |  | Medela Inc | Aspirator (Suction Pump) |  | ASPIRATORSUCTPUMP-Medela Inc-Vario 18 |  | 1/1/00 |  |  | Covered PM Repair - Biomedical | MHHS-Southwest | [7 empty] | Aspirator (Suction Pump) | ASPIRATORSUCTPUMP | Aspirator (Suction Pump) | Medela Inc
NO | YES |  |  |  | 069-35725 | 069-35725 | Medela Inc | VARIO 18 |  |  | TMC-Gi/Endo-Adult (1J) | MHHS-TMC |  | Aspirator (Suction Pump) |  | 069-35725 | 069-35725 | TMC | MHHS-TMC | TMC-Gi/Endo-Adult (1J) |  | 6/1/19 |  |  |  | ASPIRATORS | Aspirator (Suction Pump) | ASPIRATORSUCTPUMP-Medela Inc-Vario 18 | ASPIRATORSUCTPUMP | Vario 18 |  |  |  | Medela Inc | Aspirator (Suction Pump) |  | ASPIRATORSUCTPUMP-Medela Inc-Vario 18 |  | 4/1/18 |  |  | Covered PM Repair - Biomedical | MHHS-TMC | [7 empty] | Aspirator (Suction Pump) | ASPIRATORSUCTPUMP | Aspirator (Suction Pump) | Medela Inc
NO | NO |  |  |  | 077-07748 |  | Medela Inc | VARIO 18 |  |  | TMC - GI/ENDO - PEDI (GHP) | MHHS-TMC |  | Aspirator (Suction Pump) |  | 077-07748 |  | TMC |  | TMC - GI/ENDO - PEDI (GHP) | [5 empty] | ASPIRATORS |  | ASPIRATORSUCTPUMP-Medela Inc-Vario 18 | ASPIRATORSUCTPUMP | Vario 18 |  |  |  | Medela Inc | Aspirator (Suction Pump) |  | ASPIRATORSUCTPUMP-Medela Inc-Vario 18 |  |  |  |  | Covered PM Repair - Biomedical | MHHS-TMC
YES | YES |  |  |  | 029-13621 | 029-13621 | Medela Inc | Waterless Milk Warmer |  |  | NICU 2 |  |  |  |  | 029-13621 | 029-13621 | Woodlands | Memorial Hermann Hospital Woodlands | NICU 2 | Nursery Level 2
YES | YES |  |  |  | 029-13627 | 029-13627 | Medela Inc | Waterless Milk Warmer |  |  | NICU 2 |  |  |  |  | 029-13627 | 029-13627 | Woodlands | Memorial Hermann Hospital Woodlands | NICU 2 | Nursery Level 2
NO | YES |  |  |  | JYC493 |  | MEDEX |  |  | M21068 | Rental | MHHS-Mem City |  |  |  | JYC493 |  | West & Memorial City |  | Rental | [7 empty] | PUMPINFUSIONSYRINGE-Smiths Medical-Medfusion 3500 |  | MEDEX MEDFUSION 3500 |  |  | PUMPINFUSIONSYRINGE-Smiths Medical-Medfusion 3500 | [6 empty] | Verified as Rental |  |  | MHHS-Mem City
NO | YES |  |  |  | JYC220 |  | MEDEX |  |  | M39239 | Rental | MHHS-TMC |  |  |  | JYC220 |  | TMC |  | Rental | [7 empty] | PUMPINFUSIONSYRINGE-Smiths Medical-Medfusion 3500 |  | MEDEX MEDFUSION 3500 |  |  | PUMPINFUSIONSYRINGE-Smiths Medical-Medfusion 3500 | [6 empty] | Verified as Rental |  |  | MHHS-TMC
NO | YES |  |  |  | JYC231 |  | MEDEX |  |  | M42942 | Rental | MHHS-TMC |  |  |  | JYC231 |  | TMC |  | Rental | [7 empty] | PUMPINFUSIONSYRINGE-Smiths Medical-Medfusion 3500 |  | MEDEX MEDFUSION 3500 |  |  | PUMPINFUSIONSYRINGE-Smiths Medical-Medfusion 3500 | [6 empty] | Verified as Rental |  |  | MHHS-TMC
NO | YES |  |  |  | JYC491 |  | MEDEX |  |  | M54525 | Rental | MHHS-TMC |  |  |  | JYC491 |  | TMC |  | Rental | [7 empty] | PUMPINFUSIONSYRINGE-Smiths Medical-Medfusion 3500 |  | MEDEX MEDFUSION 3500 |  |  | PUMPINFUSIONSYRINGE-Smiths Medical-Medfusion 3500 | [6 empty] | Verified as Rental |  |  | MHHS-TMC
NO | YES |  |  |  | JYC496 |  | MEDEX |  |  | M39237 | Rental | MHHS-TMC |  |  |  | JYC496 |  | TMC |  | Rental | [7 empty] | PUMPINFUSIONSYRINGE-Smiths Medical-Medfusion 3500 |  | MEDEX MEDFUSION 3500 |  |  | PUMPINFUSIONSYRINGE-Smiths Medical-Medfusion 3500 | [6 empty] | Verified as Rental |  |  | MHHS-TMC
NO | YES |  |  |  | JYC497 |  | MEDEX |  |  | M53859 | Rental | MHHS-TMC |  |  |  | JYC497 |  | TMC |  | Rental | [7 empty] | PUMPINFUSIONSYRINGE-Smiths Medical-Medfusion 3500 |  | MEDEX MEDFUSION 3500 |  |  | PUMPINFUSIONSYRINGE-Smiths Medical-Medfusion 3500 | [6 empty] | Verified as Rental |  |  | MHHS-TMC
NO | YES |  |  |  | JYC498 |  | MEDEX |  |  | M21078 | Rental | MHHS-TMC |  |  |  | JYC498 |  | TMC |  | Rental | [7 empty] | PUMPINFUSIONSYRINGE-Smiths Medical-Medfusion 3500 |  | MEDEX MEDFUSION 3500 |  |  | PUMPINFUSIONSYRINGE-Smiths Medical-Medfusion 3500 | [6 empty] | Verified as Rental |  |  | MHHS-TMC
NO | YES |  |  |  | JYC499 |  | MEDEX |  |  | M21485 | Rental | MHHS-TMC |  |  |  | JYC499 |  | TMC |  | Rental | [7 empty] | PUMPINFUSIONSYRINGE-Smiths Medical-Medfusion 3500 |  | MEDEX MEDFUSION 3500 |  |  | PUMPINFUSIONSYRINGE-Smiths Medical-Medfusion 3500 | [6 empty] | Verified as Rental |  |  | MHHS-TMC
NO | YES |  |  |  | JYC500 |  | MEDEX |  |  | M20955 | Rental | MHHS-TMC |  |  |  | JYC500 |  | TMC |  | Rental | [7 empty] | PUMPINFUSIONSYRINGE-Smiths Medical-Medfusion 3500 |  | MEDEX MEDFUSION 3500 |  |  | PUMPINFUSIONSYRINGE-Smiths Medical-Medfusion 3500 | [6 empty] | Verified as Rental |  |  | MHHS-TMC
NO | YES |  |  |  | JYC501 |  | MEDEX |  |  | M82581 | Rental | MHHS-TMC |  |  |  | JYC501 |  | TMC |  | Rental | [7 empty] | PUMPINFUSIONSYRINGE-Smiths Medical-Medfusion 3500 |  | MEDEX MEDFUSION 3500 |  |  | PUMPINFUSIONSYRINGE-Smiths Medical-Medfusion 3500 | [6 empty] | Verified as Rental |  |  | MHHS-TMC
NO | YES |  |  |  | JYC502 |  | MEDEX |  |  | M19325 | Rental | MHHS-TMC |  |  |  | JYC502 |  | TMC |  | Rental | [7 empty] | PUMPINFUSIONSYRINGE-Smiths Medical-Medfusion 3500 |  | MEDEX MEDFUSION 3500 |  |  | PUMPINFUSIONSYRINGE-Smiths Medical-Medfusion 3500 | [6 empty] | Verified as Rental |  |  | MHHS-TMC
YES | YES |  |  |  | 005-05529 | 005-05529 | Medex | Medfusion 3500 |  | M37444 | SE - BiOmed shop |  |  |  |  | 005-05529 | 005-05529 | Southeast | Memorial Hermann Southeast Hospital | SE - BiOmed shop | Biomed shop |  |  | 4/1/20
NO | YES |  |  |  | 133-07181 | 133-07181 | Medex Inc A Furon Co | MEDFUSION 3500 |  | M72395 | Katy-ER | MHHS-Katy |  | Pump, Infusion, Syringe |  | 133-07181 | 133-07181 | Katy | MHHS-Katy | Katy-ER | Biomed shop | 1/1/20 | 1/1/21 |  |  | INFUSION PUMPS | Pump, Infusion, Syringe | PUMPINFUSIONSYRINGE-Smiths Medical-Medfusion 3500 | PUMPINFUSIONSYRINGE | Medfusion 3500 |  |  |  | Smiths Medical | Pump, Infusion, Syringe |  |  | PUMPINFUSIONSYRINGE-Smiths Medical-Medfusion 3500 | 5/12/16 |  | PUI-A | Covered PM Repair - Biomedical | MHHS-Katy | [8 empty] | PUMPINFUSIONSYRINGE | Pump, Infusion, Syringe | Smiths Medical
NO | YES |  |  |  | 133-06939 | 133-06939 | Medex Inc A Furon Co | MEDFUSION 3500 |  | M73006 | Katy-OR | MHHS-Katy |  | Pump, Infusion, Syringe |  | 133-06939 | 133-06939 | Katy | MHHS-Katy | Katy-OR | OR | 7/1/19 | 7/1/20 |  |  | INFUSION PUMPS | Pump, Infusion, Syringe | PUMPINFUSIONSYRINGE-Smiths Medical-Medfusion 3500 | PUMPINFUSIONSYRINGE | Medfusion 3500 |  |  |  | Smiths Medical | Pump, Infusion, Syringe |  |  | PUMPINFUSIONSYRINGE-Smiths Medical-Medfusion 3500 | 5/12/16 |  | PUI-A | Covered PM Repair - Biomedical | MHHS-Katy | [8 empty] | PUMPINFUSIONSYRINGE | Pump, Infusion, Syringe | Smiths Medical
NO | YES |  |  |  | 133-06941 | 133-06941 | Medex Inc A Furon Co | MEDFUSION 3500 |  | M73008 | Katy-OR | MHHS-Katy |  | Pump, Infusion, Syringe |  | 133-06941 | 133-06941 | Katy | MHHS-Katy | Katy-OR | OR | 7/1/19 | 7/1/20 |  |  | INFUSION PUMPS | Pump, Infusion, Syringe | PUMPINFUSIONSYRINGE-Smiths Medical-Medfusion 3500 | PUMPINFUSIONSYRINGE | Medfusion 3500 |  |  |  | Smiths Medical | Pump, Infusion, Syringe |  |  | PUMPINFUSIONSYRINGE-Smiths Medical-Medfusion 3500 | 5/12/16 |  | PUI-A | Covered PM Repair - Biomedical | MHHS-Katy | [8 empty] | PUMPINFUSIONSYRINGE | Pump, Infusion, Syringe | Smiths Medical
NO | YES |  |  |  | 133-06942 | 133-06942 | Medex Inc A Furon Co | MEDFUSION 3500 |  | M73009 | Katy-OR | MHHS-Katy |  | Pump, Infusion, Syringe |  | 133-06942 | 133-06942 | Katy | MHHS-Katy | Katy-OR | OR | 4/1/19 | 4/1/19 |  |  | INFUSION PUMPS | Pump, Infusion, Syringe | PUMPINFUSIONSYRINGE-Smiths Medical-Medfusion 3500 | PUMPINFUSIONSYRINGE | Medfusion 3500 |  |  |  | Smiths Medical | Pump, Infusion, Syringe |  |  | PUMPINFUSIONSYRINGE-Smiths Medical-Medfusion 3500 | 5/12/16 |  | PUI-A | Covered PM Repair - Biomedical | MHHS-Katy | [8 empty] | PUMPINFUSIONSYRINGE | Pump, Infusion, Syringe | Smiths Medical
NO | YES |  |  |  | 133-06943 | 133-06943 | Medex Inc A Furon Co | MEDFUSION 3500 |  | M73010 | Katy-Cath Lab | MHHS-Katy |  | Pump, Infusion, Syringe |  | 133-06943 | 133-06943 | Katy | MHHS-Katy | Katy-Cath Lab | Cath lab 2 | 4/1/19 | 4/1/20 |  |  | INFUSION PUMPS | Pump, Infusion, Syringe | PUMPINFUSIONSYRINGE-Smiths Medical-Medfusion 3500 | PUMPINFUSIONSYRINGE | Medfusion 3500 |  |  |  | Smiths Medical | Pump, Infusion, Syringe |  |  | PUMPINFUSIONSYRINGE-Smiths Medical-Medfusion 3500 | 5/12/16 |  | PUI-A | Covered PM Repair - Biomedical | MHHS-Katy | [8 empty] | PUMPINFUSIONSYRINGE | Pump, Infusion, Syringe | Smiths Medical
NO | YES |  |  |  | 133-06944 | 133-06944 | Medex Inc A Furon Co | MEDFUSION 3500 |  | M73011 | Katy-OR | MHHS-Katy |  | Pump, Infusion, Syringe |  | 133-06944 | 133-06944 | Katy | MHHS-Katy | Katy-OR | OR | 4/1/19 | 4/1/20 |  |  | INFUSION PUMPS | Pump, Infusion, Syringe | PUMPINFUSIONSYRINGE-Smiths Medical-Medfusion 3500 | PUMPINFUSIONSYRINGE | Medfusion 3500 |  |  |  | Smiths Medical | Pump, Infusion, Syringe |  |  | PUMPINFUSIONSYRINGE-Smiths Medical-Medfusion 3500 | 5/12/16 |  | PUI-A | Covered PM Repair - Biomedical | MHHS-Katy | [8 empty] | PUMPINFUSIONSYRINGE | Pump, Infusion, Syringe | Smiths Medical
NO | YES |  |  |  | 133-10340 | 133-10340 | Medex Inc A Furon Co | MEDFUSION 3500 |  | M73007 | Katy-OR | MHHS-Katy |  | Pump, Infusion, Syringe |  | 133-10340 | 133-10340 | Katy | MHHS-Katy | Katy-OR | OR | 7/1/19 | 7/1/20 |  |  | INFUSION PUMPS | Pump, Infusion, Syringe | PUMPINFUSIONSYRINGE-Smiths Medical-Medfusion 3500 | PUMPINFUSIONSYRINGE | Medfusion 3500 |  |  |  | Smiths Medical | Pump, Infusion, Syringe |  |  | PUMPINFUSIONSYRINGE-Smiths Medical-Medfusion 3500 | 5/12/16 |  | PUI-A | Covered PM Repair - Biomedical | MHHS-Katy | [8 empty] | PUMPINFUSIONSYRINGE | Pump, Infusion, Syringe | Smiths Medical
NO | YES |  |  |  | 013-12075 | 013-12075 | Medex Inc A Furon Co | MEDFUSION 3500 |  | M22202 | SW-OR | MHHS-Southwest |  | Pump, Infusion, Syringe |  | 013-12075 | 013-12075 | Southwest | MHHS-Southwest | SW-OR | OR | 7/1/19 |  | 7/1/20 |  | INFUSION PUMPS | Pump, Infusion, Syringe | PUMPINFUSIONSYRINGE-Smiths Medical-Medfusion 3500 | PUMPINFUSIONSYRINGE | Medfusion 3500 |  |  |  | Smiths Medical | Pump, Infusion, Syringe |  |  | PUMPINFUSIONSYRINGE-Smiths Medical-Medfusion 3500 | 10/1/21 |  | PUI-A | Clinical Miscellaneous | MHHS-Southwest | [8 empty] | PUMPINFUSIONSYRINGE | Pump, Infusion, Syringe | Smiths Medical
NO | YES |  |  |  | 013-12611 | 013-12611 | Medex Inc A Furon Co | MEDFUSION 3500 |  | M27727 | SW-OR | MHHS-Southwest |  | Pump, Infusion, Syringe |  | 013-12611 | 013-12611 | Southwest | MHHS-Southwest | SW-OR | Or core 16 | 7/1/19 |  | 7/1/20 |  | INFUSION PUMPS | Pump, Infusion, Syringe | PUMPINFUSIONSYRINGE-Smiths Medical-Medfusion 3500 | PUMPINFUSIONSYRINGE | Medfusion 3500 |  |  |  | Smiths Medical | Pump, Infusion, Syringe |  |  | PUMPINFUSIONSYRINGE-Smiths Medical-Medfusion 3500 | 9/5/20 |  | PUI-A | Clinical Miscellaneous | MHHS-Southwest | [8 empty] | PUMPINFUSIONSYRINGE | Pump, Infusion, Syringe | Smiths Medical
NO | YES |  |  |  | 013-12073 | 013-12073 | Medex Inc A Furon Co | MEDFUSION 3500 |  | M22198 | SW-HVI-OR | MHHS-Southwest |  | Pump, Infusion, Syringe |  | 013-12073 | 013-12073 | Southwest | MHHS-Southwest | SW-HVI-OR | HVI ENDO 7 | 7/1/19 |  | 7/1/20 |  | INFUSION PUMPS | Pump, Infusion, Syringe | PUMPINFUSIONSYRINGE-Smiths Medical-Medfusion 3500 | PUMPINFUSIONSYRINGE | Medfusion 3500 |  |  |  | Smiths Medical | Pump, Infusion, Syringe |  |  | PUMPINFUSIONSYRINGE-Smiths Medical-Medfusion 3500 | 11/8/20 |  | PUI-A | Clinical Miscellaneous | MHHS-Southwest | [8 empty] | PUMPINFUSIONSYRINGE | Pump, Infusion, Syringe | Smiths Medical
NO | YES |  |  |  | 013-18026 | 013-18026 | Medex Inc A Furon Co | MEDFUSION 3500 |  | M22173 | SW-HVI-OR | MHHS-Southwest |  | Pump, Infusion, Syringe |  | 013-18026 | 013-18026 | Southwest | MHHS-Southwest | SW-HVI-OR | SW - HVI - OR | 7/1/19 |  | 7/1/20 |  | INFUSION PUMPS | Pump, Infusion, Syringe | PUMPINFUSIONSYRINGE-Smiths Medical-Medfusion 3500 | PUMPINFUSIONSYRINGE | Medfusion 3500 |  |  |  | Smiths Medical | Pump, Infusion, Syringe |  |  | PUMPINFUSIONSYRINGE-Smiths Medical-Medfusion 3500 | 7/1/17 |  | PUI-A | Covered PM Repair - Biomedical | MHHS-Southwest | [8 empty] | PUMPINFUSIONSYRINGE | Pump, Infusion, Syringe | Smiths Medical
NO | YES |  |  |  | 013-38064 | 013-38064 | Medex Inc A Furon Co | MEDFUSION 3500 |  | M28179 | SW-OR | MHHS-Southwest |  | Pump, Infusion, Syringe |  | 013-38064 | 013-38064 | Southwest | MHHS-Southwest | SW-OR | OR 2 | 7/1/19 |  | 7/1/20 |  | INFUSION PUMPS | Pump, Infusion, Syringe | PUMPINFUSIONSYRINGE-Smiths Medical-Medfusion 3500 | PUMPINFUSIONSYRINGE | Medfusion 3500 |  |  |  | Smiths Medical | Pump, Infusion, Syringe |  |  | PUMPINFUSIONSYRINGE-Smiths Medical-Medfusion 3500 | 7/1/17 |  | PUI-A | Covered PM Repair - Biomedical | MHHS-Southwest | [8 empty] | PUMPINFUSIONSYRINGE | Pump, Infusion, Syringe | Smiths Medical
NO | YES |  |  |  | 013-12076 | 013-12076 | Medex Inc A Furon Co | MEDFUSION 3500 |  | m22174 | SW-HVI-OR | MHHS-Southwest |  | Pump, Infusion, Syringe |  | 013-12076 | 013-12076 | Southwest | MHHS-Southwest | SW-HVI-OR | SW-HVI-OR | 8/1/19 |  | 7/1/20 |  | INFUSION PUMPS | Pump, Infusion, Syringe | PUMPINFUSIONSYRINGE-Smiths Medical-Medfusion 3500 | PUMPINFUSIONSYRINGE | Medfusion 3500 |  |  |  | Smiths Medical | Pump, Infusion, Syringe |  |  | PUMPINFUSIONSYRINGE-Smiths Medical-Medfusion 3500 |  |  | PUI-A | Covered PM Repair - Biomedical | MHHS-Southwest | [8 empty] | PUMPINFUSIONSYRINGE | Pump, Infusion, Syringe | Smiths Medical
NO | YES |  |  |  | 013-12606 | 013-12606 | Medex Inc A Furon Co | MEDFUSION 3500 |  | M25893 | SW-Preop | MHHS-Southwest |  | Pump, Infusion, Syringe |  | 013-12606 | 013-12606 | Southwest | MHHS-Southwest | SW-Preop | Rm 1 | 6/1/19 |  | 6/1/20 |  | INFUSION PUMPS | Pump, Infusion, Syringe | PUMPINFUSIONSYRINGE-Smiths Medical-Medfusion 3500 | PUMPINFUSIONSYRINGE | Medfusion 3500 |  |  |  | Smiths Medical | Pump, Infusion, Syringe |  |  | PUMPINFUSIONSYRINGE-Smiths Medical-Medfusion 3500 |  |  | PUI-A | Covered PM Repair - Biomedical | MHHS-Southwest | [8 empty] | PUMPINFUSIONSYRINGE | Pump, Infusion, Syringe | Smiths Medical
NO | YES |  |  |  | 013-12607 | 013-12607 | Medex Inc A Furon Co | MEDFUSION 3500 |  | M25894 | SW-Labor | MHHS-Southwest |  | Pump, Infusion, Syringe |  | 013-12607 | 013-12607 | Southwest | MHHS-Southwest | SW-Labor | OR 3 |  |  |  |  | INFUSION PUMPS | Pump, Infusion, Syringe | PUMPINFUSIONSYRINGE-Smiths Medical-Medfusion 3500 | PUMPINFUSIONSYRINGE | Medfusion 3500 |  |  |  | Smiths Medical | Pump, Infusion, Syringe |  |  | PUMPINFUSIONSYRINGE-Smiths Medical-Medfusion 3500 |  |  | PUI-A | Clinical Miscellaneous | MHHS-Southwest | [8 empty] | PUMPINFUSIONSYRINGE | Pump, Infusion, Syringe | Smiths Medical
NO | YES |  |  |  | 013-12608 | 013-12608 | Medex Inc A Furon Co | MEDFUSION 3500 |  | M25896 | SW-OR | MHHS-Southwest |  | Pump, Infusion, Syringe |  | 013-12608 | 013-12608 | Southwest | MHHS-Southwest | SW-OR | SW - OR | 7/1/19 |  | 7/1/20 |  | INFUSION PUMPS | Pump, Infusion, Syringe | PUMPINFUSIONSYRINGE-Smiths Medical-Medfusion 3500 | PUMPINFUSIONSYRINGE | Medfusion 3500 |  |  |  | Smiths Medical | Pump, Infusion, Syringe |  |  | PUMPINFUSIONSYRINGE-Smiths Medical-Medfusion 3500 |  |  | PUI-A | Covered PM Repair - Biomedical | MHHS-Southwest | [8 empty] | PUMPINFUSIONSYRINGE | Pump, Infusion, Syringe | Smiths Medical
NO | YES |  |  |  | 013-12609 | 013-12609 | Medex Inc A Furon Co | MEDFUSION 3500 |  | M27725 | SW-OR | MHHS-Southwest |  | Pump, Infusion, Syringe |  | 013-12609 | 013-12609 | Southwest | MHHS-Southwest | SW-OR | OR7 | 7/1/19 |  | 7/1/20 |  | INFUSION PUMPS | Pump, Infusion, Syringe | PUMPINFUSIONSYRINGE-Smiths Medical-Medfusion 3500 | PUMPINFUSIONSYRINGE | Medfusion 3500 |  |  |  | Smiths Medical | Pump, Infusion, Syringe |  |  | PUMPINFUSIONSYRINGE-Smiths Medical-Medfusion 3500 | 2/17/15 |  | PUI-A | Covered PM Repair - Biomedical | MHHS-Southwest | [8 empty] | PUMPINFUSIONSYRINGE | Pump, Infusion, Syringe | Smiths Medical
NO | YES |  |  |  | 013-12610 | 013-12610 | Medex Inc A Furon Co | MEDFUSION 3500 |  | M27726 | SW-OR | MHHS-Southwest |  | Pump, Infusion, Syringe |  | 013-12610 | 013-12610 | Southwest | MHHS-Southwest | SW-OR | OR3 | 9/1/19 |  | 9/1/20 |  | INFUSION PUMPS | Pump, Infusion, Syringe | PUMPINFUSIONSYRINGE-Smiths Medical-Medfusion 3500 | PUMPINFUSIONSYRINGE | Medfusion 3500 |  |  |  | Smiths Medical | Pump, Infusion, Syringe |  |  | PUMPINFUSIONSYRINGE-Smiths Medical-Medfusion 3500 | 3/6/14 |  | PUI-A | Covered PM Repair - Biomedical | MHHS-Southwest | [8 empty] | PUMPINFUSIONSYRINGE | Pump, Infusion, Syringe | Smiths Medical
NO | YES |  |  |  | 013-12615 | 013-12615 | Medex Inc A Furon Co | MEDFUSION 3500 |  | M27731 | SW-OR | MHHS-Southwest |  | Pump, Infusion, Syringe |  | 013-12615 | 013-12615 | Southwest | MHHS-Southwest | SW-OR | OR5 | 7/1/19 |  | 7/1/20 |  | INFUSION PUMPS | Pump, Infusion, Syringe | PUMPINFUSIONSYRINGE-Smiths Medical-Medfusion 3500 | PUMPINFUSIONSYRINGE | Medfusion 3500 |  |  |  | Smiths Medical | Pump, Infusion, Syringe |  |  | PUMPINFUSIONSYRINGE-Smiths Medical-Medfusion 3500 |  |  | PUI-A | Covered PM Repair - Biomedical | MHHS-Southwest | [8 empty] | PUMPINFUSIONSYRINGE | Pump, Infusion, Syringe | Smiths Medical
NO | YES |  |  |  | 013-12617 | 013-12617 | Medex Inc A Furon Co | MEDFUSION 3500 |  | M28168 | SW-OR | MHHS-Southwest |  | Pump, Infusion, Syringe |  | 013-12617 | 013-12617 | Southwest | MHHS-Southwest | SW-OR | OR 1 | 7/1/19 |  | 7/1/20 |  | INFUSION PUMPS | Pump, Infusion, Syringe | PUMPINFUSIONSYRINGE-Smiths Medical-Medfusion 3500 | PUMPINFUSIONSYRINGE | Medfusion 3500 |  |  |  | Smiths Medical | Pump, Infusion, Syringe |  |  | PUMPINFUSIONSYRINGE-Smiths Medical-Medfusion 3500 |  |  | PUI-A | Covered PM Repair - Biomedical | MHHS-Southwest | [8 empty] | PUMPINFUSIONSYRINGE | Pump, Infusion, Syringe | Smiths Medical
NO | YES |  |  |  | 013-12618 | 013-12618 | Medex Inc A Furon Co | MEDFUSION 3500 |  | M28173 | SW-OR | MHHS-Southwest |  | Pump, Infusion, Syringe |  | 013-12618 | 013-12618 | Southwest | MHHS-Southwest | SW-OR | Or core 16 | 7/1/19 |  | 7/1/20 |  | INFUSION PUMPS | Pump, Infusion, Syringe | PUMPINFUSIONSYRINGE-Smiths Medical-Medfusion 3500 | PUMPINFUSIONSYRINGE | Medfusion 3500 |  |  |  | Smiths Medical | Pump, Infusion, Syringe |  |  | PUMPINFUSIONSYRINGE-Smiths Medical-Medfusion 3500 |  |  | PUI-A | Covered PM Repair - Biomedical | MHHS-Southwest | [8 empty] | PUMPINFUSIONSYRINGE | Pump, Infusion, Syringe | Smiths Medical
NO | YES |  |  |  | 013-12620 | 013-12620 | Medex Inc A Furon Co | MEDFUSION 3500 |  | M28177 | SW-OR | MHHS-Southwest |  | Pump, Infusion, Syringe |  | 013-12620 | 013-12620 | Southwest | MHHS-Southwest | SW-OR | OR 21 | 7/1/19 |  | 7/1/20 |  | INFUSION PUMPS | Pump, Infusion, Syringe | PUMPINFUSIONSYRINGE-Smiths Medical-Medfusion 3500 | PUMPINFUSIONSYRINGE | Medfusion 3500 |  |  |  | Smiths Medical | Pump, Infusion, Syringe |  |  | PUMPINFUSIONSYRINGE-Smiths Medical-Medfusion 3500 |  |  | PUI-A | Covered PM Repair - Biomedical | MHHS-Southwest | [8 empty] | PUMPINFUSIONSYRINGE | Pump, Infusion, Syringe | Smiths Medical
NO | YES |  |  |  |  | 013-12621 | Medex Inc A Furon Co | MEDFUSION 3500 |  | M28178 | SW-OR | MHHS-Southwest |  | Pump, Infusion, Syringe |  |  | 013-12621 | Southwest | MHHS-Southwest | SW-OR | Rm 4 |  |  |  |  | INFUSION PUMPS | Pump, Infusion, Syringe | PUMPINFUSIONSYRINGE-Smiths Medical-Medfusion 3500 | PUMPINFUSIONSYRINGE | Medfusion 3500 |  |  |  | Smiths Medical | Pump, Infusion, Syringe |  |  | PUMPINFUSIONSYRINGE-Smiths Medical-Medfusion 3500 |  |  | PUI-A | Covered PM Repair - Biomedical | MHHS-Southwest | [8 empty] | PUMPINFUSIONSYRINGE | Pump, Infusion, Syringe | Smiths Medical
NO | YES |  |  |  | 013-12623 | 013-12623 | Medex Inc A Furon Co | MEDFUSION 3500 |  | M28180 | SW-OR | MHHS-Southwest |  | Pump, Infusion, Syringe |  | 013-12623 | 013-12623 | Southwest | MHHS-Southwest | SW-OR |  | 7/1/19 |  |  |  | INFUSION PUMPS | Pump, Infusion, Syringe | PUMPINFUSIONSYRINGE-Smiths Medical-Medfusion 3500 | PUMPINFUSIONSYRINGE | Medfusion 3500 |  |  |  | Smiths Medical | Pump, Infusion, Syringe |  |  | PUMPINFUSIONSYRINGE-Smiths Medical-Medfusion 3500 |  |  | PUI-A | Covered PM Repair - Biomedical | MHHS-Southwest | [8 empty] | PUMPINFUSIONSYRINGE | Pump, Infusion, Syringe | Smiths Medical
NO | YES |  |  |  | 013-12624 | 013-12624 | Medex Inc A Furon Co | MEDFUSION 3500 |  | M28181 | SW-HVI-OR | MHHS-Southwest |  | Pump, Infusion, Syringe |  | 013-12624 | 013-12624 | Southwest | MHHS-Southwest | SW-HVI-OR | SW-HVI-OR | 7/1/19 |  | 7/1/20 |  | INFUSION PUMPS | Pump, Infusion, Syringe | PUMPINFUSIONSYRINGE-Smiths Medical-Medfusion 3500 | PUMPINFUSIONSYRINGE | Medfusion 3500 |  |  |  | Smiths Medical | Pump, Infusion, Syringe |  |  | PUMPINFUSIONSYRINGE-Smiths Medical-Medfusion 3500 |  |  | PUI-A | Covered PM Repair - Biomedical | MHHS-Southwest | [8 empty] | PUMPINFUSIONSYRINGE | Pump, Infusion, Syringe | Smiths Medical
NO | YES |  |  |  | 013-12625 | 013-12625 | Medex Inc A Furon Co | MEDFUSION 3500 |  | M28185 | SW-OR | MHHS-Southwest |  | Pump, Infusion, Syringe |  | 013-12625 | 013-12625 | Southwest | MHHS-Southwest | SW-OR | SW - OR | 7/1/19 |  | 7/1/20 |  | INFUSION PUMPS | Pump, Infusion, Syringe | PUMPINFUSIONSYRINGE-Smiths Medical-Medfusion 3500 | PUMPINFUSIONSYRINGE | Medfusion 3500 |  |  |  | Smiths Medical | Pump, Infusion, Syringe |  |  | PUMPINFUSIONSYRINGE-Smiths Medical-Medfusion 3500 |  |  | PUI-A | Covered PM Repair - Biomedical | MHHS-Southwest | [8 empty] | PUMPINFUSIONSYRINGE | Pump, Infusion, Syringe | Smiths Medical
NO | YES |  |  |  | 013-19115 | 013-19115 | Medex Inc A Furon Co | MEDFUSION 3500 |  | M28187 | SW-HVI-OR | MHHS-Southwest |  | Pump, Infusion, Syringe |  | 013-19115 | 013-19115 | Southwest | MHHS-Southwest | SW-HVI-OR | SW-HVI-OR | 6/1/19 |  | 6/1/20 |  | INFUSION PUMPS | Pump, Infusion, Syringe | PUMPINFUSIONSYRINGE-Smiths Medical-Medfusion 3500 | PUMPINFUSIONSYRINGE | Medfusion 3500 |  |  |  | Smiths Medical | Pump, Infusion, Syringe |  |  | PUMPINFUSIONSYRINGE-Smiths Medical-Medfusion 3500 |  |  | PUI-A | Covered PM Repair - Biomedical | MHHS-Southwest | [8 empty] | PUMPINFUSIONSYRINGE | Pump, Infusion, Syringe | Smiths Medical
NO | YES |  |  |  | 013-38058 | 013-38058 | Medex Inc A Furon Co | MEDFUSION 3500 |  | M27728 | SW-OR | MHHS-Southwest |  | Pump, Infusion, Syringe |  | 013-38058 | 013-38058 | Southwest | MHHS-Southwest | SW-OR | OR3 | 7/1/19 |  | 7/1/20 |  | INFUSION PUMPS | Pump, Infusion, Syringe | PUMPINFUSIONSYRINGE-Smiths Medical-Medfusion 3500 | PUMPINFUSIONSYRINGE | Medfusion 3500 |  |  |  | Smiths Medical | Pump, Infusion, Syringe |  |  | PUMPINFUSIONSYRINGE-Smiths Medical-Medfusion 3500 |  |  | PUI-A | Covered PM Repair - Biomedical | MHHS-Southwest | [8 empty] | PUMPINFUSIONSYRINGE | Pump, Infusion, Syringe | Smiths Medical
NO | YES |  |  |  | 013-38989 | 013-38989 | Medex Inc A Furon Co | MEDFUSION 3500 |  | M28174 | SW-OR | MHHS-Southwest |  | Pump, Infusion, Syringe |  | 013-38989 | 013-38989 | Southwest | MHHS-Southwest | SW-OR | OR5 | 11/1/19 |  | 11/1/20 |  | INFUSION PUMPS | Pump, Infusion, Syringe | PUMPINFUSIONSYRINGE-Smiths Medical-Medfusion 3500 | PUMPINFUSIONSYRINGE | Medfusion 3500 |  |  |  | Smiths Medical | Pump, Infusion, Syringe |  |  | PUMPINFUSIONSYRINGE-Smiths Medical-Medfusion 3500 |  |  | PUI-A | Covered PM Repair - Biomedical | MHHS-Southwest | [8 empty] | PUMPINFUSIONSYRINGE | Pump, Infusion, Syringe | Smiths Medical
NO | YES |  |  |  | 133-03757 | 133-03757 | Medex Inc A Furon Co | MEDFUSION 3500 |  | M37986 | Sugar Land-OR | MHHS-Sugarland |  | Pump, Infusion, Syringe |  | 133-03757 | 133-03757 | Sugar Land | MHHS-Sugarland | Sugar Land-OR |  | 7/1/19 | 7/1/20 |  |  | INFUSION PUMPS | Pump, Infusion, Syringe | PUMPINFUSIONSYRINGE-Smiths Medical-Medfusion 3500 | PUMPINFUSIONSYRINGE | Medfusion 3500 |  |  |  | Smiths Medical | Pump, Infusion, Syringe |  |  | PUMPINFUSIONSYRINGE-Smiths Medical-Medfusion 3500 | 5/12/16 |  | PUI-A | Covered PM Repair - Biomedical | MHHS-Sugarland | [8 empty] | PUMPINFUSIONSYRINGE | Pump, Infusion, Syringe | Smiths Medical
NO | YES |  |  |  | 013-38994 | 013-38994 | Medex Inc A Furon Co | MEDFUSION 3500 |  | M27733 | SW-OR |  |  |  |  | 013-38994 | 013-38994 | Southwest | MHHS-Southwest | SW-OR | OR | 9/1/19 |  | 9/1/20
NO | NO |  |  |  | 013-12040 |  | Medex Inc A Furon Co | MEDFUSION 3500 |  | M22171 | SW - OR | MHHS-Southwest |  | Pump, Infusion, Syringe |  | 013-12040 |  | Southwest |  | SW - OR | [5 empty] | INFUSION PUMPS |  | PUMPINFUSIONSYRINGE-Smiths Medical-Medfusion 3500 | PUMPINFUSIONSYRINGE | Medfusion 3500 |  |  |  | Smiths Medical | Pump, Infusion, Syringe |  |  | PUMPINFUSIONSYRINGE-Smiths Medical-Medfusion 3500 |  |  |  | Covered PM Repair - Biomedical | MHHS-Southwest
NO | NO |  |  |  | 013-37493 |  | Medex Inc A Furon Co | MEDFUSION 3500 |  | M27729 | SW - OR | MHHS-Southwest |  | Pump, Infusion, Syringe |  | 013-37493 |  | Southwest |  | SW - OR | [5 empty] | INFUSION PUMPS |  | PUMPINFUSIONSYRINGE-Smiths Medical-Medfusion 3500 | PUMPINFUSIONSYRINGE | Medfusion 3500 |  |  |  | Smiths Medical | Pump, Infusion, Syringe |  |  | PUMPINFUSIONSYRINGE-Smiths Medical-Medfusion 3500 |  |  |  | Covered PM Repair - Biomedical | MHHS-Southwest
NO | YES |  |  |  | 041-32377 | 041-32377 | Medical Data Electronics (MDE) | ESCORT M8 |  |  | OPID - (MC) - BOBETTA LINDIG BREAST CARE [MP4-STE300] - 452 | MHHS-OPID |  | Monitor, Cardiac, Fixed |  | 041-32377 | 041-32377 | West | MD Anderson Breast Care with Memorial Hermann - Memorial City (#300) | OPID - (MC) - BOBETTA LINDIG BREAST CARE [MP4-STE300] - 452 | Hall | 6/1/19 |  | 6/1/20 |  | MONITORS, PHYSIOLOGIC, VITAL SIGNS |  | MONITORCARDIACFIXED-Invivo-Escort M8 | MONITORCARDIACFIXED | Escort M8 |  |  |  | Invivo | Monitor, Cardiac, Fixed |  |  | MONITORCARDIACFIXED-Invivo-Escort M8 |  |  |  | Covered PM Repair - Respiratory/Steriliz | MHHS-OPID
NO | YES |  |  |  | 005-06781 | 005-06781 | Medical Data Electronics (MDE) | ESCORT M8 |  | MFD4150 | SE - BAYSHORE | MHHS-OPID |  | Monitor, Cardiac, Fixed |  | 005-06781 | 005-06781 | Southeast | Memorial Hermann Southeast Hospital | SE - BAYSHORE | 11476 Space Center Blvd | 2/1/20 |  | 2/1/21 |  | MONITORS, PHYSIOLOGIC, VITAL SIGNS | Monitor, Cardiac, Fixed | MONITORCARDIACFIXED-Invivo-Escort M8 | MONITORCARDIACFIXED | Escort M8 |  |  |  | Invivo | Monitor, Cardiac, Fixed |  |  | MONITORCARDIACFIXED-Invivo-Escort M8 | 7/27/17 |  | MCH-A | Covered PM Repair - Biomedical | MHHS-OPID | [8 empty] | MONITORCARDIACFIXED | Monitor, Cardiac, Fixed | Invivo
NO | NO |  |  |  | 129-03308 |  | Medical Data Electronics (MDE) | ESCORT M8 |  | MFD4149 | OPID - (CY) - CY-FAIR MED PLAZA - 426 | MHHS-OPID |  | Monitor, Cardiac, Fixed |  | 129-03308 |  | Northwest & Cypress |  | OPID - (CY) - CY-FAIR MED PLAZA - 426 | [5 empty] | MONITORS, PHYSIOLOGIC, VITAL SIGNS |  | MONITORCARDIACFIXED-Invivo-Escort M8 | MONITORCARDIACFIXED | Escort M8 |  |  |  | Invivo | Monitor, Cardiac, Fixed |  |  | MONITORCARDIACFIXED-Invivo-Escort M8 |  |  |  | Covered PM Repair - Biomedical | MHHS-OPID
NO | NO |  |  |  | 005-09053 |  | Medical Data Electronics (MDE) | ESCORT M8 |  | MFD3259 | OPID - (SE) - PASADENA - 465 | MHHS-OPID |  | Monitor, Cardiac, Fixed |  | 005-09053 |  | Southeast & Bay Area |  | OPID - (SE) - PASADENA - 465 | [5 empty] | MONITORS, PHYSIOLOGIC, VITAL SIGNS |  | MONITORCARDIACFIXED-Invivo-Escort M8 | MONITORCARDIACFIXED | Escort M8 |  |  |  | Invivo | Monitor, Cardiac, Fixed |  |  | MONITORCARDIACFIXED-Invivo-Escort M8 |  |  |  | Covered PM Repair - Biomedical | MHHS-OPID
NO | YES |  |  |  | 069-07787 | 069-07787 | Medical Data Electronics (MDE) | PRISM |  |  | TMC - MHTMC - RAPID RESPONSE | MHHS-TMC |  | Camera, Gamma |  | 069-07787 | 069-07787 | TMC | Memorial Hermann-Texas Medical Center | TMC - MHTMC - RAPID RESPONSE | TMC MHTMC RADI RESPONSE | 12/1/18 |  | 2/1/21 |  | MONITORS, PHYSIOLOGIC, VITAL SIGNS |  | CAMERAGAMMA-Philips-Prism | CAMERAGAMMA | Prism |  |  |  | PHILIPS | Camera, Gamma |  |  | CAMERAGAMMA-Philips-Prism |  |  |  | Covered PM Repair - Radiology, Low End | MHHS-TMC
NO | YES |  |  |  | 041-18900 | 041-18900 | MEDICAL DEVICE RESOURCE CORPORATION | K PUMP |  | 150905-15 | MEMORIAL CITY - OUTPATIENT SURGERY | MHHS-Mem City |  | Pump, Infusion |  | 041-18900 | 041-18900 | West | Memorial herman - memorial city medical center | MEMORIAL CITY - OUTPATIENT SURGERY | W1 case cart staging area |  |  |  |  | INFUSION PUMPS |  | PUMPINFUSION-Medical Dev-K Pump | PUMPINFUSION | K Pump |  |  |  | Medical Dev | Pump, Infusion |  | PUMPINFUSION-Medical Dev-K Pump |  |  |  |  | Covered PM Repair - Biomedical | MHHS-Mem City
NO | NO |  |  |  | 133-02951 |  | MEDICAL DEVICE RESOURCE CORPORATION | THE INFILTRATOR |  |  | KATY - OR | MHHS-Katy |  |  |  | 133-02951 |  | Katy |  | KATY - OR | [5 empty] | INFUSION PUMPS |  | .needs class | [5 empty] | Medical Dev | [7 empty] | Not Covered Vendor Only - Biomedical | MHHS-Katy
NO | YES |  |  |  | 145-01348 | 145-01348 | Medical Electronics Equipment | Se640 |  |  | Pearland-Laboratory-Main |  |  |  |  | 145-01348 | 145-01348 | Pearland | MHHS-Pearland Hospital | Pearland-Laboratory-Main | Specimen processing
NO | NO |  |  |  | 069-42577 |  | Medical Graphics Corp (MedGraphics) | CCM EXPRESS INDIRECT CALORIMETER |  |  | TMC - RESPIRATORY - PULMONARY LAB | MHHS-TMC |  |  |  | 069-42577 |  | TMC |  | TMC - RESPIRATORY - PULMONARY LAB | [5 empty] | ANALYZERS, PHYSIOLOGIC, PULMONARY FUNCTION |  | .needs class | [5 empty] | MedicalGraph | [7 empty] | Covered PM Repair - Biomedical | MHHS-TMC
NO | NO |  |  |  | 041-18953 |  | Medical Graphics Corp (MedGraphics) | CPFS/D USB |  |  | MEMORIAL CITY - RESPIRATORY | MHHS-Mem City |  |  |  | 041-18953 |  | West & Memorial City |  | MEMORIAL CITY - RESPIRATORY | [5 empty] | SPIROMETERS |  | .needs class | [5 empty] | MedicalGraph | [7 empty] | Not Covered Vendor Only - Resp/Ster | MHHS-Mem City
NO | NO |  |  |  | 013-36161 |  | Medical Graphics Corp (MedGraphics) | CPFS/D USB |  |  | SW - RESPIRATORY | MHHS-Southwest |  |  |  | 013-36161 |  | Southwest |  | SW - RESPIRATORY | [5 empty] | SPIROMETERS |  | .needs class | [5 empty] | MedicalGraph | [7 empty] | Not Covered Vendor Only - Resp/Ster | MHHS-Southwest
NO | NO |  |  |  | 069-42797 |  | Medical Graphics Corp (MedGraphics) | CPFS/D USB |  |  | TMC - PLAZA - CARDIAC REHAB (UT POB) | MHHS-TMC |  |  |  | 069-42797 |  | TMC |  | TMC - PLAZA - CARDIAC REHAB (UT POB) | [5 empty] | SPIROMETERS |  | .needs class | [5 empty] | MedicalGraph | [7 empty] | Not Covered Vendor Only - Biomedical | MHHS-TMC
NO | NO |  |  |  | 069-34734 |  | Medical Graphics Corp (MedGraphics) | CPFS/D USB |  |  | TMC - RESPIRATORY - PULMONARY LAB | MHHS-TMC |  |  |  | 069-34734 |  | TMC |  | TMC - RESPIRATORY - PULMONARY LAB | [5 empty] | SPIROMETERS |  | .needs class | [5 empty] | MedicalGraph | [7 empty] | Not Covered Vendor Only - Resp/Ster | MHHS-TMC
NO | YES |  |  |  | 029-09377 | 029-09377 | Medical Graphics Corp (MedGraphics) | ELITE DL |  |  | Woodlands-Cardiopulmonary | MHHS-Woodlands |  | Plethysmograph, Whole Body |  | 029-09377 | 029-09377 | Woodlands | MHHS-Woodlands | Woodlands-Cardiopulmonary | Cardio pulmonary | 12/1/18 |  |  |  | PLETHYSMOGRAPH | Plethysmograph, Whole Body | PLETHYSMOGRAPHWHOLEBODY-MedicalGraph-Elite DL | PLETHYSMOGRAPHWHOLEBODY | Elite DL |  |  |  | MedicalGraph | Plethysmograph, Whole Body |  | PLETHYSMOGRAPHWHOLEBODY-MedicalGraph-Elite DL |  |  |  | PLWB-A | Covered PM Repair - Biomedical | MHHS-Woodlands | [8 empty] | PLETHYSMOGRAPHWHOLEBODY | Plethysmograph, Whole Body | MedicalGraph
NO | YES |  |  |  | 069-40149 | 069-40149 | Medical Graphics Corp (MedGraphics) | ELITE DX |  |  | TMC-Respiratory-Pulmonary Lab | MHHS-TMC |  | Plethysmograph, Whole Body |  | 069-40149 | 069-40149 | TMC | MHHS-TMC | TMC-Respiratory-Pulmonary Lab | Exam 15 | 2/1/20 |  | 2/1/21 |  | PLETHYSMOGRAPH |  | PLETHYSMOGRAPHWHOLEBODY-MedicalGraph-Elite DX | PLETHYSMOGRAPHWHOLEBODY | Elite DX |  |  |  | MedicalGraph | Plethysmograph, Whole Body |  | PLETHYSMOGRAPHWHOLEBODY-MedicalGraph-Elite DX |  | 1/11/17 |  |  | Covered PM Repair - Biomedical | MHHS-TMC
NO | YES | Asset Tag 077-08975 |  |  | 077-08975 | 077-08975 | Medical Graphics Corp (MedGraphics) | ELITE DX |  |  | (null) | MHHS-TMC |  | Plethysmograph, Whole Body |  | 077-08975 | 077-08975 | (null) | MHHS-TMC | (null) | (null) |  |  |  | (null) | PLETHYSMOGRAPH |  | PLETHYSMOGRAPHWHOLEBODY-MedicalGraph-Elite DX | PLETHYSMOGRAPHWHOLEBODY | Elite DX |  |  |  | MedicalGraph | Plethysmograph, Whole Body |  | PLETHYSMOGRAPHWHOLEBODY-MedicalGraph-Elite DX |  | 1/11/17 |  |  | Covered PM Repair - Biomedical | MHHS-TMC
NO | NO |  |  |  | 069-41078 |  | Medical Graphics Corp (MedGraphics) | ELITE DX |  |  | CAHF - (TMC) - TMC MEDICAL PLAZA [MHMP-STE2500] | MHHS - Heart Failure Clinics |  | Plethysmograph, Whole Body |  | 069-41078 |  | TMC |  | CAHF - (TMC) - TMC MEDICAL PLAZA [MHMP-STE2500] | [5 empty] | PLETHYSMOGRAPH |  | PLETHYSMOGRAPHWHOLEBODY-MedicalGraph-Elite DX | PLETHYSMOGRAPHWHOLEBODY | Elite DX |  |  |  | MedicalGraph | Plethysmograph, Whole Body |  | PLETHYSMOGRAPHWHOLEBODY-MedicalGraph-Elite DX |  |  |  |  | Covered PM Repair - Biomedical | MHHS - Heart Failure Clinics
NO | NO |  |  |  | 013-36403 |  | Medical Graphics Corp (MedGraphics) | ELITE DX |  |  | SW - PULMONARY FUNCTION | MHHS-Southwest |  | Plethysmograph, Whole Body |  | 013-36403 |  | Southwest |  | SW - PULMONARY FUNCTION | [5 empty] | PLETHYSMOGRAPH |  | PLETHYSMOGRAPHWHOLEBODY-MedicalGraph-Elite DX | PLETHYSMOGRAPHWHOLEBODY | Elite DX |  |  |  | MedicalGraph | Plethysmograph, Whole Body |  | PLETHYSMOGRAPHWHOLEBODY-MedicalGraph-Elite DX |  |  |  |  | Covered PM Repair - Biomedical | MHHS-Southwest
NO | YES |  |  |  | 151-01439 | 151-01439 | Medical Graphics Corp (MedGraphics) | Elite Platinum DX 830008-902 |  |  | CY-Respiratory Care Services | MHHS-Cypress |  |  |  | 151-01439 | 151-01439 | Northwest | MHHS-Cypress | CY-Respiratory Care Services | Pulmonary testing lab | 5/1/19 | 2/1/20 |  |  | ANALYZERS, PHYSIOLOGIC, PULMONARY FUNCTION |  | .needs class | [5 empty] | MedicalGraph | [7 empty] | Covered PM Repair - Biomedical | MHHS-Cypress
NO | YES |  |  |  | 009-33332 | 009-33332 | Medical Graphics Corp (MedGraphics) | Elite Platinum DX 830008-902 |  |  | GH-Therapy Services | MHHS-Greater Heights |  |  |  | 009-33332 | 009-33332 | Central | MHHS-Greater Heights | GH-Therapy Services | Pre Admit | 5/1/19 |  |  |  | ANALYZERS, PHYSIOLOGIC, PULMONARY FUNCTION |  | .needs class | [5 empty] | MedicalGraph | [7 empty] | Covered PM Repair - Biomedical | MHHS-Greater Heights
NO | YES |  |  |  | 005-13111 | 005-13111 | Medical Graphics Corp (MedGraphics) | Elite Platinum DX 830008-902 |  |  | SE-Radiology-Nuc Med | MHHS-Southeast |  |  |  | 005-13111 | 005-13111 | Southeast | MHHS-Southeast | SE-Radiology-Nuc Med | W2406 pulmonary Function |  |  |  |  | ANALYZERS, PHYSIOLOGIC, PULMONARY FUNCTION |  | .needs class | [5 empty] | MedicalGraph |  |  |  |  | 1/11/17 |  |  | Covered PM Repair - Biomedical | MHHS-Southeast
NO | NO |  |  |  | 133-02994 |  | Medical Graphics Corp (MedGraphics) | Perception II |  | PE6032OA10 | KATY - CARDIOLOGY | MHHS-Katy |  | Controller, Temperature |  | 133-02994 |  | Katy |  | KATY - CARDIOLOGY | [5 empty] | THERMOMETERS, ELECTRONIC, PATIENT |  | CONTROLLERTEMPERATURE-DavisInotekIns-PerceptionII | CONTROLLERTEMPERATURE | PerceptionII |  |  |  | DavisInotekIns | Controller, Temperature |  |  | CONTROLLERTEMPERATURE-DavisInotekIns-PerceptionII |  |  |  | Not Covered Vendor Only - Biomedical | MHHS-Katy
NO | YES |  |  |  | 133-10150 | 133-10150 | Medical Graphics Corp (MedGraphics) | PLATINUM ELITE DX |  |  | Katy-Cardiology | MHHS-Katy |  | Plethysmograph, Whole Body |  | 133-10150 | 133-10150 | Katy | MHHS-Katy | Katy-Cardiology | Pulmonary Function Testing | 4/1/19 | 4/1/20 |  |  | PLETHYSMOGRAPH | Plethysmograph, Whole Body | PLETHYSMOGRAPHWHOLEBODY-MGC Diag Corp-Pt Elite DX | PLETHYSMOGRAPHWHOLEBODY | Platinum Elite DX |  |  |  | MGC Diag Corp | Plethysmograph, Whole Body |  |  | PLETHYSMOGRAPHWHOLEBODY-MGC Diag Corp-Pt Elite DX |  |  | PLWB-A | Covered PM Repair - Biomedical | MHHS-Katy | [8 empty] | PLETHYSMOGRAPHWHOLEBODY | Plethysmograph, Whole Body | MGC Diag Corp
NO | YES |  |  |  | 142-08243 | 142-08243 | Medical Graphics Corp (MedGraphics) | PLATINUM ELITE DX |  |  | NE-Respiratory | MHHS-Northeast |  | Plethysmograph, Whole Body |  | 142-08243 | 142-08243 | Katy | MHHS-Northeast | NE-Respiratory | PFT Room | 11/1/18 | 11/1/19 |  |  | PLETHYSMOGRAPH | Plethysmograph, Whole Body | PLETHYSMOGRAPHWHOLEBODY-MGC Diag Corp-Pt Elite DX | PLETHYSMOGRAPHWHOLEBODY | Platinum Elite DX |  |  |  | MGC Diag Corp | Plethysmograph, Whole Body |  |  | PLETHYSMOGRAPHWHOLEBODY-MGC Diag Corp-Pt Elite DX |  |  | PLWB-A | Covered PM Repair - Biomedical | MHHS-Northeast | [8 empty] | PLETHYSMOGRAPHWHOLEBODY | Plethysmograph, Whole Body | MGC Diag Corp
NO | NO |  |  |  | 069-38768 |  | Medical Graphics Corp (MedGraphics) | ULTIMA CARDIO2 |  |  | CAHF - (TMC) - TMC MEDICAL PLAZA [MHMP-STE2500] | MHHS - Heart Failure Clinics |  | Cardiac Stress System |  | 069-38768 |  | TMC |  | CAHF - (TMC) - TMC MEDICAL PLAZA [MHMP-STE2500] | [5 empty] | MONITORING SYSTEMS, PHYSIOLOGIC, STRESS EXERCISE |  | CARDIACSTRESSSYSTEM-MedicalGraph-Ultima CardiO2 | CARDIACSTRESSSYSTEM | Ultima CardiO2 |  |  |  | MedicalGraph | Cardiac Stress System |  | CARDIACSTRESSSYSTEM-MedicalGraph-Ultima CardiO2 |  |  |  |  | Not Covered Vendor Only - Lab Ana/Anes | MHHS - Heart Failure Clinics
NO | YES |  |  |  | 069-46188 | 069-46188 | Medical Graphics Corp (MedGraphics) | ULTIMA PF |  |  | TMC-Jones-Hyperbaric/Wound Care (Jg) | MHHS-TMC |  | Analyzer, Pulmonary Function |  | 069-46188 | 069-46188 | TMC | MHHS-TMC | TMC-Jones-Hyperbaric/Wound Care (Jg) | Exam 16 | 6/1/19 |  | 6/1/20 |  | ANALYZERS, PHYSIOLOGIC, PULMONARY FUNCTION |  | ANALYZERPULMFUNC-MedicalGraph-ULTIMA PF | ANALYZERPULMFUNC | ULTIMA PF |  |  |  | MedicalGraph | Analyzer, Pulmonary Function |  | ANALYZERPULMFUNC-MedicalGraph-ULTIMA PF |  | 7/1/18 |  |  | Covered PM Repair - Biomedical | MHHS-TMC
NO | NO |  |  |  | 069-42112 |  | Medical Graphics Corp (MedGraphics) | VO2000 |  | C147313 | SMR - (TMC) - IRONMAN [MHMP-16FLR] | MHHS-SMR |  |  |  | 069-42112 |  | TMC |  | SMR - (TMC) - IRONMAN [MHMP-16FLR] | [5 empty] | ANALYZERS, PHYSIOLOGIC, METABOLIC RATE |  | .needs class | [5 empty] | MedicalGraph | [7 empty] | Covered PM Repair - Biomedical | MHHS-SMR
NO | NO |  |  |  | 069-17505 |  | MEDICAL INDUSTRIES AMERICA INC. |  |  |  | TMC - HERMANN - ADULT ER (1HP) | MHHS-TMC |  | Drill, Surgical, Electric |  | 069-17505 |  | TMC |  | TMC - HERMANN - ADULT ER (1HP) | [5 empty] | ASPIRATORS |  | DRILLSURGICALELECT-Stryker-605 | DRILLSURGICALELECT |  |  |  |  | Stryker | Drill, Surgical, Electric |  |  | DRILLSURGICALELECT-Stryker-605 |  |  |  | Covered PM Repair - Biomedical | MHHS-TMC
NO | NO |  |  |  | 069-25814 |  | MEDICAL INDUSTRIES AMERICA INC. |  |  | DA2506003795 | TMC - HERMANN - ADULT ER (1HP) | MHHS-TMC |  | Drill, Surgical, Electric |  | 069-25814 |  | TMC |  | TMC - HERMANN - ADULT ER (1HP) | [5 empty] | ASPIRATORS |  | DRILLSURGICALELECT-Stryker-605 | DRILLSURGICALELECT |  |  |  |  | Stryker | Drill, Surgical, Electric |  |  | DRILLSURGICALELECT-Stryker-605 |  |  |  | Covered PM Repair - Biomedical | MHHS-TMC
NO | NO |  |  |  | 069-25813 |  | MEDICAL INDUSTRIES AMERICA INC. |  |  | DA2506003794 | TMC - HERMANN - PEDI ER (1HP) | MHHS-TMC |  | Drill, Surgical, Electric |  | 069-25813 |  | TMC |  | TMC - HERMANN - PEDI ER (1HP) | [5 empty] | ASPIRATORS |  | DRILLSURGICALELECT-Stryker-605 | DRILLSURGICALELECT |  |  |  |  | Stryker | Drill, Surgical, Electric |  |  | DRILLSURGICALELECT-Stryker-605 |  |  |  | Not Covered Vendor Only - Lab Ana/Anes | MHHS-TMC
NO | NO | [5 empty] | Medical Instrument Research Associates (MIRA Inc) | OS3000 |  | os3000-1589 | TMC - OR - PEDI OR (2R) | MHHS-TMC | [5 empty] | TMC |  | TMC - OR - PEDI OR (2R) | [5 empty] | LIGHT SOURCES, FIBEROPTIC |  | .needs class | [13 empty] | Covered PM Repair - Biomedical | MHHS-TMC
NO | NO | [5 empty] | Medical Instrument Research Associates (MIRA Inc) | TR4000 |  | tr4002-281 | TMC - OR - PEDI OR (2R) | MHHS-TMC |  | Stretcher |  |  |  | TMC |  | TMC - OR - PEDI OR (2R) | [5 empty] | RADIOFREQUENCY/MICROWAVE THERAPY SYSTEMS, DIATHERM |  | STRETCHER-TR Equip-TR4000 | STRETCHER | TR4000 |  |  |  | TR Equip | Stretcher |  |  | STRETCHER-TR Equip-TR4000 |  |  |  | Not Covered Vendor Only - Biomedical | MHHS-TMC
NO | YES | [5 empty] | Medical Intelligence | BODYFIX |  |  | GH-Cancer Center | MHHS-Greater Heights | [5 empty] | Central & Greater Heights | MHHS-Greater Heights | GH-Cancer Center | Similator room | 7/1/11 |  |  |  | POSITIONING AIDS, RADIOGRAPHIC/RADIOTHERAPUETIC |  | .needs class | [5 empty] | Medical Int |  |  |  |  | 12/1/20 |  |  | Not Covered Vendor Only - Biomedical | MHHS-Greater Heights
NO | NO |  |  |  | 000-03821 |  | Medical Measurement Systems | FLOWSTAR |  | SN18345317 | MH MG - (PL) - UROLOGY ASSOCIATES - PEARLAND | MHHS-MG |  | Flow Meter |  | 000-03821 |  | Pearland |  | MH MG - (PL) - UROLOGY ASSOCIATES - PEARLAND | [5 empty] | URODYNAMIC MEASUREMENT SYSTEMS |  | FLOWMETER-Laborie Med-Flowstar | FLOWMETER | Flowstar |  |  |  | Laborie Med | Flow Meter |  |  | FLOWMETER-Laborie Med-Flowstar |  |  |  | Covered PM Repair - Biomedical | MHHS-MG
NO | NO |  |  |  | 000-04945 |  | Medical Measurement Systems | FLOWSTAR |  |  | MH MG - (SE) - UROLOGY ASSOCIATES - SOUTHEAST | MHHS-MG |  | Flow Meter |  | 000-04945 |  | Southeast & Bay Area |  | MH MG - (SE) - UROLOGY ASSOCIATES - SOUTHEAST | [5 empty] | URODYNAMIC MEASUREMENT SYSTEMS |  | FLOWMETER-Laborie Med-Flowstar | FLOWMETER | Flowstar |  |  |  | Laborie Med | Flow Meter |  |  | FLOWMETER-Laborie Med-Flowstar |  |  |  | Covered PM Repair - Biomedical | MHHS-MG
NO | NO |  |  |  | 000-04286 |  | Medical Measurement Systems | FLOWSTAR |  | SN18343274 | MH MG - (SE) - UROLOGY ASSOCIATES - WEBSTER | MHHS-MG |  | Flow Meter |  | 000-04286 |  | Southeast & Bay Area |  | MH MG - (SE) - UROLOGY ASSOCIATES - WEBSTER | [5 empty] | URODYNAMIC MEASUREMENT SYSTEMS |  | FLOWMETER-Laborie Med-Flowstar | FLOWMETER | Flowstar |  |  |  | Laborie Med | Flow Meter |  |  | FLOWMETER-Laborie Med-Flowstar |  |  |  | Covered PM Repair - Biomedical | MHHS-MG
NO | YES |  |  |  | 029-12013 | 029-12013 | Medical Measurement Systems | SOLAR BLUE |  |  | MH MG-(KY)-Katy Urology (Mp2) | MHHS-MG |  |  |  | 029-12013 | 029-12013 | Katy | MHHS-MG | MH MG-(KY)-Katy Urology (Mp2) | Exam 3 | 7/1/19 | 7/1/20 |  |  | URODYNAMIC MEASUREMENT SYSTEMS |  | .needs class | [5 empty] | Medical Measure |  |  |  |  | 8/20/20 |  |  | Not Covered Vendor Only - Biomedical | MHHS-MG
YES | YES |  |  |  | 005-33578 | 005-33578 | Medical Measurement Systems MMS | Flowstar |  | SN18343150 | MH MG - (STX) - SOUTH TEXAS - WHARTON |  |  |  |  | 005-33578 | 005-33578 | South | Specialties Clinic | MH MG - (STX) - SOUTH TEXAS - WHARTON | Exam 9 | 10/1/19 | 10/1/20
YES | YES |  |  |  | 241-00685 | 241-00685 | Medical Packaging |  |  |  | TIRR - Pharmacy |  |  |  |  | 241-00685 | 241-00685 | TMC | TIRR Memorial Hermann | TIRR - Pharmacy | TIRR -Pharmacy
YES | YES |  |  |  | 041-33520 | 041-33520 | Medical Positioning | 1222 Echo Table |  |  | Memorial Hermann- Southeast |  |  |  |  | 041-33520 | 041-33520 |  | Memorial Hermann- Southeast | Memorial Hermann- Southeast | Bed storage room | 4/1/20 |  |  | No PM Sticker
YES | YES |  |  |  | 005-33166 | 005-33166 | Medical Positioning | Echo Table |  |  | Sugar Land Endo |  |  |  |  | 005-33166 | 005-33166 | Sugar Land | Memorial Hermann Sugar Land Hospital | Sugar Land Endo | Echo
YES | YES |  |  |  | 005-33302 | 005-33302 | Medical Positioning | Stress EchoBed |  |  | Nuclear Medicine |  |  |  |  | 005-33302 | 005-33302 | Sugar Land | Memorial Hermann Sugar Land Hospital | Nuclear Medicine | Stress Test | 3/1/20 |  |  |  |  | Table, X-Ray | TABLEXRAY-Medical Positioning-Stress EchoBed | [12 empty] | TX-A | [9 empty] | Table, X-Ray | TABLEXRAY | Table, X-Ray | Medical Positioning
NO | NO |  |  |  | 029-09023 |  | Medical Positioning, Inc. |  |  |  | WOODLANDS - CATH LAB | MHHS-Woodlands |  | Suture Units |  | 029-09023 |  | Woodlands |  | WOODLANDS - CATH LAB | [5 empty] | TABLES, EXAMINATION/TREATMENT |  | MISCELLANEOUS-Axya Med Inc-1101 | MISCELLANEOUS |  |  |  |  | Axya Med Inc | Suture Units |  |  | MISCELLANEOUS-Axya Med Inc-1101 |  |  |  | Covered PM Repair - Biomedical | MHHS-Woodlands
NO | YES |  |  |  | 005-33756 | 005-33756 | Medical Positioning, Inc. | ECHO BED 1222 |  |  | SE-Noninvasive Cardiology | MHHS-Southeast |  |  |  | 005-33756 | 005-33756 | Southeast | MHHS-Southeast | SE-Noninvasive Cardiology |  | 4/1/18 |  |  |  | TABLES, EXAMINATION/TREATMENT |  | .needs class | [5 empty] | Medical Positioning |  |  |  |  | 9/11/20 |  |  | Not Covered Vendor Only - Rad, High End | MHHS-Southeast
NO | NO | [5 empty] | Medical Positioning, Inc. | ECHO BED 1222 |  |  | SW - HVI - NONINVASIVE CARDIOLOGY | MHHS-Southwest | [5 empty] | Southwest |  | SW - HVI - NONINVASIVE CARDIOLOGY | [5 empty] | TABLES, EXAMINATION/TREATMENT |  | .needs class | [5 empty] | Medical Positioning | [7 empty] | Not Covered Vendor Only - Rad, High End | MHHS-Southwest
NO | NO | [5 empty] | Medical Positioning, Inc. | ECHO BED 1222 |  |  | SW - HVI - NONINVASIVE CARDIOLOGY | MHHS-Southwest | [5 empty] | Southwest |  | SW - HVI - NONINVASIVE CARDIOLOGY | [5 empty] | TABLES, EXAMINATION/TREATMENT |  | .needs class | [5 empty] | Medical Positioning | [7 empty] | Covered PM Repair - Biomedical | MHHS-Southwest
NO | NO | [5 empty] | Medical Positioning, Inc. | ECHOTABLE 2283 |  |  | WOODLANDS - CARDIOPULMONARY | MHHS-Woodlands | [5 empty] | Woodlands |  | WOODLANDS - CARDIOPULMONARY | [5 empty] | TABLES, EXAMINATION/TREATMENT |  | .needs class | [5 empty] | Medical Positioning | [7 empty] | Covered PM Repair - Biomedical | MHHS-Woodlands
NO | NO | [5 empty] | Medical Positioning, Inc. | ECHOTABLE 2283 |  |  | WOODLANDS - CARDIOPULMONARY | MHHS-Woodlands | [5 empty] | Woodlands |  | WOODLANDS - CARDIOPULMONARY | [5 empty] | TABLES, EXAMINATION/TREATMENT |  | .needs class | [5 empty] | Medical Positioning | [7 empty] | Covered PM Repair - Biomedical | MHHS-Woodlands
NO | NO |  |  |  | 013-38878 |  | Medical Positioning, Inc. | HUT TABLE 1011 |  |  | SW - HVI - HOLDING | MHHS-Southwest |  |  |  | 013-38878 |  | Southwest |  | SW - HVI - HOLDING | [5 empty] | TABLES, EXAMINATION/TREATMENT |  | .needs class | [5 empty] | Medical Positioning | [7 empty] | Covered PM Repair - Biomedical | MHHS-Southwest
NO | YES |  |  |  | 009-34597 | 009-34597 | Medical Positioning, Inc. | STRESS ECHOBED 1736 |  |  | GH-Cardiology | MHHS-Greater Heights |  |  |  | 009-34597 | 009-34597 | Central | MHHS-Greater Heights | GH-Cardiology | S2 2: 105 47 | 12/1/19 |  |  |  | BEDS, ELECTRIC |  | .needs class | [5 empty] | Medical Positioning |  |  |  |  | 4/20/14 |  |  | Covered PM Repair - Biomedical | MHHS-Greater Heights
NO | NO | [5 empty] | Medical Positioning, Inc. | VASSCAN 2184 |  |  | SW - HVI - NONINVASIVE CARDIOLOGY | MHHS-Southwest | [5 empty] | Southwest |  | SW - HVI - NONINVASIVE CARDIOLOGY | [5 empty] | TABLES, EXAMINATION/TREATMENT |  | .needs class | [5 empty] | Medical Positioning | [7 empty] | Covered PM Repair - Biomedical | MHHS-Southwest
YES | YES | Serial Number Cnf |  |  | 099-01161 | 099-01161 | Medical Refrigerator | Accucold |  | Cnf | NE - ER |  |  |  |  | 099-01161 | 099-01161 | Katy | Memorial Hermann Northeast Hospital | NE - ER | Outside OR 3
YES | YES | Serial Number Cnf |  |  | 099-01164 | 099-01164 | Medical Refrigerator | Accucold |  | Cnf | NE - ER |  |  |  |  | 099-01164 | 099-01164 | Katy | Memorial Hermann Northeast Hospital | NE - ER | Nurses Station
YES | YES | Serial Number Cnf |  |  | 099-01171 | 099-01171 | Medical Refrigerator | Accucold |  | Cnf | NE - RESPIRATORY |  |  |  |  | 099-01171 | 099-01171 | Katy | Memorial Hermann Northeast Hospital | NE - RESPIRATORY | ER Nurses Station Outside Room 34
YES | YES | Serial Number Cnf |  |  | 009-10466 | 009-10466 | Medical Refrigerators | Accuccold |  | Cnf | OPID - (GH) - GREATER HEIGHTS CCC - 439 |  |  |  |  | 009-10466 | 009-10466 | Central | Memorial Hermann Medical Group Greater Heights Primary Care (located in the CCC) | OPID - (GH) - GREATER HEIGHTS CCC - 439 | IV Prep
NO | NO |  |  |  | 069-46134 |  | Medical Science Products | PolyStim II |  | PS1842 | TMC - OR - ANESTHESIA (2HP) | MHHS-TMC |  | Stimulator, Nerve, Trans. (tens) |  | 069-46134 |  | TMC |  | TMC - OR - ANESTHESIA (2HP) | [5 empty] | STIMULATORS, ELECTRICAL, NEUROMUSCULAR |  | STIMNERVETRANSTENS-Tri-anim Health Serv-PolystimII | STIMNERVETRANSTENS | Polystim II |  |  |  | Tri-Anim Health | Stimulator, Nerve, Trans. (tens) |  |  | STIMNERVETRANSTENS-Tri-anim Health Serv-PolystimII |  |  |  | Covered PM Repair - Biomedical | MHHS-TMC
NO | YES |  |  |  | 133-02997 | 133-02997 | Medical Solutions Inc | 1000L |  |  | Katy-OR | MHHS-Katy |  |  |  | 133-02997 | 133-02997 | Katy | MHHS-Katy | Katy-OR | OR 6 | 11/1/19 | 5/1/20 |  |  | WARMING UNITS, BLOOD/INTRAVENOUS SOLUTION | Pump, Thermia, Heating | PUMPTHERMIAHEATING-Medical Sol-1000LS-F |  |  |  |  | PUMPTHERMIAHEATING-Medical Sol-1000LS-F | Medical Sol | [6 empty] | PTH-SA | Covered PM Repair - Biomedical | MHHS-Katy | [8 empty] | PUMPTHERMIAHEATING | Pump, Thermia, Heating | Medical Sol
NO | YES |  |  |  | 133-06144 | 133-06144 | Medical Solutions Inc | 1000L |  |  | Katy-OR | MHHS-Katy |  |  |  | 133-06144 | 133-06144 | Katy | MHHS-Katy | Katy-OR | OR 9 | 11/1/19 | 5/1/20 |  |  | WARMING UNITS, BLOOD/INTRAVENOUS SOLUTION | Pump, Thermia, Heating | PUMPTHERMIAHEATING-Medical Sol-1000LS-F |  |  |  |  | PUMPTHERMIAHEATING-Medical Sol-1000LS-F | Medical Sol |  |  |  |  | 6/4/18 |  | PTH-SA | Not Covered Vendor Only - Biomedical | MHHS-Katy | [8 empty] | PUMPTHERMIAHEATING | Pump, Thermia, Heating | Medical Sol
NO | YES |  |  |  | 133-07345 | 133-07345 | Medical Solutions Inc | 1000L |  |  | Katy-OR | MHHS-Katy |  |  |  | 133-07345 | 133-07345 | Katy | MHHS-Katy | Katy-OR | C SECTION OR1 | 9/1/19 | 3/1/20 |  |  | WARMING UNITS, BLOOD/INTRAVENOUS SOLUTION | Pump, Thermia, Heating | PUMPTHERMIAHEATING-Medical Sol-1000LS-F |  |  |  |  | PUMPTHERMIAHEATING-Medical Sol-1000LS-F | Medical Sol | [6 empty] | PTH-SA | Covered PM Repair - Biomedical | MHHS-Katy | [8 empty] | PUMPTHERMIAHEATING | Pump, Thermia, Heating | Medical Sol
NO | YES |  |  |  | 133-07346 | 133-07346 | Medical Solutions Inc | 1000L |  |  | Katy-Labor & Delivery OR | MHHS-Katy |  |  |  | 133-07346 | 133-07346 | Katy | MHHS-Katy | Katy-Labor & Delivery OR | Csection or 2 | 9/1/19 | 3/1/20 |  |  | WARMING UNITS, BLOOD/INTRAVENOUS SOLUTION | Pump, Thermia, Heating | PUMPTHERMIAHEATING-Medical Sol-1000LS-F |  |  |  |  | PUMPTHERMIAHEATING-Medical Sol-1000LS-F | Medical Sol | [6 empty] | PTH-SA | Covered PM Repair - Biomedical | MHHS-Katy | [8 empty] | PUMPTHERMIAHEATING | Pump, Thermia, Heating | Medical Sol
NO | NO |  |  |  | 133-08184 |  | Medical Solutions Inc | 1000L |  |  | KATY - OR | MHHS-Katy |  |  |  | 133-08184 |  | Katy |  | KATY - OR | [5 empty] | WARMING UNITS, BLOOD/INTRAVENOUS SOLUTION |  | PUMPTHERMIAHEATING-Medical Sol-1000LS-F |  |  |  |  | PUMPTHERMIAHEATING-Medical Sol-1000LS-F | Medical Sol | [7 empty] | Covered PM Repair - Biomedical | MHHS-Katy
NO | YES |  |  |  | 133-09180 | 133-09180 | Medical Solutions Inc | 1000LS-J |  |  | Katy-OR | MHHS-Katy |  |  |  | 133-09180 | 133-09180 | Katy | MHHS-Katy | Katy-OR | OR 7 | 12/1/16 |  |  | No pm required | WARMING UNITS, BLOOD/INTRAVENOUS SOLUTION | Pump, Thermia, Heating | PUMPTHERMIAHEATING-Medical Sol-1000LS-F |  |  |  |  | PUMPTHERMIAHEATING-Medical Sol-1000LS-F | Medical Sol | [6 empty] | PTH-SA | Covered PM Repair - Biomedical | MHHS-Katy | [8 empty] | PUMPTHERMIAHEATING | Pump, Thermia, Heating | Medical Sol
NO | YES |  |  |  | 133-09181 | 133-09181 | Medical Solutions Inc | 1000LS-J |  |  | Katy-OR | MHHS-Katy |  |  |  | 133-09181 | 133-09181 | Katy | MHHS-Katy | Katy-OR | OR10 | 12/1/16 |  |  |  | WARMING UNITS, BLOOD/INTRAVENOUS SOLUTION | Pump, Thermia, Heating | PUMPTHERMIAHEATING-Medical Sol-1000LS-F |  |  |  |  | PUMPTHERMIAHEATING-Medical Sol-1000LS-F | Medical Sol | [6 empty] | PTH-SA | Covered PM Repair - Biomedical | MHHS-Katy | [8 empty] | PUMPTHERMIAHEATING | Pump, Thermia, Heating | Medical Sol
NO | YES |  |  |  | 133-09182 | 133-09182 | Medical Solutions Inc | 1000LS-J |  |  | Katy-OR | MHHS-Katy |  |  |  | 133-09182 | 133-09182 | Katy | MHHS-Katy | Katy-OR | OR1 | 12/1/16 |  |  |  | WARMING UNITS, BLOOD/INTRAVENOUS SOLUTION | Pump, Thermia, Heating | PUMPTHERMIAHEATING-Medical Sol-1000LS-F |  |  |  |  | PUMPTHERMIAHEATING-Medical Sol-1000LS-F | Medical Sol | [6 empty] | PTH-SA | Covered PM Repair - Biomedical | MHHS-Katy | [8 empty] | PUMPTHERMIAHEATING | Pump, Thermia, Heating | Medical Sol
NO | YES |  |  |  | 133-09236 | 133-09236 | Medical Solutions Inc | 1000LS-J |  |  | Katy-OR | MHHS-Katy |  |  |  | 133-09236 | 133-09236 | Katy | MHHS-Katy | Katy-OR | OR 8 | 12/1/16 |  |  |  | WARMING UNITS, BLOOD/INTRAVENOUS SOLUTION | Pump, Thermia, Heating | PUMPTHERMIAHEATING-Medical Sol-1000LS-F |  |  |  |  | PUMPTHERMIAHEATING-Medical Sol-1000LS-F | Medical Sol | [6 empty] | PTH-SA | Covered PM Repair - Biomedical | MHHS-Katy | [8 empty] | PUMPTHERMIAHEATING | Pump, Thermia, Heating | Medical Sol
NO | YES |  |  |  | 133-09754 | 133-09754 | Medical Solutions Inc | 1000LS-J |  |  | Katy-OR | MHHS-Katy |  |  |  | 133-09754 | 133-09754 | Katy | MHHS-Katy | Katy-OR | OR | 2/1/17 | 2/1/22 |  |  | WARMING UNITS, BLOOD/INTRAVENOUS SOLUTION | Pump, Thermia, Heating | PUMPTHERMIAHEATING-Medical Sol-1000LS-F |  |  |  |  | PUMPTHERMIAHEATING-Medical Sol-1000LS-F | Medical Sol | [6 empty] | PTH-SA | Covered PM Repair - Biomedical | MHHS-Katy | [8 empty] | PUMPTHERMIAHEATING | Pump, Thermia, Heating | Medical Sol
NO | YES |  |  |  | 133-09755 | 133-09755 | Medical Solutions Inc | 1000LS-J |  |  | Katy-OR | MHHS-Katy |  |  |  | 133-09755 | 133-09755 | Katy | MHHS-Katy | Katy-OR | OR 4 | 2/1/17 |  |  | One time safety | WARMING UNITS, BLOOD/INTRAVENOUS SOLUTION | Pump, Thermia, Heating | PUMPTHERMIAHEATING-Medical Sol-1000LS-F |  |  |  |  | PUMPTHERMIAHEATING-Medical Sol-1000LS-F | Medical Sol | [6 empty] | PTH-SA | Covered PM Repair - Biomedical | MHHS-Katy | [8 empty] | PUMPTHERMIAHEATING | Pump, Thermia, Heating | Medical Sol
NO | YES |  |  |  | 133-08192 | 133-08192 | Medical Solutions Inc | TEMP 2 |  |  | Katy-CT | MHHS-Katy |  | Warmer, Solution |  | 133-08192 | 133-08192 | Katy | MHHS-Katy | Katy-CT | CT | 10/1/19 | 4/1/20 |  |  | WARMING UNITS, BLOOD/INTRAVENOUS SOLUTION | Warmer, Solution | WARMERSOLUTION-Medical Sol-TEMP 2 | WARMERSOLUTION | TEMP 2 |  |  |  | Medical Sol | Warmer, Solution |  | WARMERSOLUTION-Medical Sol-TEMP 2 |  | 3/2/20 |  |  | Not Covered Vendor Only - Biomedical | MHHS-Katy | [8 empty] | WARMERSOLUTION | Warmer, Solution | Medical Sol
NO | YES |  |  |  |  | 099-03806 | Medical Solutions Inc | TEMP 2 |  |  | Katy-Pharmacy | MHHS-Katy |  | Warmer, Solution |  |  | 099-03806 | Katy | MHHS-Katy | Katy-Pharmacy | Pharmacy | 8/1/19 | 8/1/20 |  |  | WARMING UNITS, BLOOD/INTRAVENOUS SOLUTION | Warmer, Solution | WARMERSOLUTION-Medical Sol-TEMP 2 | WARMERSOLUTION | TEMP 2 |  |  |  | Medical Sol | Warmer, Solution |  | WARMERSOLUTION-Medical Sol-TEMP 2 |  |  |  |  | Not Covered Vendor Only - Biomedical | MHHS-Katy | [8 empty] | WARMERSOLUTION | Warmer, Solution | Medical Sol
NO | YES |  |  |  | 013-16459 | 013-16459 | Medical Solutions Inc | TEMP 2 |  |  | SW-OR | MHHS-Southwest |  | Warmer, Solution |  | 013-16459 | 013-16459 | Southwest | MHHS-Southwest | SW-OR | OR | 9/1/19 |  | 9/1/20 |  | WARMING UNITS, BLOOD/INTRAVENOUS SOLUTION | Warmer, Solution | WARMERSOLUTION-Medical Sol-TEMP 2 | WARMERSOLUTION | TEMP 2 |  |  |  | Medical Sol | Warmer, Solution |  | WARMERSOLUTION-Medical Sol-TEMP 2 |  | 3/2/20 |  |  | Not Covered Vendor Only - Biomedical | MHHS-Southwest | [8 empty] | WARMERSOLUTION | Warmer, Solution | Medical Sol
NO | NO |  |  |  | 041-19339 |  | Medical Solutions Inc | TEMP 2 |  |  | MEMORIAL CITY - LABOR & DELIVERY | MHHS-Mem City |  | Warmer, Solution |  | 041-19339 |  | West & Memorial City |  | MEMORIAL CITY - LABOR & DELIVERY | [5 empty] | WARMING UNITS, BLOOD/INTRAVENOUS SOLUTION |  | WARMERSOLUTION-Medical Sol-TEMP 2 | WARMERSOLUTION | TEMP 2 |  |  |  | Medical Sol | Warmer, Solution |  | WARMERSOLUTION-Medical Sol-TEMP 2 |  |  |  |  | Not Covered Vendor Only - Biomedical | MHHS-Mem City
NO | YES |  |  |  | 013-12597 | 013-12597 | Medical Solutions Inc | TEMP 3 |  |  | SW-Labor | MHHS-Southwest |  | Pump, Thermia, Heating |  | 013-12597 | 013-12597 | Southwest | MHHS-Southwest | SW-Labor | OR 2 |  |  |  |  | WARMING UNITS, BLOOD/INTRAVENOUS SOLUTION | Pump, Thermia, Heating | PUMPTHERMIAHEATING-Medical Sol-Temp 3 | PUMPTHERMIAHEATING | Temp 3 |  |  |  | Medical Sol | Pump, Thermia, Heating |  | PUMPTHERMIAHEATING-Medical Sol-Temp 3 |  |  |  | PTH-SA | Not Covered Vendor Only - Biomedical | MHHS-Southwest | [8 empty] | PUMPTHERMIAHEATING | Pump, Thermia, Heating | Medical Sol
NO | YES |  |  |  |  | 013-12596 | Medical Solutions Inc | TEMP 3 |  |  | SW-Labor | MHHS-Southwest |  | Pump, Thermia, Heating |  |  | 013-12596 | Southwest | MHHS-Southwest | SW-Labor | OR 1 |  |  |  |  | WARMING UNITS, BLOOD/INTRAVENOUS SOLUTION | Pump, Thermia, Heating | PUMPTHERMIAHEATING-Medical Sol-Temp 3 | PUMPTHERMIAHEATING | Temp 3 |  |  |  | Medical Sol | Pump, Thermia, Heating |  | PUMPTHERMIAHEATING-Medical Sol-Temp 3 |  |  |  | PTH-SA | Not Covered Vendor Only - Biomedical | MHHS-Southwest | [8 empty] | PUMPTHERMIAHEATING | Pump, Thermia, Heating | Medical Sol
NO | YES |  |  |  |  | 013-12595 | Medical Solutions Inc | TEMP 3 |  |  | SW-Labor | MHHS-Southwest |  | Pump, Thermia, Heating |  |  | 013-12595 | Southwest | MHHS-Southwest | SW-Labor | Recovery |  |  |  |  | WARMING UNITS, BLOOD/INTRAVENOUS SOLUTION | Pump, Thermia, Heating | PUMPTHERMIAHEATING-Medical Sol-Temp 3 | PUMPTHERMIAHEATING | Temp 3 |  |  |  | Medical Sol | Pump, Thermia, Heating |  | PUMPTHERMIAHEATING-Medical Sol-Temp 3 |  |  |  | PTH-SA | Not Covered Vendor Only - Biomedical | MHHS-Southwest | [8 empty] | PUMPTHERMIAHEATING | Pump, Thermia, Heating | Medical Sol
NO | YES |  |  |  | 013-16456 | 013-16456 | Medical Solutions Inc | TEMP 3 |  |  | SW-OR | MHHS-Southwest |  | Pump, Thermia, Heating |  | 013-16456 | 013-16456 | Southwest | MHHS-Southwest | SW-OR | OR | 9/1/19 |  |  |  | WARMING UNITS, BLOOD/INTRAVENOUS SOLUTION | Pump, Thermia, Heating | PUMPTHERMIAHEATING-Medical Sol-Temp 3 | PUMPTHERMIAHEATING | Temp 3 |  |  |  | Medical Sol | Pump, Thermia, Heating |  | PUMPTHERMIAHEATING-Medical Sol-Temp 3 |  |  |  | PTH-SA | Not Covered Vendor Only - Biomedical | MHHS-Southwest | [8 empty] | PUMPTHERMIAHEATING | Pump, Thermia, Heating | Medical Sol
NO | YES |  |  |  | 013-16458 | 013-16458 | Medical Solutions Inc | TEMP 3 |  |  | SW-OR | MHHS-Southwest |  | Pump, Thermia, Heating |  | 013-16458 | 013-16458 | Southwest | MHHS-Southwest | SW-OR | OR | 9/1/19 |  | 9/1/20 |  | WARMING UNITS, BLOOD/INTRAVENOUS SOLUTION | Pump, Thermia, Heating | PUMPTHERMIAHEATING-Medical Sol-Temp 3 | PUMPTHERMIAHEATING | Temp 3 |  |  |  | Medical Sol | Pump, Thermia, Heating |  | PUMPTHERMIAHEATING-Medical Sol-Temp 3 |  | 6/5/20 |  | PTH-SA | Not Covered Vendor Only - Biomedical | MHHS-Southwest | [8 empty] | PUMPTHERMIAHEATING | Pump, Thermia, Heating | Medical Sol
NO | YES |  |  |  | 013-36992 | 013-36992 | Medical Solutions Inc | Temp 3 |  |  | SW - ER |  |  |  |  | 013-36992 | 013-36992 | Southwest | Memorial Hermann Southwest Hospital | SW - ER | Medication Room
NO | YES |  |  |  | 133-10061 | 133-10061 | Medical Solutions Inc | THOLD 1000 |  |  | Katy-OR | MHHS-Katy |  |  |  | 133-10061 | 133-10061 | Katy | MHHS-Katy | Katy-OR | OR 3 | 7/1/19 | 7/1/20 |  |  | WARMING UNITS, MULTIPURPOSE |  | .needs class | [5 empty] | Medical Sol |  |  |  |  | 1/30/20 |  |  | Not Covered Vendor Only - Biomedical | MHHS-Katy
NO | NO |  |  |  | 133-02996 |  | Medical Solutions Inc | THOLD 1000 |  |  | KATY - OR | MHHS-Katy |  |  |  | 133-02996 |  | Katy |  | KATY - OR | [5 empty] | WARMING UNITS, MULTIPURPOSE |  | .needs class | [5 empty] | Medical Sol | [7 empty] | Covered PM Repair - Biomedical | MHHS-Katy
NO | YES |  |  |  | 142-00946 | 142-00946 | Medical Technology Industries, Inc. | 525-115 |  |  | NE-Anesthesia | MHHS-Northeast |  |  |  | 142-00946 | 142-00946 | Katy | MHHS-Northeast | NE-Anesthesia | Storage room 5 | 6/1/19 | 6/1/20 |  |  | TABLES, EXAMINATION/TREATMENT |  | .needs class |  |  |  |  | .needs class | MTI |  |  |  |  | 8/1/16 |  |  | Covered PM Repair - Biomedical | MHHS-Northeast
NO | YES |  |  |  | 142-04620 | 142-04620 | Medical Technology Industries, Inc. | 525-115 |  |  | NE-Anesthesia | MHHS-Northeast |  |  |  | 142-04620 | 142-04620 | Katy | MHHS-Northeast | NE-Anesthesia | Storage room 5 | 6/1/19 | 6/1/20 |  |  | TABLES, EXAMINATION/TREATMENT |  | .needs class |  |  |  |  | .needs class | MTI |  |  |  |  | 8/1/16 |  |  | Covered PM Repair - Biomedical | MHHS-Northeast
NO | NO |  |  |  | 142-04621 |  | Medical Technology Industries, Inc. | 525-115 |  |  | NE - WOUND CARE | MHHS-Northeast |  |  |  | 142-04621 |  | Katy |  | NE - WOUND CARE | [5 empty] | TABLES, EXAMINATION/TREATMENT |  | .needs class |  |  |  |  | .needs class | MTI | [7 empty] | Covered PM Repair - Biomedical | MHHS-Northeast
NO | NO |  |  |  | 142-04623 |  | Medical Technology Industries, Inc. | 525-115 |  |  | NE - WOUND CARE | MHHS-Northeast |  |  |  | 142-04623 |  | Katy |  | NE - WOUND CARE | [5 empty] | TABLES, EXAMINATION/TREATMENT |  | .needs class |  |  |  |  | .needs class | MTI | [7 empty] | Covered PM Repair - Biomedical | MHHS-Northeast
NO | YES |  |  |  | 583-01104 | 583-01104 | Medical Technology Industries, Inc. | 527W-115 |  |  | NE-Wound Care | MHHS-Katy Rehab |  | Chair, Exam, Electric |  | 583-01104 | 583-01104 | Katy | MHHS-Northeast | NE-Wound Care | Exam 2 | 3/1/19 | 3/1/20 |  |  | TABLES, EXAMINATION/TREATMENT | Chair, Exam, Electric | CHAIREXAMELECTRIC-MTI-527W-115 | CHAIREXAMELECTRIC | 527W-115 |  |  |  | MTI | Chair, Exam, Electric |  | CHAIREXAMELECTRIC-MTI-527W-115 |  | 8/1/16 |  |  | Covered PM Repair - Biomedical | MHHS-Katy Rehab | [8 empty] | CHAIREXAMELECTRIC | Chair, Exam, Electric | MTI
NO | YES |  |  |  | 583-01106 | 583-01106 | Medical Technology Industries, Inc. | 527W-115 |  |  | NE-Wound Care | MHHS-Katy Rehab |  | Chair, Exam, Electric |  | 583-01106 | 583-01106 | Katy | MHHS-Northeast | NE-Wound Care | Exam 5 | 3/1/19 |  |  | No pm | TABLES, EXAMINATION/TREATMENT | Chair, Exam, Electric | CHAIREXAMELECTRIC-MTI-527W-115 | CHAIREXAMELECTRIC | 527W-115 |  |  |  | MTI | Chair, Exam, Electric |  | CHAIREXAMELECTRIC-MTI-527W-115 |  | 7/1/19 |  |  | Covered PM Repair - Biomedical | MHHS-Katy Rehab | [8 empty] | CHAIREXAMELECTRIC | Chair, Exam, Electric | MTI
NO | NO |  |  |  | 583-01103 |  | Medical Technology Industries, Inc. | 527W-115 |  |  | KATY REHAB - WOUND CARE | MHHS-Katy Rehab |  | Chair, Exam, Electric |  | 583-01103 |  | Katy |  | KATY REHAB - WOUND CARE | [5 empty] | TABLES, EXAMINATION/TREATMENT |  | CHAIREXAMELECTRIC-MTI-527W-115 | CHAIREXAMELECTRIC | 527W-115 |  |  |  | MTI | Chair, Exam, Electric |  | CHAIREXAMELECTRIC-MTI-527W-115 |  |  |  |  | Covered PM Repair - Biomedical | MHHS-Katy Rehab
NO | NO |  |  |  | 583-01105 |  | Medical Technology Industries, Inc. | 527W-115 |  |  | KATY REHAB - WOUND CARE | MHHS-Katy Rehab |  | Chair, Exam, Electric |  | 583-01105 |  | Katy |  | KATY REHAB - WOUND CARE | [5 empty] | TABLES, EXAMINATION/TREATMENT |  | CHAIREXAMELECTRIC-MTI-527W-115 | CHAIREXAMELECTRIC | 527W-115 |  |  |  | MTI | Chair, Exam, Electric |  | CHAIREXAMELECTRIC-MTI-527W-115 |  |  |  |  | Covered PM Repair - Biomedical | MHHS-Katy Rehab
YES | YES | Serial Number Cnf |  |  | 142-08923 | 142-08923 | Medical Technology Industries, Inc. | Impulse HVG |  | Cnf | SMR - (SL) - SL IRONMAN [MP2-STE100] |  |  |  |  | 142-08923 | 142-08923 | Sugar Land |  | SMR - (SL) - SL IRONMAN [MP2-STE100] |  |  |  |  | No pm
NO | YES |  |  |  | 013-20067 | 013-20067 | MediCapture | MEDICAP USB200 |  |  | SW-OR | MHHS-Southwest |  |  |  | 013-20067 | 013-20067 | Southwest | MHHS-Southwest | SW-OR | Or 14 | 10/1/19 |  | 10/1/20 |  | RECORDERS, TAPE, VIDEO |  | .needs class | [5 empty] | MediCapture | [7 empty] | Covered PM Repair - Biomedical | MHHS-Southwest
NO | YES |  |  |  | 069-33658 | 069-33658 | MediCapture | MVR PRO |  |  | TMC-OR-Anesthesia (Contract Equip) | MHHS-TMC |  |  |  | 069-33658 | 069-33658 | TMC | MHHS-TMC | TMC-OR-Anesthesia (Contract Equip) | OR 9 | 7/1/19 |  | 7/1/20 |  | RECORDERS, TAPE, VIDEO |  | .needs class | [5 empty] | MediCapture | [7 empty] | Not Covered Vendor Only - Lab Ana/Anes | MHHS-TMC
NO | NO |  |  |  | 069-33656 |  | MediCapture | MVR PRO |  |  | TMC - OR - ROBERTSON (2R) | MHHS-TMC |  |  |  | 069-33656 |  | TMC |  | TMC - OR - ROBERTSON (2R) | [5 empty] | RECORDERS, TAPE, VIDEO |  | .needs class | [5 empty] | MediCapture | [7 empty] | Covered PM Repair - Biomedical | MHHS-TMC
YES | YES |  |  |  | 099-09703 | 099-09703 | MediCapture | USB300 |  |  | Gi lab |  |  |  |  | 099-09703 | 099-09703 | TMC | Memorial Hermann-Texas Medical Center | Gi lab | J1. 482 | [5 empty] | DVD, Player/Recorder | DVD-MediCapture-USB300 | [22 empty] | DVD, Player/Recorder | DVD | DVD, Player/Recorder | MediCapture
YES | YES |  |  |  | 929-01428 | 929-01428 | MediChoice | Blanket Warmer |  |  | SC CCC - (NE) - EMERGENCY ROOM |  |  |  |  | 929-01428 | 929-01428 | Katy | Memorial Hermann Convenient Care Center in Summer Creek (Summer Creek CCC) | SC CCC - (NE) - EMERGENCY ROOM | Clean Supply
NO | YES |  |  |  | 145-00792 | 145-00792 | MEDISAFE AMERICA LLc | MED11121 |  |  | Pearland-OR-Sterile Processing | MHHS-Pearland Hospital |  | Cleaner, Ultrasonic |  | 145-00792 | 145-00792 | Pearland | MHHS-Pearland Hospital | Pearland-OR-Sterile Processing | Sterile Processing |  |  |  |  | ULTRASOUND CLEANING SYSTEMS | Cleaner, Ultrasonic | CLEANERULTRASONIC-Medisafe-MED11121 | CLEANERULTRASONIC | MED11121 |  |  |  | Medisafe | Cleaner, Ultrasonic |  | CLEANERULTRASONIC-Medisafe-MED11121 |  | 11/14/20 |  |  | Clinical Miscellaneous | MHHS-Pearland Hospital | [8 empty] | CLEANERULTRASONIC | Cleaner, Ultrasonic | Medisafe
YES | YES |  |  |  | 013-36799 | 013-36799 | Medisafe American LLC | MED11121 |  |  | Sterile processing |  |  |  |  | 013-36799 | 013-36799 | Southwest | Memorial Hermann Southwest Hospital | Sterile processing | Decontamination
NO | YES |  |  |  | 029-11000 | 029-11000 | Medistim | MIRA Q |  |  | Woodlands-OR | MHHS-Woodlands |  |  |  | 029-11000 | 029-11000 | Woodlands | MHHS-Woodlands | Woodlands-OR | OR Room 18 | 2/1/20 |  | 2/1/21 |  | ULTRASONIC UNITS, DIAGNOSTIC |  | .needs class | [5 empty] | Medi-Stim | [7 empty] | Covered PM Repair - Biomedical | MHHS-Woodlands
NO | YES | Serial Number 3264 |  |  | 005-11832 | 005-11832 | Medistim | MiraQ Ultimate System |  |  | SE-OR |  |  |  |  | 005-11832 | 005-11832 | Southeast | MHHS-Southeast | SE-OR | Room 12
NO | YES |  |  |  | 041-18493 | 041-18493 | Medistim | VERIQ 4122 |  | L0666 | MEMORIAL CITY - MOR | MHHS-Mem City |  | Doppler, Blood Flow |  | 041-18493 | 041-18493 | West | Memorial City - Memorial Hermann Hospital | MEMORIAL CITY - MOR | Sterile Core |  |  |  | One time inspection sticker | DETECTORS, BLOOD FLOW/FETAL HEART, ULTRASONIC |  | DOPPLERBLOODFLOW-MEDISTIM-VeriQ-4122 | DOPPLERBLOODFLOW | VeriQ-4122 |  |  |  | Medi-Stim | Doppler, Blood Flow |  |  | DOPPLERBLOODFLOW-MEDISTIM-VeriQ-4122 |  |  |  | Not Covered Vendor Only - Biomedical | MHHS-Mem City
NO | NO | [5 empty] | Medistim | VERIQ 4122 |  | A66500091A | GH - OR | MHHS-Greater Heights |  | Doppler, Blood Flow |  |  |  | Central & Greater Heights |  | GH - OR | [5 empty] | DETECTORS, BLOOD FLOW/FETAL HEART, ULTRASONIC |  | DOPPLERBLOODFLOW-MEDISTIM-VeriQ-4122 | DOPPLERBLOODFLOW | VeriQ-4122 |  |  |  | Medi-Stim | Doppler, Blood Flow |  |  | DOPPLERBLOODFLOW-MEDISTIM-VeriQ-4122 |  |  |  | Not Covered Vendor Only - Biomedical | MHHS-Greater Heights
NO | NO | [5 empty] | Medistim | VERIQ 4122 |  | c0169 | MEMORIAL CITY - MOR | MHHS-Mem City |  | Doppler, Blood Flow |  |  |  | West & Memorial City |  | MEMORIAL CITY - MOR | [5 empty] | DETECTORS, BLOOD FLOW/FETAL HEART, ULTRASONIC |  | DOPPLERBLOODFLOW-MEDISTIM-VeriQ-4122 | DOPPLERBLOODFLOW | VeriQ-4122 |  |  |  | Medi-Stim | Doppler, Blood Flow |  |  | DOPPLERBLOODFLOW-MEDISTIM-VeriQ-4122 |  |  |  | Not Covered Vendor Only - Biomedical | MHHS-Mem City
NO | NO | [5 empty] | Medistim | VERIQ 4122 |  | k0604 | MEMORIAL CITY - MOR | MHHS-Mem City |  | Doppler, Blood Flow |  |  |  | West & Memorial City |  | MEMORIAL CITY - MOR | [5 empty] | DETECTORS, BLOOD FLOW/FETAL HEART, ULTRASONIC |  | DOPPLERBLOODFLOW-MEDISTIM-VeriQ-4122 | DOPPLERBLOODFLOW | VeriQ-4122 |  |  |  | Medi-Stim | Doppler, Blood Flow |  |  | DOPPLERBLOODFLOW-MEDISTIM-VeriQ-4122 |  |  |  | Not Covered Vendor Only - Biomedical | MHHS-Mem City
NO | NO |  |  |  | 009-08475 |  | Medistim | VERIQ C |  | AK1309 | GH - OR | MHHS-Greater Heights |  | Flow Meter |  | 009-08475 |  | Central & Greater Heights |  | GH - OR | [5 empty] | ULTRASONIC UNITS, DIAGNOSTIC |  | FLOWMETER-MEDISTIM-VeriQ C | FLOWMETER | VeriQ C |  |  |  | Medi-Stim | Flow Meter |  | FLOWMETER-MEDISTIM-VeriQ C |  |  |  |  | Not Covered Vendor Only - Biomedical | MHHS-Greater Heights
NO | YES |  |  |  | ARD106 |  | MEDIVANCE | 5000-00-00 |  | DYZAY025 | Rental Equipment | MHHS-Greater Heights |  |  |  | ARD106 |  | Central & Greater Heights |  | Rental Equipment | [7 empty] | PUMPTHERMIAHEATING-Medivance-Arctic Sun 5000 |  | ARCTIC SUN 5000 TEMPERATURE MGMT SYSTEM |  |  | PUMPTHERMIAHEATING-Medivance-Arctic Sun 5000 | [6 empty] | Verified as Rental |  |  | MHHS-Greater Heights
NO | YES |  |  |  | ARD107 |  | MEDIVANCE | 5000-00-00 |  | DYZAY026 | Rental Equipment | MHHS-Greater Heights |  |  |  | ARD107 |  | Central & Greater Heights |  | Rental Equipment | [7 empty] | PUMPTHERMIAHEATING-Medivance-Arctic Sun 5000 |  | ARCTIC SUN 5000 TEMPERATURE MGMT SYSTEM |  |  | PUMPTHERMIAHEATING-Medivance-Arctic Sun 5000 | [6 empty] | Verified as Rental |  |  | MHHS-Greater Heights
NO | YES |  |  |  | ARD109 |  | MEDIVANCE | 5000-00-00 |  | DYZBY018 | Rental Equipment | MHHS-Greater Heights |  |  |  | ARD109 |  | Central & Greater Heights |  | Rental Equipment | [7 empty] | PUMPTHERMIAHEATING-Medivance-Arctic Sun 5000 |  | ARCTIC SUN 5000 TEMPERATURE MGMT SYSTEM |  |  | PUMPTHERMIAHEATING-Medivance-Arctic Sun 5000 | [6 empty] | Verified as Rental |  |  | MHHS-Greater Heights
NO | YES |  |  |  | ARD111 |  | MEDIVANCE | 5000-00-00 |  | DYZBY012 | Rental Equipment | MHHS-Greater Heights |  |  |  | ARD111 |  | Central & Greater Heights |  | Rental Equipment | [7 empty] | PUMPTHERMIAHEATING-Medivance-Arctic Sun 5000 |  | ARCTIC SUN 5000 TEMPERATURE MGMT SYSTEM |  |  | PUMPTHERMIAHEATING-Medivance-Arctic Sun 5000 | [6 empty] | Verified as Rental |  |  | MHHS-Greater Heights
NO | YES |  |  |  | ARD117 |  | MEDIVANCE | 5000-00-00 |  | DYZJY020 | Rental | MHHS-Mem City |  |  |  | ARD117 |  | West & Memorial City |  | Rental | [7 empty] | PUMPTHERMIAHEATING-Medivance-Arctic Sun 5000 |  | ARCTIC SUN 5000 TEMPERATURE MGMT SYSTEM |  |  | PUMPTHERMIAHEATING-Medivance-Arctic Sun 5000 | [6 empty] | Verified as Rental |  |  | MHHS-Mem City
NO | YES |  |  |  | ARD108 |  | MEDIVANCE | 5000-00-00 |  | DYZBY015 | Rental | MHHS-Northeast |  |  |  | ARD108 |  | Katy |  | Rental | [7 empty] | PUMPTHERMIAHEATING-Medivance-Arctic Sun 5000 |  | ARCTIC SUN 5000 TEMPERATURE MGMT SYSTEM |  |  | PUMPTHERMIAHEATING-Medivance-Arctic Sun 5000 | [6 empty] | Verified as Rental |  |  | MHHS-Northeast
NO | YES |  |  |  | ARD101 |  | MEDIVANCE | 5000-00-00 |  |  | Rental | MHHS-Pearland Hospital |  |  |  | ARD101 |  | Pearland |  | Rental | [7 empty] | PUMPTHERMIAHEATING-Medivance-Arctic Sun 5000 |  | ARCTIC SUN 5000 TEMPERATURE MGMT SYSTEM |  |  | PUMPTHERMIAHEATING-Medivance-Arctic Sun 5000 | [6 empty] | Verified as Rental |  |  | MHHS-Pearland Hospital
NO | YES |  |  |  | ARD118 |  | MEDIVANCE | 5000-00-00 |  |  | Rental | MHHS-Pearland Hospital |  |  |  | ARD118 |  | Pearland |  | Rental | [7 empty] | PUMPTHERMIAHEATING-Medivance-Arctic Sun 5000 |  | ARCTIC SUN 5000 TEMPERATURE MGMT SYSTEM |  |  | PUMPTHERMIAHEATING-Medivance-Arctic Sun 5000 | [6 empty] | Verified as Rental |  |  | MHHS-Pearland Hospital
NO | YES |  |  |  | ARD100 |  | MEDIVANCE | 5000-00-00 |  |  | Rental | MHHS-Southeast |  |  |  | ARD100 |  | Southeast & Bay Area |  | Rental | [7 empty] | PUMPTHERMIAHEATING-Medivance-Arctic Sun 5000 |  | ARCTIC SUN 5000 TEMPERATURE MGMT SYSTEM |  |  | PUMPTHERMIAHEATING-Medivance-Arctic Sun 5000 | [6 empty] | Verified as Rental |  |  | MHHS-Southeast
NO | YES |  |  |  | ARD114 |  | MEDIVANCE | 5000-00-00 |  | DYZIY049 | Rental | MHHS-Southeast |  |  |  | ARD114 |  | Southeast & Bay Area |  | Rental | [7 empty] | PUMPTHERMIAHEATING-Medivance-Arctic Sun 5000 |  | ARCTIC SUN 5000 TEMPERATURE MGMT SYSTEM |  |  | PUMPTHERMIAHEATING-Medivance-Arctic Sun 5000 | [6 empty] | Verified as Rental |  |  | MHHS-Southeast
NO | YES |  |  |  | ARD110 |  | MEDIVANCE | 5000-00-00 |  | DYZBY021 | Rental | MHHS-Southwest |  |  |  | ARD110 |  | Southwest |  | Rental | [7 empty] | PUMPTHERMIAHEATING-Medivance-Arctic Sun 5000 |  | ARCTIC SUN 5000 TEMPERATURE MGMT SYSTEM |  |  | PUMPTHERMIAHEATING-Medivance-Arctic Sun 5000 | [6 empty] | Verified as Rental |  |  | MHHS-Southwest
NO | YES |  |  |  | ARD113 |  | MEDIVANCE | 5000-00-00 |  | DYZIY036 | Rental | MHHS-Southwest |  |  |  | ARD113 |  | Southwest |  | Rental | [7 empty] | PUMPTHERMIAHEATING-Medivance-Arctic Sun 5000 |  | ARCTIC SUN 5000 TEMPERATURE MGMT SYSTEM |  |  | PUMPTHERMIAHEATING-Medivance-Arctic Sun 5000 | [6 empty] | Verified as Rental |  |  | MHHS-Southwest
NO | YES |  |  |  | ARD115 |  | MEDIVANCE | 5000-00-00 |  | DYZJY011 | Rental | MHHS-Southwest |  |  |  | ARD115 |  | Southwest |  | Rental | [7 empty] | PUMPTHERMIAHEATING-Medivance-Arctic Sun 5000 |  | ARCTIC SUN 5000 TEMPERATURE MGMT SYSTEM |  |  | PUMPTHERMIAHEATING-Medivance-Arctic Sun 5000 | [6 empty] | Verified as Rental |  |  | MHHS-Southwest
NO | YES |  |  |  | ARD116 |  | MEDIVANCE | 5000-00-00 |  | DYZJY012 | Rental | MHHS-Southwest |  |  |  | ARD116 |  | Southwest |  | Rental | [7 empty] | PUMPTHERMIAHEATING-Medivance-Arctic Sun 5000 |  | ARCTIC SUN 5000 TEMPERATURE MGMT SYSTEM |  |  | PUMPTHERMIAHEATING-Medivance-Arctic Sun 5000 | [6 empty] | Verified as Rental |  |  | MHHS-Southwest
NO | YES |  |  |  | ARD103 |  | MEDIVANCE | 5000-00-00 |  |  | Rental | MHHS-TMC |  |  |  | ARD103 |  | TMC |  | Rental | [7 empty] | PUMPTHERMIAHEATING-Medivance-Arctic Sun 5000 |  | ARCTIC SUN 5000 TEMPERATURE MGMT SYSTEM |  |  | PUMPTHERMIAHEATING-Medivance-Arctic Sun 5000 | [6 empty] | Verified as Rental |  |  | MHHS-TMC
NO | YES |  |  |  | ARD104 |  | MEDIVANCE | 5000-00-00 |  | DYYIY032 | Rental | MHHS-TMC |  |  |  | ARD104 |  | TMC |  | Rental | [7 empty] | PUMPTHERMIAHEATING-Medivance-Arctic Sun 5000 |  | ARCTIC SUN 5000 TEMPERATURE MGMT SYSTEM |  |  | PUMPTHERMIAHEATING-Medivance-Arctic Sun 5000 | [6 empty] | Verified as Rental |  |  | MHHS-TMC
NO | YES |  |  |  | ARD105 |  | MEDIVANCE | 5000-00-00 |  | DYYIY004 | Rental | MHHS-TMC |  |  |  | ARD105 |  | TMC |  | Rental | [7 empty] | PUMPTHERMIAHEATING-Medivance-Arctic Sun 5000 |  | ARCTIC SUN 5000 TEMPERATURE MGMT SYSTEM |  |  | PUMPTHERMIAHEATING-Medivance-Arctic Sun 5000 | [6 empty] | Verified as Rental |  |  | MHHS-TMC
NO | YES | Serial Number DYZJY064 |  |  | ARD112 |  | MEDIVANCE | 5000-00-00 |  | DYZJY064 | Rental | MHHS-TMC |  |  |  | ARD112 |  | TMC |  | Rental | [7 empty] | PUMPTHERMIAHEATING-Medivance-Arctic Sun 5000 |  | ARCTIC SUN 5000 TEMPERATURE MGMT SYSTEM |  |  | PUMPTHERMIAHEATING-Medivance-Arctic Sun 5000 | [6 empty] | Verified as Rental |  |  | MHHS-TMC
NO | YES |  |  |  | ARD102 |  | MEDIVANCE | 5000-00-00 |  |  | Rental | MHHS-Woodlands |  |  |  | ARD102 |  | Woodlands |  | Rental | [7 empty] | PUMPTHERMIAHEATING-Medivance-Arctic Sun 5000 |  | ARCTIC SUN 5000 TEMPERATURE MGMT SYSTEM |  |  | PUMPTHERMIAHEATING-Medivance-Arctic Sun 5000 | [6 empty] | Verified as Rental |  |  | MHHS-Woodlands
NO | YES |  |  |  | ARE100 |  | MEDIVANCE | 5000-00-00E |  | DYANY056 | Rental | MHHS-Katy |  |  |  | ARE100 |  | Katy |  | Rental | [7 empty] | PUMPTHERMIAHEATING-Medivance-Arctic Sun 5000 |  | ARCTIC SUN 5000E TEMPERATURE MGMT SYSTEM |  |  | PUMPTHERMIAHEATING-Medivance-Arctic Sun 5000 | [6 empty] | Verified as Rental |  |  | MHHS-Katy
NO | YES |  |  |  | ARE108 |  | MEDIVANCE | 5000-00-00E |  | DYANY059 | Rental | MHHS-Katy |  |  |  | ARE108 |  | Katy |  | Rental | [7 empty] | PUMPTHERMIAHEATING-Medivance-Arctic Sun 5000 |  | ARCTIC SUN 5000E TEMPERATURE MGMT SYSTEM |  |  | PUMPTHERMIAHEATING-Medivance-Arctic Sun 5000 | [6 empty] | Verified as Rental |  |  | MHHS-Katy
NO | YES |  |  |  | ARE102 |  | MEDIVANCE | 5000-00-00E |  | DYANY016 | Rental | MHHS-Northeast |  |  |  | ARE102 |  | Katy |  | Rental | [7 empty] | PUMPTHERMIAHEATING-Medivance-Arctic Sun 5000 |  | ARCTIC SUN 5000E TEMPERATURE MGMT SYSTEM |  |  | PUMPTHERMIAHEATING-Medivance-Arctic Sun 5000 | [6 empty] | Verified as Rental |  |  | MHHS-Northeast
NO | YES |  |  |  | ARE103 |  | MEDIVANCE | 5000-00-00E |  | DYANY068 | Rental | MHHS-Northeast |  |  |  | ARE103 |  | Katy |  | Rental | [7 empty] | PUMPTHERMIAHEATING-Medivance-Arctic Sun 5000 |  | ARCTIC SUN 5000E TEMPERATURE MGMT SYSTEM |  |  | PUMPTHERMIAHEATING-Medivance-Arctic Sun 5000 | [6 empty] | Verified as Rental |  |  | MHHS-Northeast
NO | YES |  |  |  | ARE104 |  | MEDIVANCE | 5000-00-00E |  | DYANY055 | Rental | MHHS-Southwest |  |  |  | ARE104 |  | Southwest |  | Rental | [7 empty] | PUMPTHERMIAHEATING-Medivance-Arctic Sun 5000 |  | ARCTIC SUN 5000E TEMPERATURE MGMT SYSTEM |  |  | PUMPTHERMIAHEATING-Medivance-Arctic Sun 5000 | [6 empty] | Verified as Rental |  |  | MHHS-Southwest
NO | YES |  |  |  | ARE105 |  | MEDIVANCE | 5000-00-00E |  | DYANY060 | Rental | MHHS-Sugarland |  |  |  | ARE105 |  | Sugar Land |  | Rental | [7 empty] | PUMPTHERMIAHEATING-Medivance-Arctic Sun 5000 |  | ARCTIC SUN 5000E TEMPERATURE MGMT SYSTEM |  |  | PUMPTHERMIAHEATING-Medivance-Arctic Sun 5000 | [6 empty] | Verified as Rental |  |  | MHHS-Sugarland
NO | YES |  |  |  | ARE101 |  | MEDIVANCE | 5000-00-00E |  | DYANY029 | Rental | MHHS-TMC |  |  |  | ARE101 |  | TMC |  | Rental | [7 empty] | PUMPTHERMIAHEATING-Medivance-Arctic Sun 5000 |  | ARCTIC SUN 5000E TEMPERATURE MGMT SYSTEM |  |  | PUMPTHERMIAHEATING-Medivance-Arctic Sun 5000 | [6 empty] | Verified as Rental |  |  | MHHS-TMC
NO | YES |  |  |  | ARE107 |  | MEDIVANCE | 5000-00-00E |  | DYANY057 | Rental | MHHS-TMC |  |  |  | ARE107 |  | TMC |  | Rental | [7 empty] | PUMPTHERMIAHEATING-Medivance-Arctic Sun 5000 |  | ARCTIC SUN 5000E TEMPERATURE MGMT SYSTEM |  |  | PUMPTHERMIAHEATING-Medivance-Arctic Sun 5000 | [6 empty] | Verified as Rental |  |  | MHHS-TMC
NO | YES |  |  |  | ARE109 |  | MEDIVANCE | 5000-00-00E |  | DYANY007 | Rental | MHHS-TMC |  |  |  | ARE109 |  | TMC |  | Rental | [7 empty] | PUMPTHERMIAHEATING-Medivance-Arctic Sun 5000 |  | ARCTIC SUN 5000E TEMPERATURE MGMT SYSTEM |  |  | PUMPTHERMIAHEATING-Medivance-Arctic Sun 5000 | [6 empty] | Verified as Rental |  |  | MHHS-TMC
NO | YES |  |  |  | ARE110 |  | MEDIVANCE | 5000-00-00E |  | DYANY063 | Rental | MHHS-TMC |  |  |  | ARE110 |  | TMC |  | Rental | [7 empty] | PUMPTHERMIAHEATING-Medivance-Arctic Sun 5000 |  | ARCTIC SUN 5000E TEMPERATURE MGMT SYSTEM |  |  | PUMPTHERMIAHEATING-Medivance-Arctic Sun 5000 | [6 empty] | Verified as Rental |  |  | MHHS-TMC
NO | YES |  |  |  | ARE106 |  | MEDIVANCE | 5000-00-00E |  | DYANY058 | Rental | MHHS-Woodlands |  |  |  | ARE106 |  | Woodlands |  | Rental | [7 empty] | PUMPTHERMIAHEATING-Medivance-Arctic Sun 5000 |  | ARCTIC SUN 5000E TEMPERATURE MGMT SYSTEM |  |  | PUMPTHERMIAHEATING-Medivance-Arctic Sun 5000 | [6 empty] | Verified as Rental |  |  | MHHS-Woodlands
NO | YES |  |  |  | 151-02796 | 151-02796 | Medivance | ARCTIC SUN 5000 |  | DYCXY557 | CY-Cardiac Cath Lab | MHHS-Cypress |  | Pump, Thermia, Heating |  | 151-02796 | 151-02796 | Northwest | MHHS-Cypress | CY-Cardiac Cath Lab | Cario vascular storage | 1/1/20 | 1/1/20 |  |  | WARMING/COOLING UNITS, PATIENT | Pump, Thermia, Heating | PUMPTHERMIAHEATING-Medivance-Arctic Sun 5000 | PUMPTHERMIAHEATING | Arctic Sun 5000 |  |  |  | Medivance | Pump, Thermia, Heating |  | PUMPTHERMIAHEATING-Medivance-Arctic Sun 5000 |  | 10/11/22 |  | PTH-SA | Not Covered Vendor Only - Resp/Ster | MHHS-Cypress | [7 empty] | Pump, Thermia, Heating | PUMPTHERMIAHEATING | Pump, Thermia, Heating | Medivance
NO | YES |  |  |  | 151-01542 | 151-01542 | Medivance | ARCTIC SUN 5000 |  | DYAZY046 | CY-ICU | MHHS-Cypress |  | Pump, Thermia, Heating |  | 151-01542 | 151-01542 | Northwest | MHHS-Cypress | CY-ICU | Equipment storage | 8/1/19 | 2/1/20 |  |  | WARMING/COOLING UNITS, PATIENT | Pump, Thermia, Heating | PUMPTHERMIAHEATING-Medivance-Arctic Sun 5000 | PUMPTHERMIAHEATING | Arctic Sun 5000 |  |  |  | Medivance | Pump, Thermia, Heating |  | PUMPTHERMIAHEATING-Medivance-Arctic Sun 5000 |  | 10/11/22 |  | PTH-SA | Not Covered Vendor Only - Resp/Ster | MHHS-Cypress | [7 empty] | Pump, Thermia, Heating | PUMPTHERMIAHEATING | Pump, Thermia, Heating | Medivance
NO | YES | Asset Tag 041-34391 |  |  | 041-34391 | 041-34391 | Medivance | ARCTIC SUN 5000 |  | DYARY011 | (null) | MHHS-Mem City |  | Pump, Thermia, Heating |  | 041-34391 | 041-34391 | (null) | (null) | (null) | (null) | (null) | (null) | (null) | (null) | WARMING/COOLING UNITS, PATIENT |  | PUMPTHERMIAHEATING-Medivance-Arctic Sun 5000 | PUMPTHERMIAHEATING | Arctic Sun 5000 |  |  |  | Medivance | Pump, Thermia, Heating |  | PUMPTHERMIAHEATING-Medivance-Arctic Sun 5000 |  |  |  |  | Covered PM Repair - Respiratory/Steriliz | MHHS-Mem City
NO | YES |  |  |  | 041-20090 | 041-20090 | Medivance | ARCTIC SUN 5000 |  | DYAQY054 | MEMORIAL CITY - MICU | MHHS-Mem City |  | Pump, Thermia, Heating |  | 041-20090 | 041-20090 | West |  | MEMORIAL CITY - MICU | Central supply C265 |  |  |  |  | WARMING/COOLING UNITS, PATIENT |  | PUMPTHERMIAHEATING-Medivance-Arctic Sun 5000 | PUMPTHERMIAHEATING | Arctic Sun 5000 |  |  |  | Medivance | Pump, Thermia, Heating |  | PUMPTHERMIAHEATING-Medivance-Arctic Sun 5000 |  |  |  |  | Covered PM Repair - Respiratory/Steriliz | MHHS-Mem City
NO | NO |  |  |  | 151-02434 |  | Medivance | ARCTIC SUN 5000 |  |  | CY - ER | MHHS-Cypress |  | Pump, Thermia, Heating |  | 151-02434 |  | Northwest & Cypress |  | CY - ER | [5 empty] | WARMING/COOLING UNITS, PATIENT |  | PUMPTHERMIAHEATING-Medivance-Arctic Sun 5000 | PUMPTHERMIAHEATING | Arctic Sun 5000 |  |  |  | Medivance | Pump, Thermia, Heating |  | PUMPTHERMIAHEATING-Medivance-Arctic Sun 5000 |  |  |  |  | Not Covered Vendor Only - Resp/Ster | MHHS-Cypress
NO | NO |  |  |  | 041-20564 |  | Medivance | ARCTIC SUN 5000 |  | DYAQY062 | MEMORIAL CITY - MICU | MHHS-Mem City |  | Pump, Thermia, Heating |  | 041-20564 |  | West & Memorial City |  | MEMORIAL CITY - MICU | [5 empty] | WARMING/COOLING UNITS, PATIENT |  | PUMPTHERMIAHEATING-Medivance-Arctic Sun 5000 | PUMPTHERMIAHEATING | Arctic Sun 5000 |  |  |  | Medivance | Pump, Thermia, Heating |  | PUMPTHERMIAHEATING-Medivance-Arctic Sun 5000 |  |  |  |  | Covered PM Repair - Respiratory/Steriliz | MHHS-Mem City
NO | NO |  |  |  | 005-08623 |  | Medivance | ARCTIC SUN 5000 |  |  | SE - EMERGENCY CENTER | MHHS-Southeast |  | Pump, Thermia, Heating |  | 005-08623 |  | Southeast & Bay Area |  | SE - EMERGENCY CENTER | [5 empty] | WARMING/COOLING UNITS, PATIENT |  | PUMPTHERMIAHEATING-Medivance-Arctic Sun 5000 | PUMPTHERMIAHEATING | Arctic Sun 5000 |  |  |  | Medivance | Pump, Thermia, Heating |  | PUMPTHERMIAHEATING-Medivance-Arctic Sun 5000 |  |  |  |  | Covered PM Repair - Respiratory/Steriliz | MHHS-Southeast
NO | NO |  |  |  | 005-08622 |  | Medivance | ARCTIC SUN 5000 |  |  | SE - ICU | MHHS-Southeast |  | Pump, Thermia, Heating |  | 005-08622 |  | Southeast & Bay Area |  | SE - ICU | [5 empty] | WARMING/COOLING UNITS, PATIENT |  | PUMPTHERMIAHEATING-Medivance-Arctic Sun 5000 | PUMPTHERMIAHEATING | Arctic Sun 5000 |  |  |  | Medivance | Pump, Thermia, Heating |  | PUMPTHERMIAHEATING-Medivance-Arctic Sun 5000 |  |  |  |  | Covered PM Repair - Respiratory/Steriliz | MHHS-Southeast
NO | NO |  |  |  | DYAVY089 |  | Medivance | ARCTIC SUN 5000 |  | DYAVY089 | TMC - MHTMC - NON HOSPITAL-OWNED | MHHS-TMC |  | Pump, Thermia, Heating |  | DYAVY089 |  | TMC |  | TMC - MHTMC - NON HOSPITAL-OWNED | [5 empty] | WARMING/COOLING UNITS, PATIENT |  | PUMPTHERMIAHEATING-Medivance-Arctic Sun 5000 | PUMPTHERMIAHEATING | Arctic Sun 5000 |  |  |  | Medivance | Pump, Thermia, Heating |  | PUMPTHERMIAHEATING-Medivance-Arctic Sun 5000 |  |  |  |  | Covered PM Repair - Respiratory/Steriliz | MHHS-TMC
NO | NO |  |  |  | DYAVY098 |  | Medivance | ARCTIC SUN 5000 |  | DYAVY098 | TMC - MHTMC - NON HOSPITAL-OWNED | MHHS-TMC |  | Pump, Thermia, Heating |  | DYAVY098 |  | TMC |  | TMC - MHTMC - NON HOSPITAL-OWNED | [5 empty] | WARMING/COOLING UNITS, PATIENT |  | PUMPTHERMIAHEATING-Medivance-Arctic Sun 5000 | PUMPTHERMIAHEATING | Arctic Sun 5000 |  |  |  | Medivance | Pump, Thermia, Heating |  | PUMPTHERMIAHEATING-Medivance-Arctic Sun 5000 |  |  |  |  | Covered PM Repair - Respiratory/Steriliz | MHHS-TMC
NO | NO |  |  |  | DYAVY101 |  | Medivance | ARCTIC SUN 5000 |  | DYAVY101 | TMC - MHTMC - NON HOSPITAL-OWNED | MHHS-TMC |  | Pump, Thermia, Heating |  | DYAVY101 |  | TMC |  | TMC - MHTMC - NON HOSPITAL-OWNED | [5 empty] | WARMING/COOLING UNITS, PATIENT |  | PUMPTHERMIAHEATING-Medivance-Arctic Sun 5000 | PUMPTHERMIAHEATING | Arctic Sun 5000 |  |  |  | Medivance | Pump, Thermia, Heating |  | PUMPTHERMIAHEATING-Medivance-Arctic Sun 5000 |  |  |  |  | Covered PM Repair - Respiratory/Steriliz | MHHS-TMC
NO | NO |  |  |  | DYAZY102 |  | Medivance | ARCTIC SUN 5000 |  | DYAVY102 | TMC - MHTMC - NON HOSPITAL-OWNED | MHHS-TMC |  | Pump, Thermia, Heating |  | DYAZY102 |  | TMC |  | TMC - MHTMC - NON HOSPITAL-OWNED | [5 empty] | WARMING/COOLING UNITS, PATIENT |  | PUMPTHERMIAHEATING-Medivance-Arctic Sun 5000 | PUMPTHERMIAHEATING | Arctic Sun 5000 |  |  |  | Medivance | Pump, Thermia, Heating |  | PUMPTHERMIAHEATING-Medivance-Arctic Sun 5000 |  |  |  |  | Covered PM Repair - Respiratory/Steriliz | MHHS-TMC
YES | YES | [5 empty] | Medivance Instruments | 741-00 |  |  | Biomed | [6 empty] | Mem city | Memorial city - Memorial herman hospital | Biomed | Biomed shop |  |  |  | No pm sticker foundp
YES | YES |  |  |  | 099-00959 | 099-00959 | Medivance Instruments | Arctic Sun 5000 |  | DYZBYO15 | [5 empty] | 099-00959 | 099-00959 | [7 empty] | No pm |  | Pump, Thermia, Heating | PUMPTHERMIAHEATING-Medivance-Arctic Sun 5000 | [12 empty] | PTH-SA | [10 empty] | PUMPTHERMIAHEATING | Pump, Thermia, Heating | Medivance
NO | YES | Serial Number DYARY011 |  |  | 041-20091 | 041-20091 | Medivance Instruments | Arctic Sun 5000 |  | DYARY011 | Emergency Center |  |  |  |  | 041-20091 | 041-20091 | West | Memorial Hermann Memorial City Medical Center Emergency Center | Emergency Center | E1 326
YES | YES | Serial Number Cnf |  |  | 099-04881 | 099-04881 | Medivators | Scope Buddy EFA-US-G |  | CNF | KATY - PACU |  |  |  |  | 099-04881 | 099-04881 | Katy | Memorial Hermann Katy Hospital | KATY - PACU | Endoscopy 1 | [5 empty] | Pump, Lavage | PUMPLAVAGE-Medivators-Scope Buddy EFA-US-G | [22 empty] | Pump, Lavage | PUMPLAVAGE | Pump, Lavage | Medivators
YES | YES |  |  |  | 029-13153 | 029-13153 | Medivators | scope buddy plus |  |  | WOODLANDS - STERILE PROCESSING |  |  |  |  | 029-13153 | 029-13153 | Woodlands |  | WOODLANDS - STERILE PROCESSING
YES | YES |  |  |  | 099-09201 | 099-09201 | Medivators | Veriscan LT |  |  | TMC - SAROFIM 4 - PULMONARY |  |  |  |  | 099-09201 | 099-09201 | TMC | Memorial Hermann-Texas Medical Center | TMC - SAROFIM 4 - PULMONARY | S4 315 Resp dirty room | [5 empty] | Tester, Endoscopic Leakage | TESTERENDOLEAKAGE-Medivators-Veriscan LT | [12 empty] | TEST-A | [9 empty] | Tester, Endoscopic Leakage | TESTERENDOLEAKAGE | Tester, Endoscopic Leakage | Medivators
YES | YES |  |  |  | 099-07123 | 099-07123 | Medivators | Veriscan LT |  |  | TMC - SAROFIM 3 - OR |  |  |  |  | 099-07123 | 099-07123 | TMC | Memorial Hermann-Texas Medical Center | TMC - SAROFIM 3 - OR | Anesthesia decontamination S3413 | [5 empty] | Tester, Endoscopic Leakage | TESTERENDOLEAKAGE-Medivators-Veriscan LT | [12 empty] | TEST-A | [9 empty] | Tester, Endoscopic Leakage | TESTERENDOLEAKAGE | Tester, Endoscopic Leakage | Medivators
NO | YES |  |  |  | 041-32563 | 041-32563 | Medivators Reprocessing Systems | ADVANTAGE PLUS - PASS THRU |  |  | MEMORIAL CITY - DIGESTIVE DISEASE CENTER | MHHS-Mem City |  |  |  | 041-32563 | 041-32563 | West | Memorial Hermann Memorial City Medical Center | MEMORIAL CITY - DIGESTIVE DISEASE CENTER | W1 Processing |  |  |  |  | ENDOSCOPIC EQUIPMENT |  | WASHERENDOSCOPE-MEDIVATORS-Advantage Plus |  |  |  |  | WASHERENDOSCOPE-MEDIVATORS-Advantage Plus | Medivators | [7 empty] | Covered PM Repair - Biomedical | MHHS-Mem City
NO | YES |  |  |  | 041-32564 | 041-32564 | Medivators Reprocessing Systems | ADVANTAGE PLUS - PASS THRU |  |  | MEMORIAL CITY - DIGESTIVE DISEASE CENTER | MHHS-Mem City |  |  |  | 041-32564 | 041-32564 | West | Memorial Hermann Memorial City Medical Center | MEMORIAL CITY - DIGESTIVE DISEASE CENTER | W1 Processing |  |  |  |  | ENDOSCOPIC EQUIPMENT |  | WASHERENDOSCOPE-MEDIVATORS-Advantage Plus |  |  |  |  | WASHERENDOSCOPE-MEDIVATORS-Advantage Plus | Medivators | [7 empty] | Covered PM Repair - Biomedical | MHHS-Mem City
NO | YES |  |  |  | 069-47847 | 069-47847 | Medivators Reprocessing Systems | ADVANTAGE PLUS - PASS THRU |  |  | TMC-Sarofim 3-OR | MHHS-TMC |  |  |  | 069-47847 | 069-47847 | TMC | MHHS-TMC | TMC-Sarofim 3-OR | Anesthesia decontamination S3413 | 11/1/19 |  | 11/1/20 |  | ENDOSCOPIC EQUIPMENT |  | WASHERENDOSCOPE-MEDIVATORS-Advantage Plus |  |  |  |  | WASHERENDOSCOPE-MEDIVATORS-Advantage Plus | Medivators |  |  |  |  | 10/30/17 |  |  | Covered PM Repair - Biomedical | MHHS-TMC
NO | YES | Asset Tag 069-42550 |  |  | 069-42550 | 069-42550 | Medivators Reprocessing Systems | ADVANTAGE PLUS - PASS THRU |  |  | (null) | MHHS-TMC |  |  |  | 069-42550 | 069-42550 | (null) | MHHS-TMC | (null) | (null) |  |  |  | (null) | ENDOSCOPIC EQUIPMENT |  | WASHERENDOSCOPE-MEDIVATORS-Advantage Plus |  |  |  |  | WASHERENDOSCOPE-MEDIVATORS-Advantage Plus | Medivators |  |  |  |  | 10/30/17 |  |  | Covered PM Repair - Biomedical | MHHS-TMC
NO | NO |  |  |  | 069-48130 |  | Medivators Reprocessing Systems | ADVANTAGE PLUS - PASS THRU |  |  | TMC - SAROFIM 2 - OR | MHHS-TMC |  |  |  | 069-48130 |  | TMC |  | TMC - SAROFIM 2 - OR | [5 empty] | ENDOSCOPIC EQUIPMENT |  | WASHERENDOSCOPE-MEDIVATORS-Advantage Plus |  |  |  |  | WASHERENDOSCOPE-MEDIVATORS-Advantage Plus | Medivators | [7 empty] | Covered PM Repair - Biomedical | MHHS-TMC
NO | YES |  |  |  | 151-01982 | 151-01982 | Medivators Reprocessing Systems | ADVANTAGE PLUS ADV-1008 |  |  | CY-Endoscopy | MHHS-Cypress |  |  |  | 151-01982 | 151-01982 | Northwest | MHHS-Cypress | CY-Endoscopy | Scope room |  |  |  |  | STERILIZING UNITS, LIQUID | Washer, Endoscope | WASHERENDOSCOPE-MEDIVATORS-Advantage Plus |  |  |  |  | WASHERENDOSCOPE-MEDIVATORS-Advantage Plus | Medivators |  |  |  |  | 10/30/17 |  | WE-A | Covered PM Repair - Biomedical | MHHS-Cypress | [8 empty] | WASHERENDOSCOPE | Washer, Endoscope | Medivators
NO | YES |  |  |  | 151-02872 | 151-02872 | Medivators Reprocessing Systems | ADVANTAGE PLUS ADV-1008 |  |  | CY-Endoscopy | MHHS-Cypress |  |  |  | 151-02872 | 151-02872 | Northwest | MHHS-Cypress | CY-Endoscopy | Scope room |  | 2/1/20 |  |  | STERILIZING UNITS, LIQUID | Washer, Endoscope | WASHERENDOSCOPE-MEDIVATORS-Advantage Plus |  |  |  |  | WASHERENDOSCOPE-MEDIVATORS-Advantage Plus | Medivators |  |  |  |  | 10/30/17 |  | WE-A | Covered PM Repair - Biomedical | MHHS-Cypress | [8 empty] | WASHERENDOSCOPE | Washer, Endoscope | Medivators
NO | YES |  |  |  | 005-09761 | 005-09761 | Medivators Reprocessing Systems | ADVANTAGE PLUS ADV-1008 |  |  | SE-Esophageal Disease Center | MHHS-Southeast |  |  |  | 005-09761 | 005-09761 | Southeast | MHHS-Southeast | SE-Esophageal Disease Center | W2 310 Scope decontamination | 4/1/19 |  |  |  | STERILIZING UNITS, LIQUID |  | WASHERENDOSCOPE-MEDIVATORS-Advantage Plus |  |  |  |  | WASHERENDOSCOPE-MEDIVATORS-Advantage Plus | Medivators |  |  |  |  | 10/30/17 |  |  | Covered PM Repair - Biomedical | MHHS-Southeast
NO | YES |  |  |  | 005-10610 | 005-10610 | Medivators Reprocessing Systems | ADVANTAGE PLUS ADV-1008 |  |  | SE-Esophageal Disease Center | MHHS-Southeast |  |  |  | 005-10610 | 005-10610 | Southeast | MHHS-Southeast | SE-Esophageal Disease Center | W2 310 Scope decontamination | 4/1/19 |  |  |  | STERILIZING UNITS, LIQUID |  | WASHERENDOSCOPE-MEDIVATORS-Advantage Plus |  |  |  |  | WASHERENDOSCOPE-MEDIVATORS-Advantage Plus | Medivators |  |  |  |  | 10/30/17 |  |  | Covered PM Repair - Biomedical | MHHS-Southeast
NO | YES |  |  |  | 029-10569 | 029-10569 | Medivators Reprocessing Systems | ADVANTAGE PLUS ADV-1008 |  |  | Woodlands-Endoscopy | MHHS-Woodlands |  |  |  | 029-10569 | 029-10569 | Woodlands | MHHS-Woodlands | Woodlands-Endoscopy | Desinfect room | 7/1/19 |  |  |  | STERILIZING UNITS, LIQUID | Washer, Endoscope | WASHERENDOSCOPE-MEDIVATORS-Advantage Plus |  |  |  |  | WASHERENDOSCOPE-MEDIVATORS-Advantage Plus | Medivators |  |  |  |  | 10/30/17 |  | WE-A | Covered PM Repair - Biomedical | MHHS-Woodlands | [8 empty] | WASHERENDOSCOPE | Washer, Endoscope | Medivators
NO | YES |  |  |  | 005-11109 | 005-11109 | Medivators Reprocessing Systems | ADVANTAGE PLUS ADV-1008 |  |  | SE-Endoscopy |  |  |  |  | 005-11109 | 005-11109 | Southeast | Memorial Hermann-Southeast | SE-Endoscopy | W2310 Scope Decontamination | 4/1/19 |  | 4/1/20
NO | NO |  |  |  | 041-16024 |  | Medivators Reprocessing Systems | ADVANTAGE PLUS ADV-1008 |  |  | MEMORIAL CITY - STERILE SUPPLY | MHHS-Mem City |  |  |  | 041-16024 |  | West & Memorial City |  | MEMORIAL CITY - STERILE SUPPLY | [5 empty] | STERILIZING UNITS, LIQUID |  | WASHERENDOSCOPE-MEDIVATORS-Advantage Plus |  |  |  |  | WASHERENDOSCOPE-MEDIVATORS-Advantage Plus | Medivators | [7 empty] | Covered PM Repair - Biomedical | MHHS-Mem City
NO | YES |  |  |  | 009-08464 | 009-08464 | Medivators Reprocessing Systems | DSD EDGE |  |  | GH-OR Endoscopy | MHHS-Greater Heights |  | Washer, Endoscope |  | 009-08464 | 009-08464 | Central | MHHS-Greater Heights | GH-OR Endoscopy | Endoscopy | 4/1/19 |  |  |  | STERILIZING UNITS | Washer, Endoscope | WASHERENDOSCOPE-Medivators-DSD Edge | WASHERENDOSCOPE | DSD Edge |  |  |  | Medivators | Washer, Endoscope |  | WASHERENDOSCOPE-Medivators-DSD Edge |  |  |  | WE-A | Covered PM Repair - Biomedical | MHHS-Greater Heights | [8 empty] | WASHERENDOSCOPE | Washer, Endoscope | Medivators
NO | YES |  |  |  | 009-10730 | 009-10730 | Medivators Reprocessing Systems | DSD EDGE |  |  | MH MG-(SL)-Sugar Land Multi-Specialty (Mp1) | MHHS-MG |  | Washer, Endoscope |  | 009-10730 | 009-10730 | Sugar Land | MHHS-MG | MH MG-(SL)-Sugar Land Multi-Specialty (Mp1) | High level disinfectant | 8/1/19 | 8/1/20 |  |  | STERILIZING UNITS | Washer, Endoscope | WASHERENDOSCOPE-Medivators-DSD Edge | WASHERENDOSCOPE | DSD Edge |  |  |  | Medivators | Washer, Endoscope |  | WASHERENDOSCOPE-Medivators-DSD Edge |  |  |  | WE-A | Covered PM Repair - Biomedical | MHHS-MG | [8 empty] | WASHERENDOSCOPE | Washer, Endoscope | Medivators
NO | NO |  |  |  | 241-03029 |  | Medivators Reprocessing Systems | DSD EDGE |  |  | TIRR - UROLOGY/SPEC PROC (17) | MHHS-TIRR |  | Washer, Endoscope |  | 241-03029 |  | TMC |  | TIRR - UROLOGY/SPEC PROC (17) | [5 empty] | STERILIZING UNITS |  | WASHERENDOSCOPE-Medivators-DSD Edge | WASHERENDOSCOPE | DSD Edge |  |  |  | Medivators | Washer, Endoscope |  | WASHERENDOSCOPE-Medivators-DSD Edge |  |  |  |  | Covered PM Repair - Biomedical | MHHS-TIRR
NO | NO |  |  |  | 069-38017 |  | Medivators Reprocessing Systems | DSD EDGE |  |  | TMC - GI/ENDO - PEDI (GHP) | MHHS-TMC |  | Washer, Endoscope |  | 069-38017 |  | TMC |  | TMC - GI/ENDO - PEDI (GHP) | [5 empty] | STERILIZING UNITS |  | WASHERENDOSCOPE-Medivators-DSD Edge | WASHERENDOSCOPE | DSD Edge |  |  |  | Medivators | Washer, Endoscope |  | WASHERENDOSCOPE-Medivators-DSD Edge |  |  |  |  | Covered PM Repair - Biomedical | MHHS-TMC
NO | YES |  |  |  | 133-09940 | 133-09940 | Medivators Reprocessing Systems | DSD-201LT |  | 663561-142 | Katy-PACU | MHHS-Katy |  | Washer, Endoscope |  | 133-09940 | 133-09940 | Katy | MHHS-Katy | Katy-PACU | Endoscopy 1 | 4/1/19 | 4/1/20 |  |  | STERILIZING UNITS, LIQUID | Washer, Endoscope | WASHERENDOSCOPE-MEDIVATORS-DSD-201LT | WASHERENDOSCOPE | DSD-201LT |  |  |  | Medivators | Washer, Endoscope |  | WASHERENDOSCOPE-MEDIVATORS-DSD-201LT |  | 8/26/16 |  | WE-A | Covered PM Repair - Biomedical | MHHS-Katy | [8 empty] | WASHERENDOSCOPE | Washer, Endoscope | Medivators
NO | YES |  |  |  | 133-09941 | 133-09941 | Medivators Reprocessing Systems | DSD-201LT |  | 663561-141 | Katy-OR | MHHS-Katy |  | Washer, Endoscope |  | 133-09941 | 133-09941 | Katy | MHHS-Katy | Katy-OR | Bronchoscopy | 4/1/19 | 4/1/20 |  |  | STERILIZING UNITS, LIQUID | Washer, Endoscope | WASHERENDOSCOPE-MEDIVATORS-DSD-201LT | WASHERENDOSCOPE | DSD-201LT |  |  |  | Medivators | Washer, Endoscope |  | WASHERENDOSCOPE-MEDIVATORS-DSD-201LT |  | 11/11/16 |  | WE-A | Covered PM Repair - Biomedical | MHHS-Katy | [8 empty] | WASHERENDOSCOPE | Washer, Endoscope | Medivators
NO | YES |  |  |  | 129-02802 | 129-02802 | Medivators Reprocessing Systems | DSD-201LT |  |  | SUGAR LAND - ENDOSCOPY | MHHS-Sugarland |  | Washer, Endoscope |  | 129-02802 | 129-02802 | Sugar Land | Memorial Hermann Sugar Land Hospital | SUGAR LAND - ENDOSCOPY | Clean supply room | 9/1/18 |  |  | No pm sticker | STERILIZING UNITS, LIQUID | Washer, Endoscope | WASHERENDOSCOPE-MEDIVATORS-DSD-201LT | WASHERENDOSCOPE | DSD-201LT |  |  |  | Medivators | Washer, Endoscope |  | WASHERENDOSCOPE-MEDIVATORS-DSD-201LT |  |  |  | WE-A | Covered PM Repair - Biomedical | MHHS-Sugarland | [8 empty] | WASHERENDOSCOPE | Washer, Endoscope | Medivators
NO | YES |  |  |  | 041-20572 | 041-20572 | Medivators Reprocessing Systems | ECA-100G |  | SB876332-63 | MEMORIAL CITY - DIGESTIVE DISEASE CENTER | MHHS-Mem City |  | Pump, Lavage |  | 041-20572 | 041-20572 | West | Memorial Hermann Memorial City Medical Center | MEMORIAL CITY - DIGESTIVE DISEASE CENTER | W1 Processing |  |  |  |  | WASHER/DECONTAMINATION UNITS |  | PUMPLAVAGE-Medivators-ECA-100G | PUMPLAVAGE | ECA-100G |  |  |  | Medivators | Pump, Lavage |  | PUMPLAVAGE-Medivators-ECA-100G |  |  |  |  | Covered PM Repair - Biomedical | MHHS-Mem City
NO | YES |  |  |  | 145-00762 | 145-00762 | Medivators Reprocessing Systems | ECA-100G |  | SB788588-31 | Pearland-Endoscopy | MHHS-Pearland Hospital |  | Pump, Lavage |  | 145-00762 | 145-00762 | Pearland | MHHS-Pearland Hospital | Pearland-Endoscopy | Endo scope processing | 10/1/19 | 10/1/20 |  |  | WASHER/DECONTAMINATION UNITS | Pump, Lavage | PUMPLAVAGE-Medivators-ECA-100G | PUMPLAVAGE | ECA-100G |  |  |  | Medivators | Pump, Lavage |  | PUMPLAVAGE-Medivators-ECA-100G |  |  |  |  | Covered PM Repair - Biomedical | MHHS-Pearland Hospital | [8 empty] | PUMPLAVAGE | Pump, Lavage | Medivators
NO | YES |  |  |  | 009-08344 | 009-08344 | Medivators Reprocessing Systems | EGA-500 ENDOSTRATUS |  | P00765 | GH-OR | MHHS-Greater Heights |  |  |  | 009-08344 | 009-08344 | Central Greater Heights | MHHS-Greater Heights | GH-OR | Storage | 7/1/19 |  | 7/1/20 |  | IRRIGATION/DISTENTION SYSTEMS | Irrigation/Aspiration Unit | IRRIGATIONASPNUNIT-Medivators-EGA-500 |  |  |  |  | IRRIGATIONASPNUNIT-Medivators-EGA-500 | Medivators |  |  |  |  | 1/10/20 |  | IAU-SA | Not Covered Vendor Only - Biomedical | MHHS-Greater Heights | [8 empty] | IRRIGATIONASPNUNIT | Irrigation/Aspiration Unit | Medivators
NO | YES |  |  |  | 009-33407 | 009-33407 | Medivators Reprocessing Systems | EGA-500 ENDOSTRATUS |  | P89244828 | GH-OR Endoscopy | MHHS-Greater Heights |  |  |  | 009-33407 | 009-33407 | Central | MHHS-Greater Heights | GH-OR Endoscopy | Endoscopy | 7/1/19 |  | 7/1/20 |  | IRRIGATION/DISTENTION SYSTEMS | Irrigation/Aspiration Unit | IRRIGATIONASPNUNIT-Medivators-EGA-500 |  |  |  |  | IRRIGATIONASPNUNIT-Medivators-EGA-500 | Medivators | [6 empty] | IAU-SA | Covered PM Repair - Biomedical | MHHS-Greater Heights | [8 empty] | IRRIGATIONASPNUNIT | Irrigation/Aspiration Unit | Medivators
NO | YES |  |  |  | 009-33408 | 009-33408 | Medivators Reprocessing Systems | EGA-500 ENDOSTRATUS |  | P90903303 | GH-OR | MHHS-Greater Heights |  |  |  | 009-33408 | 009-33408 | Central | MHHS-Greater Heights | GH-OR | Equipment storage | 1/1/20 |  | 7/1/20 |  | IRRIGATION/DISTENTION SYSTEMS | Irrigation/Aspiration Unit | IRRIGATIONASPNUNIT-Medivators-EGA-500 |  |  |  |  | IRRIGATIONASPNUNIT-Medivators-EGA-500 | Medivators |  |  |  |  | 11/1/19 |  | IAU-SA | Covered PM Repair - Biomedical | MHHS-Greater Heights | [8 empty] | IRRIGATIONASPNUNIT | Irrigation/Aspiration Unit | Medivators
NO | YES |  |  |  | 005-10665 | 005-10665 | Medivators Reprocessing Systems | EGA-500 ENDOSTRATUS |  | C02245 | SE-Esophageal Disease Center | MHHS-Southeast |  |  |  | 005-10665 | 005-10665 | Southeast | MHHS-Southeast | SE-Esophageal Disease Center | Endo procesure 1 | 12/1/19 |  |  |  | IRRIGATION/DISTENTION SYSTEMS |  | IRRIGATIONASPNUNIT-Medivators-EGA-500 |  |  |  |  | IRRIGATIONASPNUNIT-Medivators-EGA-500 | Medivators | [7 empty] | Covered PM Repair - Biomedical | MHHS-Southeast
NO | YES |  |  |  | 005-10706 | 005-10706 | Medivators Reprocessing Systems | EGA-500 ENDOSTRATUS |  | CO2492 | SE-Esophageal Disease Center | MHHS-Southeast |  |  |  | 005-10706 | 005-10706 | Southeast | MHHS-Southeast | SE-Esophageal Disease Center | Endo 3 | 12/1/19 |  | 6/1/20 |  | IRRIGATION/DISTENTION SYSTEMS |  | IRRIGATIONASPNUNIT-Medivators-EGA-500 |  |  |  |  | IRRIGATIONASPNUNIT-Medivators-EGA-500 | Medivators | [7 empty] | Covered PM Repair - Biomedical | MHHS-Southeast
NO | YES |  |  |  | 005-11197 | 005-11197 | Medivators Reprocessing Systems | EGA-500 ENDOSTRATUS |  | CO2704 | SE-Esophageal Disease Center | MHHS-Southeast |  |  |  | 005-11197 | 005-11197 | Southeast | MHHS-Southeast | SE-Esophageal Disease Center | Procedure 5 | 12/1/19 |  | 6/1/20 |  | IRRIGATION/DISTENTION SYSTEMS |  | IRRIGATIONASPNUNIT-Medivators-EGA-500 |  |  |  |  | IRRIGATIONASPNUNIT-Medivators-EGA-500 | Medivators |  |  |  |  | 10/12/13 |  |  | Covered PM Repair - Biomedical | MHHS-Southeast
NO | NO |  |  |  | 069-42805 |  | Medivators Reprocessing Systems | EGA-500 ENDOSTRATUS |  | PO2857 | TMC - GI/ENDO - ADULT (1J) | MHHS-TMC |  |  |  | 069-42805 |  | TMC |  | TMC - GI/ENDO - ADULT (1J) | [5 empty] | IRRIGATION/DISTENTION SYSTEMS |  | IRRIGATIONASPNUNIT-Medivators-EGA-500 |  |  |  |  | IRRIGATIONASPNUNIT-Medivators-EGA-500 | Medivators | [7 empty] | Covered PM Repair - Biomedical | MHHS-TMC
NO | YES |  |  |  | 151-01917 | 151-01917 | Medivators Reprocessing Systems | EGA-501 CO2 INSUFFLATOR |  | C03570 | CY-OR | MHHS-Cypress |  |  |  | 151-01917 | 151-01917 | Northwest | MHHS-Cypress | CY-OR | Endoscopy | 1/1/20 | 7/1/20 |  |  | INSUFFLATORS | Insufflator, Carbon Dioxide | INSUFFLATORCARBONDIOX-Medivators-EGA-501 |  |  |  |  | INSUFFLATORCARBONDIOX-Medivators-EGA-501 | Medivators |  |  |  |  | 5/16/20 |  | ICD-SA | Not Covered Vendor Only - Rad, Low End | MHHS-Cypress | [8 empty] | INSUFFLATORCARBONDIOX | Insufflator, Carbon Dioxide | Medivators
NO | YES |  |  |  | 151-02646 | 151-02646 | Medivators Reprocessing Systems | EGA-501 CO2 INSUFFLATOR |  | C90376216 | CY-Endoscopy | MHHS-Cypress |  |  |  | 151-02646 | 151-02646 | Northwest | MHHS-Cypress | CY-Endoscopy | Bronchoscopy | 12/1/19 | 6/1/20 |  |  | INSUFFLATORS | Insufflator, Carbon Dioxide | INSUFFLATORCARBONDIOX-Medivators-EGA-501 |  |  |  |  | INSUFFLATORCARBONDIOX-Medivators-EGA-501 | Medivators |  |  |  |  | 1/3/19 |  | ICD-SA | Covered PM Repair - Biomedical | MHHS-Cypress | [8 empty] | INSUFFLATORCARBONDIOX | Insufflator, Carbon Dioxide | Medivators
NO | YES |  |  |  | 151-02866 | 151-02866 | Medivators Reprocessing Systems | EGA-501 CO2 INSUFFLATOR |  | C94155129 | CY-Endoscopy | MHHS-Cypress |  |  |  | 151-02866 | 151-02866 | Northwest | MHHS-Cypress | CY-Endoscopy | Endo two | 1/1/20 | 1/1/21 |  |  | INSUFFLATORS | Insufflator, Carbon Dioxide | INSUFFLATORCARBONDIOX-Medivators-EGA-501 |  |  |  |  | INSUFFLATORCARBONDIOX-Medivators-EGA-501 | Medivators |  |  |  |  | 5/1/20 |  | ICD-SA | Not Covered Vendor Only - Biomedical | MHHS-Cypress | [8 empty] | INSUFFLATORCARBONDIOX | Insufflator, Carbon Dioxide | Medivators
NO | YES |  |  |  | 133-08890 | 133-08890 | Medivators Reprocessing Systems | EGA-501 CO2 INSUFFLATOR |  | CO22188 | Katy-Endoscopy | MHHS-Katy |  |  |  | 133-08890 | 133-08890 | Katy | MHHS-Katy | Katy-Endoscopy | Endoscopy | 8/1/19 | 8/1/20 |  |  | INSUFFLATORS | Insufflator, Carbon Dioxide | INSUFFLATORCARBONDIOX-Medivators-EGA-501 |  |  |  |  | INSUFFLATORCARBONDIOX-Medivators-EGA-501 | Medivators |  |  |  |  | 3/12/14 |  | ICD-SA | Covered PM Repair - Biomedical | MHHS-Katy | [8 empty] | INSUFFLATORCARBONDIOX | Insufflator, Carbon Dioxide | Medivators
NO | YES |  |  |  | 133-09013 | 133-09013 | Medivators Reprocessing Systems | EGA-501 CO2 INSUFFLATOR |  | C03023 | Katy-OR | MHHS-Katy |  |  |  | 133-09013 | 133-09013 | Katy | MHHS-Katy | Katy-OR | Endo 2 | 1/1/20 | 7/1/20 |  |  | INSUFFLATORS | Insufflator, Carbon Dioxide | INSUFFLATORCARBONDIOX-Medivators-EGA-501 |  |  |  |  | INSUFFLATORCARBONDIOX-Medivators-EGA-501 | Medivators |  |  |  |  | 1/28/20 |  | ICD-SA | Not Covered Vendor Only - Biomedical | MHHS-Katy | [8 empty] | INSUFFLATORCARBONDIOX | Insufflator, Carbon Dioxide | Medivators
NO | YES |  |  |  | 041-20890 | 041-20890 | Medivators Reprocessing Systems | EGA-501 CO2 INSUFFLATOR |  | C03950 | MEMORIAL CITY - Endo | MHHS-Mem City |  |  |  | 041-20890 | 041-20890 | West | MEMORIAL CITY - MEMORIAL HERMANN WEST TOWER | MEMORIAL CITY - Endo | 149 Procedure Room 6 |  |  |  |  | INSUFFLATORS |  | INSUFFLATORCARBONDIOX-Medivators-EGA-501 |  |  |  |  | INSUFFLATORCARBONDIOX-Medivators-EGA-501 | Medivators | [7 empty] | Not Covered Vendor Only - Biomedical | MHHS-Mem City
NO | YES | [5 empty] | Medivators Reprocessing Systems | EGA-501 CO2 INSUFFLATOR |  | C02123 | Memorial city digestive disease center | MHHS-Mem City | [5 empty] | West Memorial city | Herman memorial city medical center | Memorial city digestive disease center | Procedure room 4 |  |  |  | No pm found | INSUFFLATORS |  | INSUFFLATORCARBONDIOX-Medivators-EGA-501 |  |  |  |  | INSUFFLATORCARBONDIOX-Medivators-EGA-501 | Medivators | [7 empty] | Covered PM Repair - Biomedical | MHHS-Mem City
NO | YES | [5 empty] | Medivators Reprocessing Systems | EGA-501 CO2 INSUFFLATOR |  | C02122 | MEMORIAL CITY - DIGESTIVE DISEASE CENTER | MHHS-Mem City | [5 empty] | West | Memorial Hermann Memorial City Medical Center | MEMORIAL CITY - DIGESTIVE DISEASE CENTER | Endo procedure room 3 |  |  |  |  | INSUFFLATORS |  | INSUFFLATORCARBONDIOX-Medivators-EGA-501 |  |  |  |  | INSUFFLATORCARBONDIOX-Medivators-EGA-501 | Medivators | [7 empty] | Covered PM Repair - Biomedical | MHHS-Mem City
NO | NO |  |  |  | 069-40480 |  | Medivators Reprocessing Systems | EGA-501 CO2 INSUFFLATOR |  | CO2246 | TMC - PLAZA - ERTAN DDC (STE 1400) | MHHS-TMC |  |  |  | 069-40480 |  | TMC |  | TMC - PLAZA - ERTAN DDC (STE 1400) | [5 empty] | INSUFFLATORS |  | INSUFFLATORCARBONDIOX-Medivators-EGA-501 |  |  |  |  | INSUFFLATORCARBONDIOX-Medivators-EGA-501 | Medivators | [7 empty] | Covered PM Repair - Lab Analyzers/Anesth | MHHS-TMC
NO | YES |  |  |  | 041-20953 | 041-20953 | Medivators Reprocessing Systems | ENDOSTRATUS |  | C03960 | MEMORIAL CITY - DIGESTIVE DISEASE CENTER | MHHS-Mem City |  | Insufflator, Carbon Dioxide |  | 041-20953 | 041-20953 | West | Memorial Hermann Memorial City Medical Center | MEMORIAL CITY - DIGESTIVE DISEASE CENTER | MEMORIAL CITY - DIGESTIVE |  |  |  |  | INSUFFLATORS |  | INSUFFLATORCARBONDIOX-Medivators-EndoStratus | INSUFFLATORCARBONDIOX | EndoStratus |  |  |  | Medivators | Insufflator, Carbon Dioxide |  | INSUFFLATORCARBONDIOX-Medivators-EndoStratus |  |  |  |  | Covered PM Repair - Radiology, Low End | MHHS-Mem City
NO | YES |  |  |  | 041-32590 | 041-32590 | Medivators Reprocessing Systems | ENDOSTRATUS |  | C91287420 | MEMORIAL CITY - DIGESTIVE DISEASE CENTER | MHHS-Mem City |  | Insufflator, Carbon Dioxide |  | 041-32590 | 041-32590 | West | Endoscopy | MEMORIAL CITY - DIGESTIVE DISEASE CENTER | Procedure room 2 |  |  |  |  | INSUFFLATORS |  | INSUFFLATORCARBONDIOX-Medivators-EndoStratus | INSUFFLATORCARBONDIOX | EndoStratus |  |  |  | Medivators | Insufflator, Carbon Dioxide |  | INSUFFLATORCARBONDIOX-Medivators-EndoStratus |  |  |  |  | Not Covered Vendor Only - Biomedical | MHHS-Mem City
NO | YES | [5 empty] | Medivators Reprocessing Systems | ENDOSTRATUS |  | C00528 | MEMORIAL CITY - Endoscopy | MHHS-Mem City |  | Insufflator, Carbon Dioxide |  |  |  | West | MEMORIAL CITY - MEMORIAL HERMANN HOSPITAL WEST TOWER | MEMORIAL CITY - Endoscopy | 148 Procedure Rm 5 |  |  |  |  | INSUFFLATORS |  | INSUFFLATORCARBONDIOX-Medivators-EndoStratus | INSUFFLATORCARBONDIOX | EndoStratus |  |  |  | Medivators | Insufflator, Carbon Dioxide |  | INSUFFLATORCARBONDIOX-Medivators-EndoStratus |  |  |  |  | Covered PM Repair - Biomedical | MHHS-Mem City
NO | YES |  |  |  | 009-10769 | 009-10769 | Medivators Reprocessing Systems | MV-2 |  |  | GH-OR | MHHS-Greater Heights |  | Washer, Endoscope |  | 009-10769 | 009-10769 | Central | MHHS-Greater Heights | GH-OR | Sterile processing |  |  |  |  | STERILIZING UNITS | Washer, Endoscope | WASHERENDOSCOPE-Medivators-MV-2 | WASHERENDOSCOPE | MV-2 |  |  |  | Medivators | Washer, Endoscope |  | WASHERENDOSCOPE-Medivators-MV-2 |  | 2/15/13 |  | WE-A | Covered PM Repair - Biomedical | MHHS-Greater Heights | [8 empty] | WASHERENDOSCOPE | Washer, Endoscope | Medivators
NO | YES |  |  |  | 151-03599 | 151-03599 | Medivators Reprocessing Systems | SCOPE BUDDY |  | SB835328-42 | CY-Endoscopy | MHHS-Cypress |  |  |  | 151-03599 | 151-03599 | Northwest | MHHS-Cypress | CY-Endoscopy | Scope room | 12/1/19 | 2/1/20 |  |  | WASHER/DECONTAMINATION UNITS |  | .needs class | [5 empty] | Medivators |  |  |  |  | 5/1/17 |  |  | Covered PM Repair - Biomedical | MHHS-Cypress
NO | YES |  |  |  | 009-08465 | 009-08465 | Medivators Reprocessing Systems | SCOPE BUDDY |  | SB714130-64 | GH-OR Endoscopy | MHHS-Greater Heights |  |  |  | 009-08465 | 009-08465 | Central | MHHS-Greater Heights | GH-OR Endoscopy | Endoscopy | 7/1/19 |  | 7/1/20 |  | WASHER/DECONTAMINATION UNITS |  | .needs class | [5 empty] | Medivators |  |  |  |  | 5/1/17 |  |  | Covered PM Repair - Biomedical | MHHS-Greater Heights
NO | YES |  |  |  | 142-08222 | 142-08222 | Medivators Reprocessing Systems | SCOPE BUDDY |  |  | NE-Endoscopy | MHHS-Northeast |  |  |  | 142-08222 | 142-08222 | Katy | MHHS-Northeast | NE-Endoscopy | Endo clean room | 4/1/19 | 4/1/20 |  |  | WASHER/DECONTAMINATION UNITS |  | .needs class | [5 empty] | Medivators |  |  |  |  | 5/1/17 |  |  | Covered PM Repair - Biomedical | MHHS-Northeast
NO | YES |  |  |  | 005-10019 | 005-10019 | Medivators Reprocessing Systems | SCOPE BUDDY |  | SB696182-96 | SE-Cath Lab | MHHS-Southeast |  |  |  | 005-10019 | 005-10019 | Southeast | MHHS-Southeast | SE-Cath Lab | W2 310 Scope decontamination | 1/1/19 |  |  |  | WASHER/DECONTAMINATION UNITS |  | .needs class | [5 empty] | Medivators |  |  |  |  | 5/1/17 |  |  | Covered PM Repair - Biomedical | MHHS-Southeast
NO | YES |  |  |  | 013-36037 | 013-36037 | Medivators Reprocessing Systems | SCOPE BUDDY |  | SB735763-78 | Endo | MHHS-Southwest |  |  |  | 013-36037 | 013-36037 | Southwest | Memorial Hermann Southwest Hospital | Endo | Endo- Soiled Utility |  |  |  |  | WASHER/DECONTAMINATION UNITS |  | .needs class | [5 empty] | Medivators | [7 empty] | Covered PM Repair - Biomedical | MHHS-Southwest
NO | YES |  |  |  | 069-41975 | 069-41975 | Medivators Reprocessing Systems | SCOPE BUDDY |  | SB854563-64 | TMC-Gi/Endo-Adult (1J) | MHHS-TMC |  |  |  | 069-41975 | 069-41975 | TMC | MHHS-TMC | TMC-Gi/Endo-Adult (1J) | Dirty Scope Room |  |  |  |  | WASHER/DECONTAMINATION UNITS |  | .needs class | [5 empty] | Medivators |  |  |  |  | 5/1/17 |  |  | Covered PM Repair - Biomedical | MHHS-TMC
NO | YES |  |  |  | 029-09387 | 029-09387 | Medivators Reprocessing Systems | SCOPE BUDDY |  | SB739243-31 | Woodlands-Endoscopy | MHHS-Woodlands |  |  |  | 029-09387 | 029-09387 | Woodlands | MHHS-Woodlands | Woodlands-Endoscopy |  | 11/1/19 |  | 11/1/20 |  | WASHER/DECONTAMINATION UNITS |  | .needs class | [5 empty] | Medivators |  |  |  |  | 5/1/17 |  |  | Covered PM Repair - Biomedical | MHHS-Woodlands
YES | YES | Serial Number Cnf |  |  | 099-07812 | 099-07812 | Medivators Reprocessing Systems | SCOPE BUDDY |  | CNF | SE Endoscopy |  |  |  |  | 099-07812 | 099-07812 | Southeast | Memorial Hermann Southeast | SE Endoscopy | W2 310 Scope decontamination
NO | NO |  |  |  | SB8921881-57 |  | Medivators Reprocessing Systems | SCOPE BUDDY |  | SB8921881-57 | SE - ESOPHAGEAL DISEASE CENTER | MHHS-Southeast |  |  |  | SB8921881-57 |  | Southeast & Bay Area |  | SE - ESOPHAGEAL DISEASE CENTER | [5 empty] | WASHER/DECONTAMINATION UNITS |  | .needs class | [5 empty] | Medivators | [7 empty] | Covered PM Repair - Biomedical | MHHS-Southeast
NO | NO |  |  |  | 069-37506 |  | Medivators Reprocessing Systems | SCOPE BUDDY |  |  | TMC - GI/ENDO - ADULT (1J) | MHHS-TMC |  |  |  | 069-37506 |  | TMC |  | TMC - GI/ENDO - ADULT (1J) | [5 empty] | WASHER/DECONTAMINATION UNITS |  | .needs class | [5 empty] | Medivators | [7 empty] | Covered PM Repair - Biomedical | MHHS-TMC
NO | NO |  |  |  | 077-08914 |  | Medivators Reprocessing Systems | SCOPE BUDDY |  | SB769880-76 | TMC - GI/ENDO - PEDI (GHP) | MHHS-TMC |  |  |  | 077-08914 |  | TMC |  | TMC - GI/ENDO - PEDI (GHP) | [5 empty] | WASHER/DECONTAMINATION UNITS |  | .needs class | [5 empty] | Medivators | [7 empty] | Covered PM Repair - Biomedical | MHHS-TMC
NO | NO | [5 empty] | Medivators Reprocessing Systems | SCOPE BUDDY |  |  | TMC - PLAZA - ERTAN DDC (STE 1400) | MHHS-TMC | [5 empty] | TMC |  | TMC - PLAZA - ERTAN DDC (STE 1400) | [5 empty] | WASHER/DECONTAMINATION UNITS |  | .needs class | [5 empty] | Medivators | [7 empty] | Covered PM Repair - Biomedical | MHHS-TMC
NO | YES |  |  |  | 151-01983 | 151-01983 | Medivators Reprocessing Systems | VERISCAN LT |  |  | CY-Endoscopy | MHHS-Cypress |  | Tester, Endoscopic Leakage |  | 151-01983 | 151-01983 | Northwest | MHHS-Cypress | CY-Endoscopy | Biomed | 4/30/19 |  |  |  | TEST EQUIPMENT, ENDOSCOPE, LEAK DETECTION | Tester, Endoscopic Leakage | TESTERENDOLEAKAGE-Medivators-Veriscan LT | TESTERENDOLEAKAGE | Veriscan LT |  |  |  | Medivators | Tester, Endoscopic Leakage |  | TESTERENDOLEAKAGE-Medivators-Veriscan LT |  |  |  | TEST-A | Not Covered Vendor Only - Biomedical | MHHS-Cypress | [8 empty] | TESTERENDOLEAKAGE | Tester, Endoscopic Leakage | Medivators
NO | YES |  |  |  | 151-03598 | 151-03598 | Medivators Reprocessing Systems | VERISCAN LT |  |  | CY-Endoscopy | MHHS-Cypress |  | Tester, Endoscopic Leakage |  | 151-03598 | 151-03598 | Northwest | MHHS-Cypress | CY-Endoscopy | Scope room | 12/1/19 | 12/1/20 |  |  | TEST EQUIPMENT, ENDOSCOPE, LEAK DETECTION | Tester, Endoscopic Leakage | TESTERENDOLEAKAGE-Medivators-Veriscan LT | TESTERENDOLEAKAGE | Veriscan LT |  |  |  | Medivators | Tester, Endoscopic Leakage |  | TESTERENDOLEAKAGE-Medivators-Veriscan LT |  |  |  | TEST-A | Not Covered Vendor Only - Biomedical | MHHS-Cypress | [8 empty] | TESTERENDOLEAKAGE | Tester, Endoscopic Leakage | Medivators
NO | YES |  |  |  | 133-10091 | 133-10091 | Medivators Reprocessing Systems | VERISCAN LT |  |  | Katy-PACU | MHHS-Katy |  | Tester, Endoscopic Leakage |  | 133-10091 | 133-10091 | Katy | MHHS-Katy | Katy-PACU | Endoscopy 1 | 7/1/19 | 7/1/20 |  |  | TEST EQUIPMENT, ENDOSCOPE, LEAK DETECTION | Tester, Endoscopic Leakage | TESTERENDOLEAKAGE-Medivators-Veriscan LT | TESTERENDOLEAKAGE | Veriscan LT |  |  |  | Medivators | Tester, Endoscopic Leakage |  | TESTERENDOLEAKAGE-Medivators-Veriscan LT |  |  |  | TEST-A | Not Covered Vendor Only - Biomedical | MHHS-Katy | [8 empty] | TESTERENDOLEAKAGE | Tester, Endoscopic Leakage | Medivators
NO | YES |  |  |  | 005-11933 | 005-11933 | Medivators Reprocessing Systems | VERISCAN LT |  |  | SE-Cath Lab | MHHS-Southeast |  | Tester, Endoscopic Leakage |  | 005-11933 | 005-11933 | Southeast | MHHS-Southeast | SE-Cath Lab | W2 310 Scope decontamination | 1/1/20 |  | 1/1/21 |  | TEST EQUIPMENT, ENDOSCOPE, LEAK DETECTION |  | TESTERENDOLEAKAGE-Medivators-Veriscan LT | TESTERENDOLEAKAGE | Veriscan LT |  |  |  | Medivators | Tester, Endoscopic Leakage |  | TESTERENDOLEAKAGE-Medivators-Veriscan LT |  | 6/1/20 |  |  | Not Covered Vendor Only - Biomedical | MHHS-Southeast
NO | YES |  |  |  | 013-39063 | 013-39063 | Medivators Reprocessing Systems | VERISCAN LT |  |  | SW-Endoscopy | MHHS-Southwest |  | Tester, Endoscopic Leakage |  | 013-39063 | 013-39063 | Southwest | MHHS-Southwest | SW-Endoscopy | Soiled utility room |  |  |  |  | TEST EQUIPMENT, ENDOSCOPE, LEAK DETECTION | Tester, Endoscopic Leakage | TESTERENDOLEAKAGE-Medivators-Veriscan LT | TESTERENDOLEAKAGE | Veriscan LT |  |  |  | Medivators | Tester, Endoscopic Leakage |  | TESTERENDOLEAKAGE-Medivators-Veriscan LT |  |  |  | TEST-A | Not Covered Vendor Only - Biomedical | MHHS-Southwest | [8 empty] | TESTERENDOLEAKAGE | Tester, Endoscopic Leakage | Medivators
NO | YES |  |  |  | 069-40158 | 069-40158 | Medivators Reprocessing Systems | VERISCAN LT |  |  | TMC-Gi/Endo-Adult (1J) | MHHS-TMC |  | Tester, Endoscopic Leakage |  | 069-40158 | 069-40158 | TMC | MHHS-TMC | TMC-Gi/Endo-Adult (1J) | Dirty Scope Room |  |  |  |  | TEST EQUIPMENT, ENDOSCOPE, LEAK DETECTION |  | TESTERENDOLEAKAGE-Medivators-Veriscan LT | TESTERENDOLEAKAGE | Veriscan LT |  |  |  | Medivators | Tester, Endoscopic Leakage |  | TESTERENDOLEAKAGE-Medivators-Veriscan LT |  | 6/1/20 |  |  | Not Covered Vendor Only - Biomedical | MHHS-TMC
NO | NO |  |  |  | 069-40739 |  | Medivators Reprocessing Systems | VERISCAN LT |  |  | TMC - PLAZA - ERTAN DDC (STE 1400) | MHHS-TMC |  | Tester, Endoscopic Leakage |  | 069-40739 |  | TMC |  | TMC - PLAZA - ERTAN DDC (STE 1400) | [5 empty] | TEST EQUIPMENT, ENDOSCOPE, LEAK DETECTION |  | TESTERENDOLEAKAGE-Medivators-Veriscan LT | TESTERENDOLEAKAGE | Veriscan LT |  |  |  | Medivators | Tester, Endoscopic Leakage |  | TESTERENDOLEAKAGE-Medivators-Veriscan LT |  |  |  |  | Not Covered Vendor Only - Biomedical | MHHS-TMC
YES | YES |  |  |  | 099-03035 | 099-03035 | Medline | ComfortGLIDE |  | C880028351 | Scope storage |  |  |  |  | 099-03035 | 099-03035 | Katy | Memorial Hermann Katy Hospital | Scope storage | Invetory control | [5 empty] | Pump, Air Mattress | PUMPAIRMATTRESS-Medline-ComfortGLIDE | [22 empty] | Pump, Air Mattress | PUMPAIRMATTRESS | Pump, Air Mattress | MEDLINE
YES | YES |  |  |  | 099-07809 | 099-07809 | Medline | ComfortGLIDE |  | C890005691 | SE OR |  |  |  |  | 099-07809 | 099-07809 | Southeast | Memorial Hermann Southeast | SE OR | Clean Supplies | [5 empty] | Pump, Air Mattress | PUMPAIRMATTRESS-Medline-ComfortGLIDE | [22 empty] | Pump, Air Mattress | PUMPAIRMATTRESS | Pump, Air Mattress | MEDLINE
YES | YES |  |  |  | 029-32482 | 029-32482 | Medline | MSC Warmer 24S |  | MSC4-L-05450 | Neuroscience ICU |  |  |  |  | 029-32482 | 029-32482 | Woodland memorial hospital | Neurology | Neuroscience ICU | 404 Hallway | [5 empty] | Warmer, Contrast Media | WARMERCONTRASTMEDIA-Medline-MSC Warmer 24S | [22 empty] | Warmer, Contrast Media | WARMERCONTRASTMEDIA | Warmer, Contrast Media | Medline
YES | YES |  |  |  | 099-10151 | 099-10151 | Medline | Ready bath |  |  | SW - 10th floor |  |  |  |  | 099-10151 | 099-10151 | Southwest | Memorial Hermann Southwest Hospital | SW - 10th floor | Wing E Nurse station
YES | YES |  |  |  | 145-00818 | 145-00818 | Medline | Ready Bath MscWarmer12S |  |  | Mustispecialty |  |  |  |  | 145-00818 | 145-00818 | Pearland | Memorial Hermann Pearland Hospital | Mustispecialty | Multispecialty | [5 empty] | Warming Cabinet | WARMINGCABINET-Medline-Ready Bath MscWarmer12S | [22 empty] | Warming Cabinet | WARMINGCABINET | Warming Cabinet | MEDLINE
YES | YES |  |  |  | 925-01810 | 925-01810 | Medline | Ready Bath MscWarmer12S |  |  | MHOSH - PRE/POST OP |  |  |  |  | 925-01810 | 925-01810 | Central | Joint Center - Orthopedic and Spine Hospital | MHOSH - PRE/POST OP | Nurse station | [5 empty] | Warming Cabinet | WARMINGCABINET-Medline-Ready Bath MscWarmer12S | [22 empty] | Warming Cabinet | WARMINGCABINET | Warming Cabinet | MEDLINE
YES | YES |  |  |  | 925-01909 | 925-01909 | Medline | Ready Bath MscWarmer12S |  |  | Recovery |  |  |  |  | 925-01909 | 925-01909 | TMC | Herman memorial spine and orthopedic Hospital | Recovery | Nurse Station |  |  |  | No p.m. |  | Warming Cabinet | WARMINGCABINET-Medline-Ready Bath MscWarmer12S | [22 empty] | Warming Cabinet | WARMINGCABINET | Warming Cabinet | MEDLINE
YES | YES |  |  |  | 099-10130 | 099-10130 | Medline | Ready bath mscwarmer24A |  |  | 10th floor |  |  |  |  | 099-10130 | 099-10130 | Southwest | Memorial Hermann Southwest Hospital | 10th floor | Hallway
YES | YES |  |  |  | 005-11822 | 005-11822 | Medline | Ready Bath MscWarmer30E |  |  | SW - 10th floor |  |  |  |  | 005-11822 | 005-11822 | Southwest | Memorial Hermann Southwest Hospital | SW - 10th floor | Nurse station | 12/1/17 |  | 12/1/18 |  |  | Warming Cabinet | WARMINGCABINET-Medline-Ready Bath MscWarmer30E | [22 empty] | Warming Cabinet | WARMINGCABINET | Warming Cabinet | Medline
YES | YES |  |  |  | 077-09190 | 077-09190 | Medline | ReadyBath MSCWARMER 245 |  |  | Nicu |  |  |  |  | 077-09190 | 077-09190 | Southwest | Memorial Hermann Southwest Hospital | Nicu | Nicu
YES | YES |  |  |  | 099-12126 | 099-12126 | Medline | Sphygmomanometer |  |  | TMC - HVI - HEART FAILURE ICU (5HVI) |  |  |  |  | 099-12126 | 099-12126 | TMC | Memorial Hermann-Texas Medical Center | TMC - HVI - HEART FAILURE ICU (5HVI)
YES | YES | Serial Number Cnf |  |  | 099-13337 | 099-13337 | Medline | Sphygmomanometer |  | Cnf | TMC - HVI - HEART FAILURE ICU (5HVI) |  |  |  |  | 099-13337 | 099-13337 | TMC | Memorial Hermann-Texas Medical Center | TMC - HVI - HEART FAILURE ICU (5HVI) | 509 - storage
NO | YES |  |  |  | 069-44448 | 069-44448 | Medline | TM24 |  |  | Transitional care unit | MHHS-TMC |  | Exerciser/Ergometer, Rower |  | 069-44448 | 069-44448 | TMC | Memorial Hermann TMC | Transitional care unit | Nurses station | 7/1/19 |  |  |  | EXERCISERS | Warming Cabinet | EXERCISERERGROWER-NuStep Inc-T4r | EXERCISERERGROWER | T4r |  |  |  | NuStep Inc | Exerciser/Ergometer, Rower |  | EXERCISERERGROWER-NuStep Inc-T4r |  |  |  |  | Covered PM Repair - Biomedical | MHHS-TMC | [7 empty] | Warming Cabinet | WARMINGCABINET | Warming Cabinet | MEDLINE
YES | YES |  |  |  | 145-00822 | 145-00822 | Medline | TM24 |  |  | PEARLAND - OR - PREOP/PACU |  |  |  |  | 145-00822 | 145-00822 | Pearland | Memorial Hermann Pearland Hospital | PEARLAND - OR - PREOP/PACU | Pre-Op / PacU clean supply | 11/1/19 | 11/1/20 |  |  |  | Warming Cabinet | WARMINGCABINET-MEDLINE-TM24 | [22 empty] | Warming Cabinet | WARMINGCABINET | Warming Cabinet | MEDLINE
YES | YES |  |  |  | 145-00820 | 145-00820 | Medline | TM24 |  |  | PEARLAND - OR - PREOP/PACU |  |  |  |  | 145-00820 | 145-00820 | Pearland | Memorial Hermann Pearland Hospital | PEARLAND - OR - PREOP/PACU | PacU clean supply | 1/1/20 | 1/1/21 |  |  |  | Warming Cabinet | WARMINGCABINET-MEDLINE-TM24 | [22 empty] | Warming Cabinet | WARMINGCABINET | Warming Cabinet | MEDLINE
YES | YES |  |  |  | 142-09083 | 142-09083 | Medline | TM24 |  |  | SUGAR LAND - MED/SURG - EAST 5TH |  |  |  |  | 142-09083 | 142-09083 | Sugar Land | Memorial Hermann Sugar Land Hospital | SUGAR LAND - MED/SURG - EAST 5TH | Clean Supply | [5 empty] | Warming Cabinet | WARMINGCABINET-MEDLINE-TM24 | [22 empty] | Warming Cabinet | WARMINGCABINET | Warming Cabinet | MEDLINE
NO | YES | Serial Number 24005161 |  |  | 005-33316 | 005-33316 | Medline | TM24 |  |  | Sugar Land-Labor & Delivery |  |  |  |  | 005-33316 | 005-33316 | Sugar Land | MHHS-Sugarland | Sugar Land-Labor & Delivery | NICU - Rollover Nursery - W3 125.2 | [5 empty] | Warming Cabinet | WARMINGCABINET-MEDLINE-TM24 | [22 empty] | Warming Cabinet | WARMINGCABINET | Warming Cabinet | MEDLINE
YES | YES |  |  |  | 005-33096 | 005-33096 | Medline | TM24 |  |  | ER |  |  |  |  | 005-33096 | 005-33096 | Sugar Land | Memorial Hermann Sugar Land Hospital | ER | ER | [5 empty] | Warming Cabinet | WARMINGCABINET-MEDLINE-TM24 | [22 empty] | Warming Cabinet | WARMINGCABINET | Warming Cabinet | MEDLINE
YES | YES |  |  |  | 029-13559 | 029-13559 | Medline | TM24 |  |  | WOODLANDS - Nicu |  |  |  |  | 029-13559 | 029-13559 |  |  | WOODLANDS - Nicu | Nicu | [5 empty] | Warming Cabinet | WARMINGCABINET-MEDLINE-TM24 | [22 empty] | Warming Cabinet | WARMINGCABINET | Warming Cabinet | MEDLINE
YES | YES |  |  |  | 074-06277 | 074-06277 | Medline | TM24 |  |  | WOODLANDS - ENDOSCOPY |  |  |  |  | 074-06277 | 074-06277 | Woodlands | Memorial Hermann The Woodlands Medical Center | WOODLANDS - ENDOSCOPY | ENDOSCOPY | [5 empty] | Warming Cabinet | WARMINGCABINET-MEDLINE-TM24 | [22 empty] | Warming Cabinet | WARMINGCABINET | Warming Cabinet | MEDLINE
YES | YES |  |  |  | 925-01901 | 925-01901 | Medline | TM24 |  |  | MHOSH - 3RD FLOOR |  |  |  |  | 925-01901 | 925-01901 | Central | Memorial Hermann orthopedic and spine | MHOSH - 3RD FLOOR | MHOSH - 3RD FLOOR | [5 empty] | Warming Cabinet | WARMINGCABINET-MEDLINE-TM24 | [22 empty] | Warming Cabinet | WARMINGCABINET | Warming Cabinet | MEDLINE
YES | YES |  |  |  | 099-08307 | 099-08307 | Medline | TM24 |  |  | Radiology |  |  |  |  | 099-08307 | 099-08307 | Central | Memorial Hermann Greater Heights Hospital | Radiology | MHOS- Radiology | [5 empty] | Warming Cabinet | WARMINGCABINET-MEDLINE-TM24 | [22 empty] | Warming Cabinet | WARMINGCABINET | Warming Cabinet | MEDLINE
YES | YES |  |  |  | 099-10761 | 099-10761 | Medline | TM24 |  |  | SW - NURSE CALL |  |  |  |  | 099-10761 | 099-10761 | Southwest | Memorial Hermann Southwest Hospital | SW - NURSE CALL | 9th Floor Nurses Station |  |  |  | New Add |  | Warming Cabinet | WARMINGCABINET-MEDLINE-TM24 | [22 empty] | Warming Cabinet | WARMINGCABINET | Warming Cabinet | MEDLINE
NO | YES |  |  |  | 013-39202 | 013-39202 | Medline | TM24 |  |  | SW-ER |  |  |  |  | 013-39202 | 013-39202 | Southwest | MHHS-Southwest | SW-ER | Clean Room | [5 empty] | Warming Cabinet | WARMINGCABINET-MEDLINE-TM24 | [22 empty] | Warming Cabinet | WARMINGCABINET | Warming Cabinet | MEDLINE
YES | YES |  |  |  | 099-13216 | 099-13216 | Medline | TM24 |  |  | SW - LABOR |  |  |  |  | 099-13216 | 099-13216 | Southwest | Memorial Hermann Southwest Hospital | SW - LABOR | LDR1 | [5 empty] | Warming Cabinet | WARMINGCABINET-MEDLINE-TM24 | [22 empty] | Warming Cabinet | WARMINGCABINET | Warming Cabinet | MEDLINE
YES | YES |  |  |  | 099-13772 | 099-13772 | Medline | TM24 |  |  | SW - LABOR |  |  |  |  | 099-13772 | 099-13772 | Southwest | Memorial Hermann Southwest Hospital | SW - LABOR | Recovery | [5 empty] | Warming Cabinet | WARMINGCABINET-MEDLINE-TM24 | [22 empty] | Warming Cabinet | WARMINGCABINET | Warming Cabinet | MEDLINE
NO | YES |  |  |  | 099-07641 | 099-07641 | Medline | TM24 |  |  | SE-Noninvasive Cardiology |  |  |  |  | 099-07641 | 099-07641 | Southeast | MHHS-Southeast | SE-Noninvasive Cardiology | Recovery bay 7 | [5 empty] | Warming Cabinet | WARMINGCABINET-MEDLINE-TM24 | [22 empty] | Warming Cabinet | WARMINGCABINET | Warming Cabinet | MEDLINE
YES | YES |  |  |  | 041-33978 | 041-33978 | Medline | TM24 |  |  | Ante-partum |  |  |  |  | 041-33978 | 041-33978 | West | Womens Memorial Hermann Memorial City Hospital | Ante-partum | 3M25
NO | NO |  |  |  | 005-12427 |  | Medline Industries Inc |  |  | SNCS1112934 | OPID - (SE) - LEAGUE CITY CCC - 409 | MHHS-OPID |  |  |  | 005-12427 |  | Southeast & Bay Area |  | OPID - (SE) - LEAGUE CITY CCC - 409 | [5 empty] | LIGHTS, EXAMINATION |  | .needs class | [13 empty] | Covered PM Repair - Biomedical | MHHS-OPID
NO | NO |  |  |  | 143-01675 |  | Medline Industries Inc | BIOCON 500 |  |  | SMR - (TMC) - IRONMAN [MHMP-16FLR] | MHHS-SMR |  | Urodynamic Measurement System |  | 143-01675 |  | TMC |  | SMR - (TMC) - IRONMAN [MHMP-16FLR] | [5 empty] | ULTRASOUND THERAPY SYSTEM |  | URODYNAMICMEASURESYS-McubeTech-BioCon 500 | URODYNAMICMEASURESYS | BioCon 500 |  |  |  | McubeTech | Urodynamic Measurement System |  |  | URODYNAMICMEASURESYS-McubeTech-BioCon 500 |  |  |  | Not Covered Vendor Only - Biomedical | MHHS-SMR
NO | NO |  |  |  | M010A258379 |  | Medline Industries Inc | HCSM70C |  | M010A258379 | KATY - DAY STAY | MHHS-Katy |  | Oximeter, Pulse |  | M010A258379 |  | Katy |  | KATY - DAY STAY | [5 empty] | OXIMETERS, PULSE |  | OXIMETERPULSE-MEDLINE-HCSM70C | OXIMETERPULSE | HCSM70C |  |  |  | MEDLINE | Oximeter, Pulse |  |  | OXIMETERPULSE-MEDLINE-HCSM70C |  |  |  | Covered PM Repair - Biomedical | MHHS-Katy
NO | NO |  |  |  | M010A258445 |  | Medline Industries Inc | HCSM70C |  | M010A258445 | KATY - DAY STAY | MHHS-Katy |  | Oximeter, Pulse |  | M010A258445 |  | Katy |  | KATY - DAY STAY | [5 empty] | OXIMETERS, PULSE |  | OXIMETERPULSE-MEDLINE-HCSM70C | OXIMETERPULSE | HCSM70C |  |  |  | MEDLINE | Oximeter, Pulse |  |  | OXIMETERPULSE-MEDLINE-HCSM70C |  |  |  | Covered PM Repair - Biomedical | MHHS-Katy
NO | NO |  |  |  | M010A258470 |  | Medline Industries Inc | HCSM70C |  | M010A258470 | KATY - DAY STAY | MHHS-Katy |  | Oximeter, Pulse |  | M010A258470 |  | Katy |  | KATY - DAY STAY | [5 empty] | OXIMETERS, PULSE |  | OXIMETERPULSE-MEDLINE-HCSM70C | OXIMETERPULSE | HCSM70C |  |  |  | MEDLINE | Oximeter, Pulse |  |  | OXIMETERPULSE-MEDLINE-HCSM70C |  |  |  | Covered PM Repair - Biomedical | MHHS-Katy
NO | NO | [5 empty] | Medline Industries Inc | HCSM70D |  |  | MH MG - (GH) - GH TIMESHARE | MHHS-MG | [5 empty] | Central & Greater Heights |  | MH MG - (GH) - GH TIMESHARE | [5 empty] | OXIMETERS, PULSE |  | .needs class | [13 empty] | Covered PM Repair - Biomedical | MHHS-MG
NO | YES |  |  |  | 133-10115 | 133-10115 | Medline Industries Inc | MDR500PHY PHYSICAN DIGITAL HEIGHT ROD SCALE |  | DBS100 00279 | Katy-ER | MHHS-Katy |  |  |  | 133-10115 | 133-10115 | Katy | MHHS-Katy | Katy-ER | Pediatric ER | 4/1/19 | 4/1/20 |  |  | SCALES, PATIENT |  | .needs class | [10 empty] | 6/15/19 |  |  | Clinical Miscellaneous | MHHS-Katy
NO | YES |  |  |  | 029-12399 | 029-12399 | Medline Industries Inc | MSC WARMER |  |  | TIRR-Woodlands Inpatient | MHHS-TIRR |  |  |  | 029-12399 | 029-12399 | Woodlands | MHHS-Others | TIRR-Woodlands Inpatient | TIRR | 3/1/19 |  | 3/1/20 |  | WARMING UNITS, MULTIPURPOSE |  | .needs class | [13 empty] | Covered PM Repair - Biomedical | MHHS-TIRR
NO | YES |  |  |  | 029-12394 | 029-12394 | Medline Industries Inc | MSC WARMER |  |  | Woodlands-PCU5 | MHHS-Woodlands |  |  |  | 029-12394 | 029-12394 | Woodlands | MHHS-Woodlands | Woodlands-PCU5 | Clean Equipment Storage |  |  |  |  | WARMING UNITS, MULTIPURPOSE |  | .needs class | [10 empty] | 7/1/17 |  |  | Covered PM Repair - Biomedical | MHHS-Woodlands
NO | YES |  |  |  | 029-12367 | 029-12367 | Medline Industries Inc | MSC WARMER |  |  | PUC 3 | MHHS-Woodlands |  |  |  | 029-12367 | 029-12367 | Woodlands | Memorial Hermann The Woodlands Medical Center | PUC 3 | PUC 3 | 12/1/17 |  | 12/1/18 |  | WARMING UNITS, MULTIPURPOSE |  | .needs class | [10 empty] | 7/1/17 |  |  | Covered PM Repair - Biomedical | MHHS-Woodlands
NO | YES |  |  |  | 029-12366 | 029-12366 | Medline Industries Inc | MSC WARMER |  |  | Inpatient Rehab | MHHS-Woodlands |  |  |  | 029-12366 | 029-12366 | Woodlands | Memorial Hermann Hospital Woodlands | Inpatient Rehab |  | 12/1/17 |  | 12/1/20 |  | WARMING UNITS, MULTIPURPOSE |  | .needs class | [13 empty] | Covered PM Repair - Biomedical | MHHS-Woodlands
NO | YES |  |  |  | 029-12411 | 029-12411 | Medline Industries Inc | MSC WARMER |  |  | Woodlands-Ortho | MHHS-Woodlands |  |  |  | 029-12411 | 029-12411 | Woodlands | MHHS-Woodlands | Woodlands-Ortho | Storage | 12/1/17 |  | 12/1/20 |  | WARMING UNITS, MULTIPURPOSE |  | .needs class | [10 empty] | 8/24/17 |  |  | Covered PM Repair - Biomedical | MHHS-Woodlands
NO | YES |  |  |  | 029-12397 | 029-12397 | Medline Industries Inc | MSC WARMER |  |  | Woodlands-PCU5 | MHHS-Woodlands |  |  |  | 029-12397 | 029-12397 | Woodlands | MHHS-Woodlands | Woodlands-PCU5 | Equipment Storage E510.1 |  |  |  | No p.m. | WARMING UNITS, MULTIPURPOSE |  | .needs class | [10 empty] | 8/24/17 |  |  | Covered PM Repair - Biomedical | MHHS-Woodlands
NO | NO |  |  |  | 029-12408 |  | Medline Industries Inc | MSC WARMER |  |  | WOODLANDS - MICU | MHHS-Woodlands |  |  |  | 029-12408 |  | Woodlands |  | WOODLANDS - MICU | [5 empty] | WARMING UNITS, MULTIPURPOSE |  | .needs class | [13 empty] | Covered PM Repair - Biomedical | MHHS-Woodlands
NO | NO |  |  |  | 029-12395 |  | Medline Industries Inc | MSC WARMER |  |  | WOODLANDS - PCU4 | MHHS-Woodlands |  |  |  | 029-12395 |  | Woodlands |  | WOODLANDS - PCU4 | [5 empty] | WARMING UNITS, MULTIPURPOSE |  | .needs class | [13 empty] | Covered PM Repair - Biomedical | MHHS-Woodlands
NO | NO |  |  |  | 029-12396 |  | Medline Industries Inc | MSC WARMER |  |  | WOODLANDS - PCU4 | MHHS-Woodlands |  |  |  | 029-12396 |  | Woodlands |  | WOODLANDS - PCU4 | [5 empty] | WARMING UNITS, MULTIPURPOSE |  | .needs class | [13 empty] | Covered PM Repair - Biomedical | MHHS-Woodlands
NO | NO |  |  |  | 029-12410 |  | Medline Industries Inc | MSC WARMER |  |  | WOODLANDS - PCU5 | MHHS-Woodlands |  |  |  | 029-12410 |  | Woodlands |  | WOODLANDS - PCU5 | [5 empty] | WARMING UNITS, MULTIPURPOSE |  | .needs class | [13 empty] | Covered PM Repair - Biomedical | MHHS-Woodlands
NO | NO |  |  |  | 029-12409 |  | Medline Industries Inc | MSC WARMER |  |  | WOODLANDS - RECOVERY | MHHS-Woodlands |  |  |  | 029-12409 |  | Woodlands |  | WOODLANDS - RECOVERY | [5 empty] | WARMING UNITS, MULTIPURPOSE |  | .needs class | [13 empty] | Covered PM Repair - Biomedical | MHHS-Woodlands
NO | YES |  |  |  | 151-02569 | 151-02569 | Medline Industries Inc | MSCWARMER24S |  |  | CY-ER | MHHS-Cypress |  | Warming Cabinet |  | 151-02569 | 151-02569 | Northwest | MHHS-Cypress | CY-ER | Room 546 CLEAN CENTRAL SUPPLY | 11/1/19 | 11/1/20 |  |  | WARMING UNITS, MULTIPURPOSE | Warming Cabinet | WARMINGCABINET-MEDLINE-MSCWARMER24S | WARMINGCABINET | MSCWARMER24S |  |  |  | MEDLINE | Warming Cabinet |  |  | WARMINGCABINET-MEDLINE-MSCWARMER24S | 10/1/20 |  |  | Not Covered Vendor Only - Biomedical | MHHS-Cypress | [8 empty] | WARMINGCABINET | Warming Cabinet | MEDLINE
NO | YES |  |  |  | 151-02564 | 151-02564 | Medline Industries Inc | MSCWARMER24S |  |  | CY-Medsurg | MHHS-Cypress |  | Warming Cabinet |  | 151-02564 | 151-02564 | Northwest | MHHS-Cypress | CY-Medsurg | Equipment storage 214 | 11/1/19 | 11/1/20 |  |  | WARMING UNITS, MULTIPURPOSE | Warming Cabinet | WARMINGCABINET-MEDLINE-MSCWARMER24S | WARMINGCABINET | MSCWARMER24S |  |  |  | MEDLINE | Warming Cabinet |  |  | WARMINGCABINET-MEDLINE-MSCWARMER24S | 10/1/20 |  |  | Not Covered Vendor Only - Biomedical | MHHS-Cypress | [8 empty] | WARMINGCABINET | Warming Cabinet | MEDLINE
NO | YES |  |  |  | 151-02566 | 151-02566 | Medline Industries Inc | MSCWARMER24S |  |  | CY-NICU | MHHS-Cypress |  | Warming Cabinet |  | 151-02566 | 151-02566 | Northwest | MHHS-Cypress | CY-NICU | Nicu storage | 11/1/19 | 11/1/20 |  |  | WARMING UNITS, MULTIPURPOSE | Warming Cabinet | WARMINGCABINET-MEDLINE-MSCWARMER24S | WARMINGCABINET | MSCWARMER24S |  |  |  | MEDLINE | Warming Cabinet |  |  | WARMINGCABINET-MEDLINE-MSCWARMER24S | 10/1/20 |  |  | Not Covered Vendor Only - Biomedical | MHHS-Cypress | [8 empty] | WARMINGCABINET | Warming Cabinet | MEDLINE
NO | YES |  |  |  | 151-02567 | 151-02567 | Medline Industries Inc | MSCWARMER24S |  |  | CY-Post Partum | MHHS-Cypress |  | Warming Cabinet |  | 151-02567 | 151-02567 | Northwest | MHHS-Cypress | CY-Post Partum | General storage | 11/1/19 | 11/1/20 |  |  | WARMING UNITS, MULTIPURPOSE | Warming Cabinet | WARMINGCABINET-MEDLINE-MSCWARMER24S | WARMINGCABINET | MSCWARMER24S |  |  |  | MEDLINE | Warming Cabinet |  |  | WARMINGCABINET-MEDLINE-MSCWARMER24S | 10/1/20 |  |  | Not Covered Vendor Only - Biomedical | MHHS-Cypress | [8 empty] | WARMINGCABINET | Warming Cabinet | MEDLINE
NO | YES |  |  |  | 009-10861 | 009-10861 | Medline Industries Inc | MSCWARMER24S |  |  | GH-CV ICU | MHHS-Greater Heights |  | Warming Cabinet |  | 009-10861 | 009-10861 | Central | MHHS-Greater Heights | GH-CV ICU | GH-CV ICU | 8/1/19 |  | 1/1/20 |  | WARMING UNITS, MULTIPURPOSE | Warming Cabinet | WARMINGCABINET-MEDLINE-MSCWARMER24S | WARMINGCABINET | MSCWARMER24S |  |  |  | MEDLINE | Warming Cabinet |  |  | WARMINGCABINET-MEDLINE-MSCWARMER24S | 8/24/17 |  |  | Covered PM Repair - Biomedical | MHHS-Greater Heights | [8 empty] | WARMINGCABINET | Warming Cabinet | MEDLINE
NO | YES |  |  |  | 009-10860 | 009-10860 | Medline Industries Inc | MSCWARMER24S |  |  | GH-IMU | MHHS-Greater Heights |  | Warming Cabinet |  | 009-10860 | 009-10860 | Central | MHHS-Greater Heights | GH-IMU | IMU 3 | 4/1/19 |  | 4/1/20 |  | WARMING UNITS, MULTIPURPOSE | Warming Cabinet | WARMINGCABINET-MEDLINE-MSCWARMER24S | WARMINGCABINET | MSCWARMER24S |  |  |  | MEDLINE | Warming Cabinet |  |  | WARMINGCABINET-MEDLINE-MSCWARMER24S | 8/24/17 |  |  | Covered PM Repair - Biomedical | MHHS-Greater Heights | [8 empty] | WARMINGCABINET | Warming Cabinet | MEDLINE
NO | YES | Serial Number 24005161 |  |  | 009-33653 | 009-33653 | Medline Industries Inc | MSCWARMER24S |  |  | GH-IMU | MHHS-Greater Heights |  | Warming Cabinet |  | 009-33653 | 009-33653 | Central | MHHS-Greater Heights | GH-IMU | IMU 3 | 4/1/19 |  |  |  | WARMING UNITS, MULTIPURPOSE | Warming Cabinet | WARMINGCABINET-MEDLINE-MSCWARMER24S | WARMINGCABINET | MSCWARMER24S |  |  |  | MEDLINE | Warming Cabinet |  |  | WARMINGCABINET-MEDLINE-MSCWARMER24S | 8/24/17 |  |  | Covered PM Repair - Biomedical | MHHS-Greater Heights | [8 empty] | WARMINGCABINET | Warming Cabinet | MEDLINE
NO | YES |  |  |  | 009-33650 | 009-33650 | Medline Industries Inc | MSCWARMER24S |  |  | GH-Med Surg 6 | MHHS-Greater Heights |  | Warming Cabinet |  | 009-33650 | 009-33650 | Central | MHHS-Greater Heights | GH-Med Surg 6 | Supply room | 12/1/19 |  | 12/1/20 |  | WARMING UNITS, MULTIPURPOSE | Warming Cabinet | WARMINGCABINET-MEDLINE-MSCWARMER24S | WARMINGCABINET | MSCWARMER24S |  |  |  | MEDLINE | Warming Cabinet |  |  | WARMINGCABINET-MEDLINE-MSCWARMER24S | 8/24/17 |  |  | Covered PM Repair - Biomedical | MHHS-Greater Heights | [8 empty] | WARMINGCABINET | Warming Cabinet | MEDLINE
NO | YES |  |  |  | 009-10857 | 009-10857 | Medline Industries Inc | MSCWARMER24S |  |  | GH-Nursery | MHHS-Greater Heights |  | Warming Cabinet |  | 009-10857 | 009-10857 | Central | MHHS-Greater Heights | GH-Nursery | Clean utility | 5/1/19 |  | 5/1/20 |  | WARMING UNITS, MULTIPURPOSE | Warming Cabinet | WARMINGCABINET-MEDLINE-MSCWARMER24S | WARMINGCABINET | MSCWARMER24S |  |  |  | MEDLINE | Warming Cabinet |  |  | WARMINGCABINET-MEDLINE-MSCWARMER24S | 8/24/17 |  |  | Covered PM Repair - Biomedical | MHHS-Greater Heights | [8 empty] | WARMINGCABINET | Warming Cabinet | MEDLINE
NO | YES |  |  |  | 145-00824 | 145-00824 | Medline Industries Inc | MSCWARMER24S |  |  | Pearland-ICU/IMCU | MHHS-Pearland Hospital |  | Warming Cabinet |  | 145-00824 | 145-00824 | Pearland | MHHS-Pearland Hospital | Pearland-ICU/IMCU | Icu storage | 12/1/19 |  |  |  | WARMING UNITS, MULTIPURPOSE | Warming Cabinet | WARMINGCABINET-MEDLINE-MSCWARMER24S | WARMINGCABINET | MSCWARMER24S |  |  |  | MEDLINE | Warming Cabinet |  |  | WARMINGCABINET-MEDLINE-MSCWARMER24S | 10/1/20 |  |  | No Coverage Specified | MHHS-Pearland Hospital | [8 empty] | WARMINGCABINET | Warming Cabinet | MEDLINE
NO | YES |  |  |  | 005-11843 | 005-11843 | Medline Industries Inc | MSCWARMER24S |  |  | SE - EMERGENCY CENTER | MHHS-Southeast |  | Warming Cabinet |  | 005-11843 | 005-11843 | Southeast |  | SE - EMERGENCY CENTER |  | 12/1/18 |  |  |  | WARMING UNITS, MULTIPURPOSE |  | WARMINGCABINET-MEDLINE-MSCWARMER24S | WARMINGCABINET | MSCWARMER24S |  |  |  | MEDLINE | Warming Cabinet |  |  | WARMINGCABINET-MEDLINE-MSCWARMER24S | 8/24/17 |  |  | Covered PM Repair - Biomedical | MHHS-Southeast
NO | YES |  |  |  | 005-11845 | 005-11845 | Medline Industries Inc | MSCWARMER24S |  |  | SE-Esophageal Disease Center | MHHS-Southeast |  | Warming Cabinet |  | 005-11845 | 005-11845 | Southeast & Bay Area | MHHS-Southeast | SE-Esophageal Disease Center | Endo storage | 1/1/19 |  | 1/1/20 |  | WARMING UNITS, MULTIPURPOSE |  | WARMINGCABINET-MEDLINE-MSCWARMER24S | WARMINGCABINET | MSCWARMER24S |  |  |  | MEDLINE | Warming Cabinet |  |  | WARMINGCABINET-MEDLINE-MSCWARMER24S | 8/24/17 |  |  | Covered PM Repair - Biomedical | MHHS-Southeast
NO | YES |  |  |  | 005-11842 | 005-11842 | Medline Industries Inc | MSCWARMER24S |  |  | SE-OR | MHHS-Southeast |  | Warming Cabinet |  | 005-11842 | 005-11842 | Southeast | MHHS-Southeast | SE-OR | RM 437 Clean Supplies | 4/1/19 |  |  |  | WARMING UNITS, MULTIPURPOSE |  | WARMINGCABINET-MEDLINE-MSCWARMER24S | WARMINGCABINET | MSCWARMER24S |  |  |  | MEDLINE | Warming Cabinet |  |  | WARMINGCABINET-MEDLINE-MSCWARMER24S | 8/24/17 |  |  | Covered PM Repair - Biomedical | MHHS-Southeast
NO | YES |  |  |  | 005-11824 | 005-11824 | Medline Industries Inc | MSCWARMER24S |  |  | SE-Unit 4B (Women'S Services) | MHHS-Southeast |  | Warming Cabinet |  | 005-11824 | 005-11824 | Southeast | MHHS-Southeast | SE-Unit 4B (Women'S Services) | Nurse station | 1/1/19 |  |  |  | WARMING UNITS, MULTIPURPOSE |  | WARMINGCABINET-MEDLINE-MSCWARMER24S | WARMINGCABINET | MSCWARMER24S |  |  |  | MEDLINE | Warming Cabinet |  |  | WARMINGCABINET-MEDLINE-MSCWARMER24S | 8/24/17 |  |  | Covered PM Repair - Biomedical | MHHS-Southeast
NO | YES |  |  |  | 129-07701 | 129-07701 | Medline Industries Inc | MSCWARMER24S |  |  | SUGAR LAND - ICU | MHHS-Sugarland |  | Warming Cabinet |  | 129-07701 | 129-07701 | Sugar Land | Memorial Hermann Sugar Land Hospital | SUGAR LAND - ICU | ICU | 11/1/17 |  |  |  | WARMING UNITS, MULTIPURPOSE | Warming Cabinet | WARMINGCABINET-MEDLINE-MSCWARMER24S | WARMINGCABINET | MSCWARMER24S |  |  |  | MEDLINE | Warming Cabinet |  |  | WARMINGCABINET-MEDLINE-MSCWARMER24S | 9/1/16 |  |  | Covered PM Repair - Biomedical | MHHS-Sugarland | [8 empty] | WARMINGCABINET | Warming Cabinet | MEDLINE
NO | YES |  |  |  | 129-07704 | 129-07704 | Medline Industries Inc | MSCWARMER24S |  |  | Sugar Land-IMU | MHHS-Sugarland |  | Warming Cabinet |  | 129-07704 | 129-07704 | Sugar Land | MHHS-Sugarland | Sugar Land-IMU |  | 11/1/17 |  |  |  | WARMING UNITS, MULTIPURPOSE | Warming Cabinet | WARMINGCABINET-MEDLINE-MSCWARMER24S | WARMINGCABINET | MSCWARMER24S |  |  |  | MEDLINE | Warming Cabinet |  |  | WARMINGCABINET-MEDLINE-MSCWARMER24S | 5/6/15 |  |  | Covered PM Repair - Biomedical | MHHS-Sugarland | [8 empty] | WARMINGCABINET | Warming Cabinet | MEDLINE
NO | YES |  |  |  | 129-07702 | 129-07702 | Medline Industries Inc | MSCWARMER24S |  |  | Sugar Land-Med/Surg-East 4th | MHHS-Sugarland |  | Warming Cabinet |  | 129-07702 | 129-07702 | Sugar Land | MHHS-Sugarland | Sugar Land-Med/Surg-East 4th | Nurses Station Clean Supply | 12/1/18 |  |  |  | WARMING UNITS, MULTIPURPOSE | Warming Cabinet | WARMINGCABINET-MEDLINE-MSCWARMER24S | WARMINGCABINET | MSCWARMER24S |  |  |  | MEDLINE | Warming Cabinet |  |  | WARMINGCABINET-MEDLINE-MSCWARMER24S | 9/1/16 |  |  | Covered PM Repair - Biomedical | MHHS-Sugarland | [8 empty] | WARMINGCABINET | Warming Cabinet | MEDLINE
NO | NO |  |  |  | 151-02565 |  | Medline Industries Inc | MSCWARMER24S |  |  | CY - ICU | MHHS-Cypress |  | Warming Cabinet |  | 151-02565 |  | Northwest & Cypress |  | CY - ICU | [5 empty] | WARMING UNITS, MULTIPURPOSE |  | WARMINGCABINET-MEDLINE-MSCWARMER24S | WARMINGCABINET | MSCWARMER24S |  |  |  | MEDLINE | Warming Cabinet |  |  | WARMINGCABINET-MEDLINE-MSCWARMER24S |  |  |  | Not Covered Vendor Only - Biomedical | MHHS-Cypress
NO | NO |  |  |  | 151-02568 |  | Medline Industries Inc | MSCWARMER24S |  |  | CY - PREOP | MHHS-Cypress |  | Warming Cabinet |  | 151-02568 |  | Northwest & Cypress |  | CY - PREOP | [5 empty] | WARMING UNITS, MULTIPURPOSE |  | WARMINGCABINET-MEDLINE-MSCWARMER24S | WARMINGCABINET | MSCWARMER24S |  |  |  | MEDLINE | Warming Cabinet |  |  | WARMINGCABINET-MEDLINE-MSCWARMER24S |  |  |  | No Coverage Specified | MHHS-Cypress
NO | NO |  |  |  | 009-10766 |  | Medline Industries Inc | MSCWARMER24S |  |  | GH - CATH LAB | MHHS-Greater Heights |  | Warming Cabinet |  | 009-10766 |  | Central & Greater Heights |  | GH - CATH LAB | [5 empty] | WARMING UNITS, MULTIPURPOSE |  | WARMINGCABINET-MEDLINE-MSCWARMER24S | WARMINGCABINET | MSCWARMER24S |  |  |  | MEDLINE | Warming Cabinet |  |  | WARMINGCABINET-MEDLINE-MSCWARMER24S |  |  |  | Covered PM Repair - Biomedical | MHHS-Greater Heights
NO | NO |  |  |  | 009-10851 |  | Medline Industries Inc | MSCWARMER24S |  |  | GH - GENERAL SURGERY 3 SOUTH | MHHS-Greater Heights |  | Warming Cabinet |  | 009-10851 |  | Central & Greater Heights |  | GH - GENERAL SURGERY 3 SOUTH | [5 empty] | WARMING UNITS, MULTIPURPOSE |  | WARMINGCABINET-MEDLINE-MSCWARMER24S | WARMINGCABINET | MSCWARMER24S |  |  |  | MEDLINE | Warming Cabinet |  |  | WARMINGCABINET-MEDLINE-MSCWARMER24S |  |  |  | Covered PM Repair - Biomedical | MHHS-Greater Heights
NO | NO |  |  |  | 009-10852 |  | Medline Industries Inc | MSCWARMER24S |  |  | GH - GENERAL SURGERY 3 SOUTH | MHHS-Greater Heights |  | Warming Cabinet |  | 009-10852 |  | Central & Greater Heights |  | GH - GENERAL SURGERY 3 SOUTH | [5 empty] | WARMING UNITS, MULTIPURPOSE |  | WARMINGCABINET-MEDLINE-MSCWARMER24S | WARMINGCABINET | MSCWARMER24S |  |  |  | MEDLINE | Warming Cabinet |  |  | WARMINGCABINET-MEDLINE-MSCWARMER24S |  |  |  | Covered PM Repair - Biomedical | MHHS-Greater Heights
NO | NO |  |  |  | 009-10849 |  | Medline Industries Inc | MSCWARMER24S |  |  | GH - ICU | MHHS-Greater Heights |  | Warming Cabinet |  | 009-10849 |  | Central & Greater Heights |  | GH - ICU | [5 empty] | WARMING UNITS, MULTIPURPOSE |  | WARMINGCABINET-MEDLINE-MSCWARMER24S | WARMINGCABINET | MSCWARMER24S |  |  |  | MEDLINE | Warming Cabinet |  |  | WARMINGCABINET-MEDLINE-MSCWARMER24S |  |  |  | Covered PM Repair - Biomedical | MHHS-Greater Heights
NO | NO |  |  |  | 009-10850 |  | Medline Industries Inc | MSCWARMER24S |  |  | GH - ICU | MHHS-Greater Heights |  | Warming Cabinet |  | 009-10850 |  | Central & Greater Heights |  | GH - ICU | [5 empty] | WARMING UNITS, MULTIPURPOSE |  | WARMINGCABINET-MEDLINE-MSCWARMER24S | WARMINGCABINET | MSCWARMER24S |  |  |  | MEDLINE | Warming Cabinet |  |  | WARMINGCABINET-MEDLINE-MSCWARMER24S |  |  |  | Covered PM Repair - Biomedical | MHHS-Greater Heights
NO | NO |  |  |  | 009-10853 |  | Medline Industries Inc | MSCWARMER24S |  |  | GH - ICU | MHHS-Greater Heights |  | Warming Cabinet |  | 009-10853 |  | Central & Greater Heights |  | GH - ICU | [5 empty] | WARMING UNITS, MULTIPURPOSE |  | WARMINGCABINET-MEDLINE-MSCWARMER24S | WARMINGCABINET | MSCWARMER24S |  |  |  | MEDLINE | Warming Cabinet |  |  | WARMINGCABINET-MEDLINE-MSCWARMER24S |  |  |  | Covered PM Repair - Biomedical | MHHS-Greater Heights
NO | NO |  |  |  | 009-10859 |  | Medline Industries Inc | MSCWARMER24S |  |  | GH - ICU | MHHS-Greater Heights |  | Warming Cabinet |  | 009-10859 |  | Central & Greater Heights |  | GH - ICU | [5 empty] | WARMING UNITS, MULTIPURPOSE |  | WARMINGCABINET-MEDLINE-MSCWARMER24S | WARMINGCABINET | MSCWARMER24S |  |  |  | MEDLINE | Warming Cabinet |  |  | WARMINGCABINET-MEDLINE-MSCWARMER24S |  |  |  | Covered PM Repair - Biomedical | MHHS-Greater Heights
NO | NO |  |  |  | 009-10858 |  | Medline Industries Inc | MSCWARMER24S |  |  | GH - LABOR & DELIVERY | MHHS-Greater Heights |  | Warming Cabinet |  | 009-10858 |  | Central & Greater Heights |  | GH - LABOR & DELIVERY | [5 empty] | WARMING UNITS, MULTIPURPOSE |  | WARMINGCABINET-MEDLINE-MSCWARMER24S | WARMINGCABINET | MSCWARMER24S |  |  |  | MEDLINE | Warming Cabinet |  |  | WARMINGCABINET-MEDLINE-MSCWARMER24S |  |  |  | Covered PM Repair - Biomedical | MHHS-Greater Heights
NO | NO |  |  |  | 009-10855 |  | Medline Industries Inc | MSCWARMER24S |  |  | GH - NEURO 5N | MHHS-Greater Heights |  | Warming Cabinet |  | 009-10855 |  | Central & Greater Heights |  | GH - NEURO 5N | [5 empty] | WARMING UNITS, MULTIPURPOSE |  | WARMINGCABINET-MEDLINE-MSCWARMER24S | WARMINGCABINET | MSCWARMER24S |  |  |  | MEDLINE | Warming Cabinet |  |  | WARMINGCABINET-MEDLINE-MSCWARMER24S |  |  |  | Covered PM Repair - Biomedical | MHHS-Greater Heights
NO | NO |  |  |  | 009-10856 |  | Medline Industries Inc | MSCWARMER24S |  |  | GH - ORTHO JOINT CENTER 4N | MHHS-Greater Heights |  | Warming Cabinet |  | 009-10856 |  | Central & Greater Heights |  | GH - ORTHO JOINT CENTER 4N | [5 empty] | WARMING UNITS, MULTIPURPOSE |  | WARMINGCABINET-MEDLINE-MSCWARMER24S | WARMINGCABINET | MSCWARMER24S |  |  |  | MEDLINE | Warming Cabinet |  |  | WARMINGCABINET-MEDLINE-MSCWARMER24S |  |  |  | Covered PM Repair - Biomedical | MHHS-Greater Heights
NO | NO |  |  |  | 009-10786 |  | Medline Industries Inc | MSCWARMER24S |  |  | GH - PREOP | MHHS-Greater Heights |  | Warming Cabinet |  | 009-10786 |  | Central & Greater Heights |  | GH - PREOP | [5 empty] | WARMING UNITS, MULTIPURPOSE |  | WARMINGCABINET-MEDLINE-MSCWARMER24S | WARMINGCABINET | MSCWARMER24S |  |  |  | MEDLINE | Warming Cabinet |  |  | WARMINGCABINET-MEDLINE-MSCWARMER24S |  |  |  | Covered PM Repair - Biomedical | MHHS-Greater Heights
NO | NO |  |  |  | 005-11841 |  | Medline Industries Inc | MSCWARMER24S |  |  | SE - ICU | MHHS-Southeast |  | Warming Cabinet |  | 005-11841 |  | Southeast & Bay Area |  | SE - ICU | [5 empty] | WARMING UNITS, MULTIPURPOSE |  | WARMINGCABINET-MEDLINE-MSCWARMER24S | WARMINGCABINET | MSCWARMER24S |  |  |  | MEDLINE | Warming Cabinet |  |  | WARMINGCABINET-MEDLINE-MSCWARMER24S |  |  |  | Covered PM Repair - Biomedical | MHHS-Southeast
NO | NO |  |  |  | 005-11849 |  | Medline Industries Inc | MSCWARMER24S |  |  | SE - ICU | MHHS-Southeast |  | Warming Cabinet |  | 005-11849 |  | Southeast & Bay Area |  | SE - ICU | [5 empty] | WARMING UNITS, MULTIPURPOSE |  | WARMINGCABINET-MEDLINE-MSCWARMER24S | WARMINGCABINET | MSCWARMER24S |  |  |  | MEDLINE | Warming Cabinet |  |  | WARMINGCABINET-MEDLINE-MSCWARMER24S |  |  |  | Covered PM Repair - Biomedical | MHHS-Southeast
NO | NO |  |  |  | 005-11823 |  | Medline Industries Inc | MSCWARMER24S |  |  | SE - LABOR & DELIVERY | MHHS-Southeast |  | Warming Cabinet |  | 005-11823 |  | Southeast & Bay Area |  | SE - LABOR & DELIVERY | [5 empty] | WARMING UNITS, MULTIPURPOSE |  | WARMINGCABINET-MEDLINE-MSCWARMER24S | WARMINGCABINET | MSCWARMER24S |  |  |  | MEDLINE | Warming Cabinet |  |  | WARMINGCABINET-MEDLINE-MSCWARMER24S |  |  |  | Covered PM Repair - Biomedical | MHHS-Southeast
NO | NO |  |  |  | 005-11821 |  | Medline Industries Inc | MSCWARMER24S |  |  | SE - UNIT 1B (MED/SURG) | MHHS-Southeast |  | Warming Cabinet |  | 005-11821 |  | Southeast & Bay Area |  | SE - UNIT 1B (MED/SURG) | [5 empty] | WARMING UNITS, MULTIPURPOSE |  | WARMINGCABINET-MEDLINE-MSCWARMER24S | WARMINGCABINET | MSCWARMER24S |  |  |  | MEDLINE | Warming Cabinet |  |  | WARMINGCABINET-MEDLINE-MSCWARMER24S |  |  |  | Covered PM Repair - Biomedical | MHHS-Southeast
NO | NO |  |  |  | 005-11820 |  | Medline Industries Inc | MSCWARMER24S |  |  | SE - UNIT 2A (INPATIENT REHAB) | MHHS-Southeast |  | Warming Cabinet |  | 005-11820 |  | Southeast & Bay Area |  | SE - UNIT 2A (INPATIENT REHAB) | [5 empty] | WARMING UNITS, MULTIPURPOSE |  | WARMINGCABINET-MEDLINE-MSCWARMER24S | WARMINGCABINET | MSCWARMER24S |  |  |  | MEDLINE | Warming Cabinet |  |  | WARMINGCABINET-MEDLINE-MSCWARMER24S |  |  |  | Covered PM Repair - Biomedical | MHHS-Southeast
NO | NO |  |  |  | 005-11844 |  | Medline Industries Inc | MSCWARMER24S |  |  | SE - UNIT 2B (ONCOLOGY) | MHHS-Southeast |  | Warming Cabinet |  | 005-11844 |  | Southeast & Bay Area |  | SE - UNIT 2B (ONCOLOGY) | [5 empty] | WARMING UNITS, MULTIPURPOSE |  | WARMINGCABINET-MEDLINE-MSCWARMER24S | WARMINGCABINET | MSCWARMER24S |  |  |  | MEDLINE | Warming Cabinet |  |  | WARMINGCABINET-MEDLINE-MSCWARMER24S |  |  |  | Covered PM Repair - Biomedical | MHHS-Southeast
NO | NO |  |  |  | 005-11819 |  | Medline Industries Inc | MSCWARMER24S |  |  | SE - UNIT 3A (IMU) | MHHS-Southeast |  | Warming Cabinet |  | 005-11819 |  | Southeast & Bay Area |  | SE - UNIT 3A (IMU) | [5 empty] | WARMING UNITS, MULTIPURPOSE |  | WARMINGCABINET-MEDLINE-MSCWARMER24S | WARMINGCABINET | MSCWARMER24S |  |  |  | MEDLINE | Warming Cabinet |  |  | WARMINGCABINET-MEDLINE-MSCWARMER24S |  |  |  | Covered PM Repair - Biomedical | MHHS-Southeast
NO | NO |  |  |  | 005-11848 |  | Medline Industries Inc | MSCWARMER24S |  |  | SE - UNIT 3B (SCU) | MHHS-Southeast |  | Warming Cabinet |  | 005-11848 |  | Southeast & Bay Area |  | SE - UNIT 3B (SCU) | [5 empty] | WARMING UNITS, MULTIPURPOSE |  | WARMINGCABINET-MEDLINE-MSCWARMER24S | WARMINGCABINET | MSCWARMER24S |  |  |  | MEDLINE | Warming Cabinet |  |  | WARMINGCABINET-MEDLINE-MSCWARMER24S |  |  |  | Covered PM Repair - Biomedical | MHHS-Southeast
NO | NO |  |  |  | 129-07703 |  | Medline Industries Inc | MSCWARMER24S |  |  | SUGAR LAND - PACU | MHHS-Sugarland |  | Warming Cabinet |  | 129-07703 |  | Sugar Land |  | SUGAR LAND - PACU | [5 empty] | WARMING UNITS, MULTIPURPOSE |  | WARMINGCABINET-MEDLINE-MSCWARMER24S | WARMINGCABINET | MSCWARMER24S |  |  |  | MEDLINE | Warming Cabinet |  |  | WARMINGCABINET-MEDLINE-MSCWARMER24S |  |  |  | Covered PM Repair - Biomedical | MHHS-Sugarland
NO | NO |  |  |  | 029-12524 |  | Medline Industries Inc | MSCWARMER24S |  | MSC4-L-05449 | WOODLANDS - NEUROLOGY | MHHS-Woodlands |  | Warming Cabinet |  | 029-12524 |  | Woodlands |  | WOODLANDS - NEUROLOGY | [5 empty] | WARMING UNITS, MULTIPURPOSE |  | WARMINGCABINET-MEDLINE-MSCWARMER24S | WARMINGCABINET | MSCWARMER24S |  |  |  | MEDLINE | Warming Cabinet |  |  | WARMINGCABINET-MEDLINE-MSCWARMER24S |  |  |  | Not Covered Vendor Only - Biomedical | MHHS-Woodlands
NO | NO |  |  |  | 029-32450 |  | Medline Industries Inc | MSCWARMER24S |  | MSC4-L-05479 | WOODLANDS - NEUROLOGY | MHHS-Woodlands |  | Warming Cabinet |  | 029-32450 |  | Woodlands |  | WOODLANDS - NEUROLOGY | [5 empty] | WARMING UNITS, MULTIPURPOSE |  | WARMINGCABINET-MEDLINE-MSCWARMER24S | WARMINGCABINET | MSCWARMER24S |  |  |  | MEDLINE | Warming Cabinet |  |  | WARMINGCABINET-MEDLINE-MSCWARMER24S |  |  |  | Not Covered Vendor Only - Biomedical | MHHS-Woodlands
NO | YES |  |  |  | 133-10175 | 133-10175 | Medline Industries Inc | READY BATH |  |  | Katy-ICU | MHHS-Katy |  |  |  | 133-10175 | 133-10175 | Katy | MHHS-Katy | Katy-ICU | ICU Clean Utility | 12/1/18 | 12/1/19 |  |  | WARMING UNITS, MULTIPURPOSE |  | .needs class |  |  |  |  | .needs class | [5 empty] | 5/1/17 |  |  | Covered PM Repair - Biomedical | MHHS-Katy
NO | YES |  |  |  | 133-10176 | 133-10176 | Medline Industries Inc | READY BATH |  |  | Katy-Med/Surg 7th Floor | MHHS-Katy |  |  |  | 133-10176 | 133-10176 | Katy | MHHS-Katy | Katy-Med/Surg 7th Floor | MEDSURG 7th Floor Hallway | 12/1/18 | 12/1/19 |  |  | WARMING UNITS, MULTIPURPOSE |  | .needs class |  |  |  |  | .needs class | [5 empty] | 5/1/17 |  |  | Covered PM Repair - Biomedical | MHHS-Katy
NO | YES |  |  |  | 133-10177 | 133-10177 | Medline Industries Inc | READY BATH |  |  | Katy-Central Supply | MHHS-Katy |  |  |  | 133-10177 | 133-10177 | Katy | MHHS-Katy | Katy-Central Supply | Six floor nurses station A | 12/1/18 | 12/1/19 |  |  | WARMING UNITS, MULTIPURPOSE |  | .needs class |  |  |  |  | .needs class | [5 empty] | 5/1/17 |  |  | Covered PM Repair - Biomedical | MHHS-Katy
NO | YES |  |  |  | 133-10178 | 133-10178 | Medline Industries Inc | READY BATH |  |  | Katy-Central Supply | MHHS-Katy |  |  |  | 133-10178 | 133-10178 | Katy | MHHS-Katy | Katy-Central Supply | Clean Supply | 12/1/18 | 12/1/19 |  |  | WARMING UNITS, MULTIPURPOSE |  | .needs class |  |  |  |  | .needs class | [5 empty] | 5/1/17 |  |  | Covered PM Repair - Biomedical | MHHS-Katy
NO | YES |  |  |  | 133-10181 | 133-10181 | Medline Industries Inc | READY BATH |  |  | Katy-ER | MHHS-Katy |  |  |  | 133-10181 | 133-10181 | Katy | MHHS-Katy | Katy-ER | ER | 12/1/18 | 12/1/19 |  |  | WARMING UNITS, MULTIPURPOSE |  | .needs class |  |  |  |  | .needs class | [5 empty] | 5/1/17 |  |  | Covered PM Repair - Biomedical | MHHS-Katy
NO | YES |  |  |  | 133-10182 | 133-10182 | Medline Industries Inc | READY BATH |  |  | Katy-Central Supply | MHHS-Katy |  |  |  | 133-10182 | 133-10182 | Katy | MHHS-Katy | Katy-Central Supply | Supply room E4:143 IMU | 12/1/18 |  |  |  | WARMING UNITS, MULTIPURPOSE |  | .needs class |  |  |  |  | .needs class | [5 empty] | 5/1/17 |  |  | Covered PM Repair - Biomedical | MHHS-Katy
NO | YES |  |  |  | 133-10184 | 133-10184 | Medline Industries Inc | READY BATH |  |  | KATY - MEDSURG | MHHS-Katy |  |  |  | 133-10184 | 133-10184 | Katy | Memorial Hermann Katy Hospital | KATY - MEDSURG | MEDSURG HALLWAY |  |  |  |  | WARMING UNITS, MULTIPURPOSE |  | .needs class |  |  |  |  | .needs class | [8 empty] | Covered PM Repair - Biomedical | MHHS-Katy
NO | YES |  |  |  | 133-10186 | 133-10186 | Medline Industries Inc | READY BATH |  |  | Katy-Central Supply | MHHS-Katy |  |  |  | 133-10186 | 133-10186 | Katy | MHHS-Katy | Katy-Central Supply | IMU E4:162 | 12/1/18 | 12/1/19 |  |  | WARMING UNITS, MULTIPURPOSE |  | .needs class |  |  |  |  | .needs class | [5 empty] | 1/26/17 |  |  | Not Covered Vendor Only - Biomedical | MHHS-Katy
NO | YES |  |  |  | 133-10187 | 133-10187 | Medline Industries Inc | READY BATH |  |  | Katy-PACU | MHHS-Katy |  |  |  | 133-10187 | 133-10187 | Katy | MHHS-Katy | Katy-PACU | PacU Nurses station clean storage room 2058C | 12/1/18 | 12/1/19 |  |  | WARMING UNITS, MULTIPURPOSE |  | .needs class |  |  |  |  | .needs class | [5 empty] | 2/19/20 |  |  | Not Covered Vendor Only - Biomedical | MHHS-Katy
NO | YES |  |  |  | 133-10188 | 133-10188 | Medline Industries Inc | READY BATH |  |  | Katy-Rapid Admit | MHHS-Katy |  |  |  | 133-10188 | 133-10188 | Katy | MHHS-Katy | Katy-Rapid Admit | Equipment stirage | 12/1/18 | 2/1/20 |  |  | WARMING UNITS, MULTIPURPOSE |  | .needs class |  |  |  |  | .needs class | [5 empty] | 2/1/19 |  |  | Covered PM Repair - Biomedical | MHHS-Katy
NO | YES |  |  |  | 133-10189 | 133-10189 | Medline Industries Inc | READY BATH |  |  | KATY - AMBULATORY CARE | MHHS-Katy |  |  |  | 133-10189 | 133-10189 | Katy | Memorial Hermann Katy Hospital | KATY - AMBULATORY CARE | Ambulatory Minor Procedure Room |  |  |  |  | WARMING UNITS, MULTIPURPOSE |  | .needs class |  |  |  |  | .needs class | [5 empty] | 5/1/17 |  |  | Covered PM Repair - Biomedical | MHHS-Katy
NO | YES |  |  |  | 133-10190 | 133-10190 | Medline Industries Inc | READY BATH |  |  | Katy-Central Supply | MHHS-Katy |  |  |  | 133-10190 | 133-10190 | Katy | MHHS-Katy | Katy-Central Supply | W3:150.6 ckean workroom | 12/1/18 | 12/1/19 |  |  | WARMING UNITS, MULTIPURPOSE |  | .needs class |  |  |  |  | .needs class | [5 empty] | 1/1/17 |  |  | Covered PM Repair - Biomedical | MHHS-Katy
NO | YES |  |  |  | 133-10191 | 133-10191 | Medline Industries Inc | READY BATH |  |  | Katy-Central Supply | MHHS-Katy |  |  |  | 133-10191 | 133-10191 | Katy | MHHS-Katy | Katy-Central Supply | Nurses station B | 12/1/18 | 12/1/19 |  |  | WARMING UNITS, MULTIPURPOSE |  | .needs class |  |  |  |  | .needs class | [8 empty] | Covered PM Repair - Biomedical | MHHS-Katy
NO | YES |  |  |  | 133-10192 | 133-10192 | Medline Industries Inc | READY BATH |  |  | Katy-Med/Surg 6th Floor | MHHS-Katy |  |  |  | 133-10192 | 133-10192 | Katy | MHHS-Katy | Katy-Med/Surg 6th Floor | MEDSURG 6th FL HALLWAY |  |  |  |  | WARMING UNITS, MULTIPURPOSE |  | .needs class |  |  |  |  | .needs class | [8 empty] | Covered PM Repair - Biomedical | MHHS-Katy
NO | YES |  |  |  | 133-10193 | 133-10193 | Medline Industries Inc | READY BATH |  |  | Katy-Postpartum-2W | MHHS-Katy |  |  |  | 133-10193 | 133-10193 | Katy | MHHS-Katy | Katy-Postpartum-2W | Labor | 12/1/18 |  |  |  | WARMING UNITS, MULTIPURPOSE |  | .needs class |  |  |  |  | .needs class | [8 empty] | Covered PM Repair - Biomedical | MHHS-Katy
NO | YES |  |  |  | 583-01452 | 583-01452 | Medline Industries Inc | READY BATH |  |  | Katy Rehab-1St Fl Physical Therapy | MHHS-Katy Rehab |  |  |  | 583-01452 | 583-01452 | Katy | MHHS-Others | Katy Rehab-1St Fl Physical Therapy | Katy - Inpatient Rehab | 3/1/19 |  |  |  | WARMING UNITS, MULTIPURPOSE |  | .needs class |  |  |  |  | .needs class | [8 empty] | Not Covered Vendor Only - Biomedical | MHHS-Katy Rehab
NO | YES |  |  |  | 583-01453 | 583-01453 | Medline Industries Inc | READY BATH |  |  | Katy Rehab-1St Fl Physical Therapy | MHHS-Katy Rehab |  |  |  | 583-01453 | 583-01453 | Katy | MHHS-Others | Katy Rehab-1St Fl Physical Therapy | Katy - Inpatient Rehab | 3/1/19 |  |  |  | WARMING UNITS, MULTIPURPOSE |  | .needs class |  |  |  |  | .needs class | [8 empty] | Covered PM Repair - Biomedical | MHHS-Katy Rehab
NO | YES |  |  |  | 041-32034 | 041-32034 | Medline Industries Inc | READY BATH |  |  | MEMORIAL CITY - CARDIOLOGY | MHHS-Mem City |  |  |  | 041-32034 | 041-32034 | West | Memorial Hermann Memorial City Medical Center | MEMORIAL CITY - CARDIOLOGY | E7 Clean Utility |  |  |  |  | WARMING UNITS, MULTIPURPOSE |  | .needs class |  |  |  |  | .needs class | [8 empty] | Covered PM Repair - Biomedical | MHHS-Mem City
NO | YES |  |  |  | 041-17413 | 041-17413 | Medline Industries Inc | READY BATH |  |  | Memorial City-Postpartum-Nursery | MHHS-Mem City |  |  |  | 041-17413 | 041-17413 | West | MHHS-Mem City | Memorial City-Postpartum-Nursery | Storage | 2/1/20 |  | 2/1/21 |  | WARMING UNITS, MULTIPURPOSE |  | .needs class |  |  |  |  | .needs class | [5 empty] | 5/9/17 |  |  | Covered PM Repair - Biomedical | MHHS-Mem City
NO | YES |  |  |  | 041-17414 | 041-17414 | Medline Industries Inc | READY BATH |  |  | MEMORIAL CITY - MH5 | MHHS-Mem City |  |  |  | 041-17414 | 041-17414 | West | Memorial Hermann Memorial City Medical Center | MEMORIAL CITY - MH5 | MH5 300.1 Equipment Storage |  |  |  |  | WARMING UNITS, MULTIPURPOSE |  | .needs class |  |  |  |  | .needs class | [8 empty] | Covered PM Repair - Biomedical | MHHS-Mem City
NO | YES |  |  |  | 041-20573 | 041-20573 | Medline Industries Inc | READY BATH |  |  | Memorial City-Postpartum | MHHS-Mem City |  |  |  | 041-20573 | 041-20573 | West | MHHS-Mem City | Memorial City-Postpartum | Clean Utility | 1/1/19 |  |  |  | WARMING UNITS, MULTIPURPOSE |  | .needs class |  |  |  |  | .needs class | [5 empty] | 5/9/17 |  |  | Covered PM Repair - Biomedical | MHHS-Mem City
NO | YES |  |  |  | 041-20574 | 041-20574 | Medline Industries Inc | READY BATH |  |  | MEMORIAL CITY - MHT -JHC INPATIENT UNIT | MHHS-Mem City |  |  |  | 041-20574 | 041-20574 | West | Memorial Hermann - Memorial City | MEMORIAL CITY - MHT -JHC INPATIENT UNIT | MH8 312 Clean Supply |  |  |  |  | WARMING UNITS, MULTIPURPOSE |  | .needs class |  |  |  |  | .needs class | [8 empty] | Covered PM Repair - Biomedical | MHHS-Mem City
NO | YES |  |  |  | 041-20576 | 041-20576 | Medline Industries Inc | READY BATH |  |  | Memorial City-Labor & Delivery | MHHS-Mem City |  |  |  | 041-20576 | 041-20576 | West | MHHS-Mem City | Memorial City-Labor & Delivery | Clean Utility | 2/1/20 |  | 2/1/21 |  | WARMING UNITS, MULTIPURPOSE |  | .needs class |  |  |  |  | .needs class | [8 empty] | Covered PM Repair - Biomedical | MHHS-Mem City
NO | YES |  |  |  | 041-20577 | 041-20577 | Medline Industries Inc | READY BATH |  |  | Memorial City -MHT - Med/Surg | MHHS-Mem City |  |  |  | 041-20577 | 041-20577 | West | Memorial Hermann Memorial City Medical Center | Memorial City -MHT - Med/Surg | MH 6 415 Equipment Storage |  |  |  |  | WARMING UNITS, MULTIPURPOSE |  | .needs class |  |  |  |  | .needs class | [8 empty] | Covered PM Repair - Biomedical | MHHS-Mem City
NO | YES |  |  |  | 041-20578 | 041-20578 | Medline Industries Inc | READY BATH |  |  | Nuro 4th floor | MHHS-Mem City |  |  |  | 041-20578 | 041-20578 | West | Memorial Hermann Medical Group Memorial City (#100) | Nuro 4th floor | Storage |  |  |  |  | WARMING UNITS, MULTIPURPOSE |  | .needs class |  |  |  |  | .needs class | [8 empty] | Covered PM Repair - Biomedical | MHHS-Mem City
NO | YES |  |  |  | 041-20579 | 041-20579 | Medline Industries Inc | READY BATH |  |  | MEMORIAL CITY - MHT - JHC RECOVER | MHHS-Mem City |  |  |  | 041-20579 | 041-20579 | West | Memorial Hermann Memorial City Medical Center | MEMORIAL CITY - MHT - JHC RECOVER | MEMORIAL CITY - MHT - JHC RECOVER |  |  |  |  | WARMING UNITS, MULTIPURPOSE |  | .needs class |  |  |  |  | .needs class | [8 empty] | Covered PM Repair - Biomedical | MHHS-Mem City
NO | YES |  |  |  | 041-20580 | 041-20580 | Medline Industries Inc | READY BATH |  |  | MEMORIAL CITY - MHT - MED/SURG 6 | MHHS-Mem City |  |  |  | 041-20580 | 041-20580 | West | Memorial Hermann Memorial City Medical Center | MEMORIAL CITY - MHT - MED/SURG 6 | MEMORIAL CITY - MHT - MED/SURG 6 314 Equipment Storage |  |  |  |  | WARMING UNITS, MULTIPURPOSE |  | .needs class |  |  |  |  | .needs class | [8 empty] | Not Covered Vendor Only - Biomedical | MHHS-Mem City
NO | YES |  |  |  | 041-20791 | 041-20791 | Medline Industries Inc | READY BATH |  |  | MEMORIAL CITY - EAST TOWER - IMCU | MHHS-Mem City |  |  |  | 041-20791 | 041-20791 | West | West | MEMORIAL CITY - EAST TOWER - IMCU | 4E IMCU E4:300.3 Supply |  |  |  |  | WARMING UNITS, MULTIPURPOSE |  | .needs class |  |  |  |  | .needs class | [8 empty] | Covered PM Repair - Biomedical | MHHS-Mem City
NO | YES |  |  |  | 041-32031 | 041-32031 | Medline Industries Inc | READY BATH |  |  | MEMORIAL CITY - PEDS - NURSERY | MHHS-Mem City |  |  |  | 041-32031 | 041-32031 | West | Memorial Hermann Memorial City Medical Center | MEMORIAL CITY - PEDS - NURSERY | MEMORIAL CITY PEDS |  |  |  |  | WARMING UNITS, MULTIPURPOSE |  | .needs class |  |  |  |  | .needs class | [8 empty] | Covered PM Repair - Biomedical | MHHS-Mem City
NO | YES |  |  |  | 041-32033 | 041-32033 | Medline Industries Inc | READY BATH |  |  | 7E Cardiology | MHHS-Mem City |  |  |  | 041-32033 | 041-32033 | West | Memorial Hermann Memorial City Medical Center | 7E Cardiology | Memorial Hermann cardio 7E |  |  |  |  | WARMING UNITS, MULTIPURPOSE |  | .needs class |  |  |  |  | .needs class | [8 empty] | Covered PM Repair - Biomedical | MHHS-Mem City
NO | YES |  |  |  | 041-32035 | 041-32035 | Medline Industries Inc | READY BATH |  |  | MEMORIAL CITY - NEUROPHYSIOLOGY/EEG | MHHS-Mem City |  |  |  | 041-32035 | 041-32035 | West | Memorial Hermann - Memorial City | MEMORIAL CITY - NEUROPHYSIOLOGY/EEG | E6 423 Clean Utility |  |  |  |  | WARMING UNITS, MULTIPURPOSE |  | .needs class |  |  |  |  | .needs class | [8 empty] | Covered PM Repair - Biomedical | MHHS-Mem City
NO | YES |  |  |  | 041-32032 | 041-32032 | Medline Industries Inc | READY BATH |  |  | MEMORIAL CITY - MOR RECOVERY | MHHS-Mem City |  |  |  | 041-32032 | 041-32032 | West | Memorial Hermann Memorial City Medical Center | MEMORIAL CITY - MOR RECOVERY | PACU |  |  |  |  | WARMING UNITS, MULTIPURPOSE |  | .needs class |  |  |  |  | .needs class | [8 empty] | Covered PM Repair - Biomedical | MHHS-Mem City
NO | YES |  |  |  | 129-31335 | 129-31335 | Medline Industries Inc | READY BATH |  |  | Sugar Land-Labor & Delivery | MHHS-Sugarland |  |  |  | 129-31335 | 129-31335 | Sugar Land | MHHS-Sugarland | Sugar Land-Labor & Delivery | Nurses Station | 11/1/19 | 11/1/20 |  |  | WARMING UNITS, MULTIPURPOSE |  | .needs class |  |  |  |  | .needs class | [8 empty] | Covered PM Repair - Biomedical | MHHS-Sugarland
NO | NO |  |  |  | 133-10179 |  | Medline Industries Inc | READY BATH |  |  | KATY - CENTRAL SUPPLY | MHHS-Katy |  |  |  | 133-10179 |  | Katy |  | KATY - CENTRAL SUPPLY | [5 empty] | WARMING UNITS, MULTIPURPOSE |  | .needs class |  |  |  |  | .needs class | [8 empty] | Covered PM Repair - Biomedical | MHHS-Katy
NO | NO |  |  |  | 041-17412 |  | Medline Industries Inc | READY BATH |  |  | MEMORIAL CITY - CENTRAL SUPPLY | MHHS-Mem City |  |  |  | 041-17412 |  | West & Memorial City |  | MEMORIAL CITY - CENTRAL SUPPLY | [5 empty] | WARMING UNITS, MULTIPURPOSE |  | .needs class |  |  |  |  | .needs class | [8 empty] | Covered PM Repair - Biomedical | MHHS-Mem City
NO | NO |  |  |  | 041-17415 |  | Medline Industries Inc | READY BATH |  |  | MEMORIAL CITY - CENTRAL SUPPLY | MHHS-Mem City |  |  |  | 041-17415 |  | West & Memorial City |  | MEMORIAL CITY - CENTRAL SUPPLY | [5 empty] | WARMING UNITS, MULTIPURPOSE |  | .needs class |  |  |  |  | .needs class | [8 empty] | Covered PM Repair - Biomedical | MHHS-Mem City
NO | NO |  |  |  | 041-17416 |  | Medline Industries Inc | READY BATH |  |  | MEMORIAL CITY - CENTRAL SUPPLY | MHHS-Mem City |  |  |  | 041-17416 |  | West & Memorial City |  | MEMORIAL CITY - CENTRAL SUPPLY | [5 empty] | WARMING UNITS, MULTIPURPOSE |  | .needs class |  |  |  |  | .needs class | [8 empty] | Covered PM Repair - Biomedical | MHHS-Mem City
NO | NO |  |  |  | 041-20575 |  | Medline Industries Inc | READY BATH |  |  | MEMORIAL CITY - CENTRAL SUPPLY | MHHS-Mem City |  |  |  | 041-20575 |  | West & Memorial City |  | MEMORIAL CITY - CENTRAL SUPPLY | [5 empty] | WARMING UNITS, MULTIPURPOSE |  | .needs class |  |  |  |  | .needs class | [8 empty] | Covered PM Repair - Biomedical | MHHS-Mem City
NO | NO |  |  |  | 041-20789 |  | Medline Industries Inc | READY BATH |  |  | MEMORIAL CITY - CENTRAL SUPPLY | MHHS-Mem City |  |  |  | 041-20789 |  | West & Memorial City |  | MEMORIAL CITY - CENTRAL SUPPLY | [5 empty] | WARMING UNITS, MULTIPURPOSE |  | .needs class |  |  |  |  | .needs class | [8 empty] | Not Covered Vendor Only - Lab Ana/Anes | MHHS-Mem City
NO | NO |  |  |  | 041-20790 |  | Medline Industries Inc | READY BATH |  |  | MEMORIAL CITY - CENTRAL SUPPLY | MHHS-Mem City |  |  |  | 041-20790 |  | West & Memorial City |  | MEMORIAL CITY - CENTRAL SUPPLY | [5 empty] | WARMING UNITS, MULTIPURPOSE |  | .needs class |  |  |  |  | .needs class | [8 empty] | Not Covered Vendor Only - Lab Ana/Anes | MHHS-Mem City
NO | YES |  |  |  | 151-03331 | 151-03331 | Medline Industries Inc | TM24 |  |  | CY-3 South | MHHS-Cypress |  | Warming Cabinet |  | 151-03331 | 151-03331 | Northwest | MHHS-Cypress | CY-3 South | General storage | 7/1/19 | 7/1/20 |  |  | WARMING UNITS, MULTIPURPOSE | Warming Cabinet | WARMINGCABINET-MEDLINE-TM24 | WARMINGCABINET | TM24 |  |  |  | MEDLINE | Warming Cabinet |  |  | WARMINGCABINET-MEDLINE-TM24 | 4/1/18 |  |  | Covered PM Repair - Biomedical | MHHS-Cypress | [8 empty] | WARMINGCABINET | Warming Cabinet | MEDLINE
NO | YES |  |  |  | 151-03354 | 151-03354 | Medline Industries Inc | TM24 |  |  | CY-COU | MHHS-Cypress |  | Warming Cabinet |  | 151-03354 | 151-03354 | Northwest | MHHS-Cypress | CY-COU | Clean supply | 7/1/19 | 7/1/20 |  |  | WARMING UNITS, MULTIPURPOSE | Warming Cabinet | WARMINGCABINET-MEDLINE-TM24 | WARMINGCABINET | TM24 |  |  |  | MEDLINE | Warming Cabinet |  |  | WARMINGCABINET-MEDLINE-TM24 | 4/1/18 |  |  | Covered PM Repair - Biomedical | MHHS-Cypress | [8 empty] | WARMINGCABINET | Warming Cabinet | MEDLINE
NO | YES |  |  |  | 009-10798 | 009-10798 | Medline Industries Inc | TM24 |  |  | GH-ER | MHHS-Greater Heights |  | Warming Cabinet |  | 009-10798 | 009-10798 | Central | MHHS-Greater Heights | GH-ER | Murse station C | 2/1/19 |  | 2/1/20 |  | WARMING UNITS, MULTIPURPOSE | Warming Cabinet | WARMINGCABINET-MEDLINE-TM24 | WARMINGCABINET | TM24 |  |  |  | MEDLINE | Warming Cabinet |  |  | WARMINGCABINET-MEDLINE-TM24 |  |  |  | Not Covered Vendor Only - Biomedical | MHHS-Greater Heights | [8 empty] | WARMINGCABINET | Warming Cabinet | MEDLINE
NO | YES |  |  |  | 133-10097 | 133-10097 | Medline Industries Inc | TM24 |  |  | Katy-Med/Surg 7th Floor | MHHS-Katy |  | Warming Cabinet |  | 133-10097 | 133-10097 | Katy | MHHS-Katy | Katy-Med/Surg 7th Floor | Hallway | 12/1/18 | 12/1/16 |  |  | WARMING UNITS, MULTIPURPOSE | Warming Cabinet | WARMINGCABINET-MEDLINE-TM24 | WARMINGCABINET | TM24 |  |  |  | MEDLINE | Warming Cabinet |  |  | WARMINGCABINET-MEDLINE-TM24 | 4/1/18 |  |  | Covered PM Repair - Biomedical | MHHS-Katy | [8 empty] | WARMINGCABINET | Warming Cabinet | MEDLINE
NO | YES |  |  |  | 041-34305 | 041-34305 | Medline Industries Inc | TM24 |  |  | Memorial City - NICU | MHHS-Mem City |  | Warming Cabinet |  | 041-34305 | 041-34305 | West | Memorial City - Memorial Hermann Hospital | Memorial City - NICU | MH4:109 |  |  |  |  | WARMING UNITS, MULTIPURPOSE |  | WARMINGCABINET-MEDLINE-TM24 | WARMINGCABINET | TM24 |  |  |  | MEDLINE | Warming Cabinet |  |  | WARMINGCABINET-MEDLINE-TM24 |  |  |  | Not Covered Vendor Only - Biomedical | MHHS-Mem City
NO | YES |  |  |  | 142-07852 | 142-07852 | Medline Industries Inc | TM24 |  |  | NE-2 West Tower | MHHS-Northeast |  | Warming Cabinet |  | 142-07852 | 142-07852 | Katy | MHHS-Northeast | NE-2 West Tower | 2 West | 10/1/19 | 10/1/20 |  |  | WARMING UNITS, MULTIPURPOSE | Warming Cabinet | WARMINGCABINET-MEDLINE-TM24 | WARMINGCABINET | TM24 |  |  |  | MEDLINE | Warming Cabinet |  |  | WARMINGCABINET-MEDLINE-TM24 | 4/1/18 |  |  | Covered PM Repair - Biomedical | MHHS-Northeast | [8 empty] | WARMINGCABINET | Warming Cabinet | MEDLINE
NO | YES |  |  |  | 142-07865 | 142-07865 | Medline Industries Inc | TM24 |  |  | NE-2 West Tower | MHHS-Northeast |  | Warming Cabinet |  | 142-07865 | 142-07865 | Katy | MHHS-Northeast | NE-2 West Tower | 2 West | 10/1/19 | 10/1/20 |  |  | WARMING UNITS, MULTIPURPOSE | Warming Cabinet | WARMINGCABINET-MEDLINE-TM24 | WARMINGCABINET | TM24 |  |  |  | MEDLINE | Warming Cabinet |  |  | WARMINGCABINET-MEDLINE-TM24 | 4/1/18 |  |  | Covered PM Repair - Biomedical | MHHS-Northeast | [8 empty] | WARMINGCABINET | Warming Cabinet | MEDLINE
NO | YES |  |  |  | 142-07910 | 142-07910 | Medline Industries Inc | TM24 |  |  | NE-3 West Tower | MHHS-Northeast |  | Warming Cabinet |  | 142-07910 | 142-07910 | Katy | MHHS-Northeast | NE-3 West Tower | 3 West | 10/1/19 | 10/1/20 |  |  | WARMING UNITS, MULTIPURPOSE | Warming Cabinet | WARMINGCABINET-MEDLINE-TM24 | WARMINGCABINET | TM24 |  |  |  | MEDLINE | Warming Cabinet |  |  | WARMINGCABINET-MEDLINE-TM24 | 4/1/18 |  |  | Covered PM Repair - Biomedical | MHHS-Northeast | [8 empty] | WARMINGCABINET | Warming Cabinet | MEDLINE
NO | YES |  |  |  | 142-07935 | 142-07935 | Medline Industries Inc | TM24 |  |  | NE-3 West Tower | MHHS-Northeast |  | Warming Cabinet |  | 142-07935 | 142-07935 | Katy | MHHS-Northeast | NE-3 West Tower | 3 West | 10/1/19 | 10/1/20 |  |  | WARMING UNITS, MULTIPURPOSE | Warming Cabinet | WARMINGCABINET-MEDLINE-TM24 | WARMINGCABINET | TM24 |  |  |  | MEDLINE | Warming Cabinet |  |  | WARMINGCABINET-MEDLINE-TM24 | 4/1/18 |  |  | Covered PM Repair - Biomedical | MHHS-Northeast | [8 empty] | WARMINGCABINET | Warming Cabinet | MEDLINE
NO | YES |  |  |  | 142-07957 | 142-07957 | Medline Industries Inc | TM24 |  |  | NE-4 West Tower | MHHS-Northeast |  | Warming Cabinet |  | 142-07957 | 142-07957 | Katy | MHHS-Northeast | NE-4 West Tower | 4 West | 10/1/19 | 10/1/20 |  |  | WARMING UNITS, MULTIPURPOSE | Warming Cabinet | WARMINGCABINET-MEDLINE-TM24 | WARMINGCABINET | TM24 |  |  |  | MEDLINE | Warming Cabinet |  |  | WARMINGCABINET-MEDLINE-TM24 | 4/1/18 |  |  | Covered PM Repair - Biomedical | MHHS-Northeast | [8 empty] | WARMINGCABINET | Warming Cabinet | MEDLINE
NO | YES |  |  |  | 142-07972 | 142-07972 | Medline Industries Inc | TM24 |  |  | NE-4 West Tower | MHHS-Northeast |  | Warming Cabinet |  | 142-07972 | 142-07972 | Katy | MHHS-Northeast | NE-4 West Tower | 4 West | 10/1/19 | 10/1/20 |  |  | WARMING UNITS, MULTIPURPOSE | Warming Cabinet | WARMINGCABINET-MEDLINE-TM24 | WARMINGCABINET | TM24 |  |  |  | MEDLINE | Warming Cabinet |  |  | WARMINGCABINET-MEDLINE-TM24 | 4/1/18 |  |  | Covered PM Repair - Biomedical | MHHS-Northeast | [8 empty] | WARMINGCABINET | Warming Cabinet | MEDLINE
NO | YES |  |  |  | 142-07329 | 142-07329 | Medline Industries Inc | TM24 |  |  | NE-OR Holding | MHHS-Northeast |  | Warming Cabinet |  | 142-07329 | 142-07329 | Katy | MHHS-Northeast | NE-OR Holding | OR HOLDING | 12/1/18 | 12/1/19 |  |  | WARMING UNITS, MULTIPURPOSE | Warming Cabinet | WARMINGCABINET-MEDLINE-TM24 | WARMINGCABINET | TM24 |  |  |  | MEDLINE | Warming Cabinet |  |  | WARMINGCABINET-MEDLINE-TM24 | 4/1/18 |  |  | Covered PM Repair - Biomedical | MHHS-Northeast | [8 empty] | WARMINGCABINET | Warming Cabinet | MEDLINE
NO | YES |  |  |  | 142-07330 | 142-07330 | Medline Industries Inc | TM24 |  |  | NE-IMU1 | MHHS-Northeast |  | Warming Cabinet |  | 142-07330 | 142-07330 | Katy | MHHS-Northeast | NE-IMU1 |  | 1/1/19 | 1/1/20 |  |  | WARMING UNITS, MULTIPURPOSE | Warming Cabinet | WARMINGCABINET-MEDLINE-TM24 | WARMINGCABINET | TM24 |  |  |  | MEDLINE | Warming Cabinet |  |  | WARMINGCABINET-MEDLINE-TM24 | 4/1/18 |  |  | Covered PM Repair - Biomedical | MHHS-Northeast | [8 empty] | WARMINGCABINET | Warming Cabinet | MEDLINE
NO | YES |  |  |  | 142-07331 | 142-07331 | Medline Industries Inc | TM24 |  |  | Katy-Med/Surg 5th Floor | MHHS-Northeast |  | Warming Cabinet |  | 142-07331 | 142-07331 | Katy | MHHS-Katy | Katy-Med/Surg 5th Floor | Clean utility | 1/1/19 | 1/1/20 |  |  | WARMING UNITS, MULTIPURPOSE | Warming Cabinet | WARMINGCABINET-MEDLINE-TM24 | WARMINGCABINET | TM24 |  |  |  | MEDLINE | Warming Cabinet |  |  | WARMINGCABINET-MEDLINE-TM24 | 4/1/18 |  |  | Covered PM Repair - Biomedical | MHHS-Northeast | [8 empty] | WARMINGCABINET | Warming Cabinet | MEDLINE
NO | YES |  |  |  | 142-07332 | 142-07332 | Medline Industries Inc | TM24 |  |  | NE-IMU1 | MHHS-Northeast |  | Warming Cabinet |  | 142-07332 | 142-07332 | Katy | MHHS-Northeast | NE-IMU1 | Nurses Station | 1/1/19 | 1/1/20 |  |  | WARMING UNITS, MULTIPURPOSE | Warming Cabinet | WARMINGCABINET-MEDLINE-TM24 | WARMINGCABINET | TM24 |  |  |  | MEDLINE | Warming Cabinet |  |  | WARMINGCABINET-MEDLINE-TM24 | 4/1/18 |  |  | Covered PM Repair - Biomedical | MHHS-Northeast | [8 empty] | WARMINGCABINET | Warming Cabinet | MEDLINE
NO | YES |  |  |  | 142-07334 | 142-07334 I | Medline Industries Inc | TM24 |  | 2400-3853 | NE-ICU | MHHS-Northeast |  | Warming Cabinet |  | 142-07334 | 142-07334 I | Katy | MHHS-Northeast | NE-ICU |  | 6/1/19 | 6/1/20 |  |  | WARMING UNITS, MULTIPURPOSE | Warming Cabinet | WARMINGCABINET-MEDLINE-TM24 | WARMINGCABINET | TM24 |  |  |  | MEDLINE | Warming Cabinet |  |  | WARMINGCABINET-MEDLINE-TM24 | 4/1/18 |  |  | Covered PM Repair - Biomedical | MHHS-Northeast | [8 empty] | WARMINGCABINET | Warming Cabinet | MEDLINE
NO | YES |  |  |  | 142-07335 | 142-07335 | Medline Industries Inc | TM24 |  |  | NE-Central Supply | MHHS-Northeast |  | Warming Cabinet |  | 142-07335 | 142-07335 | Katy | MHHS-Northeast | NE-Central Supply |  | 1/1/19 | 1/1/20 |  |  | WARMING UNITS, MULTIPURPOSE | Warming Cabinet | WARMINGCABINET-MEDLINE-TM24 | WARMINGCABINET | TM24 |  |  |  | MEDLINE | Warming Cabinet |  |  | WARMINGCABINET-MEDLINE-TM24 | 4/1/18 |  |  | Covered PM Repair - Biomedical | MHHS-Northeast | [8 empty] | WARMINGCABINET | Warming Cabinet | MEDLINE
NO | YES |  |  |  | 142-07339 | 142-07339 | Medline Industries Inc | TM24 |  |  | NE-ICU | MHHS-Northeast |  | Warming Cabinet |  | 142-07339 | 142-07339 | Katy | MHHS-Northeast | NE-ICU | Clean Utility | 1/1/19 | 1/1/20 |  |  | WARMING UNITS, MULTIPURPOSE | Warming Cabinet | WARMINGCABINET-MEDLINE-TM24 | WARMINGCABINET | TM24 |  |  |  | MEDLINE | Warming Cabinet |  |  | WARMINGCABINET-MEDLINE-TM24 | 4/1/18 |  |  | Covered PM Repair - Biomedical | MHHS-Northeast | [8 empty] | WARMINGCABINET | Warming Cabinet | MEDLINE
NO | YES |  |  |  | 142-08371 | 142-08371 | Medline Industries Inc | TM24 |  |  | NE-Mother & Baby | MHHS-Northeast |  | Warming Cabinet |  | 142-08371 | 142-08371 | Katy | MHHS-Northeast | NE-Mother & Baby | Nurse Station Equipment Room | 9/1/19 | 9/1/20 |  |  | WARMING UNITS, MULTIPURPOSE | Warming Cabinet | WARMINGCABINET-MEDLINE-TM24 | WARMINGCABINET | TM24 |  |  |  | MEDLINE | Warming Cabinet |  |  | WARMINGCABINET-MEDLINE-TM24 | 4/1/18 |  |  | Covered PM Repair - Biomedical | MHHS-Northeast | [8 empty] | WARMINGCABINET | Warming Cabinet | MEDLINE
NO | YES |  |  |  | 145-00823 | 145-00823 | Medline Industries Inc | TM24 |  |  | Pearland-4N-Med/Surg | MHHS-Pearland Hospital |  | Warming Cabinet |  | 145-00823 | 145-00823 | Pearland | MHHS-Pearland Hospital | Pearland-4N-Med/Surg | Equipment storage 146 | 12/1/18 | 2/1/20 |  |  | WARMING UNITS, MULTIPURPOSE | Warming Cabinet | WARMINGCABINET-MEDLINE-TM24 | WARMINGCABINET | TM24 |  |  |  | MEDLINE | Warming Cabinet |  |  | WARMINGCABINET-MEDLINE-TM24 | 4/1/18 |  |  | Covered PM Repair - Biomedical | MHHS-Pearland Hospital | [8 empty] | WARMINGCABINET | Warming Cabinet | MEDLINE
NO | YES |  |  |  | 145-00825 | 145-00825 | Medline Industries Inc | TM24 |  |  | Pearland-4N-Med/Surg | MHHS-Pearland Hospital |  | Warming Cabinet |  | 145-00825 | 145-00825 | Pearland | MHHS-Pearland Hospital | Pearland-4N-Med/Surg | 4 north | 7/1/19 | 7/1/20 |  |  | WARMING UNITS, MULTIPURPOSE | Warming Cabinet | WARMINGCABINET-MEDLINE-TM24 | WARMINGCABINET | TM24 |  |  |  | MEDLINE | Warming Cabinet |  |  | WARMINGCABINET-MEDLINE-TM24 | 4/1/18 |  |  | Covered PM Repair - Biomedical | MHHS-Pearland Hospital | [8 empty] | WARMINGCABINET | Warming Cabinet | MEDLINE
NO | YES |  |  |  | 145-00819 | 145-00819 | Medline Industries Inc | TM24 |  |  | Pearland-Emergency Center | MHHS-Pearland Hospital |  | Warming Cabinet |  | 145-00819 | 145-00819 | Pearland | MHHS-Pearland Hospital | Pearland-Emergency Center | Nursing |  |  |  |  | WARMING UNITS, MULTIPURPOSE | Warming Cabinet | WARMINGCABINET-MEDLINE-TM24 | WARMINGCABINET | TM24 |  |  |  | MEDLINE | Warming Cabinet |  |  | WARMINGCABINET-MEDLINE-TM24 | 4/1/18 |  |  | Covered PM Repair - Biomedical | MHHS-Pearland Hospital | [8 empty] | WARMINGCABINET | Warming Cabinet | MEDLINE
NO | YES |  |  |  | 145-00821 | 145-00821 | Medline Industries Inc | TM24 |  |  | Pearland-Labor & Delivery | MHHS-Pearland Hospital |  | Warming Cabinet |  | 145-00821 | 145-00821 | Pearland | MHHS-Pearland Hospital | Pearland-Labor & Delivery | Clean workroom 155 | 10/1/18 | 2/1/20 |  |  | WARMING UNITS, MULTIPURPOSE | Warming Cabinet | WARMINGCABINET-MEDLINE-TM24 | WARMINGCABINET | TM24 |  |  |  | MEDLINE | Warming Cabinet |  |  | WARMINGCABINET-MEDLINE-TM24 | 4/1/18 |  |  | Covered PM Repair - Biomedical | MHHS-Pearland Hospital | [8 empty] | WARMINGCABINET | Warming Cabinet | MEDLINE
NO | YES |  |  |  | 013-38413 | 013-38413 | Medline Industries Inc | TM24 |  |  | SW-ICU | MHHS-Southwest |  | Warming Cabinet |  | 013-38413 | 013-38413 | Southwest | MHHS-Southwest | SW-ICU | ICU HALLWAY |  |  |  |  | WARMING UNITS, MULTIPURPOSE | Warming Cabinet | WARMINGCABINET-MEDLINE-TM24 | WARMINGCABINET | TM24 |  |  |  | MEDLINE | Warming Cabinet |  |  | WARMINGCABINET-MEDLINE-TM24 |  |  |  | Not Covered Vendor Only - Biomedical | MHHS-Southwest | [8 empty] | WARMINGCABINET | Warming Cabinet | MEDLINE
NO | YES |  |  |  | 013-38415 | 013-38415 | Medline Industries Inc | TM24 |  |  | ICU B | MHHS-Southwest |  | Warming Cabinet |  | 013-38415 | 013-38415 | Southwest | Memorial Hermann Southwest Hospital | ICU B | Nurse station |  |  |  |  | WARMING UNITS, MULTIPURPOSE | Warming Cabinet | WARMINGCABINET-MEDLINE-TM24 | WARMINGCABINET | TM24 |  |  |  | MEDLINE | Warming Cabinet |  |  | WARMINGCABINET-MEDLINE-TM24 |  |  |  | Not Covered Vendor Only - Biomedical | MHHS-Southwest | [8 empty] | WARMINGCABINET | Warming Cabinet | MEDLINE
NO | YES |  |  |  | 013-38417 | 013-38417 | Medline Industries Inc | TM24 |  |  | Floor 7 | MHHS-Southwest |  | Warming Cabinet |  | 013-38417 | 013-38417 | Southwest | Memorial Hermann Southwest Hospital | Floor 7 | Floor 7 |  |  |  |  | WARMING UNITS, MULTIPURPOSE | Warming Cabinet | WARMINGCABINET-MEDLINE-TM24 | WARMINGCABINET | TM24 |  |  |  | MEDLINE | Warming Cabinet |  |  | WARMINGCABINET-MEDLINE-TM24 |  |  |  | Not Covered Vendor Only - Biomedical | MHHS-Southwest | [8 empty] | WARMINGCABINET | Warming Cabinet | MEDLINE
NO | YES |  |  |  | 013-38419 | 013-38419 | Medline Industries Inc | TM24 |  |  | SW-Med/Surg Floors | MHHS-Southwest |  | Warming Cabinet |  | 013-38419 | 013-38419 | Southwest | MHHS-Southwest | SW-Med/Surg Floors | Hallway A |  |  |  |  | WARMING UNITS, MULTIPURPOSE | Warming Cabinet | WARMINGCABINET-MEDLINE-TM24 | WARMINGCABINET | TM24 |  |  |  | MEDLINE | Warming Cabinet |  |  | WARMINGCABINET-MEDLINE-TM24 |  |  |  | Not Covered Vendor Only - Biomedical | MHHS-Southwest | [8 empty] | WARMINGCABINET | Warming Cabinet | MEDLINE
NO | YES |  |  |  | 013-38420 | 013-38420 | Medline Industries Inc | TM24 |  |  | SW-HVI-Telemetry | MHHS-Southwest |  | Warming Cabinet |  | 013-38420 | 013-38420 | Southwest | MHHS-Southwest | SW-HVI-Telemetry | Clean Equipment Room |  |  |  |  | WARMING UNITS, MULTIPURPOSE | Warming Cabinet | WARMINGCABINET-MEDLINE-TM24 | WARMINGCABINET | TM24 |  |  |  | MEDLINE | Warming Cabinet |  |  | WARMINGCABINET-MEDLINE-TM24 |  |  |  | Not Covered Vendor Only - Biomedical | MHHS-Southwest | [8 empty] | WARMINGCABINET | Warming Cabinet | MEDLINE
NO | YES |  |  |  | 013-38422 | 013-38422 | Medline Industries Inc | TM24 |  |  | SW-Telemetry | MHHS-Southwest |  | Warming Cabinet |  | 013-38422 | 013-38422 | Southwest | MHHS-Southwest | SW-Telemetry | C Wing Nurse station |  |  |  |  | WARMING UNITS, MULTIPURPOSE | Warming Cabinet | WARMINGCABINET-MEDLINE-TM24 | WARMINGCABINET | TM24 |  |  |  | MEDLINE | Warming Cabinet |  |  | WARMINGCABINET-MEDLINE-TM24 |  |  |  | Not Covered Vendor Only - Biomedical | MHHS-Southwest | [8 empty] | WARMINGCABINET | Warming Cabinet | MEDLINE
NO | YES |  |  |  | 013-38425 | 013-38425 | Medline Industries Inc | TM24 |  |  | SW-Central Supply | MHHS-Southwest |  | Warming Cabinet |  | 013-38425 | 013-38425 | Southwest | MHHS-Southwest | SW-Central Supply | 7th B Wing |  |  |  |  | WARMING UNITS, MULTIPURPOSE | Warming Cabinet | WARMINGCABINET-MEDLINE-TM24 | WARMINGCABINET | TM24 |  |  |  | MEDLINE | Warming Cabinet |  |  | WARMINGCABINET-MEDLINE-TM24 |  |  |  | Not Covered Vendor Only - Biomedical | MHHS-Southwest | [8 empty] | WARMINGCABINET | Warming Cabinet | MEDLINE
NO | YES |  |  |  | 013-38426 | 013-38426 | Medline Industries Inc | TM24 |  |  | SW-Rehab | MHHS-Southwest |  | Warming Cabinet |  | 013-38426 | 013-38426 | Southwest | MHHS-Southwest | SW-Rehab | Hallway |  |  |  | Electrical safety only | WARMING UNITS, MULTIPURPOSE | Warming Cabinet | WARMINGCABINET-MEDLINE-TM24 | WARMINGCABINET | TM24 |  |  |  | MEDLINE | Warming Cabinet |  |  | WARMINGCABINET-MEDLINE-TM24 |  |  |  | Not Covered Vendor Only - Biomedical | MHHS-Southwest | [8 empty] | WARMINGCABINET | Warming Cabinet | MEDLINE
NO | YES |  |  |  | 013-38427 | 013-38427 | Medline Industries Inc | TM24 |  |  | SW-ICU | MHHS-Southwest |  | Warming Cabinet |  | 013-38427 | 013-38427 | Southwest | MHHS-Southwest | SW-ICU | A Wing nurse storage |  |  |  |  | WARMING UNITS, MULTIPURPOSE | Warming Cabinet | WARMINGCABINET-MEDLINE-TM24 | WARMINGCABINET | TM24 |  |  |  | MEDLINE | Warming Cabinet |  |  | WARMINGCABINET-MEDLINE-TM24 |  |  |  | Not Covered Vendor Only - Biomedical | MHHS-Southwest | [8 empty] | WARMINGCABINET | Warming Cabinet | MEDLINE
NO | YES |  |  |  | 013-38428 | 013-38428 | Medline Industries Inc | TM24 |  |  | SW-Respiratory | MHHS-Southwest |  | Warming Cabinet |  | 013-38428 | 013-38428 | Southwest | MHHS-Southwest | SW-Respiratory | Day Surgery PreOp 10 |  |  |  |  | WARMING UNITS, MULTIPURPOSE | Warming Cabinet | WARMINGCABINET-MEDLINE-TM24 | WARMINGCABINET | TM24 |  |  |  | MEDLINE | Warming Cabinet |  |  | WARMINGCABINET-MEDLINE-TM24 |  |  |  | Not Covered Vendor Only - Biomedical | MHHS-Southwest | [8 empty] | WARMINGCABINET | Warming Cabinet | MEDLINE
NO | YES |  |  |  | 013-38429 | 013-38429 | Medline Industries Inc | TM24 |  |  | SW-Med/Surg 6 | MHHS-Southwest |  | Warming Cabinet |  | 013-38429 | 013-38429 | Southwest | MHHS-Southwest | SW-Med/Surg 6 | Floor 6 |  |  |  |  | WARMING UNITS, MULTIPURPOSE | Warming Cabinet | WARMINGCABINET-MEDLINE-TM24 | WARMINGCABINET | TM24 |  |  |  | MEDLINE | Warming Cabinet |  |  | WARMINGCABINET-MEDLINE-TM24 |  |  |  | Not Covered Vendor Only - Biomedical | MHHS-Southwest | [8 empty] | WARMINGCABINET | Warming Cabinet | MEDLINE
NO | YES |  |  |  | 013-38430 | 013-38430 | Medline Industries Inc | TM24 |  |  | SW-Med/Surg 6 | MHHS-Southwest |  | Warming Cabinet |  | 013-38430 | 013-38430 | Southwest | MHHS-Southwest | SW-Med/Surg 6 | Nurse station |  |  |  |  | WARMING UNITS, MULTIPURPOSE | Warming Cabinet | WARMINGCABINET-MEDLINE-TM24 | WARMINGCABINET | TM24 |  |  |  | MEDLINE | Warming Cabinet |  |  | WARMINGCABINET-MEDLINE-TM24 |  |  |  | Not Covered Vendor Only - Biomedical | MHHS-Southwest | [8 empty] | WARMINGCABINET | Warming Cabinet | MEDLINE
NO | YES |  |  |  | 013-38431 | 013-38431 | Medline Industries Inc | TM24 |  |  | SW-Med/Surg 9 Joint Camp | MHHS-Southwest |  | Warming Cabinet |  | 013-38431 | 013-38431 | Southwest | MHHS-Southwest | SW-Med/Surg 9 Joint Camp | Rm 928 |  |  |  |  | WARMING UNITS, MULTIPURPOSE | Warming Cabinet | WARMINGCABINET-MEDLINE-TM24 | WARMINGCABINET | TM24 |  |  |  | MEDLINE | Warming Cabinet |  |  | WARMINGCABINET-MEDLINE-TM24 |  |  |  | Not Covered Vendor Only - Biomedical | MHHS-Southwest | [8 empty] | WARMINGCABINET | Warming Cabinet | MEDLINE
NO | YES |  |  |  | 013-38432 | 013-38432 | Medline Industries Inc | TM24 |  |  | SW-Telemetry | MHHS-Southwest |  | Warming Cabinet |  | 013-38432 | 013-38432 | Southwest | MHHS-Southwest | SW-Telemetry | Nurse station Wing E |  |  |  |  | WARMING UNITS, MULTIPURPOSE | Warming Cabinet | WARMINGCABINET-MEDLINE-TM24 | WARMINGCABINET | TM24 |  |  |  | MEDLINE | Warming Cabinet |  |  | WARMINGCABINET-MEDLINE-TM24 |  |  |  | Not Covered Vendor Only - Biomedical | MHHS-Southwest | [8 empty] | WARMINGCABINET | Warming Cabinet | MEDLINE
NO | YES |  |  |  | 013-38433 | 013-38433 | Medline Industries Inc | TM24 |  |  | Floor 5 | MHHS-Southwest |  | Warming Cabinet |  | 013-38433 | 013-38433 | Southwest | Memorial Hermann Southwest Hospital | Floor 5 | Floor 5 |  |  |  |  | WARMING UNITS, MULTIPURPOSE | Warming Cabinet | WARMINGCABINET-MEDLINE-TM24 | WARMINGCABINET | TM24 |  |  |  | MEDLINE | Warming Cabinet |  |  | WARMINGCABINET-MEDLINE-TM24 |  |  |  | Not Covered Vendor Only - Biomedical | MHHS-Southwest | [8 empty] | WARMINGCABINET | Warming Cabinet | MEDLINE
NO | YES |  |  |  | 013-38434 | 013-38434 | Medline Industries Inc | TM24 |  |  | SW-Preop | MHHS-Southwest |  | Warming Cabinet |  | 013-38434 | 013-38434 | Southwest | MHHS-Southwest | SW-Preop | Storage |  |  |  |  | WARMING UNITS, MULTIPURPOSE | Warming Cabinet | WARMINGCABINET-MEDLINE-TM24 | WARMINGCABINET | TM24 |  |  |  | MEDLINE | Warming Cabinet |  |  | WARMINGCABINET-MEDLINE-TM24 |  |  |  | Not Covered Vendor Only - Biomedical | MHHS-Southwest | [8 empty] | WARMINGCABINET | Warming Cabinet | MEDLINE
NO | YES |  |  |  | 013-38435 | 013-38435 | Medline Industries Inc | TM24 |  |  | SW-Med/Surg Floors | MHHS-Southwest |  | Warming Cabinet |  | 013-38435 | 013-38435 | Southwest | MHHS-Southwest | SW-Med/Surg Floors | Hallway |  |  |  |  | WARMING UNITS, MULTIPURPOSE | Warming Cabinet | WARMINGCABINET-MEDLINE-TM24 | WARMINGCABINET | TM24 |  |  |  | MEDLINE | Warming Cabinet |  |  | WARMINGCABINET-MEDLINE-TM24 |  |  |  | Not Covered Vendor Only - Biomedical | MHHS-Southwest | [8 empty] | WARMINGCABINET | Warming Cabinet | MEDLINE
NO | YES |  |  |  | 013-38437 | 013-38437 | Medline Industries Inc | TM24 |  |  | SW-Nursery | MHHS-Southwest |  | Warming Cabinet |  | 013-38437 | 013-38437 | Southwest | MHHS-Southwest | SW-Nursery | Nursery |  |  |  |  | WARMING UNITS, MULTIPURPOSE | Warming Cabinet | WARMINGCABINET-MEDLINE-TM24 | WARMINGCABINET | TM24 |  |  |  | MEDLINE | Warming Cabinet |  |  | WARMINGCABINET-MEDLINE-TM24 | 4/1/18 |  |  | Covered PM Repair - Biomedical | MHHS-Southwest | [8 empty] | WARMINGCABINET | Warming Cabinet | MEDLINE
NO | YES |  |  |  | 013-38439 | 013-38439 | Medline Industries Inc | TM24 |  |  | SW-Rehab | MHHS-Southwest |  | Warming Cabinet |  | 013-38439 | 013-38439 | Southwest | MHHS-Southwest | SW-Rehab | Nurse station wing D |  |  |  |  | WARMING UNITS, MULTIPURPOSE | Warming Cabinet | WARMINGCABINET-MEDLINE-TM24 | WARMINGCABINET | TM24 |  |  |  | MEDLINE | Warming Cabinet |  |  | WARMINGCABINET-MEDLINE-TM24 | 4/1/18 |  |  | Covered PM Repair - Biomedical | MHHS-Southwest | [8 empty] | WARMINGCABINET | Warming Cabinet | MEDLINE
NO | YES |  |  |  | 013-38440 | 013-38440 | Medline Industries Inc | TM24 |  |  | Floor 7 | MHHS-Southwest |  | Warming Cabinet |  | 013-38440 | 013-38440 | Southwest | Memorial Hermann Southwest | Floor 7 | Floor 7 |  |  |  |  | WARMING UNITS, MULTIPURPOSE | Warming Cabinet | WARMINGCABINET-MEDLINE-TM24 | WARMINGCABINET | TM24 |  |  |  | MEDLINE | Warming Cabinet |  |  | WARMINGCABINET-MEDLINE-TM24 | 4/1/18 |  |  | Covered PM Repair - Biomedical | MHHS-Southwest | [8 empty] | WARMINGCABINET | Warming Cabinet | MEDLINE
NO | YES |  |  |  | 013-38441 | 013-38441 | Medline Industries Inc | TM24 |  |  | Floor 4 | MHHS-Southwest |  | Warming Cabinet |  | 013-38441 | 013-38441 | Southwest | Memorial Hermann Southwest Hospital | Floor 4 | Floor 4 |  |  |  |  | WARMING UNITS, MULTIPURPOSE | Warming Cabinet | WARMINGCABINET-MEDLINE-TM24 | WARMINGCABINET | TM24 |  |  |  | MEDLINE | Warming Cabinet |  |  | WARMINGCABINET-MEDLINE-TM24 | 4/1/18 |  |  | Covered PM Repair - Biomedical | MHHS-Southwest | [8 empty] | WARMINGCABINET | Warming Cabinet | MEDLINE
NO | YES |  |  |  | 013-38442 | 013-38442 | Medline Industries Inc | TM24 |  |  | SW-Telemetry | MHHS-Southwest |  | Warming Cabinet |  | 013-38442 | 013-38442 | Southwest | MHHS-Southwest | SW-Telemetry | Nurse station A Wing |  |  |  |  | WARMING UNITS, MULTIPURPOSE | Warming Cabinet | WARMINGCABINET-MEDLINE-TM24 | WARMINGCABINET | TM24 |  |  |  | MEDLINE | Warming Cabinet |  |  | WARMINGCABINET-MEDLINE-TM24 | 4/1/18 |  |  | Covered PM Repair - Biomedical | MHHS-Southwest | [8 empty] | WARMINGCABINET | Warming Cabinet | MEDLINE
NO | YES |  |  |  | 013-38443 | 013-38443 | Medline Industries Inc | TM24 |  |  | SW-Cath Lab | MHHS-Southwest |  | Warming Cabinet |  | 013-38443 | 013-38443 | Southwest | MHHS-Southwest | SW-Cath Lab | Cath Lab |  |  |  |  | WARMING UNITS, MULTIPURPOSE | Warming Cabinet | WARMINGCABINET-MEDLINE-TM24 | WARMINGCABINET | TM24 |  |  |  | MEDLINE | Warming Cabinet |  |  | WARMINGCABINET-MEDLINE-TM24 | 4/1/18 |  |  | Covered PM Repair - Biomedical | MHHS-Southwest | [8 empty] | WARMINGCABINET | Warming Cabinet | MEDLINE
NO | YES |  |  |  | 013-38445 | 013-38445 | Medline Industries Inc | TM24 |  |  | SW-Central Supply | MHHS-Southwest |  | Warming Cabinet |  | 013-38445 | 013-38445 | Southwest | MHHS-Southwest | SW-Central Supply | LDR Clean Utility |  |  |  |  | WARMING UNITS, MULTIPURPOSE | Warming Cabinet | WARMINGCABINET-MEDLINE-TM24 | WARMINGCABINET | TM24 |  |  |  | MEDLINE | Warming Cabinet |  |  | WARMINGCABINET-MEDLINE-TM24 | 4/1/18 |  |  | Covered PM Repair - Biomedical | MHHS-Southwest | [8 empty] | WARMINGCABINET | Warming Cabinet | MEDLINE
NO | YES |  |  |  | 013-38447 | 013-38447 | Medline Industries Inc | TM24 |  |  | Floor 7 | MHHS-Southwest |  | Warming Cabinet |  | 013-38447 | 013-38447 | Southwest | Memorial Hermann Southwest | Floor 7 | Floor 7 |  |  |  |  | WARMING UNITS, MULTIPURPOSE | Warming Cabinet | WARMINGCABINET-MEDLINE-TM24 | WARMINGCABINET | TM24 |  |  |  | MEDLINE | Warming Cabinet |  |  | WARMINGCABINET-MEDLINE-TM24 | 4/1/18 |  |  | Covered PM Repair - Biomedical | MHHS-Southwest | [8 empty] | WARMINGCABINET | Warming Cabinet | MEDLINE
NO | YES |  |  |  | 013-38449 | 013-38449 | Medline Industries Inc | TM24 |  |  | SW-Med/Surg 6 | MHHS-Southwest |  | Warming Cabinet |  | 013-38449 | 013-38449 | Southwest | MHHS-Southwest | SW-Med/Surg 6 | Floor 6 |  |  |  |  | WARMING UNITS, MULTIPURPOSE | Warming Cabinet | WARMINGCABINET-MEDLINE-TM24 | WARMINGCABINET | TM24 |  |  |  | MEDLINE | Warming Cabinet |  |  | WARMINGCABINET-MEDLINE-TM24 | 4/1/18 |  |  | Covered PM Repair - Biomedical | MHHS-Southwest | [8 empty] | WARMINGCABINET | Warming Cabinet | MEDLINE
NO | YES |  |  |  | 013-39201 | 013-39201 | Medline Industries Inc | TM24 |  |  | SW-ER | MHHS-Southwest |  | Warming Cabinet |  | 013-39201 | 013-39201 | Southwest | MHHS-Southwest | SW-ER | Pod B Hallway |  |  |  | PM Not Required | WARMING UNITS, MULTIPURPOSE | Warming Cabinet | WARMINGCABINET-MEDLINE-TM24 | WARMINGCABINET | TM24 |  |  |  | MEDLINE | Warming Cabinet |  |  | WARMINGCABINET-MEDLINE-TM24 | 4/1/18 |  |  | Covered PM Repair - Biomedical | MHHS-Southwest | [8 empty] | WARMINGCABINET | Warming Cabinet | MEDLINE
NO | YES |  |  |  | 013-39197 | 013-39197 | Medline Industries Inc | TM24 |  |  | SW-Biomedical Services | MHHS-Southwest |  | Warming Cabinet |  | 013-39197 | 013-39197 | Southwest | MHHS-Southwest | SW-Biomedical Services | Biomed | 4/1/19 |  |  | PM Not Required | WARMING UNITS, MULTIPURPOSE | Warming Cabinet | WARMINGCABINET-MEDLINE-TM24 | WARMINGCABINET | TM24 |  |  |  | MEDLINE | Warming Cabinet |  |  | WARMINGCABINET-MEDLINE-TM24 | 4/1/18 |  |  | Covered PM Repair - Biomedical | MHHS-Southwest | [8 empty] | WARMINGCABINET | Warming Cabinet | MEDLINE
NO | YES |  |  |  | 013-39198 | 013-39198 | Medline Industries Inc | TM24 |  |  | SW-Biomedical Services | MHHS-Southwest |  | Warming Cabinet |  | 013-39198 | 013-39198 | Southwest | MHHS-Southwest | SW-Biomedical Services | Biomed Shop |  |  |  |  | WARMING UNITS, MULTIPURPOSE | Warming Cabinet | WARMINGCABINET-MEDLINE-TM24 | WARMINGCABINET | TM24 |  |  |  | MEDLINE | Warming Cabinet |  |  | WARMINGCABINET-MEDLINE-TM24 | 4/1/18 |  |  | Covered PM Repair - Biomedical | MHHS-Southwest | [8 empty] | WARMINGCABINET | Warming Cabinet | MEDLINE
NO | YES |  |  |  | 013-39199 | 013-39199 | Medline Industries Inc | TM24 |  |  | SW-ICU-Neuro & Stroke | MHHS-Southwest |  | Warming Cabinet |  | 013-39199 | 013-39199 | Southwest | MHHS-Southwest | SW-ICU-Neuro & Stroke | Nurses Station | 4/1/19 |  |  | No PM Required Sticker | WARMING UNITS, MULTIPURPOSE | Warming Cabinet | WARMINGCABINET-MEDLINE-TM24 | WARMINGCABINET | TM24 |  |  |  | MEDLINE | Warming Cabinet |  |  | WARMINGCABINET-MEDLINE-TM24 | 4/1/18 |  |  | Covered PM Repair - Biomedical | MHHS-Southwest | [8 empty] | WARMINGCABINET | Warming Cabinet | MEDLINE
NO | YES |  |  |  | 013-39200 | 013-39200 | Medline Industries Inc | TM24 |  |  | SW-Biomedical Services | MHHS-Southwest |  | Warming Cabinet |  | 013-39200 | 013-39200 | Southwest | MHHS-Southwest | SW-Biomedical Services | Biomed Shop |  |  |  |  | WARMING UNITS, MULTIPURPOSE | Warming Cabinet | WARMINGCABINET-MEDLINE-TM24 | WARMINGCABINET | TM24 |  |  |  | MEDLINE | Warming Cabinet |  |  | WARMINGCABINET-MEDLINE-TM24 | 4/1/18 |  |  | Covered PM Repair - Biomedical | MHHS-Southwest | [8 empty] | WARMINGCABINET | Warming Cabinet | MEDLINE
NO | YES |  |  |  | 013-39203 | 013-39203 | Medline Industries Inc | TM24 |  |  | SW-Biomedical Services | MHHS-Southwest |  | Warming Cabinet |  | 013-39203 | 013-39203 | Southwest | MHHS-Southwest | SW-Biomedical Services | Biomed | 4/1/19 |  |  | PM Not Required | WARMING UNITS, MULTIPURPOSE | Warming Cabinet | WARMINGCABINET-MEDLINE-TM24 | WARMINGCABINET | TM24 |  |  |  | MEDLINE | Warming Cabinet |  |  | WARMINGCABINET-MEDLINE-TM24 | 4/1/18 |  |  | Covered PM Repair - Biomedical | MHHS-Southwest | [8 empty] | WARMINGCABINET | Warming Cabinet | MEDLINE
NO | YES |  |  |  | 129-07721 | 129-07721 | Medline Industries Inc | TM24 |  |  | Sugar Land-Cath Lab | MHHS-Sugarland |  | Warming Cabinet |  | 129-07721 | 129-07721 | Sugar Land | MHHS-Sugarland | Sugar Land-Cath Lab |  | 1/1/19 |  |  |  | WARMING UNITS, MULTIPURPOSE | Warming Cabinet | WARMINGCABINET-MEDLINE-TM24 | WARMINGCABINET | TM24 |  |  |  | MEDLINE | Warming Cabinet |  |  | WARMINGCABINET-MEDLINE-TM24 | 4/1/18 |  |  | Covered PM Repair - Biomedical | MHHS-Sugarland | [8 empty] | WARMINGCABINET | Warming Cabinet | MEDLINE
NO | YES |  |  |  | 129-31339 | 129-31339 | Medline Industries Inc | TM24 |  |  | East 5 | MHHS-Sugarland |  | Warming Cabinet |  | 129-31339 | 129-31339 | Sugar Land | Memorial Hermann Sugar Land Hospital | East 5 | Nurses Station Storage |  |  |  |  | WARMING UNITS, MULTIPURPOSE | Warming Cabinet | WARMINGCABINET-MEDLINE-TM24 | WARMINGCABINET | TM24 |  |  |  | MEDLINE | Warming Cabinet |  |  | WARMINGCABINET-MEDLINE-TM24 | 4/1/18 |  |  | Covered PM Repair - Biomedical | MHHS-Sugarland | [8 empty] | WARMINGCABINET | Warming Cabinet | MEDLINE
NO | YES |  |  |  | 069-42353 | 069-42353 | Medline Industries Inc | TM24 |  |  | TMC-Cullen-Oncology/Hematology (4C) | MHHS-TMC |  | Warming Cabinet |  | 069-42353 | 069-42353 | TMC | MHHS-TMC | TMC-Cullen-Oncology/Hematology (4C) | Clean shop | 5/1/18 |  |  |  | WARMING UNITS, MULTIPURPOSE | Warming Cabinet | WARMINGCABINET-MEDLINE-TM24 | WARMINGCABINET | TM24 |  |  |  | MEDLINE | Warming Cabinet |  |  | WARMINGCABINET-MEDLINE-TM24 | 9/2/21 |  |  | Not Covered Vendor Only - Biomedical | MHHS-TMC | [8 empty] | WARMINGCABINET | Warming Cabinet | MEDLINE
NO | YES |  |  |  | 069-44415 | 069-44415 | Medline Industries Inc | TM24 |  |  | TMC-MHTMC-Central Supply | MHHS-TMC |  | Warming Cabinet |  | 069-44415 | 069-44415 | TMC | MHHS-TMC | TMC-MHTMC-Central Supply |  | 5/17/18 |  |  |  | WARMING UNITS, MULTIPURPOSE |  | WARMINGCABINET-MEDLINE-TM24 | WARMINGCABINET | TM24 |  |  |  | MEDLINE | Warming Cabinet |  |  | WARMINGCABINET-MEDLINE-TM24 | 9/2/21 | Verified 3/30/2020 4:07pm (Central) |  | Not Covered Vendor Only - Biomedical | MHHS-TMC
NO | YES |  |  |  | 069-44445 | 069-44445 | Medline Industries Inc | TM24 |  |  | TMC-MHTMC-Central Supply | MHHS-TMC |  | Warming Cabinet |  | 069-44445 | 069-44445 | TMC | MHHS-TMC | TMC-MHTMC-Central Supply |  | 5/17/18 |  |  |  | WARMING UNITS, MULTIPURPOSE |  | WARMINGCABINET-MEDLINE-TM24 | WARMINGCABINET | TM24 |  |  |  | MEDLINE | Warming Cabinet |  |  | WARMINGCABINET-MEDLINE-TM24 | 9/2/21 | Verified 3/30/2020 4:07pm (Central) |  | Not Covered Vendor Only - Biomedical | MHHS-TMC
NO | YES |  |  |  | 069-44447 | 069-44447 | Medline Industries Inc | TM24 |  |  | TMC-HVI-CVICU (8Hvi) | MHHS-TMC |  | Warming Cabinet |  | 069-44447 | 069-44447 | TMC | MHHS-TMC | TMC-HVI-CVICU (8Hvi) |  | 5/1/18 |  |  | PM Not Required | WARMING UNITS, MULTIPURPOSE | Warming Cabinet | WARMINGCABINET-MEDLINE-TM24 | WARMINGCABINET | TM24 |  |  |  | MEDLINE | Warming Cabinet |  |  | WARMINGCABINET-MEDLINE-TM24 | 9/2/21 |  |  | Not Covered Vendor Only - Biomedical | MHHS-TMC | [8 empty] | WARMINGCABINET | Warming Cabinet | MEDLINE
NO | YES |  |  |  | 069-44449 | 069-44449 | Medline Industries Inc | TM24 |  |  | TMC-Jones-Bariatrics (9Ej) | MHHS-TMC |  | Warming Cabinet |  | 069-44449 | 069-44449 | TMC | MHHS-TMC | TMC-Jones-Bariatrics (9Ej) | J9-463 |  |  |  |  | WARMING UNITS, MULTIPURPOSE | Warming Cabinet | WARMINGCABINET-MEDLINE-TM24 | WARMINGCABINET | TM24 |  |  |  | MEDLINE | Warming Cabinet |  |  | WARMINGCABINET-MEDLINE-TM24 | 9/2/21 |  |  | Not Covered Vendor Only - Biomedical | MHHS-TMC | [8 empty] | WARMINGCABINET | Warming Cabinet | MEDLINE
NO | YES |  |  |  | 099-05809 | 099-05809 | Medline Industries Inc | TM24 |  |  | (null) | MHHS-TMC |  | Warming Cabinet |  | 099-05809 | 099-05809 | TMC | (null) | (null) | (null) |  |  |  | (null) | WARMING UNITS, MULTIPURPOSE |  | WARMINGCABINET-MEDLINE-TM24 | WARMINGCABINET | TM24 |  |  |  | MEDLINE | Warming Cabinet |  |  | WARMINGCABINET-MEDLINE-TM24 | 4/1/18 |  |  | Covered PM Repair - Biomedical | MHHS-TMC
NO | YES |  |  |  | 069-44451 | 069-44451 | Medline Industries Inc | TM24 |  |  | TMC-MHTMC-Central Supply | MHHS-TMC |  | Warming Cabinet |  | 069-44451 | 069-44451 | TMC | MHHS-TMC | TMC-MHTMC-Central Supply |  | 5/16/18 |  |  |  | WARMING UNITS, MULTIPURPOSE |  | WARMINGCABINET-MEDLINE-TM24 | WARMINGCABINET | TM24 |  |  |  | MEDLINE | Warming Cabinet |  |  | WARMINGCABINET-MEDLINE-TM24 | 4/1/18 | Verified 3/30/2020 4:07pm (Central) |  | Covered PM Repair - Biomedical | MHHS-TMC
NO | YES |  |  |  | 069-44452 | 069-44452 | Medline Industries Inc | TM24 |  |  | TMC-MHTMC-Central Supply | MHHS-TMC |  | Warming Cabinet |  | 069-44452 | 069-44452 | TMC | MHHS-TMC | TMC-MHTMC-Central Supply |  | 5/16/18 |  |  |  | WARMING UNITS, MULTIPURPOSE |  | WARMINGCABINET-MEDLINE-TM24 | WARMINGCABINET | TM24 |  |  |  | MEDLINE | Warming Cabinet |  |  | WARMINGCABINET-MEDLINE-TM24 | 4/1/18 | (null) |  | Covered PM Repair - Biomedical | MHHS-TMC
NO | YES |  |  |  | 069-44453 | 069-44453 | Medline Industries Inc | TM24 |  |  | TMC-MHTMC-Central Supply | MHHS-TMC |  | Warming Cabinet |  | 069-44453 | 069-44453 | TMC | MHHS-TMC | TMC-MHTMC-Central Supply |  | 5/16/18 |  |  |  | WARMING UNITS, MULTIPURPOSE |  | WARMINGCABINET-MEDLINE-TM24 | WARMINGCABINET | TM24 |  |  |  | MEDLINE | Warming Cabinet |  |  | WARMINGCABINET-MEDLINE-TM24 | 4/1/18 | Verified 3/29/2020 11:26:am (Central) |  | Covered PM Repair - Biomedical | MHHS-TMC
NO | YES |  |  |  | 069-44454 | 069-44454 | Medline Industries Inc | TM24 |  |  | TMC-HVI-CVICU (8Hvi) | MHHS-TMC |  | Warming Cabinet |  | 069-44454 | 069-44454 | TMC | MHHS-TMC | TMC-HVI-CVICU (8Hvi) |  | 5/1/18 |  |  | PM Not Required | WARMING UNITS, MULTIPURPOSE | Warming Cabinet | WARMINGCABINET-MEDLINE-TM24 | WARMINGCABINET | TM24 |  |  |  | MEDLINE | Warming Cabinet |  |  | WARMINGCABINET-MEDLINE-TM24 | 2/1/21 |  |  | Not Covered Vendor Only - Biomedical | MHHS-TMC | [8 empty] | WARMINGCABINET | Warming Cabinet | MEDLINE
NO | YES |  |  |  | 069-44455 | 069-44455 | Medline Industries Inc | TM24 |  |  | TMC-MHTMC-Central Supply | MHHS-TMC |  | Warming Cabinet |  | 069-44455 | 069-44455 | TMC | MHHS-TMC | TMC-MHTMC-Central Supply |  | 5/17/18 |  |  |  | WARMING UNITS, MULTIPURPOSE |  | WARMINGCABINET-MEDLINE-TM24 | WARMINGCABINET | TM24 |  |  |  | MEDLINE | Warming Cabinet |  |  | WARMINGCABINET-MEDLINE-TM24 | 2/1/21 | Verified 3/30/2020 4:07pm (Central) |  | Not Covered Vendor Only - Biomedical | MHHS-TMC
NO | YES |  |  |  | 069-44456 | 069-44456 | Medline Industries Inc | TM24 |  |  | TMC-MHTMC-Central Supply | MHHS-TMC |  | Warming Cabinet |  | 069-44456 | 069-44456 | TMC | MHHS-TMC | TMC-MHTMC-Central Supply |  | 5/18/18 |  |  |  | WARMING UNITS, MULTIPURPOSE |  | WARMINGCABINET-MEDLINE-TM24 | WARMINGCABINET | TM24 |  |  |  | MEDLINE | Warming Cabinet |  |  | WARMINGCABINET-MEDLINE-TM24 | 6/1/22 |  |  | Not Covered Vendor Only - Biomedical | MHHS-TMC
NO | YES |  |  |  | 069-44457 | 069-44457 | Medline Industries Inc | TM24 |  |  |  | MHHS-TMC |  | Warming Cabinet |  | 069-44457 | 069-44457 | TMC | Memorial Hermann Heart |  | Cath Lab 12-131 |  |  |  |  | WARMING UNITS, MULTIPURPOSE | Warming Cabinet | WARMINGCABINET-MEDLINE-TM24 | WARMINGCABINET | TM24 |  |  |  | MEDLINE | Warming Cabinet |  |  | WARMINGCABINET-MEDLINE-TM24 | 5/7/18 |  |  | Covered PM Repair - Biomedical | MHHS-TMC | [8 empty] | WARMINGCABINET | Warming Cabinet | MEDLINE
NO | YES |  |  |  | 069-44461 | 069-44461 | Medline Industries Inc | TM24 |  |  | TMC-MHTMC-Central Supply | MHHS-TMC |  | Warming Cabinet |  | 069-44461 | 069-44461 | TMC | MHHS-TMC | TMC-MHTMC-Central Supply |  | 5/17/18 |  |  |  | WARMING UNITS, MULTIPURPOSE |  | WARMINGCABINET-MEDLINE-TM24 | WARMINGCABINET | TM24 |  |  |  | MEDLINE | Warming Cabinet |  |  | WARMINGCABINET-MEDLINE-TM24 | 1/1/00 | Verified 3/30/2020 4:07pm (Central) |  | Covered PM Repair - Biomedical | MHHS-TMC
NO | YES |  |  |  | 069-44466 | 069-44466 | Medline Industries Inc | TM24 |  |  | TMC-MHTMC-Central Supply | MHHS-TMC |  | Warming Cabinet |  | 069-44466 | 069-44466 | TMC | MHHS-TMC | TMC-MHTMC-Central Supply |  | 5/17/18 |  |  |  | WARMING UNITS, MULTIPURPOSE |  | WARMINGCABINET-MEDLINE-TM24 | WARMINGCABINET | TM24 |  |  |  | MEDLINE | Warming Cabinet |  |  | WARMINGCABINET-MEDLINE-TM24 | 4/1/18 | Verified 3/30/2020 4:07pm (Central) |  | Covered PM Repair - Biomedical | MHHS-TMC
NO | YES |  |  |  | 069-44469 | 069-44469 | Medline Industries Inc | TM24 |  |  | TMC-PACU-HVI (7Hvi) | MHHS-TMC |  | Warming Cabinet |  | 069-44469 | 069-44469 | TMC | MHHS-TMC | TMC-PACU-HVI (7Hvi) | PACU - HVI (7HVI) |  |  |  |  | WARMING UNITS, MULTIPURPOSE | Warming Cabinet | WARMINGCABINET-MEDLINE-TM24 | WARMINGCABINET | TM24 |  |  |  | MEDLINE | Warming Cabinet |  |  | WARMINGCABINET-MEDLINE-TM24 | 4/1/18 |  |  | Covered PM Repair - Biomedical | MHHS-TMC | [8 empty] | WARMINGCABINET | Warming Cabinet | MEDLINE
NO | YES |  |  |  | 069-44470 | 069-44470 | Medline Industries Inc | TM24 |  |  | Cullen 5 West | MHHS-TMC |  | Warming Cabinet |  | 069-44470 | 069-44470 | TMC | Memorial Hermann-Texas Medical Center | Cullen 5 West | Storage room |  |  |  |  | WARMING UNITS, MULTIPURPOSE | Warming Cabinet | WARMINGCABINET-MEDLINE-TM24 | WARMINGCABINET | TM24 |  |  |  | MEDLINE | Warming Cabinet |  |  | WARMINGCABINET-MEDLINE-TM24 | 1/1/00 |  |  | Covered PM Repair - Biomedical | MHHS-TMC | [8 empty] | WARMINGCABINET | Warming Cabinet | MEDLINE
NO | YES |  |  |  | 069-44472 | 069-44472 | Medline Industries Inc | TM24 |  |  | TMC-MHTMC-Central Supply | MHHS-TMC |  | Warming Cabinet |  | 069-44472 | 069-44472 | TMC | MHHS-TMC | TMC-MHTMC-Central Supply |  | 5/17/18 |  |  |  | WARMING UNITS, MULTIPURPOSE |  | WARMINGCABINET-MEDLINE-TM24 | WARMINGCABINET | TM24 |  |  |  | MEDLINE | Warming Cabinet |  |  | WARMINGCABINET-MEDLINE-TM24 |  | Verified 3/30/2020 4:07pm (Central) |  | Not Covered Vendor Only - Biomedical | MHHS-TMC
NO | YES |  |  |  | 069-44474 | 069-44474 | Medline Industries Inc | TM24 |  |  | TMC-Cullen-General Medicine (3C) | MHHS-TMC |  | Warming Cabinet |  | 069-44474 | 069-44474 | TMC | MHHS-TMC | TMC-Cullen-General Medicine (3C) | Clean shop | 5/1/18 |  |  |  | WARMING UNITS, MULTIPURPOSE | Warming Cabinet | WARMINGCABINET-MEDLINE-TM24 | WARMINGCABINET | TM24 |  |  |  | MEDLINE | Warming Cabinet |  |  | WARMINGCABINET-MEDLINE-TM24 | 7/3/19 |  |  | Covered PM Repair - Biomedical | MHHS-TMC | [8 empty] | WARMINGCABINET | Warming Cabinet | MEDLINE
NO | YES |  |  |  | 069-44475 | 069-44475 | Medline Industries Inc | TM24 |  |  | TMC-Cullen-Cardiac Telemetry (5C) | MHHS-TMC |  | Warming Cabinet |  | 069-44475 | 069-44475 | TMC | MHHS-TMC | TMC-Cullen-Cardiac Telemetry (5C) | Clean Utility rm 545 | 5/1/18 |  |  |  | WARMING UNITS, MULTIPURPOSE | Warming Cabinet | WARMINGCABINET-MEDLINE-TM24 | WARMINGCABINET | TM24 |  |  |  | MEDLINE | Warming Cabinet |  |  | WARMINGCABINET-MEDLINE-TM24 |  |  |  | Not Covered Vendor Only - Biomedical | MHHS-TMC | [8 empty] | WARMINGCABINET | Warming Cabinet | MEDLINE
NO | YES |  |  |  | 069-44476 | 069-44476 | Medline Industries Inc | TM24 |  |  | TMC-Respiratory-Adult | MHHS-TMC |  | Warming Cabinet |  | 069-44476 | 069-44476 | TMC | MHHS-TMC | TMC-Respiratory-Adult | Memorial Hermann- Texas Medical Center NICU | 5/1/18 |  |  | No PM Sticker | WARMING UNITS, MULTIPURPOSE |  | WARMINGCABINET-MEDLINE-TM24 | WARMINGCABINET | TM24 |  |  |  | MEDLINE | Warming Cabinet |  |  | WARMINGCABINET-MEDLINE-TM24 |  |  |  | Not Covered Vendor Only - Biomedical | MHHS-TMC
NO | YES |  |  |  | 069-44477 | 069-44477 | Medline Industries Inc | TM24 |  |  | TMC-Cullen-Oncology/Hematology (4C) | MHHS-TMC |  | Warming Cabinet |  | 069-44477 | 069-44477 | TMC | MHHS-TMC | TMC-Cullen-Oncology/Hematology (4C) | Clean shop | 5/1/18 |  |  |  | WARMING UNITS, MULTIPURPOSE | Warming Cabinet | WARMINGCABINET-MEDLINE-TM24 | WARMINGCABINET | TM24 |  |  |  | MEDLINE | Warming Cabinet |  |  | WARMINGCABINET-MEDLINE-TM24 |  |  |  | Not Covered Vendor Only - Biomedical | MHHS-TMC | [8 empty] | WARMINGCABINET | Warming Cabinet | MEDLINE
NO | YES |  |  |  | 069-44479 | 069-44479 | Medline Industries Inc | TM24 |  |  | TMC-Dialysis-Adult (9J) | MHHS-TMC |  | Warming Cabinet |  | 069-44479 | 069-44479 | TMC | MHHS-TMC | TMC-Dialysis-Adult (9J) | Work Room | 6/1/19 |  | 6/1/20 |  | WARMING UNITS, MULTIPURPOSE | Warming Cabinet | WARMINGCABINET-MEDLINE-TM24 | WARMINGCABINET | TM24 |  |  |  | MEDLINE | Warming Cabinet |  |  | WARMINGCABINET-MEDLINE-TM24 |  |  |  | Not Covered Vendor Only - Biomedical | MHHS-TMC | [8 empty] | WARMINGCABINET | Warming Cabinet | MEDLINE
NO | YES |  |  |  | 069-44480 | 069-44480 | Medline Industries Inc | TM24 |  |  | TMC-MHTMC-Clinical Engineering | MHHS-TMC |  | Warming Cabinet |  | 069-44480 | 069-44480 | TMC | MHHS-TMC | TMC-MHTMC-Clinical Engineering | Clean utility | 5/1/18 |  |  |  | WARMING UNITS, MULTIPURPOSE | Warming Cabinet | WARMINGCABINET-MEDLINE-TM24 | WARMINGCABINET | TM24 |  |  |  | MEDLINE | Warming Cabinet |  |  | WARMINGCABINET-MEDLINE-TM24 |  |  |  | Not Covered Vendor Only - Biomedical | MHHS-TMC | [8 empty] | WARMINGCABINET | Warming Cabinet | MEDLINE
NO | YES |  |  |  | 069-44481 | 069-44481 | Medline Industries Inc | TM24 |  |  | TMC-MHTMC-Central Supply | MHHS-TMC |  | Warming Cabinet |  | 069-44481 | 069-44481 | TMC | MHHS-TMC | TMC-MHTMC-Central Supply |  | 5/17/18 |  |  |  | WARMING UNITS, MULTIPURPOSE |  | WARMINGCABINET-MEDLINE-TM24 | WARMINGCABINET | TM24 |  |  |  | MEDLINE | Warming Cabinet |  |  | WARMINGCABINET-MEDLINE-TM24 |  | Verified 3/30/2020 4:07pm (Central) |  | Not Covered Vendor Only - Biomedical | MHHS-TMC
NO | YES |  |  |  | 069-44482 | 069-44482 | Medline Industries Inc | TM24 |  |  | TMC-MHTMC-Central Supply | MHHS-TMC |  | Warming Cabinet |  | 069-44482 | 069-44482 | TMC | MHHS-TMC | TMC-MHTMC-Central Supply |  | 5/18/18 |  |  |  | WARMING UNITS, MULTIPURPOSE |  | WARMINGCABINET-MEDLINE-TM24 | WARMINGCABINET | TM24 |  |  |  | MEDLINE | Warming Cabinet |  |  | WARMINGCABINET-MEDLINE-TM24 |  | Verified 3/30/2020 4:07pm (Central) |  | Not Covered Vendor Only - Biomedical | MHHS-TMC
NO | YES |  |  |  | 069-45164 | 069-45164 | Medline Industries Inc | TM24 |  |  | TMC-MHTMC-Central Supply | MHHS-TMC |  | Warming Cabinet |  | 069-45164 | 069-45164 | TMC | MHHS-TMC | TMC-MHTMC-Central Supply |  | 5/17/18 |  |  |  | WARMING UNITS, MULTIPURPOSE |  | WARMINGCABINET-MEDLINE-TM24 | WARMINGCABINET | TM24 |  |  |  | MEDLINE | Warming Cabinet |  |  | WARMINGCABINET-MEDLINE-TM24 |  | Verified 3/30/2020 4:07pm (Central) |  | Not Covered Vendor Only - Biomedical | MHHS-TMC
NO | YES |  |  |  | 069-45168 | 069-45168 | Medline Industries Inc | TM24 |  |  | TMC-HVI-CIMU (4Hvi) | MHHS-TMC |  | Warming Cabinet |  | 069-45168 | 069-45168 | TMC | MHHS-TMC | TMC-HVI-CIMU (4Hvi) | TMC - HVI - CIMU (4HVI) | 5/1/18 |  |  |  | WARMING UNITS, MULTIPURPOSE | Warming Cabinet | WARMINGCABINET-MEDLINE-TM24 | WARMINGCABINET | TM24 |  |  |  | MEDLINE | Warming Cabinet |  |  | WARMINGCABINET-MEDLINE-TM24 |  |  |  | Not Covered Vendor Only - Biomedical | MHHS-TMC | [8 empty] | WARMINGCABINET | Warming Cabinet | MEDLINE
NO | YES |  |  |  | 069-45169 | 069-45169 | Medline Industries Inc | TM24 |  |  | TMC-Hermann-COU (1R) | MHHS-TMC |  | Warming Cabinet |  | 069-45169 | 069-45169 | TMC | MHHS-TMC | TMC-Hermann-COU (1R) | Clean utility | 6/1/19 |  |  |  | WARMING UNITS, MULTIPURPOSE |  | WARMINGCABINET-MEDLINE-TM24 | WARMINGCABINET | TM24 |  |  |  | MEDLINE | Warming Cabinet |  |  | WARMINGCABINET-MEDLINE-TM24 |  |  |  | Not Covered Vendor Only - Biomedical | MHHS-TMC
NO | YES |  |  |  | 069-45171 | 069-45171 | Medline Industries Inc | TM24 |  |  | TMC-Jones-Neuro Acute Care (5J) | MHHS-TMC |  | Warming Cabinet |  | 069-45171 | 069-45171 | TMC | MHHS-TMC | TMC-Jones-Neuro Acute Care (5J) | Supply Room | 6/1/19 |  | 6/1/20 |  | WARMING UNITS, MULTIPURPOSE | Warming Cabinet | WARMINGCABINET-MEDLINE-TM24 | WARMINGCABINET | TM24 |  |  |  | MEDLINE | Warming Cabinet |  |  | WARMINGCABINET-MEDLINE-TM24 |  |  |  | Not Covered Vendor Only - Biomedical | MHHS-TMC | [8 empty] | WARMINGCABINET | Warming Cabinet | MEDLINE
NO | YES |  |  |  | 069-45176 | 069-45176 | Medline Industries Inc | TM24 |  |  | TMC-MHTMC-Central Supply | MHHS-TMC |  | Warming Cabinet |  | 069-45176 | 069-45176 | TMC | MHHS-TMC | TMC-MHTMC-Central Supply |  | 5/17/18 |  |  |  | WARMING UNITS, MULTIPURPOSE |  | WARMINGCABINET-MEDLINE-TM24 | WARMINGCABINET | TM24 |  |  |  | MEDLINE | Warming Cabinet |  |  | WARMINGCABINET-MEDLINE-TM24 |  | Verified 3/30/2020 4:07pm (Central) |  | Not Covered Vendor Only - Biomedical | MHHS-TMC
NO | YES |  |  |  | 069-45179 | 069-45179 | Medline Industries Inc | TM24 |  |  | TMC-MHTMC-Central Supply | MHHS-TMC |  | Warming Cabinet |  | 069-45179 | 069-45179 | TMC | MHHS-TMC | TMC-MHTMC-Central Supply |  | 6/1/19 |  |  |  | WARMING UNITS, MULTIPURPOSE | Warming Cabinet | WARMINGCABINET-MEDLINE-TM24 | WARMINGCABINET | TM24 |  |  |  | MEDLINE | Warming Cabinet |  |  | WARMINGCABINET-MEDLINE-TM24 |  |  |  | Not Covered Vendor Only - Biomedical | MHHS-TMC | [8 empty] | WARMINGCABINET | Warming Cabinet | MEDLINE
NO | YES |  |  |  | 069-45504 | 069-45504 | Medline Industries Inc | TM24 |  |  | TMC-Children's-L&D (5Hp) | MHHS-TMC |  | Warming Cabinet |  | 069-45504 | 069-45504 | TMC | MHHS-TMC | TMC-Children's-L&D (5Hp) | Csr hallway | 6/1/19 |  |  |  | WARMING UNITS, MULTIPURPOSE |  | WARMINGCABINET-MEDLINE-TM24 | WARMINGCABINET | TM24 |  |  |  | MEDLINE | Warming Cabinet |  |  | WARMINGCABINET-MEDLINE-TM24 |  |  |  | Not Covered Vendor Only - Biomedical | MHHS-TMC
NO | YES |  |  |  | 069-45590 | 069-45590 | Medline Industries Inc | TM24 |  |  | TMC-HVI-CIMU (4Hvi) | MHHS-TMC |  | Warming Cabinet |  | 069-45590 | 069-45590 | TMC | MHHS-TMC | TMC-HVI-CIMU (4Hvi) | TMC - HVI - CIMU (4HVI) | 5/1/18 |  | 5/1/19 |  | WARMING UNITS, MULTIPURPOSE | Warming Cabinet | WARMINGCABINET-MEDLINE-TM24 | WARMINGCABINET | TM24 |  |  |  | MEDLINE | Warming Cabinet |  |  | WARMINGCABINET-MEDLINE-TM24 |  |  |  | Not Covered Vendor Only - Biomedical | MHHS-TMC | [8 empty] | WARMINGCABINET | Warming Cabinet | MEDLINE
NO | YES |  |  |  | 069-43858 | 069-43858 | Medline Industries Inc | TM24 |  |  | TMC-Sarofim 5-Burn Unit | MHHS-TMC |  | Warming Cabinet |  | 069-43858 | 069-43858 | TMC | MHHS-TMC | TMC-Sarofim 5-Burn Unit | Central supply |  |  |  |  | WARMING UNITS, MULTIPURPOSE |  | WARMINGCABINET-MEDLINE-TM24 | WARMINGCABINET | TM24 |  |  |  | MEDLINE | Warming Cabinet |  |  | WARMINGCABINET-MEDLINE-TM24 |  |  |  | Not Covered Vendor Only - Biomedical | MHHS-TMC
NO | YES |  |  |  | 069-44211 | 069-44211 | Medline Industries Inc | TM24 |  |  | TMC-Sarofim 7-Ortho Trauma | MHHS-TMC |  | Warming Cabinet |  | 069-44211 | 069-44211 | TMC | MHHS-TMC | TMC-Sarofim 7-Ortho Trauma | Supply RM S7 213 | 10/1/19 |  | 10/1/20 |  | WARMING UNITS, MULTIPURPOSE |  | WARMINGCABINET-MEDLINE-TM24 | WARMINGCABINET | TM24 |  |  |  | MEDLINE | Warming Cabinet |  |  | WARMINGCABINET-MEDLINE-TM24 |  |  |  | Not Covered Vendor Only - Biomedical | MHHS-TMC
NO | YES |  |  |  | 069-44212 | 069-44212 | Medline Industries Inc | TM24 |  |  | (null) | MHHS-TMC |  | Warming Cabinet |  | 069-44212 | 069-44212 | (null) | MHHS-TMC | (null) | (null) |  |  |  | (null) | WARMING UNITS, MULTIPURPOSE |  | WARMINGCABINET-MEDLINE-TM24 | WARMINGCABINET | TM24 |  |  |  | MEDLINE | Warming Cabinet | (null) |  | WARMINGCABINET-MEDLINE-TM24 |  | (null) |  | Not Covered Vendor Only - Biomedical | MHHS-TMC
YES | YES |  |  |  | 099-10335 | 099-10335 | Medline Industries Inc | TM24 |  |  | Floor 5 |  |  |  |  | 099-10335 | 099-10335 | Southwest | Memorial Hermann Southwest Hospital | Floor 5 | Floor 5
NO | NO |  |  |  | 151-03355 |  | Medline Industries Inc | TM24 |  |  | CY - CARDIAC CATH LAB | MHHS-Cypress |  | Warming Cabinet |  | 151-03355 |  | Northwest & Cypress |  | CY - CARDIAC CATH LAB | [5 empty] | WARMING UNITS, MULTIPURPOSE |  | WARMINGCABINET-MEDLINE-TM24 | WARMINGCABINET | TM24 |  |  |  | MEDLINE | Warming Cabinet |  |  | WARMINGCABINET-MEDLINE-TM24 |  |  |  | Covered PM Repair - Biomedical | MHHS-Cypress
NO | NO |  |  |  | 142-07333 |  | Medline Industries Inc | TM24 |  |  | NE - CENTRAL SUPPLY | MHHS-Northeast |  | Warming Cabinet |  | 142-07333 |  | Katy |  | NE - CENTRAL SUPPLY | [5 empty] | WARMING UNITS, MULTIPURPOSE |  | WARMINGCABINET-MEDLINE-TM24 | WARMINGCABINET | TM24 |  |  |  | MEDLINE | Warming Cabinet |  |  | WARMINGCABINET-MEDLINE-TM24 |  |  |  | Covered PM Repair - Biomedical | MHHS-Northeast
NO | NO |  |  |  | 142-07337 |  | Medline Industries Inc | TM24 |  |  | NE - CENTRAL SUPPLY | MHHS-Northeast |  | Warming Cabinet |  | 142-07337 |  | Katy |  | NE - CENTRAL SUPPLY | [5 empty] | WARMING UNITS, MULTIPURPOSE |  | WARMINGCABINET-MEDLINE-TM24 | WARMINGCABINET | TM24 |  |  |  | MEDLINE | Warming Cabinet |  |  | WARMINGCABINET-MEDLINE-TM24 |  |  |  | Covered PM Repair - Biomedical | MHHS-Northeast
NO | NO |  |  |  | 142-07340 |  | Medline Industries Inc | TM24 |  |  | NE - CENTRAL SUPPLY | MHHS-Northeast |  | Warming Cabinet |  | 142-07340 |  | Katy |  | NE - CENTRAL SUPPLY | [5 empty] | WARMING UNITS, MULTIPURPOSE |  | WARMINGCABINET-MEDLINE-TM24 | WARMINGCABINET | TM24 |  |  |  | MEDLINE | Warming Cabinet |  |  | WARMINGCABINET-MEDLINE-TM24 |  |  |  | Covered PM Repair - Biomedical | MHHS-Northeast
NO | NO |  |  |  | 142-07336 |  | Medline Industries Inc | TM24 |  |  | NE - CLINICAL DECISION UNIT | MHHS-Northeast |  | Warming Cabinet |  | 142-07336 |  | Katy |  | NE - CLINICAL DECISION UNIT | [5 empty] | WARMING UNITS, MULTIPURPOSE |  | WARMINGCABINET-MEDLINE-TM24 | WARMINGCABINET | TM24 |  |  |  | MEDLINE | Warming Cabinet |  |  | WARMINGCABINET-MEDLINE-TM24 |  |  |  | Covered PM Repair - Biomedical | MHHS-Northeast
NO | NO |  |  |  | 005-11807 |  | Medline Industries Inc | TM24 |  |  | SE - ICU | MHHS-Southeast |  | Warming Cabinet |  | 005-11807 |  | Southeast & Bay Area |  | SE - ICU | [5 empty] | WARMING UNITS, MULTIPURPOSE |  | WARMINGCABINET-MEDLINE-TM24 | WARMINGCABINET | TM24 |  |  |  | MEDLINE | Warming Cabinet |  |  | WARMINGCABINET-MEDLINE-TM24 |  |  |  | Not Covered Vendor Only - Biomedical | MHHS-Southeast
NO | NO |  |  |  | 005-33422 |  | Medline Industries Inc | TM24 |  |  | SE - ICU - CVICU | MHHS-Southeast |  | Warming Cabinet |  | 005-33422 |  | Southeast & Bay Area |  | SE - ICU - CVICU | [5 empty] | WARMING UNITS, MULTIPURPOSE |  | WARMINGCABINET-MEDLINE-TM24 | WARMINGCABINET | TM24 |  |  |  | MEDLINE | Warming Cabinet |  |  | WARMINGCABINET-MEDLINE-TM24 |  |  |  | Not Covered Vendor Only - Biomedical | MHHS-Southeast
NO | NO |  |  |  | 005-11847 |  | Medline Industries Inc | TM24 |  |  | SE - UNIT 1A (OBSERVATION) | MHHS-Southeast |  | Warming Cabinet |  | 005-11847 |  | Southeast & Bay Area |  | SE - UNIT 1A (OBSERVATION) | [5 empty] | WARMING UNITS, MULTIPURPOSE |  | WARMINGCABINET-MEDLINE-TM24 | WARMINGCABINET | TM24 |  |  |  | MEDLINE | Warming Cabinet |  |  | WARMINGCABINET-MEDLINE-TM24 |  |  |  | Not Covered Vendor Only - Biomedical | MHHS-Southeast
NO | NO |  |  |  | 013-38414 |  | Medline Industries Inc | TM24 |  |  | SW - CENTRAL SUPPLY | MHHS-Southwest |  | Warming Cabinet |  | 013-38414 |  | Southwest |  | SW - CENTRAL SUPPLY | [5 empty] | WARMING UNITS, MULTIPURPOSE |  | WARMINGCABINET-MEDLINE-TM24 | WARMINGCABINET | TM24 |  |  |  | MEDLINE | Warming Cabinet |  |  | WARMINGCABINET-MEDLINE-TM24 |  |  |  | Not Covered Vendor Only - Biomedical | MHHS-Southwest
NO | NO |  |  |  | 013-38416 |  | Medline Industries Inc | TM24 |  |  | SW - CENTRAL SUPPLY | MHHS-Southwest |  | Warming Cabinet |  | 013-38416 |  | Southwest |  | SW - CENTRAL SUPPLY | [5 empty] | WARMING UNITS, MULTIPURPOSE |  | WARMINGCABINET-MEDLINE-TM24 | WARMINGCABINET | TM24 |  |  |  | MEDLINE | Warming Cabinet |  |  | WARMINGCABINET-MEDLINE-TM24 |  |  |  | Not Covered Vendor Only - Biomedical | MHHS-Southwest
NO | NO |  |  |  | 013-38418 |  | Medline Industries Inc | TM24 |  |  | SW - CENTRAL SUPPLY | MHHS-Southwest |  | Warming Cabinet |  | 013-38418 |  | Southwest |  | SW - CENTRAL SUPPLY | [5 empty] | WARMING UNITS, MULTIPURPOSE |  | WARMINGCABINET-MEDLINE-TM24 | WARMINGCABINET | TM24 |  |  |  | MEDLINE | Warming Cabinet |  |  | WARMINGCABINET-MEDLINE-TM24 |  |  |  | Not Covered Vendor Only - Biomedical | MHHS-Southwest
NO | NO |  |  |  | 013-38421 |  | Medline Industries Inc | TM24 |  |  | SW - CENTRAL SUPPLY | MHHS-Southwest |  | Warming Cabinet |  | 013-38421 |  | Southwest |  | SW - CENTRAL SUPPLY | [5 empty] | WARMING UNITS, MULTIPURPOSE |  | WARMINGCABINET-MEDLINE-TM24 | WARMINGCABINET | TM24 |  |  |  | MEDLINE | Warming Cabinet |  |  | WARMINGCABINET-MEDLINE-TM24 |  |  |  | Not Covered Vendor Only - Biomedical | MHHS-Southwest
NO | NO |  |  |  | 013-38423 |  | Medline Industries Inc | TM24 |  |  | SW - CENTRAL SUPPLY | MHHS-Southwest |  | Warming Cabinet |  | 013-38423 |  | Southwest |  | SW - CENTRAL SUPPLY | [5 empty] | WARMING UNITS, MULTIPURPOSE |  | WARMINGCABINET-MEDLINE-TM24 | WARMINGCABINET | TM24 |  |  |  | MEDLINE | Warming Cabinet |  |  | WARMINGCABINET-MEDLINE-TM24 |  |  |  | Not Covered Vendor Only - Biomedical | MHHS-Southwest
NO | NO |  |  |  | 013-38424 |  | Medline Industries Inc | TM24 |  |  | SW - CENTRAL SUPPLY | MHHS-Southwest |  | Warming Cabinet |  | 013-38424 |  | Southwest |  | SW - CENTRAL SUPPLY | [5 empty] | WARMING UNITS, MULTIPURPOSE |  | WARMINGCABINET-MEDLINE-TM24 | WARMINGCABINET | TM24 |  |  |  | MEDLINE | Warming Cabinet |  |  | WARMINGCABINET-MEDLINE-TM24 |  |  |  | Not Covered Vendor Only - Biomedical | MHHS-Southwest
NO | NO |  |  |  | 013-38436 |  | Medline Industries Inc | TM24 |  |  | SW - CENTRAL SUPPLY | MHHS-Southwest |  | Warming Cabinet |  | 013-38436 |  | Southwest |  | SW - CENTRAL SUPPLY | [5 empty] | WARMING UNITS, MULTIPURPOSE |  | WARMINGCABINET-MEDLINE-TM24 | WARMINGCABINET | TM24 |  |  |  | MEDLINE | Warming Cabinet |  |  | WARMINGCABINET-MEDLINE-TM24 |  |  |  | Not Covered Vendor Only - Biomedical | MHHS-Southwest
NO | NO |  |  |  | 013-38438 |  | Medline Industries Inc | TM24 |  |  | SW - CENTRAL SUPPLY | MHHS-Southwest |  | Warming Cabinet |  | 013-38438 |  | Southwest |  | SW - CENTRAL SUPPLY | [5 empty] | WARMING UNITS, MULTIPURPOSE |  | WARMINGCABINET-MEDLINE-TM24 | WARMINGCABINET | TM24 |  |  |  | MEDLINE | Warming Cabinet |  |  | WARMINGCABINET-MEDLINE-TM24 |  |  |  | Covered PM Repair - Biomedical | MHHS-Southwest
NO | NO |  |  |  | 013-38444 |  | Medline Industries Inc | TM24 |  |  | SW - CENTRAL SUPPLY | MHHS-Southwest |  | Warming Cabinet |  | 013-38444 |  | Southwest |  | SW - CENTRAL SUPPLY | [5 empty] | WARMING UNITS, MULTIPURPOSE |  | WARMINGCABINET-MEDLINE-TM24 | WARMINGCABINET | TM24 |  |  |  | MEDLINE | Warming Cabinet |  |  | WARMINGCABINET-MEDLINE-TM24 |  |  |  | Covered PM Repair - Biomedical | MHHS-Southwest
NO | NO |  |  |  | 013-38446 |  | Medline Industries Inc | TM24 |  |  | SW - CENTRAL SUPPLY | MHHS-Southwest |  | Warming Cabinet |  | 013-38446 |  | Southwest |  | SW - CENTRAL SUPPLY | [5 empty] | WARMING UNITS, MULTIPURPOSE |  | WARMINGCABINET-MEDLINE-TM24 | WARMINGCABINET | TM24 |  |  |  | MEDLINE | Warming Cabinet |  |  | WARMINGCABINET-MEDLINE-TM24 |  |  |  | Covered PM Repair - Biomedical | MHHS-Southwest
NO | NO |  |  |  | 013-38448 |  | Medline Industries Inc | TM24 |  |  | SW - CENTRAL SUPPLY | MHHS-Southwest |  | Warming Cabinet |  | 013-38448 |  | Southwest |  | SW - CENTRAL SUPPLY | [5 empty] | WARMING UNITS, MULTIPURPOSE |  | WARMINGCABINET-MEDLINE-TM24 | WARMINGCABINET | TM24 |  |  |  | MEDLINE | Warming Cabinet |  |  | WARMINGCABINET-MEDLINE-TM24 |  |  |  | Covered PM Repair - Biomedical | MHHS-Southwest
NO | NO |  |  |  | 013-38450 |  | Medline Industries Inc | TM24 |  |  | SW - CENTRAL SUPPLY | MHHS-Southwest |  | Warming Cabinet |  | 013-38450 |  | Southwest |  | SW - CENTRAL SUPPLY | [5 empty] | WARMING UNITS, MULTIPURPOSE |  | WARMINGCABINET-MEDLINE-TM24 | WARMINGCABINET | TM24 |  |  |  | MEDLINE | Warming Cabinet |  |  | WARMINGCABINET-MEDLINE-TM24 |  |  |  | Covered PM Repair - Biomedical | MHHS-Southwest
NO | NO |  |  |  | 069-44410 |  | Medline Industries Inc | TM24 |  |  | TMC - MHTMC - CENTRAL SUPPLY | MHHS-TMC |  | Warming Cabinet |  | 069-44410 |  | TMC |  | TMC - MHTMC - CENTRAL SUPPLY | [5 empty] | WARMING UNITS, MULTIPURPOSE |  | WARMINGCABINET-MEDLINE-TM24 | WARMINGCABINET | TM24 |  |  |  | MEDLINE | Warming Cabinet |  |  | WARMINGCABINET-MEDLINE-TM24 |  |  |  | Not Covered Vendor Only - Biomedical | MHHS-TMC
NO | NO |  |  |  | 069-44446 |  | Medline Industries Inc | TM24 |  |  | TMC - MHTMC - CENTRAL SUPPLY | MHHS-TMC |  | Warming Cabinet |  | 069-44446 |  | TMC |  | TMC - MHTMC - CENTRAL SUPPLY | [5 empty] | WARMING UNITS, MULTIPURPOSE |  | WARMINGCABINET-MEDLINE-TM24 | WARMINGCABINET | TM24 |  |  |  | MEDLINE | Warming Cabinet |  |  | WARMINGCABINET-MEDLINE-TM24 |  |  |  | Not Covered Vendor Only - Biomedical | MHHS-TMC
NO | NO |  |  |  | 069-44458 |  | Medline Industries Inc | TM24 |  |  | TMC - MHTMC - CENTRAL SUPPLY | MHHS-TMC |  | Warming Cabinet |  | 069-44458 |  | TMC |  | TMC - MHTMC - CENTRAL SUPPLY | [5 empty] | WARMING UNITS, MULTIPURPOSE |  | WARMINGCABINET-MEDLINE-TM24 | WARMINGCABINET | TM24 |  |  |  | MEDLINE | Warming Cabinet |  |  | WARMINGCABINET-MEDLINE-TM24 |  |  |  | Covered PM Repair - Biomedical | MHHS-TMC
NO | NO |  |  |  | 069-44459 |  | Medline Industries Inc | TM24 |  |  | TMC - MHTMC - CENTRAL SUPPLY | MHHS-TMC |  | Warming Cabinet |  | 069-44459 |  | TMC |  | TMC - MHTMC - CENTRAL SUPPLY | [5 empty] | WARMING UNITS, MULTIPURPOSE |  | WARMINGCABINET-MEDLINE-TM24 | WARMINGCABINET | TM24 |  |  |  | MEDLINE | Warming Cabinet |  |  | WARMINGCABINET-MEDLINE-TM24 |  |  |  | Covered PM Repair - Radiology, Low End | MHHS-TMC
NO | NO |  |  |  | 069-44460 |  | Medline Industries Inc | TM24 |  |  | TMC - MHTMC - CENTRAL SUPPLY | MHHS-TMC |  | Warming Cabinet |  | 069-44460 |  | TMC |  | TMC - MHTMC - CENTRAL SUPPLY | [5 empty] | WARMING UNITS, MULTIPURPOSE |  | WARMINGCABINET-MEDLINE-TM24 | WARMINGCABINET | TM24 |  |  |  | MEDLINE | Warming Cabinet |  |  | WARMINGCABINET-MEDLINE-TM24 |  |  |  | Covered PM Repair - Biomedical | MHHS-TMC
NO | NO |  |  |  | 069-44462 |  | Medline Industries Inc | TM24 |  |  | TMC - MHTMC - CENTRAL SUPPLY | MHHS-TMC |  | Warming Cabinet |  | 069-44462 |  | TMC |  | TMC - MHTMC - CENTRAL SUPPLY | [5 empty] | WARMING UNITS, MULTIPURPOSE |  | WARMINGCABINET-MEDLINE-TM24 | WARMINGCABINET | TM24 |  |  |  | MEDLINE | Warming Cabinet |  |  | WARMINGCABINET-MEDLINE-TM24 |  |  |  | Covered PM Repair - Biomedical | MHHS-TMC
NO | NO |  |  |  | 069-44463 |  | Medline Industries Inc | TM24 |  |  | TMC - MHTMC - CENTRAL SUPPLY | MHHS-TMC |  | Warming Cabinet |  | 069-44463 |  | TMC |  | TMC - MHTMC - CENTRAL SUPPLY | [5 empty] | WARMING UNITS, MULTIPURPOSE |  | WARMINGCABINET-MEDLINE-TM24 | WARMINGCABINET | TM24 |  |  |  | MEDLINE | Warming Cabinet |  |  | WARMINGCABINET-MEDLINE-TM24 |  |  |  | Covered PM Repair - Biomedical | MHHS-TMC
NO | NO |  |  |  | 069-44464 |  | Medline Industries Inc | TM24 |  |  | TMC - MHTMC - CENTRAL SUPPLY | MHHS-TMC |  | Warming Cabinet |  | 069-44464 |  | TMC |  | TMC - MHTMC - CENTRAL SUPPLY | [5 empty] | WARMING UNITS, MULTIPURPOSE |  | WARMINGCABINET-MEDLINE-TM24 | WARMINGCABINET | TM24 |  |  |  | MEDLINE | Warming Cabinet |  |  | WARMINGCABINET-MEDLINE-TM24 |  |  |  | Covered PM Repair - Biomedical | MHHS-TMC
NO | NO |  |  |  | 069-44465 |  | Medline Industries Inc | TM24 |  |  | TMC - MHTMC - CENTRAL SUPPLY | MHHS-TMC |  | Warming Cabinet |  | 069-44465 |  | TMC |  | TMC - MHTMC - CENTRAL SUPPLY | [5 empty] | WARMING UNITS, MULTIPURPOSE |  | WARMINGCABINET-MEDLINE-TM24 | WARMINGCABINET | TM24 |  |  |  | MEDLINE | Warming Cabinet |  |  | WARMINGCABINET-MEDLINE-TM24 |  |  |  | Covered PM Repair - Biomedical | MHHS-TMC
NO | NO |  |  |  | 069-44467 |  | Medline Industries Inc | TM24 |  |  | TMC - MHTMC - CENTRAL SUPPLY | MHHS-TMC |  | Warming Cabinet |  | 069-44467 |  | TMC |  | TMC - MHTMC - CENTRAL SUPPLY | [5 empty] | WARMING UNITS, MULTIPURPOSE |  | WARMINGCABINET-MEDLINE-TM24 | WARMINGCABINET | TM24 |  |  |  | MEDLINE | Warming Cabinet |  |  | WARMINGCABINET-MEDLINE-TM24 |  |  |  | Covered PM Repair - Biomedical | MHHS-TMC
NO | NO |  |  |  | 069-44468 |  | Medline Industries Inc | TM24 |  |  | TMC - MHTMC - CENTRAL SUPPLY | MHHS-TMC |  | Warming Cabinet |  | 069-44468 |  | TMC |  | TMC - MHTMC - CENTRAL SUPPLY | [5 empty] | WARMING UNITS, MULTIPURPOSE |  | WARMINGCABINET-MEDLINE-TM24 | WARMINGCABINET | TM24 |  |  |  | MEDLINE | Warming Cabinet |  |  | WARMINGCABINET-MEDLINE-TM24 |  |  |  | Covered PM Repair - Biomedical | MHHS-TMC
NO | NO |  |  |  | 069-44473 |  | Medline Industries Inc | TM24 |  |  | TMC - MHTMC - CENTRAL SUPPLY | MHHS-TMC |  | Warming Cabinet |  | 069-44473 |  | TMC |  | TMC - MHTMC - CENTRAL SUPPLY | [5 empty] | WARMING UNITS, MULTIPURPOSE |  | WARMINGCABINET-MEDLINE-TM24 | WARMINGCABINET | TM24 |  |  |  | MEDLINE | Warming Cabinet |  |  | WARMINGCABINET-MEDLINE-TM24 |  |  |  | Not Covered Vendor Only - Biomedical | MHHS-TMC
NO | NO |  |  |  | 069-44478 |  | Medline Industries Inc | TM24 |  |  | TMC - MHTMC - CENTRAL SUPPLY | MHHS-TMC |  | Warming Cabinet |  | 069-44478 |  | TMC |  | TMC - MHTMC - CENTRAL SUPPLY | [5 empty] | WARMING UNITS, MULTIPURPOSE |  | WARMINGCABINET-MEDLINE-TM24 | WARMINGCABINET | TM24 |  |  |  | MEDLINE | Warming Cabinet |  |  | WARMINGCABINET-MEDLINE-TM24 |  |  |  | Not Covered Vendor Only - Biomedical | MHHS-TMC
NO | NO |  |  |  | 069-45166 |  | Medline Industries Inc | TM24 |  |  | TMC - MHTMC - CENTRAL SUPPLY | MHHS-TMC |  | Warming Cabinet |  | 069-45166 |  | TMC |  | TMC - MHTMC - CENTRAL SUPPLY | [5 empty] | WARMING UNITS, MULTIPURPOSE |  | WARMINGCABINET-MEDLINE-TM24 | WARMINGCABINET | TM24 |  |  |  | MEDLINE | Warming Cabinet |  |  | WARMINGCABINET-MEDLINE-TM24 |  |  |  | Not Covered Vendor Only - Biomedical | MHHS-TMC
NO | NO |  |  |  | 069-45167 |  | Medline Industries Inc | TM24 |  |  | TMC - MHTMC - CENTRAL SUPPLY | MHHS-TMC |  | Warming Cabinet |  | 069-45167 |  | TMC |  | TMC - MHTMC - CENTRAL SUPPLY | [5 empty] | WARMING UNITS, MULTIPURPOSE |  | WARMINGCABINET-MEDLINE-TM24 | WARMINGCABINET | TM24 |  |  |  | MEDLINE | Warming Cabinet |  |  | WARMINGCABINET-MEDLINE-TM24 |  |  |  | Not Covered Vendor Only - Biomedical | MHHS-TMC
NO | NO |  |  |  | 069-45170 |  | Medline Industries Inc | TM24 |  |  | TMC - MHTMC - CENTRAL SUPPLY | MHHS-TMC |  | Warming Cabinet |  | 069-45170 |  | TMC |  | TMC - MHTMC - CENTRAL SUPPLY | [5 empty] | WARMING UNITS, MULTIPURPOSE |  | WARMINGCABINET-MEDLINE-TM24 | WARMINGCABINET | TM24 |  |  |  | MEDLINE | Warming Cabinet |  |  | WARMINGCABINET-MEDLINE-TM24 |  |  |  | Not Covered Vendor Only - Biomedical | MHHS-TMC
NO | NO |  |  |  | 069-45172 |  | Medline Industries Inc | TM24 |  |  | TMC - MHTMC - CENTRAL SUPPLY | MHHS-TMC |  | Warming Cabinet |  | 069-45172 |  | TMC |  | TMC - MHTMC - CENTRAL SUPPLY | [5 empty] | WARMING UNITS, MULTIPURPOSE |  | WARMINGCABINET-MEDLINE-TM24 | WARMINGCABINET | TM24 |  |  |  | MEDLINE | Warming Cabinet |  |  | WARMINGCABINET-MEDLINE-TM24 |  |  |  | Not Covered Vendor Only - Biomedical | MHHS-TMC
NO | NO |  |  |  | 069-45173 |  | Medline Industries Inc | TM24 |  |  | TMC - MHTMC - CENTRAL SUPPLY | MHHS-TMC |  | Warming Cabinet |  | 069-45173 |  | TMC |  | TMC - MHTMC - CENTRAL SUPPLY | [5 empty] | WARMING UNITS, MULTIPURPOSE |  | WARMINGCABINET-MEDLINE-TM24 | WARMINGCABINET | TM24 |  |  |  | MEDLINE | Warming Cabinet |  |  | WARMINGCABINET-MEDLINE-TM24 |  |  |  | Not Covered Vendor Only - Biomedical | MHHS-TMC
NO | NO |  |  |  | 069-45174 |  | Medline Industries Inc | TM24 |  |  | TMC - MHTMC - CENTRAL SUPPLY | MHHS-TMC |  | Warming Cabinet |  | 069-45174 |  | TMC |  | TMC - MHTMC - CENTRAL SUPPLY | [5 empty] | WARMING UNITS, MULTIPURPOSE |  | WARMINGCABINET-MEDLINE-TM24 | WARMINGCABINET | TM24 |  |  |  | MEDLINE | Warming Cabinet |  |  | WARMINGCABINET-MEDLINE-TM24 |  |  |  | Not Covered Vendor Only - Biomedical | MHHS-TMC
NO | NO |  |  |  | 069-45175 |  | Medline Industries Inc | TM24 |  |  | TMC - MHTMC - CENTRAL SUPPLY | MHHS-TMC |  | Warming Cabinet |  | 069-45175 |  | TMC |  | TMC - MHTMC - CENTRAL SUPPLY | [5 empty] | WARMING UNITS, MULTIPURPOSE |  | WARMINGCABINET-MEDLINE-TM24 | WARMINGCABINET | TM24 |  |  |  | MEDLINE | Warming Cabinet |  |  | WARMINGCABINET-MEDLINE-TM24 |  |  |  | Not Covered Vendor Only - Biomedical | MHHS-TMC
NO | NO |  |  |  | 069-45177 |  | Medline Industries Inc | TM24 |  |  | TMC - MHTMC - CENTRAL SUPPLY | MHHS-TMC |  | Warming Cabinet |  | 069-45177 |  | TMC |  | TMC - MHTMC - CENTRAL SUPPLY | [5 empty] | WARMING UNITS, MULTIPURPOSE |  | WARMINGCABINET-MEDLINE-TM24 | WARMINGCABINET | TM24 |  |  |  | MEDLINE | Warming Cabinet |  |  | WARMINGCABINET-MEDLINE-TM24 |  |  |  | Not Covered Vendor Only - Biomedical | MHHS-TMC
NO | NO |  |  |  | 069-45178 |  | Medline Industries Inc | TM24 |  |  | TMC - MHTMC - CENTRAL SUPPLY | MHHS-TMC |  | Warming Cabinet |  | 069-45178 |  | TMC |  | TMC - MHTMC - CENTRAL SUPPLY | [5 empty] | WARMING UNITS, MULTIPURPOSE |  | WARMINGCABINET-MEDLINE-TM24 | WARMINGCABINET | TM24 |  |  |  | MEDLINE | Warming Cabinet |  |  | WARMINGCABINET-MEDLINE-TM24 |  |  |  | Not Covered Vendor Only - Biomedical | MHHS-TMC
NO | NO |  |  |  | 069-45500 |  | Medline Industries Inc | TM24 |  |  | TMC - MHTMC - CENTRAL SUPPLY | MHHS-TMC |  | Warming Cabinet |  | 069-45500 |  | TMC |  | TMC - MHTMC - CENTRAL SUPPLY | [5 empty] | WARMING UNITS, MULTIPURPOSE |  | WARMINGCABINET-MEDLINE-TM24 | WARMINGCABINET | TM24 |  |  |  | MEDLINE | Warming Cabinet |  |  | WARMINGCABINET-MEDLINE-TM24 |  |  |  | Not Covered Vendor Only - Biomedical | MHHS-TMC
NO | NO |  |  |  | 069-45501 |  | Medline Industries Inc | TM24 |  |  | TMC - MHTMC - CENTRAL SUPPLY | MHHS-TMC |  | Warming Cabinet |  | 069-45501 |  | TMC |  | TMC - MHTMC - CENTRAL SUPPLY | [5 empty] | WARMING UNITS, MULTIPURPOSE |  | WARMINGCABINET-MEDLINE-TM24 | WARMINGCABINET | TM24 |  |  |  | MEDLINE | Warming Cabinet |  |  | WARMINGCABINET-MEDLINE-TM24 |  |  |  | Not Covered Vendor Only - Biomedical | MHHS-TMC
NO | NO |  |  |  | 069-45502 |  | Medline Industries Inc | TM24 |  |  | TMC - MHTMC - CENTRAL SUPPLY | MHHS-TMC |  | Warming Cabinet |  | 069-45502 |  | TMC |  | TMC - MHTMC - CENTRAL SUPPLY | [5 empty] | WARMING UNITS, MULTIPURPOSE |  | WARMINGCABINET-MEDLINE-TM24 | WARMINGCABINET | TM24 |  |  |  | MEDLINE | Warming Cabinet |  |  | WARMINGCABINET-MEDLINE-TM24 |  |  |  | Not Covered Vendor Only - Biomedical | MHHS-TMC
NO | NO |  |  |  | 069-45503 |  | Medline Industries Inc | TM24 |  |  | TMC - MHTMC - CENTRAL SUPPLY | MHHS-TMC |  | Warming Cabinet |  | 069-45503 |  | TMC |  | TMC - MHTMC - CENTRAL SUPPLY | [5 empty] | WARMING UNITS, MULTIPURPOSE |  | WARMINGCABINET-MEDLINE-TM24 | WARMINGCABINET | TM24 |  |  |  | MEDLINE | Warming Cabinet |  |  | WARMINGCABINET-MEDLINE-TM24 |  |  |  | Not Covered Vendor Only - Biomedical | MHHS-TMC
NO | NO |  |  |  | 069-45591 |  | Medline Industries Inc | TM24 |  |  | TMC - MHTMC - CENTRAL SUPPLY | MHHS-TMC |  | Warming Cabinet |  | 069-45591 |  | TMC |  | TMC - MHTMC - CENTRAL SUPPLY | [5 empty] | WARMING UNITS, MULTIPURPOSE |  | WARMINGCABINET-MEDLINE-TM24 | WARMINGCABINET | TM24 |  |  |  | MEDLINE | Warming Cabinet |  |  | WARMINGCABINET-MEDLINE-TM24 |  |  |  | Not Covered Vendor Only - Biomedical | MHHS-TMC
NO | NO |  |  |  | 069-45592 |  | Medline Industries Inc | TM24 |  |  | TMC - MHTMC - CENTRAL SUPPLY | MHHS-TMC |  | Warming Cabinet |  | 069-45592 |  | TMC |  | TMC - MHTMC - CENTRAL SUPPLY | [5 empty] | WARMING UNITS, MULTIPURPOSE |  | WARMINGCABINET-MEDLINE-TM24 | WARMINGCABINET | TM24 |  |  |  | MEDLINE | Warming Cabinet |  |  | WARMINGCABINET-MEDLINE-TM24 |  |  |  | Not Covered Vendor Only - Biomedical | MHHS-TMC
NO | NO |  |  |  | 069-43857 |  | Medline Industries Inc | TM24 |  |  | TMC - SAROFIM 5 - BURN UNIT | MHHS-TMC |  | Warming Cabinet |  | 069-43857 |  | TMC |  | TMC - SAROFIM 5 - BURN UNIT | [5 empty] | WARMING UNITS, MULTIPURPOSE |  | WARMINGCABINET-MEDLINE-TM24 | WARMINGCABINET | TM24 |  |  |  | MEDLINE | Warming Cabinet |  |  | WARMINGCABINET-MEDLINE-TM24 |  |  |  | Not Covered Vendor Only - Biomedical | MHHS-TMC
NO | NO |  |  |  | 069-44204 |  | Medline Industries Inc | TM24 |  |  | TMC - SAROFIM 6 - STICU | MHHS-TMC |  | Warming Cabinet |  | 069-44204 |  | TMC |  | TMC - SAROFIM 6 - STICU | [5 empty] | WARMING UNITS, MULTIPURPOSE |  | WARMINGCABINET-MEDLINE-TM24 | WARMINGCABINET | TM24 |  |  |  | MEDLINE | Warming Cabinet |  |  | WARMINGCABINET-MEDLINE-TM24 |  |  |  | Not Covered Vendor Only - Biomedical | MHHS-TMC
NO | NO |  |  |  | 069-44205 |  | Medline Industries Inc | TM24 |  |  | TMC - SAROFIM 6 - STICU | MHHS-TMC |  | Warming Cabinet |  | 069-44205 |  | TMC |  | TMC - SAROFIM 6 - STICU | [5 empty] | WARMING UNITS, MULTIPURPOSE |  | WARMINGCABINET-MEDLINE-TM24 | WARMINGCABINET | TM24 |  |  |  | MEDLINE | Warming Cabinet |  |  | WARMINGCABINET-MEDLINE-TM24 |  |  |  | Not Covered Vendor Only - Biomedical | MHHS-TMC
NO | NO |  |  |  | 069-44207 |  | Medline Industries Inc | TM24 |  |  | TMC - SAROFIM 6 - STICU | MHHS-TMC |  | Warming Cabinet |  | 069-44207 |  | TMC |  | TMC - SAROFIM 6 - STICU | [5 empty] | WARMING UNITS, MULTIPURPOSE |  | WARMINGCABINET-MEDLINE-TM24 | WARMINGCABINET | TM24 |  |  |  | MEDLINE | Warming Cabinet |  |  | WARMINGCABINET-MEDLINE-TM24 |  |  |  | Not Covered Vendor Only - Biomedical | MHHS-TMC
NO | NO |  |  |  | 069-44209 |  | Medline Industries Inc | TM24 |  |  | TMC - SAROFIM 6 - STICU | MHHS-TMC |  | Warming Cabinet |  | 069-44209 |  | TMC |  | TMC - SAROFIM 6 - STICU | [5 empty] | WARMING UNITS, MULTIPURPOSE |  | WARMINGCABINET-MEDLINE-TM24 | WARMINGCABINET | TM24 |  |  |  | MEDLINE | Warming Cabinet |  |  | WARMINGCABINET-MEDLINE-TM24 |  |  |  | Not Covered Vendor Only - Biomedical | MHHS-TMC
NO | NO |  |  |  | 069-44200 |  | Medline Industries Inc | TM24 |  |  | TMC - SAROFIM 8 - HVI ICU | MHHS-TMC |  | Warming Cabinet |  | 069-44200 |  | TMC |  | TMC - SAROFIM 8 - HVI ICU | [5 empty] | WARMING UNITS, MULTIPURPOSE |  | WARMINGCABINET-MEDLINE-TM24 | WARMINGCABINET | TM24 |  |  |  | MEDLINE | Warming Cabinet |  |  | WARMINGCABINET-MEDLINE-TM24 |  |  |  | Not Covered Vendor Only - Biomedical | MHHS-TMC
NO | NO |  |  |  | 069-44201 |  | Medline Industries Inc | TM24 |  |  | TMC - SAROFIM 8 - HVI ICU | MHHS-TMC |  | Warming Cabinet |  | 069-44201 |  | TMC |  | TMC - SAROFIM 8 - HVI ICU | [5 empty] | WARMING UNITS, MULTIPURPOSE |  | WARMINGCABINET-MEDLINE-TM24 | WARMINGCABINET | TM24 |  |  |  | MEDLINE | Warming Cabinet |  |  | WARMINGCABINET-MEDLINE-TM24 |  |  |  | Not Covered Vendor Only - Biomedical | MHHS-TMC
NO | NO |  |  |  | 069-44202 |  | Medline Industries Inc | TM24 |  |  | TMC - SAROFIM 8 - HVI ICU | MHHS-TMC |  | Warming Cabinet |  | 069-44202 |  | TMC |  | TMC - SAROFIM 8 - HVI ICU | [5 empty] | WARMING UNITS, MULTIPURPOSE |  | WARMINGCABINET-MEDLINE-TM24 | WARMINGCABINET | TM24 |  |  |  | MEDLINE | Warming Cabinet |  |  | WARMINGCABINET-MEDLINE-TM24 |  |  |  | Not Covered Vendor Only - Biomedical | MHHS-TMC
NO | NO |  |  |  | 069-44203 |  | Medline Industries Inc | TM24 |  |  | TMC - SAROFIM 8 - HVI ICU | MHHS-TMC |  | Warming Cabinet |  | 069-44203 |  | TMC |  | TMC - SAROFIM 8 - HVI ICU | [5 empty] | WARMING UNITS, MULTIPURPOSE |  | WARMINGCABINET-MEDLINE-TM24 | WARMINGCABINET | TM24 |  |  |  | MEDLINE | Warming Cabinet |  |  | WARMINGCABINET-MEDLINE-TM24 |  |  |  | Not Covered Vendor Only - Biomedical | MHHS-TMC
YES | YES |  |  |  | 069-49951 | 069-49951 | MEDNET | IP22 |  | ACM00124 | Memorial Hermann- Texas Medical Center ChildrensOR |  |  |  |  | 069-49951 | 069-49951 |  | TPC | Memorial Hermann- Texas Medical Center ChildrensOR | OR 53 | 1/1/20 |  | 1/1/21
NO | YES |  |  |  | 041-19913 | 041-19913 | MEDQUIP Inc. | CN-02MD |  | 560009145 1001 | MH MG-(CY)-Fairfield [Mp1-Ste100] | MHHS-Cypress |  |  |  | 041-19913 | 041-19913 | Northwest | MHHS-MG | MH MG-(CY)-Fairfield [Mp1-Ste100] | C1 124 | 2/1/16 |  |  | Safety inspection only | NEBULIZERS |  | .needs class | [5 empty] | MedQuip Inc |  |  |  |  | 6/28/20 |  |  | Not Covered Vendor Only - Biomedical | MHHS-Cypress
NO | NO | [5 empty] | MEDQUIP Inc. | CN-02MD |  |  | MH MG - (MC) - URGENT CARE - TOWN & COUNTRY | MHHS-MG | [5 empty] | West & Memorial City |  | MH MG - (MC) - URGENT CARE - TOWN & COUNTRY | [5 empty] | NEBULIZERS |  | .needs class | [5 empty] | MedQuip Inc | [7 empty] | Not Covered Vendor Only - Biomedical | MHHS-MG
NO | NO |  |  |  | 005-10770 |  | MEDQUIP Inc. | CN-02MD |  |  | MH MG - (SE) - ALVIN | MHHS-MG |  |  |  | 005-10770 |  | Southeast & Bay Area |  | MH MG - (SE) - ALVIN | [5 empty] | NEBULIZERS |  | .needs class | [5 empty] | MedQuip Inc | [7 empty] | Not Covered Vendor Only - Biomedical | MHHS-MG
NO | YES |  |  |  | 929-00889 | 929-00889 | MEDQUIP Inc. | MQ5600 |  | 13S1811020740 | CBC - (GH) - NORTHWEST BURBANK HEALTH CENTER | MHHS-Neighborhood Clinics |  | Nebulizer, Ultrasonic |  | 929-00889 | 929-00889 | Central & Greater Heights |  | CBC - (GH) - NORTHWEST BURBANK HEALTH CENTER |  | 08/02/2019 |  |  |  | NEBULIZERS |  | NEBULIZERULTRASONIC-DriveMedDesign-MQ5600 | NEBULIZERULTRASONIC | MQ5600 |  |  |  | DriveMedDesign | Nebulizer, Ultrasonic |  |  | NEBULIZERULTRASONIC-DriveMedDesign-MQ5600 | 09/01/2016 |  |  | Covered PM Repair - Biomedical | MHHS-Neighborhood Clinics
NO | NO |  |  |  | 009-10432 |  | MEDQUIP Inc. | MQ5600 |  | 2V1509006195 | MH MG - (GH) - URGENT CARE - WASHINGTON AVE | MHHS-MG |  | Nebulizer, Ultrasonic |  | 009-10432 |  | Central & Greater Heights |  | MH MG - (GH) - URGENT CARE - WASHINGTON AVE | [5 empty] | NEBULIZERS |  | NEBULIZERULTRASONIC-DriveMedDesign-MQ5600 | NEBULIZERULTRASONIC | MQ5600 |  |  |  | DriveMedDesign | Nebulizer, Ultrasonic |  |  | NEBULIZERULTRASONIC-DriveMedDesign-MQ5600 |  |  |  | Covered PM Repair - Biomedical | MHHS-MG
NO | NO |  |  |  | 009-10433 |  | MEDQUIP Inc. | MQ5600 |  | 2V1509010625 | MH MG - (GH) - URGENT CARE - WASHINGTON AVE | MHHS-MG |  | Nebulizer, Ultrasonic |  | 009-10433 |  | Central & Greater Heights |  | MH MG - (GH) - URGENT CARE - WASHINGTON AVE | [5 empty] | NEBULIZERS |  | NEBULIZERULTRASONIC-DriveMedDesign-MQ5600 | NEBULIZERULTRASONIC | MQ5600 |  |  |  | DriveMedDesign | Nebulizer, Ultrasonic |  |  | NEBULIZERULTRASONIC-DriveMedDesign-MQ5600 |  |  |  | Covered PM Repair - Biomedical | MHHS-MG
YES | YES |  |  |  | 099-03381 | 099-03381 | Medrad | Centegra | [7 empty] | 099-03381 | 099-03381 | [7 empty] | No sticker found
YES | YES | Serial Number Cnf |  |  |  | 099-03493 | Medrad | Spectris Solaris |  | CNF | OPID - (WDLS) - WOODLANDS - 430 (MP3) | [5 empty] | 099-03493 | Woodlands | Memorial- Woodlands | OPID - (WDLS) - WOODLANDS - 430 (MP3) | MRI
YES | YES |  |  |  |  | 129-01989 | Medrad | Spectris Solaris |  | 901003638 33241 | OPID- Sugarland | [5 empty] | 129-01989 | West | OPID-Sugarland | OPID- Sugarland | MRI
YES | YES |  |  |  | 142-06042 | 142-06042 | Medrad | Spectris Solaris |  |  | WOODLANDS-OPID |  |  |  |  | 142-06042 | 142-06042 | Woodlands | MHHS-WOODLANDS | WOODLANDS-OPID | Mobile MRI
YES | YES |  |  |  | 099-01669 | 099-01669 | Medrad | Spectris Solaris EP | [7 empty] | 099-01669 | 099-01669 |  | 27700 NW freeway, herman Memorial |  | MRI | 2/1/20
YES | YES | [5 empty] | MEDRAD | SPECTURM SOLARIS
YES | YES |  |  |  | 029-11239 | 029-11239 | Medrad | Stellant | [7 empty] | 029-11239 | 029-11239 | ccc spring | Spring CCC |  | CT RM | 2/1/20 | 2/1/21 |  |  |  | Injector, Syringe | INJECTORSYRINGE-Medrad Inc-Stellant | [12 empty] | IS-SA | [10 empty] | INJECTORSYRINGE | Injector, Syringe | Medrad Inc
YES | YES |  |  |  | 009-05116 | 009-05116 | Medrad | Stellant | [7 empty] | 009-05116 | 009-05116 |  | Herman Memorial 13114 (104) |  | 104.12 CT Control Room | 10/1/19 | 10/1/20 |  |  |  | Injector, Syringe | INJECTORSYRINGE-Medrad Inc-Stellant | [12 empty] | IS-SA | [10 empty] | INJECTORSYRINGE | Injector, Syringe | Medrad Inc
NO | YES | Serial Number 1593 |  |  |  | 069-16574 | Medrad | Stellant |  |  | OPID - (TMC) - MH IMAGING CENTER - 417 | [5 empty] | 069-16574 | TMC | Hermann-Medical Center | OPID - (TMC) - MH IMAGING CENTER - 417 | CT/PET
YES | YES |  |  |  | 009-33669 | 009-33669 | Medrad Inc |  |  |  | GH - RADIOLOGY |  |  |  |  | 009-33669 | 009-33669 | Central | Memorial Hermann Greater Heights Hospital | GH - RADIOLOGY | CT1
NO | YES |  |  |  | 074-00810 | 074-00810 | Medrad Inc | AngioJet 5000A |  | U3772 | TWC |  |  |  |  | 074-00810 | 074-00810 | TMC | Memorial Hermann Heart | TWC | Cath Lab 4 | 4/1/19 |  | 4/1/20 |  |  | System, Thrombectomy | SYSTEMTHROMBECTOMY-Medrad Inc-AngioJet 5000A | [12 empty] | TS-A | [9 empty] | System, Thrombectomy | SYSTEMTHROMBECTOMY | System, Thrombectomy | Medrad Inc
YES | YES |  |  |  | 069-35441 | 069-35441 | Medrad Inc | Avanta |  |  | TWC |  |  |  |  | 069-35441 | 069-35441 | TMC | Memorial Hermann Heart | TWC | Cath Lab 1 | [5 empty] | Injector, Syringe | INJECTORSYRINGE-Medrad Inc-Avanta | [12 empty] | IS-SA | [9 empty] | Injector, Syringe | INJECTORSYRINGE | Injector, Syringe | Medrad Inc
YES | YES |  |  |  | 151-04173 | 151-04173 | Medrad Inc | Cnf |  |  | Biomed |  |  |  |  | 151-04173 | 151-04173 | Mem city | Memorial city - Memorial herman hospital | Biomed | Biomed shop |  |  |  | No pm stivker found
NO | YES |  |  |  | 005-33383 | 005-33383 | Medrad Inc | Envision CT |  |  | Radiology |  |  |  |  | 005-33383 | 005-33383 | Southeast | Memorial Hermann Southeast Hospital | Radiology | CT 1 Control | [5 empty] | Injector, Syringe | INJECTORSYRINGE-Medrad Inc-Envision CT | [12 empty] | IS-SA | [9 empty] | Injector, Syringe | INJECTORSYRINGE | Injector, Syringe | Medrad Inc
YES | YES |  |  |  | 099-14283 | 099-14283 | Medrad Inc | Envision CT |  |  | TMC-Radiology-Nuc Med |  |  |  |  | 099-14283 | 099-14283 | TMC | Memorial Hermann-Texas Medical Center | TMC-Radiology-Nuc Med | Radiology Jones CT1 | [5 empty] | Injector, Syringe | INJECTORSYRINGE-Medrad Inc-Envision CT | [12 empty] | IS-SA | [9 empty] | Injector, Syringe | INJECTORSYRINGE | Injector, Syringe | Medrad Inc
NO | YES | Serial Number 15595 |  |  | 005-07931 | 005-07931 | Medrad Inc | Envision CT |  |  | Radiology |  |  |  |  | 005-07931 | 005-07931 | Southeast | Memorial Hermann Southeast Hospital | Radiology | In imaging shop |  |  |  | Shop spare
NO | YES |  |  |  | 145-00158 | 145-00158 | Medrad Inc | Mark 7 Arterion |  |  | Pearland-Cardiac Cath Lab |  |  |  |  | 145-00158 | 145-00158 | Pearland | MHHS-Pearland Hospital | Pearland-Cardiac Cath Lab | S2 225 | 3/1/19 | 3/1/20 |  |  | Injector Cardiac | Injector, Syringe | INJECTORSYRINGE-Medrad Inc-Mark 7 Arterion | [12 empty] | IS-SA | [7 empty] | 11/1/15 |  | Injector, Syringe | INJECTORSYRINGE | Injector, Syringe | Medrad Inc
YES | YES |  |  |  | 005-33992 | 005-33992 | Medrad Inc | Mark 7 Arterion |  |  | Radiology |  |  |  |  | 005-33992 | 005-33992 | South East | Herman Memorial South East 11800 Astoria | Radiology | Specials |  |  |  | No pm sticker |  | Injector, Syringe | INJECTORSYRINGE-Medrad Inc-Mark 7 Arterion | [12 empty] | IS-SA | [9 empty] | Injector, Syringe | INJECTORSYRINGE | Injector, Syringe | Medrad Inc
NO | YES | Asset Tag 029-12928 |  |  | 029-12928 | 029-12928 | Medrad Inc | Mark 7 Arterion |  | 86410060 101666 | Woodlands-Cath Lab |  |  |  |  | 029-12928 | 029-12928 | Woodlands | MHHS-Woodlands | Woodlands-Cath Lab | Cath lab 2 | 11/1/19 |  | 11/1/20 |  |  | Injector, Syringe | INJECTORSYRINGE-Medrad Inc-Mark 7 Arterion | [12 empty] | IS-SA | [9 empty] | Injector, Syringe | INJECTORSYRINGE | Injector, Syringe | Medrad Inc
YES | YES |  |  |  | 029-13960 | 029-13960 | Medrad Inc | Mark 7 Arterion |  | 86410087 104490 | Cath lab |  |  |  |  | 029-13960 | 029-13960 | Woodlands | Woodland memorial hospital | Cath lab | Rm 2 | [5 empty] | Injector, Syringe | INJECTORSYRINGE-Medrad Inc-Mark 7 Arterion | [12 empty] | IS-SA | [9 empty] | Injector, Syringe | INJECTORSYRINGE | Injector, Syringe | Medrad Inc
YES | YES |  |  |  | 069-41319 | 069-41319 | Medrad Inc | Mark 7 Arterion |  |  | TMC-Radiology-Nuc Med |  |  |  |  | 069-41319 | 069-41319 | TMC | Memorial Hermann-Texas Medical Center | TMC-Radiology-Nuc Med | Radiology Jones Multipurpose Room | [5 empty] | Injector, Syringe | INJECTORSYRINGE-Medrad Inc-Mark 7 Arterion | [12 empty] | IS-SA | [9 empty] | Injector, Syringe | INJECTORSYRINGE | Injector, Syringe | Medrad Inc
YES | YES |  |  |  | 069-18169 | 069-18169 | Medrad Inc | Mark 7 Arterion |  |  | TMC-Radiology-Angio |  |  |  |  | 069-18169 | 069-18169 | TMC | Memorial Hermann-Texas Medical Center | TMC-Radiology-Angio | IR Radiology Angio 3 | [5 empty] | Injector, Syringe | INJECTORSYRINGE-Medrad Inc-Mark 7 Arterion | [12 empty] | IS-SA | [9 empty] | Injector, Syringe | INJECTORSYRINGE | Injector, Syringe | Medrad Inc
YES | YES |  |  |  | 069-41318 | 069-41318 | Medrad Inc | Mark 7 Arterion |  |  | TMC-Radiology-Angio |  |  |  |  | 069-41318 | 069-41318 | TMC | Memorial Hermann-Texas Medical Center | TMC-Radiology-Angio | IR Radiology Angio 5 | [5 empty] | Injector, Syringe | INJECTORSYRINGE-Medrad Inc-Mark 7 Arterion | [12 empty] | IS-SA | [9 empty] | Injector, Syringe | INJECTORSYRINGE | Injector, Syringe | Medrad Inc
YES | YES |  |  |  | 069-46868 | 069-46868 | Medrad Inc | Mark 7 Arterion |  | 86410060 100518 | TMC - SAROFIM 3 - OR |  |  |  |  | 069-46868 | 069-46868 | TMC | Memorial Hermann-Texas Medical Center | TMC - SAROFIM 3 - OR | SAROFIM 3 - OR | [5 empty] | Injector, Syringe | INJECTORSYRINGE-Medrad Inc-Mark 7 Arterion | [12 empty] | IS-SA | [9 empty] | Injector, Syringe | INJECTORSYRINGE | Injector, Syringe | Medrad Inc
YES | YES |  |  |  | 009-34603 | 009-34603 | Medrad Inc | Mark 7 Arterion |  |  | Memorial Hermann GH - CATH LAB |  |  |  |  | 009-34603 | 009-34603 | Central | Memorial Hermann Greater Heights Hospital | Memorial Hermann GH - CATH LAB | Cath Lab 1 |  |  |  | No pm sticker
YES | YES |  |  |  | 099-03581 | 099-03581 | Medrad Inc | Mark V Provis | [7 empty] | 099-03581 | 099-03581 | South East | Memorial Herman 11800 Astoria |  | OR Hybrid equipment closet | 2/1/19 | 2/1/20 |  |  |  | Injector, Syringe | INJECTORSYRINGE-Medrad Inc-Mark V ProVis | [12 empty] | IS-SA | [9 empty] | Injector, Syringe | INJECTORSYRINGE | Injector, Syringe | Medrad Inc
YES | YES |  |  |  | 013-06932 | 013-06932 | Medrad Inc | Mark V Provis | [7 empty] | 013-06932 | 013-06932 |  | Memorial Herman SW 7600 Beechnut St. |  | Specials RM 10 | 2/1/16 |  | 2/1/17 |  |  | Injector, Syringe | INJECTORSYRINGE-Medrad Inc-Mark V ProVis | [12 empty] | IS-SA | [9 empty] | Injector, Syringe | INJECTORSYRINGE | Injector, Syringe | Medrad Inc
NO | YES | Serial Number 93627 |  |  | 013-06207 | 013-06207 | Medrad Inc | Mark V Provis | [7 empty] | 013-06207 | 013-06207 |  | Memorial Herman SW 7600 Beechnut |  | Surgery Hallway | 2/1/20 |  | 2/1/19 |  |  | Injector, Syringe | INJECTORSYRINGE-Medrad Inc-Mark V ProVis | [12 empty] | IS-SA | [9 empty] | Injector, Syringe | INJECTORSYRINGE | Injector, Syringe | Medrad Inc
NO | YES | Serial Number 101088 |  |  | 013-10480 | 013-10480 | Medrad Inc | Mark V Provis | [7 empty] | 013-10480 | 013-10480 |  | Memorial Herman SW 7600 Beechnut |  | Surgery Hallway | 2/1/19 |  | 2/1/20 |  |  | Injector, Syringe | INJECTORSYRINGE-Medrad Inc-Mark V ProVis | [12 empty] | IS-SA | [9 empty] | Injector, Syringe | INJECTORSYRINGE | Injector, Syringe | Medrad Inc
YES | YES |  |  |  | 099-10976 | 099-10976 | Medrad Inc | Mark V ProVis |  |  | SW - HVI - OR |  |  |  |  | 099-10976 | 099-10976 | Southwest | Memorial Hermann Heart | SW - HVI - OR | Endovascular Room 7 | 12/1/19 |  | 12/1/20 | New Add |  | Injector, Syringe | INJECTORSYRINGE-Medrad Inc-Mark V ProVis | [12 empty] | IS-SA | [9 empty] | Injector, Syringe | INJECTORSYRINGE | Injector, Syringe | Medrad Inc
YES | YES |  |  |  | 013-06618 | 013-06618 | Medrad Inc | Mark V ProVis |  |  | SW - HVI - OR |  |  |  |  | 013-06618 | 013-06618 | Southwest | Memorial Hermann Heart | SW - HVI - OR | CVOR EP 3 | 12/1/19 |  | 12/1/20 | New Add |  | Injector, Syringe | INJECTORSYRINGE-Medrad Inc-Mark V ProVis | [12 empty] | IS-SA | [9 empty] | Injector, Syringe | INJECTORSYRINGE | Injector, Syringe | Medrad Inc
NO | YES |  |  |  | 099-14233 | 099-14233 | Medrad Inc | Mark V ProVis |  |  | SW-Cath Lab |  |  |  |  | 099-14233 | 099-14233 | Southwest | MHHS-Southwest | SW-Cath Lab | Cath1 | 2/1/20 |  | 2/1/21 |  |  | Injector, Syringe | INJECTORSYRINGE-Medrad Inc-Mark V ProVis | [12 empty] | IS-SA | [9 empty] | Injector, Syringe | INJECTORSYRINGE | Injector, Syringe | Medrad Inc
YES | YES |  |  |  | 074-03283 | 074-03283 | Medrad Inc | Mark V ProVis |  |  | TMC - CATH LAB - ADULT (2HVI) |  |  |  |  | 074-03283 | 074-03283 | TMC | Memorial Hermann Heart | TMC - CATH LAB - ADULT (2HVI) | Cath Lab 3 | [5 empty] | Injector, Syringe | INJECTORSYRINGE-Medrad Inc-Mark V ProVis | [12 empty] | IS-SA | [9 empty] | Injector, Syringe | INJECTORSYRINGE | Injector, Syringe | Medrad Inc
YES | YES |  |  |  | 069-16222 | 069-16222 | Medrad Inc | Mark V ProVis |  |  | TMC - CATH LAB - ADULT (2HVI) |  |  |  |  | 069-16222 | 069-16222 | TMC | Memorial Hermann Heart | TMC - CATH LAB - ADULT (2HVI) | Cath Lab 5 | 3/1/20 |  | 3/1/20 |  |  | Injector, Syringe | INJECTORSYRINGE-Medrad Inc-Mark V ProVis | [12 empty] | IS-SA | [9 empty] | Injector, Syringe | INJECTORSYRINGE | Injector, Syringe | Medrad Inc
YES | YES |  |  |  | 074-03285 | 074-03285 | Medrad Inc | Mark V ProVis |  |  | TMC - CATH LAB - ADULT (2HVI) |  |  |  |  | 074-03285 | 074-03285 | TMC | Memorial Hermann Heart | TMC - CATH LAB - ADULT (2HVI) | Cath Lab 5 | [5 empty] | Injector, Syringe | INJECTORSYRINGE-Medrad Inc-Mark V ProVis | [12 empty] | IS-SA | [9 empty] | Injector, Syringe | INJECTORSYRINGE | Injector, Syringe | Medrad Inc
YES | YES |  |  |  | 074-03281 | 074-03281 | Medrad Inc | Mark V ProVis |  |  | TMC - CATH LAB - ADULT (2HVI) |  |  |  |  | 074-03281 | 074-03281 | TMC | Memorial Hermann Heart | TMC - CATH LAB - ADULT (2HVI) | Cath Lab 1 | [5 empty] | Injector, Syringe | INJECTORSYRINGE-Medrad Inc-Mark V ProVis | [12 empty] | IS-SA | [9 empty] | Injector, Syringe | INJECTORSYRINGE | Injector, Syringe | Medrad Inc
YES | YES | [5 empty] | Medrad Inc | Mark V ProVis |  |  | TMC - CATH LAB - ADULT (2HVI) | [6 empty] | TMC | Memorial Hermann Heart | TMC - CATH LAB - ADULT (2HVI) | Cath Lab 1 | [5 empty] | Injector, Syringe | INJECTORSYRINGE-Medrad Inc-Mark V ProVis | [12 empty] | IS-SA | [9 empty] | Injector, Syringe | INJECTORSYRINGE | Injector, Syringe | Medrad Inc
YES | YES |  |  |  | 099-12430 | 099-12430 | Medrad Inc | Mark V ProVis |  |  | TMC - OR - CVOR (7HVI) |  |  |  |  | 099-12430 | 099-12430 | TMC | Memorial Hermann-Texas Medical Center | TMC - OR - CVOR (7HVI) | OR - CVOR (7HVI | 3/1/20 |  |  |  |  | Injector, Syringe | INJECTORSYRINGE-Medrad Inc-Mark V ProVis | [12 empty] | IS-SA | [9 empty] | Injector, Syringe | INJECTORSYRINGE | Injector, Syringe | Medrad Inc
NO | YES |  |  |  | 069-35444 | 069-35444 | Medrad Inc | Mark V ProVis |  |  | Tmc-or-cvor |  |  |  |  | 069-35444 | 069-35444 | TMC | Memorial Hermann-Texas Medical Center | Tmc-or-cvor | Or 5 | 3/1/20 |  | 3/1/21 |  |  | Injector, Syringe | INJECTORSYRINGE-Medrad Inc-Mark V ProVis | [12 empty] | IS-SA | [9 empty] | Injector, Syringe | INJECTORSYRINGE | Injector, Syringe | Medrad Inc
YES | YES |  |  |  | 069-33710 | 069-33710 | Medrad Inc | Mark V ProVis |  |  | TMC-Radiology-Angio |  |  |  |  | 069-33710 | 069-33710 | TMC | Memorial Hermann-Texas Medical Center | TMC-Radiology-Angio | IR Radiology Angio 1 | [5 empty] | Injector, Syringe | INJECTORSYRINGE-Medrad Inc-Mark V ProVis | [12 empty] | IS-SA | [9 empty] | Injector, Syringe | INJECTORSYRINGE | Injector, Syringe | Medrad Inc
YES | YES |  |  |  | 069-41799 | 069-41799 | Medrad Inc | Mark V ProVis |  |  | TMC-Radiology-Angio |  |  |  |  | 069-41799 | 069-41799 | TMC | Memorial Hermann-Texas Medical Center | TMC-Radiology-Angio | IR Radiology Angio 1 | [5 empty] | Injector, Syringe | INJECTORSYRINGE-Medrad Inc-Mark V ProVis | [12 empty] | IS-SA | [9 empty] | Injector, Syringe | INJECTORSYRINGE | Injector, Syringe | Medrad Inc
YES | YES |  |  |  | 041-12379 | 041-12379 | Medrad Inc | Mark V ProVis |  |  | Memorial City-H |  |  |  |  | 041-12379 | 041-12379 | West | Memorial Hermann Heart | Memorial City-H | IR1 | 12/1/19 |  | 12/1/20 |  |  | Injector, Syringe | INJECTORSYRINGE-Medrad Inc-Mark V ProVis | [12 empty] | IS-SA | [9 empty] | Injector, Syringe | INJECTORSYRINGE | Injector, Syringe | Medrad Inc
YES | YES |  |  |  | 041-17380 | 041-17380 | Medrad Inc | Mark V ProVis |  | 26-30 | Memorial City-H |  |  |  |  | 041-17380 | 041-17380 | West | Memorial Hermann Heart | Memorial City-H | IR2 | 12/1/19 |  | 12/1/20 |  |  | Injector, Syringe | INJECTORSYRINGE-Medrad Inc-Mark V ProVis | [12 empty] | IS-SA | [9 empty] | Injector, Syringe | INJECTORSYRINGE | Injector, Syringe | Medrad Inc
YES | YES |  |  |  | 099-07785 | 099-07785 | Medrad Inc | Mark V ProVis |  |  | 3rd floor OR |  |  |  |  | 099-07785 | 099-07785 | TMC | Memorial Hermann-Texas Medical Center | 3rd floor OR | S3 415 | 1/1/18 |  | 1/1/19 |  |  | Injector, Syringe | INJECTORSYRINGE-Medrad Inc-Mark V ProVis | [12 empty] | IS-SA | [9 empty] | Injector, Syringe | INJECTORSYRINGE | Injector, Syringe | Medrad Inc
YES | YES |  |  |  | 005-07076 | 005-07076 | Medrad Inc | Mark V ProVis |  |  | Cath lab |  |  |  |  | 005-07076 | 005-07076 | Southeast | Memorial Hermann Southeast Hospital | Cath lab | Cath lab 3 | [5 empty] | Injector, Syringe | INJECTORSYRINGE-Medrad Inc-Mark V ProVis | [12 empty] | IS-SA | [9 empty] | Injector, Syringe | INJECTORSYRINGE | Injector, Syringe | Medrad Inc
NO | YES |  |  |  | 005-12094 | 005-12094 | Medrad Inc | Mark V ProVis |  |  | Radiology |  |  |  |  | 005-12094 | 005-12094 | Southeast | Memorial Hermann Southeast Hospital | Radiology | Imaging shop sparr |  |  |  | In imaging shop for a spare
NO | YES |  |  |  | 013-06189 | 013-06189 | Medrad Inc | PPD |  |  | SW-Cath Lab |  |  |  |  | 013-06189 | 013-06189 | Southwest | MHHS-Southwest | SW-Cath Lab | Hall | 2/1/20 |  | 2/1/21 |  |  | Injector, Syringe | INJECTORSYRINGE-Medrad Inc-PPD | [12 empty] | IS-SA | [7 empty] | 6/1/02 |  | Injector, Syringe | INJECTORSYRINGE | Injector, Syringe | Medrad Inc
YES | YES |  |  |  | 069-40764 | 069-40764 | Medrad Inc | Spectris |  |  | MRI |  |  |  |  | 069-40764 | 069-40764 | TMC | Memorial Hermann Hospital MRI | MRI | MRI 3
NO | YES |  |  |  | 145-00176 | 145-00176 | Medrad Inc | Spectris MR200 |  |  | Pearland-Radiology |  |  |  |  | 145-00176 | 145-00176 | Pearland | MHHS-Pearland Hospital | Pearland-Radiology | MRI Procedure | 12/1/18 | 12/1/19 |  |  | Injector MRI | [22 empty] | 8/1/96
YES | YES |  |  |  | 129-07224 | 129-07224 | Medrad Inc | Spectris Solaris EP |  |  | Sugar Land OPID |  |  |  |  | 129-07224 | 129-07224 | Sugar Land | Memorial Hermann Sugar Land | Sugar Land OPID | Sugar Land, Professional Bldg 1, Suite 100, Room 166 | 11/1/19 | 11/1/20 |  |  | Injector MRI | Injector, Syringe | INJECTORSYRINGE-Medrad Inc-Spectris Solaris EP | [12 empty] | IS-SA | [9 empty] | Injector, Syringe | INJECTORSYRINGE | Injector, Syringe | Medrad Inc
NO | YES |  |  |  | 029-08870 | 029-08870 | Medrad Inc | Spectris Solaris EP |  |  | Woodlands-Radiology |  |  |  |  | 029-08870 | 029-08870 | Woodlands | MHHS-Woodlands | Woodlands-Radiology |  | 10/1/19 | 10/1/20 |  |  |  | Injector, Syringe | INJECTORSYRINGE-Medrad Inc-Spectris Solaris EP | [12 empty] | IS-SA | [9 empty] | Injector, Syringe | INJECTORSYRINGE | Injector, Syringe | Medrad Inc
NO | YES |  |  |  | 013-13506 | 013-13506 | Medrad Inc | Spectris Solaris EP |  |  | OPID MRI |  |  |  |  | 013-13506 | 013-13506 | Southwest | Memorial Hermann Southwest | OPID MRI | MRI | 10/1/19 |  | 10/1/20 |  |  | Injector, Syringe | INJECTORSYRINGE-Medrad Inc-Spectris Solaris EP | [12 empty] | IS-SA | [9 empty] | Injector, Syringe | INJECTORSYRINGE | Injector, Syringe | Medrad Inc
YES | YES |  |  |  | 069-40765 | 069-40765 | Medrad Inc | Spectris Solaris EP |  | 3004211 11419 | MRI |  |  |  |  | 069-40765 | 069-40765 | TMC | Memorial Hermann Hospital MRI | MRI | MRI4 | 11/1/19 |  |  |  |  | Injector, Syringe | INJECTORSYRINGE-Medrad Inc-Spectris Solaris EP | [12 empty] | IS-SA | [9 empty] | Injector, Syringe | INJECTORSYRINGE | Injector, Syringe | Medrad Inc
YES | YES |  |  |  | 041-11502 | 041-11502 | Medrad Inc | Spectris Solaris EP |  |  | MH West Memorial City Imaging Center |  |  |  |  | 041-11502 | 041-11502 | West | Memorial Hermann Imaging Center - Memorial City (#200) | MH West Memorial City Imaging Center | MRI 1.5 | [5 empty] | Injector, Syringe | INJECTORSYRINGE-Medrad Inc-Spectris Solaris EP | [12 empty] | IS-SA | [9 empty] | Injector, Syringe | INJECTORSYRINGE | Injector, Syringe | Medrad Inc
YES | YES |  |  |  | 041-05783 | 041-05783 | Medrad Inc | Spectris Solaris EP |  |  | Memorial City/West-MRI Inpatient |  |  |  |  | 041-05783 | 041-05783 | West | Memorial Hermann Memorial City Medical Center | Memorial City/West-MRI Inpatient | MH West MRI Inpatient GE | 11/1/19 |  | 11/1/20 |  |  | Injector, Syringe | INJECTORSYRINGE-Medrad Inc-Spectris Solaris EP | [12 empty] | IS-SA | [9 empty] | Injector, Syringe | INJECTORSYRINGE | Injector, Syringe | Medrad Inc
NO | YES | Asset Tag 041-18582 |  |  | 041-18582 | 041-18582 | Medrad Inc | Spectris Solaris EP |  | 3034892 100537 | MEMORIAL CITY - MRI |  |  |  |  | 041-18582 | 041-18582 | West | Memorial herman memorial city | MEMORIAL CITY - MRI | Mri
YES | YES |  |  |  | 013-37451 | 009-33147 | Medrad Inc | Spectris Solaris EP |  | 60727749 200645 | SW -MRI |  |  |  |  | 013-37451 | 009-33147 | Southwest | Memorial Hermann Southwest Hospital | SW -MRI | MRI |  |  |  | Medred injector
YES | YES |  |  |  | 151-04610 | 151-04610 | Medrad Inc | Stellant |  | 60764873 203366 | CY - CARDIAC CATH LAB |  |  |  |  | 151-04610 | 151-04610 | Northwest | Memorial Hermann Cypress Hospital | CY - CARDIAC CATH LAB | SOUTH TOWER STORAGE |  |  |  | No pm found |  | Injector, Syringe | INJECTORSYRINGE-Medrad Inc-Stellant | [12 empty] | IS-SA | [9 empty] | Injector, Syringe | INJECTORSYRINGE | Injector, Syringe | Medrad Inc
NO | YES |  |  |  | 133-04568 | 133-04568 | Medrad Inc | Stellant |  |  | OPID-(KY)-Katy-445 (Mp1) |  |  |  |  | 133-04568 | 133-04568 | Katy | MHHS-Others | OPID-(KY)-Katy-445 (Mp1) | Katy | 10/1/19 | 10/1/20 |  | Injector, CT |  | Injector, Syringe | INJECTORSYRINGE-Medrad Inc-Stellant | [12 empty] | IS-SA | [9 empty] | Injector, Syringe | INJECTORSYRINGE | Injector, Syringe | Medrad Inc
YES | YES |  |  |  | 133-04456 | 133-04456 | Medrad Inc | Stellant |  | 3014227 34344 | Emergency Dept |  |  |  |  | 133-04456 | 133-04456 | Katy | Memorial Hermann | Emergency Dept | Katy (ER) | 11/1/19 | 11/1/20 |  | Injector, CT |  | Injector, Syringe | INJECTORSYRINGE-Medrad Inc-Stellant | [12 empty] | IS-SA | [9 empty] | Injector, Syringe | INJECTORSYRINGE | Injector, Syringe | Medrad Inc
YES | YES |  |  |  | 129-02281 | 129-02281 | Medrad Inc | Stellant |  |  | Sugar Land Imaging Dept |  |  |  |  | 129-02281 | 129-02281 | Sugar Land | Memorial Hermann Sugar Land | Sugar Land Imaging Dept | Sugar Land West Tower CT Room 1 | 11/1/18 | 11/1/19 |  |  | Injector CT | Injector, Syringe | INJECTORSYRINGE-Medrad Inc-Stellant | [12 empty] | IS-SA | [9 empty] | Injector, Syringe | INJECTORSYRINGE | Injector, Syringe | Medrad Inc
NO | YES |  |  |  | 929-00740 | 929-00740 | Medrad Inc | Stellant |  |  | SL OPID |  |  |  |  | 929-00740 | 929-00740 | Sugar Land | MH SL | SL OPID | SL, PB1, Suite 113 | 2/1/19 | 2/1/20 |  |  | Injector CT | Injector, Syringe | INJECTORSYRINGE-Medrad Inc-Stellant | [12 empty] | IS-SA | [9 empty] | Injector, Syringe | INJECTORSYRINGE | Injector, Syringe | Medrad Inc
YES | YES |  |  |  | 145-00172 | 145-00172 | Medrad Inc | Stellant |  |  | Pearland Imaging |  |  |  |  | 145-00172 | 145-00172 | Pearland | MH Pearland | Pearland Imaging | C1 320 CT Room | 12/1/18 | 12/1/19 |  |  | Injector CT | Injector, Syringe | INJECTORSYRINGE-Medrad Inc-Stellant | [12 empty] | IS-SA | [9 empty] | Injector, Syringe | INJECTORSYRINGE | Injector, Syringe | Medrad Inc
NO | YES |  |  |  | 099-03539 | 099-03539 | Medrad Inc | Stellant |  |  | Radiology |  |  |  |  | 099-03539 | 099-03539 | Southwest | Herman Memorial 7600 Beechnut | Radiology | CT Room 3 | [5 empty] | Injector, Syringe | INJECTORSYRINGE-Medrad Inc-Stellant | [12 empty] | IS-SA | [9 empty] | Injector, Syringe | INJECTORSYRINGE | Injector, Syringe | Medrad Inc
YES | YES |  |  |  | 013-13499 | 013-13499 | Medrad Inc | Stellant |  |  | Ct Opid |  |  |  |  | 013-13499 | 013-13499 | Southwest | Memorial Hermann Southwest | Ct Opid | 150:22:00 |  |  | 10/1/20 |  |  | Injector, Syringe | INJECTORSYRINGE-Medrad Inc-Stellant | [12 empty] | IS-SA | [7 empty] | 2/1/20 |  | Injector, Syringe | INJECTORSYRINGE | Injector, Syringe | Medrad Inc
YES | YES |  |  |  | 013-17738 | 013-17738 | Medrad Inc | Stellant |  | 3014227 33907 | Cancer center |  |  |  |  | 013-17738 | 013-17738 | Central | Memorial Hermann Greater Heights Hospital | Cancer center | Simulator | [5 empty] | Injector, Syringe | INJECTORSYRINGE-Medrad Inc-Stellant | [12 empty] | IS-SA | [9 empty] | Injector, Syringe | INJECTORSYRINGE | Injector, Syringe | Medrad Inc
YES | YES |  |  |  | 929-00679 | 929-00679 | Medrad Inc | Stellant |  | 3007032 23642 | Radiology |  |  |  |  | 929-00679 | 929-00679 | Central | Joint Center - Orthopedic and Spine Hospital | Radiology | CT Scan | 12/1/19 |  | 12/1/20 |  |  | Injector, Syringe | INJECTORSYRINGE-Medrad Inc-Stellant | [12 empty] | IS-SA | [9 empty] | Injector, Syringe | INJECTORSYRINGE | Injector, Syringe | Medrad Inc
YES | YES |  |  |  | 069-28487 | 069-28487 | Medrad Inc | Stellant |  |  | TMC - PLAZA - CANCER CENTER (STE 2900) |  |  |  |  | 069-28487 | 069-28487 | TMC |  | TMC - PLAZA - CANCER CENTER (STE 2900) | CT Procedure | [5 empty] | Injector, Syringe | INJECTORSYRINGE-Medrad Inc-Stellant | [12 empty] | IS-SA | [9 empty] | Injector, Syringe | INJECTORSYRINGE | Injector, Syringe | Medrad Inc
YES | YES |  |  |  | 925-00994 | 925-00994 | Medrad Inc | Stellant |  | 3007301 100878 | OPID - (SE) - BAYSHORE - 403 |  |  |  |  | 925-00994 | 925-00994 | Southeast | Memorial Hermann Imaging Center - Pasadena | OPID - (SE) - BAYSHORE - 403 | CT Control Room | 1/1/19 |  | 1/1/20 |  |  | Injector, Syringe | INJECTORSYRINGE-Medrad Inc-Stellant | [12 empty] | IS-SA | [9 empty] | Injector, Syringe | INJECTORSYRINGE | Injector, Syringe | Medrad Inc
NO | YES |  |  |  | 069-20780 | 069-20780 | Medrad Inc | Stellant |  |  | TMC-Radiology-Nuc Med |  |  |  |  | 069-20780 | 069-20780 | TMC | Memorial Hermann-Texas Medical Center | TMC-Radiology-Nuc Med | Radiology Outpatient (Chest) Rad Room | [5 empty] | Injector, Syringe | INJECTORSYRINGE-Medrad Inc-Stellant | [12 empty] | IS-SA | [9 empty] | Injector, Syringe | INJECTORSYRINGE | Injector, Syringe | Medrad Inc
YES | YES |  |  |  | 099-14287 | 099-14287 | Medrad Inc | Stellant |  |  | TMC-ER-Rad-CT |  |  |  |  | 099-14287 | 099-14287 | TMC | Memorial Hermann-Texas Medical Center | TMC-ER-Rad-CT | Rad-CT | 3/1/20 |  | 4/1/20 |  |  | Injector, Syringe | INJECTORSYRINGE-Medrad Inc-Stellant | [12 empty] | IS-SA | [9 empty] | Injector, Syringe | INJECTORSYRINGE | Injector, Syringe | Medrad Inc
YES | YES |  |  |  | 041-32969 | 041-32969 | Medrad Inc | Stellant |  |  | MH West Memorial City Imaging Center |  |  |  |  | 041-32969 | 041-32969 | West | Memorial Hermann Imaging Center - Memorial City (#200) | MH West Memorial City Imaging Center | PET/CT | [5 empty] | Injector, Syringe | INJECTORSYRINGE-Medrad Inc-Stellant | [12 empty] | IS-SA | [9 empty] | Injector, Syringe | INJECTORSYRINGE | Injector, Syringe | Medrad Inc
YES | YES |  |  |  | 041-12383 | 041-12383 | Medrad Inc | Stellant |  | 3014227 36134 | Memorial City/West-MRI Inpatient |  |  |  |  | 041-12383 | 041-12383 | West | Memorial Hermann Memorial City Medical Center | Memorial City/West-MRI Inpatient | MH West Radiology - CAT Scan | [5 empty] | Injector, Syringe | INJECTORSYRINGE-Medrad Inc-Stellant | [12 empty] | IS-SA | [9 empty] | Injector, Syringe | INJECTORSYRINGE | Injector, Syringe | Medrad Inc
YES | YES |  |  |  | 099-14256 | 099-14256 | Medrad Inc | Stellant |  |  | MEMORIAL CITY - ER |  |  |  |  | 099-14256 | 099-14256 | West | MHMC-ER | MEMORIAL CITY - ER | ER CT | 12/1/19 |  | 12/1/20 |  |  | Injector, Syringe | INJECTORSYRINGE-Medrad Inc-Stellant | [12 empty] | IS-SA | [9 empty] | Injector, Syringe | INJECTORSYRINGE | Injector, Syringe | Medrad Inc
YES | YES |  |  |  | 009-03949 | 009-03949 | Medrad Inc | Stellant |  |  | Biomed shop |  |  |  |  | 009-03949 | 009-03949 | Mem city | Memorial city - Memorial herman hospital | Biomed shop | Biomed
YES | YES |  |  |  | 099-03604 | 099-03604 | Medrad Inc | Stellant |  | 3034705 101045 | Radiology |  |  |  |  | 099-03604 | 099-03604 | West | Memorial Hermann - Katy | Radiology | W1 210.1
NO | YES | [5 empty] | Medrad Inc | Stellant CT |  |  | Woodlands-Radiology | [6 empty] | Woodlands | MHHS-Woodlands | Woodlands-Radiology |  | 10/1/19 | 10/1/20 |  | ID 10830734 |  | Injector, Syringe | INJECTORSYRINGE-Medrad Inc-Stellant CT | [12 empty] | IS-SA | [9 empty] | Injector, Syringe | INJECTORSYRINGE | Injector, Syringe | Medrad Inc
YES | YES |  |  |  | 069-46858 | 069-46858 | Medrad Inc | Stellant CT |  |  | TMC-ER-Rad-CT |  |  |  |  | 069-46858 | 069-46858 | TMC | Memorial Hermann-Texas Medical Center | TMC-ER-Rad-CT | Rad-Trauma | [5 empty] | Injector, Syringe | INJECTORSYRINGE-Medrad Inc-Stellant CT | [12 empty] | IS-SA | [9 empty] | Injector, Syringe | INJECTORSYRINGE | Injector, Syringe | Medrad Inc
NO | YES |  |  |  | 241-01594 | 241-01594 | Medrad Inc | Stellant CT |  |  | TIRR-Radiology |  |  |  |  | 241-01594 | 241-01594 | TMC | MHHS-Others | TIRR-Radiology | CT Room | 2/1/20 |  | 4/1/20 |  |  | Injector, Syringe | INJECTORSYRINGE-Medrad Inc-Stellant CT | [12 empty] | IS-SA | [9 empty] | Injector, Syringe | INJECTORSYRINGE | Injector, Syringe | Medrad Inc
YES | YES |  |  |  | 041-08965 | 041-08965 | Medrad Inc | Stellant CT |  |  | MH West Memorial City Imaging Center |  |  |  |  | 041-08965 | 041-08965 | West | Memorial Hermann Imaging Center - Memorial City (#200) | MH West Memorial City Imaging Center | CT Room | [5 empty] | Injector, Syringe | INJECTORSYRINGE-Medrad Inc-Stellant CT | [12 empty] | IS-SA | [9 empty] | Injector, Syringe | INJECTORSYRINGE | Injector, Syringe | Medrad Inc
YES | YES |  |  |  | 005-02790 | 005-02790 | Medrad Inc | Stellant CT |  | 3007032 20022 | ED CT |  |  |  |  | 005-02790 | 005-02790 | Southeast | Memorial Hermann Southeast Hospital | ED CT | CTMED
YES | YES |  |  |  | 069-46852 | 069-46852 | Medrad Inc | Stellant Flex |  |  | TMC-SP6-CT |  |  |  |  | 069-46852 | 069-46852 | TMC | Memorial Hermann-Texas Medical Center | TMC-SP6-CT | Sarofim - Radiology | 3/1/20 |  | 4/1/21
YES | YES |  |  |  | 005-33984 | 005-33984 | Medrad Mark 7 Arterion | Mark 7 Arterion |  | 60728362 205859 | [5 empty] | 005-33984 | 005-33984 | South East | Memorial Herman 11800 Astoria |  | OR Hallway near Hybrid 2 | 1/1/19 | 1/1/20
NO | YES |  |  |  | 151-02209 | 151-02209 | MEDRAD, INC. | ANGIOJET SERIES 5000 ULTRA |  | U6413 | CY-Cardiac Cath Lab | MHHS-Cypress |  |  |  | 151-02209 | 151-02209 | Northwest | MHHS-Cypress | CY-Cardiac Cath Lab |  | 5/1/19 |  |  |  | CIRCULATORY ASSIST UNITS, INTRA-AORTIC BALLOON | System, Thrombectomy | SYSTEMTHROMBECTOMY-Medrad Inc-AngioJet Ultra 5000 |  |  |  |  | SYSTEMTHROMBECTOMY-Medrad Inc-AngioJet Ultra 5000 | Medrad Inc |  |  |  |  | 12/3/16 |  | TS-A | Covered PM Repair - Biomedical | MHHS-Cypress | [8 empty] | SYSTEMTHROMBECTOMY | System, Thrombectomy | Medrad Inc
NO | YES |  |  |  | 142-01753 | 142-01753 | MEDRAD, INC. | ANGIOJET SERIES 5000 ULTRA |  | U3801 | NE - CATH LAB | MHHS-Northeast |  |  |  | 142-01753 | 142-01753 | Katy | NE-cath lab | NE - CATH LAB | [5 empty] | CIRCULATORY ASSIST UNITS, INTRA-AORTIC BALLOON |  | SYSTEMTHROMBECTOMY-Medrad Inc-AngioJet Ultra 5000 |  |  |  |  | SYSTEMTHROMBECTOMY-Medrad Inc-AngioJet Ultra 5000 | Medrad Inc | [7 empty] | Covered PM Repair - Radiology, Low End | MHHS-Northeast
NO | YES |  |  |  | 005-09259 | 005-09259 | MEDRAD, INC. | ANGIOJET SERIES 5000 ULTRA |  | U2191 | SE-Cath Lab | MHHS-Southeast |  |  |  | 005-09259 | 005-09259 | Southeast & Bay Area | MHHS-Southeast | SE-Cath Lab | Hybird 2 | 5/1/19 |  | 5/1/20 |  | CIRCULATORY ASSIST UNITS, INTRA-AORTIC BALLOON |  | SYSTEMTHROMBECTOMY-Medrad Inc-AngioJet Ultra 5000 |  |  |  |  | SYSTEMTHROMBECTOMY-Medrad Inc-AngioJet Ultra 5000 | Medrad Inc | [7 empty] | Covered PM Repair - Radiology, High End | MHHS-Southeast
NO | YES |  |  |  | 069-26704 |  | MEDRAD, INC. | ANGIOJET SERIES 5000 ULTRA |  | U2934 | TMC - RADIOLOGY - JONES PAVILION | MHHS-TMC |  |  |  | 069-26704 |  | TMC |  | TMC - RADIOLOGY - JONES PAVILION |  | 4/15/19 |  |  |  | CIRCULATORY ASSIST UNITS, INTRA-AORTIC BALLOON |  | SYSTEMTHROMBECTOMY-Medrad Inc-AngioJet Ultra 5000 |  |  |  |  | SYSTEMTHROMBECTOMY-Medrad Inc-AngioJet Ultra 5000 | Medrad Inc | [7 empty] | Covered PM Repair - Radiology, Low End | MHHS-TMC
NO | YES |  |  |  | 009-09177 | 009-09177 | MEDRAD, INC. | ANGIOJET ULTRA |  | U6355 | GH-OR Anesthesia | MHHS-Greater Heights |  | System, Thrombectomy |  | 009-09177 | 009-09177 | Central | MHHS-Greater Heights | GH-OR Anesthesia | OR | 7/1/19 |  | 7/1/20 |  | IRRIGATION/DISTENTION SYSTEMS | System, Thrombectomy | SYSTEMTHROMBECTOMY-Medrad Inc-AngioJet Ultra | SYSTEMTHROMBECTOMY | AngioJet Ultra |  |  |  | Medrad Inc | System, Thrombectomy |  | SYSTEMTHROMBECTOMY-Medrad Inc-AngioJet Ultra |  |  |  | TS-A | Not Covered Vendor Only - Rad, Low End | MHHS-Greater Heights | [8 empty] | SYSTEMTHROMBECTOMY | System, Thrombectomy | Medrad Inc
NO | YES |  |  |  | 041-17032 |  | MEDRAD, INC. | ANGIOJET ULTRA |  | u3475 | Katy-Cath Lab | MHHS-Katy |  | System, Thrombectomy |  | 041-17032 |  | Katy | MHHS-Katy | Katy-Cath Lab | Cab lab 2 | 2/1/20 | 2/1/21 |  |  | IRRIGATION/DISTENTION SYSTEMS | System, Thrombectomy | SYSTEMTHROMBECTOMY-Medrad Inc-AngioJet Ultra | SYSTEMTHROMBECTOMY | AngioJet Ultra |  |  |  | Medrad Inc | System, Thrombectomy |  | SYSTEMTHROMBECTOMY-Medrad Inc-AngioJet Ultra |  |  |  | TS-A | Not Covered Vendor Only - Rad, Low End | MHHS-Katy | [8 empty] | SYSTEMTHROMBECTOMY | System, Thrombectomy | Medrad Inc
NO | YES |  |  |  | 041-17031 | 041-17031 | MEDRAD, INC. | ANGIOJET ULTRA |  | U4215 | MEMORIAL CITY - CATH LAB | MHHS-Mem City |  | System, Thrombectomy |  | 041-17031 | 041-17031 | West | Memorial Hermann Heart | MEMORIAL CITY - CATH LAB | CT 1 |  |  |  |  | IRRIGATION/DISTENTION SYSTEMS |  | SYSTEMTHROMBECTOMY-Medrad Inc-AngioJet Ultra | SYSTEMTHROMBECTOMY | AngioJet Ultra |  |  |  | Medrad Inc | System, Thrombectomy |  | SYSTEMTHROMBECTOMY-Medrad Inc-AngioJet Ultra |  |  |  |  | Covered PM Repair - Radiology, Low End | MHHS-Mem City
NO | YES |  |  |  | 041-20206 | 041-20206 | MEDRAD, INC. | ANGIOJET ULTRA |  | U6067 | MEMORIAL CITY - MOR | MHHS-Mem City |  | System, Thrombectomy |  | 041-20206 | 041-20206 | West | Memorial City - Memorial Hermann Hospital | MEMORIAL CITY - MOR | MOR 11 |  |  |  | PM past due | IRRIGATION/DISTENTION SYSTEMS |  | SYSTEMTHROMBECTOMY-Medrad Inc-AngioJet Ultra | SYSTEMTHROMBECTOMY | AngioJet Ultra |  |  |  | Medrad Inc | System, Thrombectomy |  | SYSTEMTHROMBECTOMY-Medrad Inc-AngioJet Ultra |  |  |  |  | Covered PM Repair - Radiology, Low End | MHHS-Mem City
NO | YES |  |  |  |  | 142-06272 | MEDRAD, INC. | ANGIOJET ULTRA |  | U6014 | NE-OR | MHHS-Northeast |  | System, Thrombectomy |  |  | 142-06272 | Katy | MHHS-Northeast | NE-OR | OR Hybrid Room supply room | 4/1/19 |  |  |  | IRRIGATION/DISTENTION SYSTEMS | System, Thrombectomy | SYSTEMTHROMBECTOMY-Medrad Inc-AngioJet Ultra | SYSTEMTHROMBECTOMY | AngioJet Ultra |  |  |  | Medrad Inc | System, Thrombectomy |  | SYSTEMTHROMBECTOMY-Medrad Inc-AngioJet Ultra |  |  |  | TS-A | Covered PM Repair - Biomedical | MHHS-Northeast | [8 empty] | SYSTEMTHROMBECTOMY | System, Thrombectomy | Medrad Inc
NO | YES |  |  |  |  | 013-18214 | MEDRAD, INC. | ANGIOJET ULTRA |  | u3883 | SW-OR | MHHS-Southwest |  | System, Thrombectomy |  |  | 013-18214 | Southwest | MHHS-Southwest | SW-OR | HVI OR Suite | 10/1/19 |  | 10/1/20 |  | IRRIGATION/DISTENTION SYSTEMS | System, Thrombectomy | SYSTEMTHROMBECTOMY-Medrad Inc-AngioJet Ultra | SYSTEMTHROMBECTOMY | AngioJet Ultra |  |  |  | Medrad Inc | System, Thrombectomy |  | SYSTEMTHROMBECTOMY-Medrad Inc-AngioJet Ultra |  |  |  | TS-A | Not Covered Vendor Only - Rad, Low End | MHHS-Southwest | [8 empty] | SYSTEMTHROMBECTOMY | System, Thrombectomy | Medrad Inc
NO | YES |  |  |  | 129-06713 | 129-06713 | MEDRAD, INC. | ANGIOJET ULTRA |  | U4458 | Sugar Land-Cath Lab | MHHS-Sugarland |  | System, Thrombectomy |  | 129-06713 | 129-06713 | Sugar Land | MHHS-Sugarland | Sugar Land-Cath Lab | Supply/Equipment Storage W1 272.1 | 12/1/19 | 12/1/20 |  |  | IRRIGATION/DISTENTION SYSTEMS | System, Thrombectomy | SYSTEMTHROMBECTOMY-Medrad Inc-AngioJet Ultra | SYSTEMTHROMBECTOMY | AngioJet Ultra |  |  |  | Medrad Inc | System, Thrombectomy |  | SYSTEMTHROMBECTOMY-Medrad Inc-AngioJet Ultra |  | 4/1/18 |  | TS-A | Not Covered Vendor Only - Rad, Low End | MHHS-Sugarland | [5 empty] | 2/1/20 |  |  | SYSTEMTHROMBECTOMY | System, Thrombectomy | Medrad Inc
NO | NO |  |  |  | 009-07801 |  | MEDRAD, INC. | ANGIOJET ULTRA |  | u4004 | GH - CATH LAB | MHHS-Greater Heights |  | System, Thrombectomy |  | 009-07801 |  | Central & Greater Heights |  | GH - CATH LAB | [5 empty] | IRRIGATION/DISTENTION SYSTEMS |  | SYSTEMTHROMBECTOMY-Medrad Inc-AngioJet Ultra | SYSTEMTHROMBECTOMY | AngioJet Ultra |  |  |  | Medrad Inc | System, Thrombectomy |  | SYSTEMTHROMBECTOMY-Medrad Inc-AngioJet Ultra |  |  |  |  | Not Covered Vendor Only - Rad, Low End | MHHS-Greater Heights
NO | NO |  |  |  | 029-09948 |  | MEDRAD, INC. | ANGIOJET ULTRA |  | U6070 | WOODLANDS - CATH LAB | MHHS-Woodlands |  | System, Thrombectomy |  | 029-09948 |  | Woodlands |  | WOODLANDS - CATH LAB | [5 empty] | IRRIGATION/DISTENTION SYSTEMS |  | SYSTEMTHROMBECTOMY-Medrad Inc-AngioJet Ultra | SYSTEMTHROMBECTOMY | AngioJet Ultra |  |  |  | Medrad Inc | System, Thrombectomy |  | SYSTEMTHROMBECTOMY-Medrad Inc-AngioJet Ultra |  |  |  |  | Not Covered Vendor Only - Rad, Low End | MHHS-Woodlands
NO | NO |  |  |  | R-069-AVANTA |  | MEDRAD, INC. | AVANTA |  |  | TMC - CATH LAB - ADULT (2HVI) | MHHS-TMC |  | Injector, Syringe |  | R-069-AVANTA |  | TMC |  | TMC - CATH LAB - ADULT (2HVI) | [5 empty] | INJECTORS, CONTRAST MEDIA |  | INJECTORSYRINGE-Medrad Inc-Avanta | INJECTORSYRINGE | Avanta |  |  |  | Medrad Inc | Injector, Syringe |  | INJECTORSYRINGE-Medrad Inc-Avanta |  |  |  |  | Not Covered Vendor Only - Biomedical | MHHS-TMC
NO | YES | Serial Number 15595 |  |  | R-005-07931 |  | MEDRAD, INC. | ECT |  |  | SE - RADIOLOGY | MHHS-Southeast |  |  |  | R-005-07931 |  | Southeast & Bay Area |  | SE - RADIOLOGY |  | 11/14/18 |  |  |  | INJECTORS, CONTRAST MEDIA |  | .needs class | [5 empty] | Medrad Inc |  |  |  |  | 7/1/17 |  |  | Covered PM Repair - Biomedical | MHHS-Southeast
NO | YES |  |  |  |  | 099-14291 | MEDRAD, INC. | ECT 700 |  |  | Memorial City-H | MHHS-Mem City |  | Injector, Syringe |  |  | 099-14291 | West | Memorial Hermann Heart | Memorial City-H | Carh Lab 4 used for CT | 11/1/18 |  |  |  | INJECTORS, CONTRAST MEDIA |  | INJECTORSYRINGE-Medrad Inc-ECT700 | INJECTORSYRINGE | ECT700 |  |  |  | Medrad Inc | Injector, Syringe |  |  | INJECTORSYRINGE-Medrad Inc-ECT700 |  |  |  | Covered PM Repair - Biomedical | MHHS-Mem City
NO | YES | [5 empty] | MEDRAD, INC. | ECT 700 |  |  | WOODLANDS - RADIOLOGY | MHHS-Woodlands |  | Injector, Syringe |  |  |  | Woodlands |  | WOODLANDS - RADIOLOGY |  | 11/12/18 |  |  |  | INJECTORS, CONTRAST MEDIA |  | INJECTORSYRINGE-Medrad Inc-ECT700 | INJECTORSYRINGE | ECT700 |  |  |  | Medrad Inc | Injector, Syringe |  |  | INJECTORSYRINGE-Medrad Inc-ECT700 |  |  |  | Covered PM Repair - Biomedical | MHHS-Woodlands
NO | YES |  |  |  | R-069-JONESCT2INJ |  | MEDRAD, INC. | ENVISION CT |  |  | TMC - RADIOLOGY - JONES PAVILION | MHHS-TMC |  | Injector, Syringe |  | R-069-JONESCT2INJ |  | TMC |  | TMC - RADIOLOGY - JONES PAVILION |  | 11/28/18 |  |  |  | INJECTORS, CONTRAST MEDIA |  | INJECTORSYRINGE-Medrad Inc-Envision CT | INJECTORSYRINGE | Envision CT |  |  |  | Medrad Inc | Injector, Syringe |  | INJECTORSYRINGE-Medrad Inc-Envision CT |  | 10/31/16 |  |  | Covered PM Repair - Biomedical | MHHS-TMC
NO | YES |  |  |  | 009-33671 | 009-33671 | MEDRAD, INC. | MARK 7 ARTERION |  | 60728362 206159 | GH-Cath Lab | MHHS-Greater Heights |  | Injector, Syringe |  | 009-33671 | 009-33671 | Central | MHHS-Greater Heights | GH-Cath Lab | GH CATH LAB Room 2 | 5/1/19 |  |  |  | INJECTORS, CONTRAST MEDIA | Injector, Syringe | INJECTORSYRINGE-Medrad Inc-Mark 7 Arterion | INJECTORSYRINGE | Mark 7 Arterion |  |  |  | Medrad Inc | Injector, Syringe |  | INJECTORSYRINGE-Medrad Inc-Mark 7 Arterion |  | 12/14/16 |  | IS-SA | Covered PM Repair - Biomedical | MHHS-Greater Heights | [8 empty] | INJECTORSYRINGE | Injector, Syringe | Medrad Inc
NO | YES |  |  |  | 009-34602 | 009-34602 | MEDRAD, INC. | MARK 7 ARTERION |  | 86410060 100566 | MH MG-(GH)-Urgent Care-Washington Ave | MHHS-Greater Heights |  | Injector, Syringe |  | 009-34602 | 009-34602 | Central | MHHS-MG | MH MG-(GH)-Urgent Care-Washington Ave | Cath Lab 1 | 10/1/19 |  |  |  | INJECTORS, CONTRAST MEDIA | Injector, Syringe | INJECTORSYRINGE-Medrad Inc-Mark 7 Arterion | INJECTORSYRINGE | Mark 7 Arterion |  |  |  | Medrad Inc | Injector, Syringe |  | INJECTORSYRINGE-Medrad Inc-Mark 7 Arterion |  | 12/14/16 |  | IS-SA | Covered PM Repair - Biomedical | MHHS-Greater Heights | [8 empty] | INJECTORSYRINGE | Injector, Syringe | Medrad Inc
NO | YES |  |  |  | 009-09175 | 009-09175 | MEDRAD, INC. | MARK 7 ARTERION |  |  | GH-Cath Lab | MHHS-Greater Heights |  | Injector, Syringe |  | 009-09175 | 009-09175 | Central | MHHS-Greater Heights | GH-Cath Lab | GH CATH LAB Room 3 | 6/1/19 |  |  |  | INJECTORS, CONTRAST MEDIA | Injector, Syringe | INJECTORSYRINGE-Medrad Inc-Mark 7 Arterion | INJECTORSYRINGE | Mark 7 Arterion |  |  |  | Medrad Inc | Injector, Syringe |  | INJECTORSYRINGE-Medrad Inc-Mark 7 Arterion |  | 12/14/16 |  | IS-SA | Covered PM Repair - Biomedical | MHHS-Greater Heights | [8 empty] | INJECTORSYRINGE | Injector, Syringe | Medrad Inc
NO | YES |  |  |  | 009-09178 | 009-09178 | MEDRAD, INC. | MARK 7 ARTERION |  | 60728362 201793 | GH-OR Anesthesia | MHHS-Greater Heights |  | Injector, Syringe |  | 009-09178 | 009-09178 | Central | MHHS-Greater Heights | GH-OR Anesthesia | OR-7 | 9/1/18 |  |  |  | INJECTORS, CONTRAST MEDIA | Injector, Syringe | INJECTORSYRINGE-Medrad Inc-Mark 7 Arterion | INJECTORSYRINGE | Mark 7 Arterion |  |  |  | Medrad Inc | Injector, Syringe |  | INJECTORSYRINGE-Medrad Inc-Mark 7 Arterion |  | 12/14/16 |  | IS-SA | Covered PM Repair - Biomedical | MHHS-Greater Heights | [8 empty] | INJECTORSYRINGE | Injector, Syringe | Medrad Inc
NO | YES |  |  |  | 009-34444 | 009-34444 | MEDRAD, INC. | MARK 7 ARTERION |  | 86410060 101809 | GH-Radiology | MHHS-Greater Heights |  | Injector, Syringe |  | 009-34444 | 009-34444 | Central | MHHS-Greater Heights | GH-Radiology | IR |  |  |  |  | INJECTORS, CONTRAST MEDIA | Injector, Syringe | INJECTORSYRINGE-Medrad Inc-Mark 7 Arterion | INJECTORSYRINGE | Mark 7 Arterion |  |  |  | Medrad Inc | Injector, Syringe |  | INJECTORSYRINGE-Medrad Inc-Mark 7 Arterion |  | 12/14/16 |  | IS-SA | Covered PM Repair - Biomedical | MHHS-Greater Heights | [8 empty] | INJECTORSYRINGE | Injector, Syringe | Medrad Inc
NO | YES |  |  |  | 041-17279 | 041-17279 | MEDRAD, INC. | MARK 7 ARTERION |  |  | Memorial City-H | MHHS-Mem City |  | Injector, Syringe |  | 041-17279 | 041-17279 | West | Memorial Hermann Heart | Memorial City-H | Carh Lab 2 | 12/1/19 |  | 12/1/20 |  | INJECTORS, CONTRAST MEDIA |  | INJECTORSYRINGE-Medrad Inc-Mark 7 Arterion | INJECTORSYRINGE | Mark 7 Arterion |  |  |  | Medrad Inc | Injector, Syringe |  | INJECTORSYRINGE-Medrad Inc-Mark 7 Arterion |  | 5/12/16 |  |  | Covered PM Repair - Biomedical | MHHS-Mem City
NO | YES |  |  |  | 041-20520 | 041-20520 | MEDRAD, INC. | MARK 7 ARTERION |  |  | Memorial City-H | MHHS-Mem City |  | Injector, Syringe |  | 041-20520 | 041-20520 | West | Memorial Hermann Heart | Memorial City-H | Nuro IR 1 | 10/1/19 |  |  |  | INJECTORS, CONTRAST MEDIA |  | INJECTORSYRINGE-Medrad Inc-Mark 7 Arterion | INJECTORSYRINGE | Mark 7 Arterion |  |  |  | Medrad Inc | Injector, Syringe |  | INJECTORSYRINGE-Medrad Inc-Mark 7 Arterion |  | 5/12/16 |  |  | Covered PM Repair - Biomedical | MHHS-Mem City
NO | YES |  |  |  | 041-32260 | 041-32260 | MEDRAD, INC. | MARK 7 ARTERION |  |  | Memorial City-H | MHHS-Mem City |  | Injector, Syringe |  | 041-32260 | 041-32260 | West | Memorial Hermann Heart | Memorial City-H | Carh Lab 3 | 9/1/19 |  |  |  | INJECTORS, CONTRAST MEDIA |  | INJECTORSYRINGE-Medrad Inc-Mark 7 Arterion | INJECTORSYRINGE | Mark 7 Arterion |  |  |  | Medrad Inc | Injector, Syringe |  | INJECTORSYRINGE-Medrad Inc-Mark 7 Arterion |  | 5/12/16 |  |  | Covered PM Repair - Biomedical | MHHS-Mem City
NO | YES |  |  |  | 041-32265 | 041-32265 | MEDRAD, INC. | MARK 7 ARTERION |  |  | Memorial City-H | MHHS-Mem City |  | Injector, Syringe |  | 041-32265 | 041-32265 | West | Memorial Hermann Heart | Memorial City-H | Cath Lab 1 | 10/1/19 |  |  |  | INJECTORS, CONTRAST MEDIA |  | INJECTORSYRINGE-Medrad Inc-Mark 7 Arterion | INJECTORSYRINGE | Mark 7 Arterion |  |  |  | Medrad Inc | Injector, Syringe |  | INJECTORSYRINGE-Medrad Inc-Mark 7 Arterion |  | 5/12/16 |  |  | Covered PM Repair - Biomedical | MHHS-Mem City
NO | YES |  |  |  | 041-32990 | 041-32990 | MEDRAD, INC. | MARK 7 ARTERION |  |  | Memorial City-H | MHHS-Mem City |  | Injector, Syringe |  | 041-32990 | 041-32990 | West | Memorial Hermann Heart | Memorial City-H | IR3 | 2/1/19 |  |  |  | INJECTORS, CONTRAST MEDIA |  | INJECTORSYRINGE-Medrad Inc-Mark 7 Arterion | INJECTORSYRINGE | Mark 7 Arterion |  |  |  | Medrad Inc | Injector, Syringe |  | INJECTORSYRINGE-Medrad Inc-Mark 7 Arterion |  | 12/1/16 |  |  | Covered PM Repair - Biomedical | MHHS-Mem City
NO | YES |  |  |  | 041-20078 | 041-20078 | MEDRAD, INC. | MARK 7 ARTERION |  |  | MEMORIAL CITY - MOR | MHHS-Mem City |  | Injector, Syringe |  | 041-20078 | 041-20078 | West | Memorial City - Memorial Hermann Hospital | MEMORIAL CITY - MOR | MOR 11 |  |  |  |  | INJECTORS, CONTRAST MEDIA |  | INJECTORSYRINGE-Medrad Inc-Mark 7 Arterion | INJECTORSYRINGE | Mark 7 Arterion |  |  |  | Medrad Inc | Injector, Syringe |  | INJECTORSYRINGE-Medrad Inc-Mark 7 Arterion |  |  |  |  | Covered PM Repair - Biomedical | MHHS-Mem City
NO | YES |  |  |  | 142-06795 | 142-06795 | MEDRAD, INC. | MARK 7 ARTERION |  |  | NE-Cath Lab | MHHS-Northeast |  | Injector, Syringe |  | 142-06795 | 142-06795 | Katy | MHHS-Northeast | NE-Cath Lab | C1-119 | 10/28/19 |  |  | Interventional Radiology | INJECTORS, CONTRAST MEDIA | Injector, Syringe | INJECTORSYRINGE-Medrad Inc-Mark 7 Arterion | INJECTORSYRINGE | Mark 7 Arterion |  |  |  | Medrad Inc | Injector, Syringe |  | INJECTORSYRINGE-Medrad Inc-Mark 7 Arterion |  | 12/14/16 |  | IS-SA | Covered PM Repair - Biomedical | MHHS-Northeast | [8 empty] | INJECTORSYRINGE | Injector, Syringe | Medrad Inc
NO | YES | [5 empty] | MEDRAD, INC. | MARK 7 ARTERION |  |  | NE-OR | MHHS-Northeast |  | Injector, Syringe |  |  |  | Katy | MHHS-Northeast | NE-OR | OR | 1/1/19 |  |  | Also tag 142-06273 | INJECTORS, CONTRAST MEDIA | Injector, Syringe | INJECTORSYRINGE-Medrad Inc-Mark 7 Arterion | INJECTORSYRINGE | Mark 7 Arterion |  |  |  | Medrad Inc | Injector, Syringe |  | INJECTORSYRINGE-Medrad Inc-Mark 7 Arterion |  | 12/14/16 |  | IS-SA | Covered PM Repair - Biomedical | MHHS-Northeast | [8 empty] | INJECTORSYRINGE | Injector, Syringe | Medrad Inc
NO | YES |  |  |  | R-005-Specialsinj |  | MEDRAD, INC. | MARK 7 ARTERION |  |  | SE - RADIOLOGY | MHHS-Southeast |  | Injector, Syringe |  | R-005-Specialsinj |  | Southeast & Bay Area |  | SE - RADIOLOGY |  | 7/1/19 |  |  |  | INJECTORS, CONTRAST MEDIA |  | INJECTORSYRINGE-Medrad Inc-Mark 7 Arterion | INJECTORSYRINGE | Mark 7 Arterion |  |  |  | Medrad Inc | Injector, Syringe |  | INJECTORSYRINGE-Medrad Inc-Mark 7 Arterion |  | 12/14/16 |  |  | Covered PM Repair - Biomedical | MHHS-Southeast
NO | YES |  |  |  | 013-36681 | 013-36681 | MEDRAD, INC. | MARK 7 ARTERION |  |  | SW-OR | MHHS-Southwest |  | Injector, Syringe |  | 013-36681 | 013-36681 | Southwest | MHHS-Southwest | SW-OR | Room 19 | 3/1/19 |  |  |  | INJECTORS, CONTRAST MEDIA | Injector, Syringe | INJECTORSYRINGE-Medrad Inc-Mark 7 Arterion | INJECTORSYRINGE | Mark 7 Arterion |  |  |  | Medrad Inc | Injector, Syringe |  | INJECTORSYRINGE-Medrad Inc-Mark 7 Arterion |  | 12/14/16 |  | IS-SA | Covered PM Repair - Biomedical | MHHS-Southwest | [8 empty] | INJECTORSYRINGE | Injector, Syringe | Medrad Inc
NO | YES |  |  |  | 013-36661 |  | MEDRAD, INC. | MARK 7 ARTERION |  | 60728362 201614 | SW - RADIOLOGY | MHHS-Southwest |  | Injector, Syringe |  | 013-36661 |  | Southwest |  | SW - RADIOLOGY |  | 4/15/19 |  |  |  | INJECTORS, CONTRAST MEDIA |  | INJECTORSYRINGE-Medrad Inc-Mark 7 Arterion | INJECTORSYRINGE | Mark 7 Arterion |  |  |  | Medrad Inc | Injector, Syringe |  | INJECTORSYRINGE-Medrad Inc-Mark 7 Arterion |  | 12/14/16 |  |  | Covered PM Repair - Biomedical | MHHS-Southwest
NO | YES |  |  |  | R-069-ANGIO3INJ |  | MEDRAD, INC. | MARK 7 ARTERION |  |  | TMC - RADIOLOGY - IR/ANGIO | MHHS-TMC |  | Injector, Syringe |  | R-069-ANGIO3INJ |  | TMC |  | TMC - RADIOLOGY - IR/ANGIO |  | 12/12/18 |  |  |  | INJECTORS, CONTRAST MEDIA |  | INJECTORSYRINGE-Medrad Inc-Mark 7 Arterion | INJECTORSYRINGE | Mark 7 Arterion |  |  |  | Medrad Inc | Injector, Syringe |  | INJECTORSYRINGE-Medrad Inc-Mark 7 Arterion |  |  |  |  | Covered PM Repair - Biomedical | MHHS-TMC
NO | YES |  |  |  | R-069-ANGIO5INJ |  | MEDRAD, INC. | MARK 7 ARTERION |  |  | TMC - RADIOLOGY - IR/ANGIO | MHHS-TMC |  | Injector, Syringe |  | R-069-ANGIO5INJ |  | TMC |  | TMC - RADIOLOGY - IR/ANGIO |  | 2/6/19 |  |  |  | INJECTORS, CONTRAST MEDIA |  | INJECTORSYRINGE-Medrad Inc-Mark 7 Arterion | INJECTORSYRINGE | Mark 7 Arterion |  |  |  | Medrad Inc | Injector, Syringe |  | INJECTORSYRINGE-Medrad Inc-Mark 7 Arterion |  |  |  |  | Covered PM Repair - Biomedical | MHHS-TMC
NO | YES |  |  |  | R-069-RFMPINJ |  | MEDRAD, INC. | MARK 7 ARTERION |  |  | TMC - RADIOLOGY - JONES PAVILION | MHHS-TMC |  | Injector, Syringe |  | R-069-RFMPINJ |  | TMC |  | TMC - RADIOLOGY - JONES PAVILION |  | 8/20/19 |  |  |  | INJECTORS, CONTRAST MEDIA |  | INJECTORSYRINGE-Medrad Inc-Mark 7 Arterion | INJECTORSYRINGE | Mark 7 Arterion |  |  |  | Medrad Inc | Injector, Syringe |  | INJECTORSYRINGE-Medrad Inc-Mark 7 Arterion |  |  |  |  | Covered PM Repair - Biomedical | MHHS-TMC
NO | YES |  |  |  | 029-09298 | 029-09298 | MEDRAD, INC. | MARK 7 ARTERION |  |  | Woodlands-Cath Lab | MHHS-Woodlands |  | Injector, Syringe |  | 029-09298 | 029-09298 | Woodlands | MHHS-Woodlands | Woodlands-Cath Lab | Cath 3 | 3/1/19 | 3/1/20 |  |  | INJECTORS, CONTRAST MEDIA | Injector, Syringe | INJECTORSYRINGE-Medrad Inc-Mark 7 Arterion | INJECTORSYRINGE | Mark 7 Arterion |  |  |  | Medrad Inc | Injector, Syringe |  | INJECTORSYRINGE-Medrad Inc-Mark 7 Arterion |  | 12/14/16 |  | IS-SA | Covered PM Repair - Biomedical | MHHS-Woodlands | [8 empty] | INJECTORSYRINGE | Injector, Syringe | Medrad Inc
NO | YES | Asset Tag 029-12928 |  |  | 029-12928 | 029-12928 | MEDRAD, INC. | MARK 7 ARTERION |  |  | Woodlands-Cath Lab | MHHS-Woodlands |  | Injector, Syringe |  | 029-12928 | 029-12928 | Woodlands | MHHS-Woodlands | Woodlands-Cath Lab | Cath 2 | 11/1/19 |  |  |  | INJECTORS, CONTRAST MEDIA | Injector, Syringe | INJECTORSYRINGE-Medrad Inc-Mark 7 Arterion | INJECTORSYRINGE | Mark 7 Arterion |  |  |  | Medrad Inc | Injector, Syringe |  | INJECTORSYRINGE-Medrad Inc-Mark 7 Arterion |  | 12/14/16 |  | IS-SA | Covered PM Repair - Biomedical | MHHS-Woodlands | [8 empty] | INJECTORSYRINGE | Injector, Syringe | Medrad Inc
NO | YES |  |  |  | 029-32375 | 029-32375 | MEDRAD, INC. | MARK 7 ARTERION |  |  | Woodlands-Cath Lab | MHHS-Woodlands |  | Injector, Syringe |  | 029-32375 | 029-32375 | Woodlands | MHHS-Woodlands | Woodlands-Cath Lab | OR 19 | 9/1/19 |  |  |  | INJECTORS, CONTRAST MEDIA | Injector, Syringe | INJECTORSYRINGE-Medrad Inc-Mark 7 Arterion | INJECTORSYRINGE | Mark 7 Arterion |  |  |  | Medrad Inc | Injector, Syringe |  | INJECTORSYRINGE-Medrad Inc-Mark 7 Arterion |  | 12/14/16 |  | IS-SA | Covered PM Repair - Biomedical | MHHS-Woodlands | [8 empty] | INJECTORSYRINGE | Injector, Syringe | Medrad Inc
NO | YES |  |  |  | 029-32261 |  | MEDRAD, INC. | MARK 7 ARTERION |  | 70765217 205807 | WOODLANDS - RADIOLOGY | MHHS-Woodlands |  | Injector, Syringe |  | 029-32261 |  | Woodlands |  | WOODLANDS - RADIOLOGY |  | 2/21/19 |  |  |  | INJECTORS, CONTRAST MEDIA |  | INJECTORSYRINGE-Medrad Inc-Mark 7 Arterion | INJECTORSYRINGE | Mark 7 Arterion |  |  |  | Medrad Inc | Injector, Syringe |  | INJECTORSYRINGE-Medrad Inc-Mark 7 Arterion |  | 12/14/16 |  |  | Covered PM Repair - Biomedical | MHHS-Woodlands
NO | NO |  |  |  | 151-02857 |  | MEDRAD, INC. | MARK 7 ARTERION |  |  | CY - CARDIAC CATH LAB | MHHS-Cypress |  | Injector, Syringe |  | 151-02857 |  | Northwest & Cypress |  | CY - CARDIAC CATH LAB | [5 empty] | INJECTORS, CONTRAST MEDIA |  | INJECTORSYRINGE-Medrad Inc-Mark 7 Arterion | INJECTORSYRINGE | Mark 7 Arterion |  |  |  | Medrad Inc | Injector, Syringe |  | INJECTORSYRINGE-Medrad Inc-Mark 7 Arterion |  |  |  |  | Covered PM Repair - Biomedical | MHHS-Cypress
NO | NO |  |  |  | 133-09996 |  | MEDRAD, INC. | MARK 7 ARTERION |  |  | KATY - CATH LAB | MHHS-Katy |  | Injector, Syringe |  | 133-09996 |  | Katy |  | KATY - CATH LAB | [5 empty] | INJECTORS, CONTRAST MEDIA |  | INJECTORSYRINGE-Medrad Inc-Mark 7 Arterion | INJECTORSYRINGE | Mark 7 Arterion |  |  |  | Medrad Inc | Injector, Syringe |  | INJECTORSYRINGE-Medrad Inc-Mark 7 Arterion |  |  |  |  | Covered PM Repair - Biomedical | MHHS-Katy
NO | NO |  |  |  | 145-01215 |  | MEDRAD, INC. | MARK 7 ARTERION |  | 86410060 101215 | PEARLAND - OR | MHHS-Pearland Hospital |  | Injector, Syringe |  | 145-01215 |  | Pearland |  | PEARLAND - OR | [5 empty] | INJECTORS, CONTRAST MEDIA |  | INJECTORSYRINGE-Medrad Inc-Mark 7 Arterion | INJECTORSYRINGE | Mark 7 Arterion |  |  |  | Medrad Inc | Injector, Syringe |  | INJECTORSYRINGE-Medrad Inc-Mark 7 Arterion |  |  |  |  | Covered PM Repair - Biomedical | MHHS-Pearland Hospital
NO | NO |  |  |  | R-005-33984 |  | MEDRAD, INC. | MARK 7 ARTERION |  |  | SE - OR | MHHS-Southeast |  | Injector, Syringe |  | R-005-33984 |  | Southeast & Bay Area |  | SE - OR | [5 empty] | INJECTORS, CONTRAST MEDIA |  | INJECTORSYRINGE-Medrad Inc-Mark 7 Arterion | INJECTORSYRINGE | Mark 7 Arterion |  |  |  | Medrad Inc | Injector, Syringe |  | INJECTORSYRINGE-Medrad Inc-Mark 7 Arterion |  |  |  |  | Covered PM Repair - Biomedical | MHHS-Southeast
NO | YES |  |  |  | R-069-ANGIO1INJ |  | MEDRAD, INC. | MARK V |  |  | TMC - RADIOLOGY - IR/ANGIO | MHHS-TMC |  | Injector, Syringe |  | R-069-ANGIO1INJ |  | TMC |  | TMC - RADIOLOGY - IR/ANGIO |  | 11/13/18 |  |  |  | INJECTORS, CONTRAST MEDIA |  | INJECTORSYRINGE-Medrad Inc-MARK V | INJECTORSYRINGE | MARK V |  |  |  | Medrad Inc | Injector, Syringe |  | INJECTORSYRINGE-Medrad Inc-MARK V |  |  |  |  | Covered PM Repair - Biomedical | MHHS-TMC
NO | NO |  |  |  | R-069-CL1INJ |  | MEDRAD, INC. | MARK V |  |  | TMC - CATH LAB - ADULT (2HVI) | MHHS-TMC |  | Injector, Syringe |  | R-069-CL1INJ |  | TMC |  | TMC - CATH LAB - ADULT (2HVI) | [5 empty] | INJECTORS, CONTRAST MEDIA |  | INJECTORSYRINGE-Medrad Inc-MARK V | INJECTORSYRINGE | MARK V |  |  |  | Medrad Inc | Injector, Syringe |  | INJECTORSYRINGE-Medrad Inc-MARK V |  |  |  |  | Covered PM Repair - Biomedical | MHHS-TMC
NO | NO |  |  |  | R-069-CL3INJ |  | MEDRAD, INC. | MARK V |  |  | TMC - CATH LAB - ADULT (2HVI) | MHHS-TMC |  | Injector, Syringe |  | R-069-CL3INJ |  | TMC |  | TMC - CATH LAB - ADULT (2HVI) | [5 empty] | INJECTORS, CONTRAST MEDIA |  | INJECTORSYRINGE-Medrad Inc-MARK V | INJECTORSYRINGE | MARK V |  |  |  | Medrad Inc | Injector, Syringe |  | INJECTORSYRINGE-Medrad Inc-MARK V |  |  |  |  | Covered PM Repair - Biomedical | MHHS-TMC
NO | YES |  |  |  |  | 041-05948 | MEDRAD, INC. | MARK V PLUS |  |  | MEMORIAL CITY - CENTRAL SUPPLY | MHHS-Mem City |  | Injector, Syringe |  |  | 041-05948 | West | Memorial city hear and vascular - memorial city | MEMORIAL CITY - CENTRAL SUPPLY | Cath lab control |  |  |  |  | INJECTORS, CONTRAST MEDIA |  | INJECTORSYRINGE-Medrad Inc-Mark V Plus | INJECTORSYRINGE | Mark V Plus |  |  |  | Medrad Inc | Injector, Syringe |  | INJECTORSYRINGE-Medrad Inc-Mark V Plus |  |  |  |  | Covered PM Repair - Biomedical | MHHS-Mem City
NO | YES |  |  |  | 009-03950 | 009-03950 | MEDRAD, INC. | MARK V PPD |  |  | GH-Cardiology | MHHS-Greater Heights |  |  |  | 009-03950 | 009-03950 | Central | MHHS-Greater Heights | GH-Cardiology | S2 105.43 |  |  |  |  | INJECTORS, CONTRAST MEDIA |  | .needs class | [5 empty] | Medrad Inc |  |  |  |  | 11/15/16 |  |  | Covered PM Repair - Biomedical | MHHS-Greater Heights
NO | YES |  |  |  | 009-06082 | 009-06082 | MEDRAD, INC. | MARK V PPD |  |  | GH-OR | MHHS-Greater Heights |  |  |  | 009-06082 | 009-06082 | Central | MHHS-Greater Heights | GH-OR | OR | 12/1/18 |  | 12/1/19 |  | INJECTORS, CONTRAST MEDIA |  | .needs class | [5 empty] | Medrad Inc |  |  |  |  | 11/15/16 |  |  | Covered PM Repair - Biomedical | MHHS-Greater Heights
NO | YES | Serial Number 101088 |  |  |  |  | MEDRAD, INC. | MARK V PPD |  |  | SW-HVI-OR | MHHS-Southwest | [5 empty] | Southwest | MHHS-Southwest | SW-HVI-OR | HVI - OR | 12/1/18 |  |  |  | INJECTORS, CONTRAST MEDIA |  | .needs class | [5 empty] | Medrad Inc |  |  |  |  | 11/30/16 |  |  | Covered PM Repair - Biomedical | MHHS-Southwest
NO | NO |  |  |  | R-005-10553 |  | MEDRAD, INC. | MARK V PPD |  |  | SE - OR | MHHS-Southeast |  |  |  | R-005-10553 |  | Southeast & Bay Area |  | SE - OR | [5 empty] | INJECTORS, CONTRAST MEDIA |  | .needs class | [5 empty] | Medrad Inc | [7 empty] | Covered PM Repair - Biomedical | MHHS-Southeast
NO | YES |  |  |  | 009-03769 | 009-03769 | MEDRAD, INC. | MARK V PROVIS |  |  | GH-Cardiology | MHHS-Greater Heights |  | Injector, Syringe |  | 009-03769 | 009-03769 | Central | MHHS-Greater Heights | GH-Cardiology | S2 2: 105 47 | 12/1/18 |  |  |  | INJECTORS, CONTRAST MEDIA | Injector, Syringe | INJECTORSYRINGE-Medrad Inc-Mark V ProVis | INJECTORSYRINGE | Mark V ProVis |  |  |  | Medrad Inc | Injector, Syringe |  | INJECTORSYRINGE-Medrad Inc-Mark V ProVis |  |  |  | IS-SA | Covered PM Repair - Biomedical | MHHS-Greater Heights | [8 empty] | INJECTORSYRINGE | Injector, Syringe | Medrad Inc
NO | YES | [5 empty] | MEDRAD, INC. | MARK V PROVIS |  |  | KATY - RADIOLOGY | MHHS-Katy |  | Injector, Syringe |  |  |  | Katy |  | KATY - RADIOLOGY |  | 10/17/18 |  |  |  | INJECTORS, CONTRAST MEDIA |  | INJECTORSYRINGE-Medrad Inc-Mark V ProVis | INJECTORSYRINGE | Mark V ProVis |  |  |  | Medrad Inc | Injector, Syringe |  | INJECTORSYRINGE-Medrad Inc-Mark V ProVis |  | 11/27/16 |  |  | Covered PM Repair - Biomedical | MHHS-Katy
NO | YES |  |  |  |  | 142-03624 | MEDRAD, INC. | MARK V PROVIS |  |  | NE-Cath Lab | MHHS-Northeast |  | Injector, Syringe |  |  | 142-03624 | Katy | MHHS-Northeast | NE-Cath Lab |  | 2/1/19 | 1/1/11 |  |  | INJECTORS, CONTRAST MEDIA | Injector, Syringe | INJECTORSYRINGE-Medrad Inc-Mark V ProVis | INJECTORSYRINGE | Mark V ProVis |  |  |  | Medrad Inc | Injector, Syringe |  | INJECTORSYRINGE-Medrad Inc-Mark V ProVis |  |  |  | IS-SA | Covered PM Repair - Biomedical | MHHS-Northeast | [8 empty] | INJECTORSYRINGE | Injector, Syringe | Medrad Inc
NO | YES |  |  |  |  | 142-03565 | MEDRAD, INC. | MARK V PROVIS |  |  | NE - PACU | MHHS-Northeast |  | Injector, Syringe |  |  | 142-03565 | Katy | NE-Cath Lab | NE - PACU | [5 empty] | INJECTORS, CONTRAST MEDIA |  | INJECTORSYRINGE-Medrad Inc-Mark V ProVis | INJECTORSYRINGE | Mark V ProVis |  |  |  | Medrad Inc | Injector, Syringe |  | INJECTORSYRINGE-Medrad Inc-Mark V ProVis |  |  |  |  | Covered PM Repair - Biomedical | MHHS-Northeast
NO | YES | [5 empty] | MEDRAD, INC. | MARK V PROVIS |  |  | SW-Cath Lab | MHHS-Southwest |  | Injector, Syringe |  |  |  | Southwest | MHHS-Southwest | SW-Cath Lab | Cath 5 | 2/1/20 |  | 2/1/21 |  | INJECTORS, CONTRAST MEDIA | Injector, Syringe | INJECTORSYRINGE-Medrad Inc-Mark V ProVis | INJECTORSYRINGE | Mark V ProVis |  |  |  | Medrad Inc | Injector, Syringe |  | INJECTORSYRINGE-Medrad Inc-Mark V ProVis |  |  |  | IS-SA | Covered PM Repair - Biomedical | MHHS-Southwest | [8 empty] | INJECTORSYRINGE | Injector, Syringe | Medrad Inc
NO | YES | [5 empty] | MEDRAD, INC. | MARK V PROVIS |  |  | SW-Cath Lab | MHHS-Southwest |  | Injector, Syringe |  |  |  | Southwest | MHHS-Southwest | SW-Cath Lab | Cath 2 | 2/1/20 |  | 2/1/21 |  | INJECTORS, CONTRAST MEDIA | Injector, Syringe | INJECTORSYRINGE-Medrad Inc-Mark V ProVis | INJECTORSYRINGE | Mark V ProVis |  |  |  | Medrad Inc | Injector, Syringe |  | INJECTORSYRINGE-Medrad Inc-Mark V ProVis |  |  |  | IS-SA | Covered PM Repair - Biomedical | MHHS-Southwest | [8 empty] | INJECTORSYRINGE | Injector, Syringe | Medrad Inc
NO | YES | Serial Number 93627 |  |  |  | 013-06207 | MEDRAD, INC. | MARK V PROVIS |  |  | SW-HVI-OR | MHHS-Southwest |  | Injector, Syringe |  |  | 013-06207 | Southwest | MHHS-Southwest | SW-HVI-OR | Hallway | 2/1/20 |  | 2/1/21 |  | INJECTORS, CONTRAST MEDIA | Injector, Syringe | INJECTORSYRINGE-Medrad Inc-Mark V ProVis | INJECTORSYRINGE | Mark V ProVis |  |  |  | Medrad Inc | Injector, Syringe |  | INJECTORSYRINGE-Medrad Inc-Mark V ProVis |  |  |  | IS-SA | Covered PM Repair - Biomedical | MHHS-Southwest | [8 empty] | INJECTORSYRINGE | Injector, Syringe | Medrad Inc
NO | YES |  |  |  |  | 069-06765 | MEDRAD, INC. | MARK V PROVIS |  |  | Sugar Land-Cath Lab | MHHS-Sugarland |  | Injector, Syringe |  |  | 069-06765 | Sugar Land | MHHS-Sugarland | Sugar Land-Cath Lab |  | 12/1/18 |  |  |  | INJECTORS, CONTRAST MEDIA | Injector, Syringe | INJECTORSYRINGE-Medrad Inc-Mark V ProVis | INJECTORSYRINGE | Mark V ProVis |  |  |  | Medrad Inc | Injector, Syringe |  | INJECTORSYRINGE-Medrad Inc-Mark V ProVis |  | 9/12/17 |  | IS-SA | Covered PM Repair - Biomedical | MHHS-Sugarland | [8 empty] | INJECTORSYRINGE | Injector, Syringe | Medrad Inc
NO | YES |  |  |  | 129-02415 | 129-02415 | MEDRAD, INC. | MARK V PROVIS |  |  | SUGAR LAND Cath Lab | MHHS-Sugarland |  | Injector, Syringe |  | 129-02415 | 129-02415 | Sugar Land | SL MH | SUGAR LAND Cath Lab | Cath Lab Supply/Equipment Storage W1 272.4 | 2/1/20 | 2/1/21 |  |  | INJECTORS, CONTRAST MEDIA | Injector, Syringe | INJECTORSYRINGE-Medrad Inc-Mark V ProVis | INJECTORSYRINGE | Mark V ProVis |  |  |  | Medrad Inc | Injector, Syringe |  | INJECTORSYRINGE-Medrad Inc-Mark V ProVis |  | 9/1/17 |  | IS-SA | Covered PM Repair - Biomedical | MHHS-Sugarland | [5 empty] | 2/1/08 |  |  | INJECTORSYRINGE | Injector, Syringe | Medrad Inc
NO | YES |  |  |  | R-069-OR36INJ |  | MEDRAD, INC. | MARK V PROVIS |  |  | TMC - RADIOLOGY - HERMANN PAVILION | MHHS-TMC |  | Injector, Syringe |  | R-069-OR36INJ |  | TMC |  | TMC - RADIOLOGY - HERMANN PAVILION |  | 11/12/18 |  |  |  | INJECTORS, CONTRAST MEDIA |  | INJECTORSYRINGE-Medrad Inc-Mark V ProVis | INJECTORSYRINGE | Mark V ProVis |  |  |  | Medrad Inc | Injector, Syringe |  | INJECTORSYRINGE-Medrad Inc-Mark V ProVis |  |  |  |  | Covered PM Repair - Biomedical | MHHS-TMC
NO | YES |  |  |  | R-069-06766 |  | MEDRAD, INC. | MARK V PROVIS |  |  | TMC - RADIOLOGY - HVI PAVILION | MHHS-TMC |  | Injector, Syringe |  | R-069-06766 |  | TMC |  | TMC - RADIOLOGY - HVI PAVILION |  | 1/23/19 |  |  |  | INJECTORS, CONTRAST MEDIA |  | INJECTORSYRINGE-Medrad Inc-Mark V ProVis | INJECTORSYRINGE | Mark V ProVis |  |  |  | Medrad Inc | Injector, Syringe |  | INJECTORSYRINGE-Medrad Inc-Mark V ProVis |  |  |  |  | Covered PM Repair - Biomedical | MHHS-TMC
NO | YES |  |  |  | R-069-ANGIO2INJ |  | MEDRAD, INC. | MARK V PROVIS |  |  | TMC - RADIOLOGY - IR/ANGIO | MHHS-TMC |  | Injector, Syringe |  | R-069-ANGIO2INJ |  | TMC |  | TMC - RADIOLOGY - IR/ANGIO |  | 11/26/18 |  |  |  | INJECTORS, CONTRAST MEDIA |  | INJECTORSYRINGE-Medrad Inc-Mark V ProVis | INJECTORSYRINGE | Mark V ProVis |  |  |  | Medrad Inc | Injector, Syringe |  | INJECTORSYRINGE-Medrad Inc-Mark V ProVis |  |  |  |  | Covered PM Repair - Biomedical | MHHS-TMC
NO | YES | [5 empty] | MEDRAD, INC. | MARK V PROVIS |  |  | Woodlands-Cath Lab | MHHS-Woodlands |  | Injector, Syringe |  |  |  | Woodlands | MHHS-Woodlands | Woodlands-Cath Lab | Storage RM | 11/1/18 | 11/1/19 |  |  | INJECTORS, CONTRAST MEDIA | Injector, Syringe | INJECTORSYRINGE-Medrad Inc-Mark V ProVis | INJECTORSYRINGE | Mark V ProVis |  |  |  | Medrad Inc | Injector, Syringe |  | INJECTORSYRINGE-Medrad Inc-Mark V ProVis |  |  |  | IS-SA | Covered PM Repair - Biomedical | MHHS-Woodlands | [8 empty] | INJECTORSYRINGE | Injector, Syringe | Medrad Inc
NO | YES | [5 empty] | MEDRAD, INC. | MARK V PROVIS |  |  | Woodlands-Cath Lab | MHHS-Woodlands |  | Injector, Syringe |  |  |  | Woodlands | MHHS-Woodlands | Woodlands-Cath Lab | Cath 1 | 12/1/19 | 12/1/20 |  |  | INJECTORS, CONTRAST MEDIA | Injector, Syringe | INJECTORSYRINGE-Medrad Inc-Mark V ProVis | INJECTORSYRINGE | Mark V ProVis |  |  |  | Medrad Inc | Injector, Syringe |  | INJECTORSYRINGE-Medrad Inc-Mark V ProVis |  |  |  | IS-SA | Covered PM Repair - Biomedical | MHHS-Woodlands | [8 empty] | INJECTORSYRINGE | Injector, Syringe | Medrad Inc
NO | NO | [5 empty] | MEDRAD, INC. | MARK V PROVIS |  |  | KATY - CATH LAB | MHHS-Katy |  | Injector, Syringe |  |  |  | Katy |  | KATY - CATH LAB | [5 empty] | INJECTORS, CONTRAST MEDIA |  | INJECTORSYRINGE-Medrad Inc-Mark V ProVis | INJECTORSYRINGE | Mark V ProVis |  |  |  | Medrad Inc | Injector, Syringe |  | INJECTORSYRINGE-Medrad Inc-Mark V ProVis |  |  |  |  | Covered PM Repair - Biomedical | MHHS-Katy
NO | NO | [5 empty] | MEDRAD, INC. | MARK V PROVIS |  |  | NE - CATH LAB | MHHS-Northeast |  | Injector, Syringe |  |  |  | Katy |  | NE - CATH LAB | [5 empty] | INJECTORS, CONTRAST MEDIA |  | INJECTORSYRINGE-Medrad Inc-Mark V ProVis | INJECTORSYRINGE | Mark V ProVis |  |  |  | Medrad Inc | Injector, Syringe |  | INJECTORSYRINGE-Medrad Inc-Mark V ProVis |  |  |  |  | Covered PM Repair - Biomedical | MHHS-Northeast
NO | NO |  |  |  | R-005-CL1INJ |  | MEDRAD, INC. | MARK V PROVIS |  |  | SE - CATH LAB | MHHS-Southeast |  | Injector, Syringe |  | R-005-CL1INJ |  | Southeast & Bay Area |  | SE - CATH LAB | [5 empty] | INJECTORS, CONTRAST MEDIA |  | INJECTORSYRINGE-Medrad Inc-Mark V ProVis | INJECTORSYRINGE | Mark V ProVis |  |  |  | Medrad Inc | Injector, Syringe |  | INJECTORSYRINGE-Medrad Inc-Mark V ProVis |  |  |  |  | Covered PM Repair - Biomedical | MHHS-Southeast
NO | NO |  |  |  | R-005-CL3INJ |  | MEDRAD, INC. | MARK V PROVIS |  |  | SE - CATH LAB | MHHS-Southeast |  | Injector, Syringe |  | R-005-CL3INJ |  | Southeast & Bay Area |  | SE - CATH LAB | [5 empty] | INJECTORS, CONTRAST MEDIA |  | INJECTORSYRINGE-Medrad Inc-Mark V ProVis | INJECTORSYRINGE | Mark V ProVis |  |  |  | Medrad Inc | Injector, Syringe |  | INJECTORSYRINGE-Medrad Inc-Mark V ProVis |  |  |  |  | Covered PM Repair - Biomedical | MHHS-Southeast
NO | NO | [5 empty] | MEDRAD, INC. | MARK V PROVIS |  |  | SW - HVI - OR | MHHS-Southwest |  | Injector, Syringe |  |  |  | Southwest |  | SW - HVI - OR | [5 empty] | INJECTORS, CONTRAST MEDIA |  | INJECTORSYRINGE-Medrad Inc-Mark V ProVis | INJECTORSYRINGE | Mark V ProVis |  |  |  | Medrad Inc | Injector, Syringe |  | INJECTORSYRINGE-Medrad Inc-Mark V ProVis |  |  |  |  | Covered PM Repair - Biomedical | MHHS-Southwest
NO | NO | [5 empty] | MEDRAD, INC. | MARK V PROVIS |  |  | SW - HVI - OR | MHHS-Southwest |  | Injector, Syringe |  |  |  | Southwest |  | SW - HVI - OR | [5 empty] | INJECTORS, CONTRAST MEDIA |  | INJECTORSYRINGE-Medrad Inc-Mark V ProVis | INJECTORSYRINGE | Mark V ProVis |  |  |  | Medrad Inc | Injector, Syringe |  | INJECTORSYRINGE-Medrad Inc-Mark V ProVis |  |  |  |  | Covered PM Repair - Biomedical | MHHS-Southwest
NO | NO | [5 empty] | MEDRAD, INC. | MARK V PROVIS |  |  | SUGAR LAND - CATH LAB | MHHS-Sugarland |  | Injector, Syringe |  |  |  | Sugar Land |  | SUGAR LAND - CATH LAB | [5 empty] | INJECTORS, CONTRAST MEDIA |  | INJECTORSYRINGE-Medrad Inc-Mark V ProVis | INJECTORSYRINGE | Mark V ProVis |  |  |  | Medrad Inc | Injector, Syringe |  | INJECTORSYRINGE-Medrad Inc-Mark V ProVis |  |  |  |  | Covered PM Repair - Biomedical | MHHS-Sugarland
NO | NO |  |  |  | R-069-CL2INJ |  | MEDRAD, INC. | MARK V PROVIS |  |  | TMC - CATH LAB - ADULT (2HVI) | MHHS-TMC |  | Injector, Syringe |  | R-069-CL2INJ |  | TMC |  | TMC - CATH LAB - ADULT (2HVI) | [5 empty] | INJECTORS, CONTRAST MEDIA |  | INJECTORSYRINGE-Medrad Inc-Mark V ProVis | INJECTORSYRINGE | Mark V ProVis |  |  |  | Medrad Inc | Injector, Syringe |  | INJECTORSYRINGE-Medrad Inc-Mark V ProVis |  |  |  |  | Covered PM Repair - Biomedical | MHHS-TMC
NO | NO |  |  |  | R-069-CL5INJ |  | MEDRAD, INC. | MARK V PROVIS |  |  | TMC - CATH LAB - ADULT (2HVI) | MHHS-TMC |  | Injector, Syringe |  | R-069-CL5INJ |  | TMC |  | TMC - CATH LAB - ADULT (2HVI) | [5 empty] | INJECTORS, CONTRAST MEDIA |  | INJECTORSYRINGE-Medrad Inc-Mark V ProVis | INJECTORSYRINGE | Mark V ProVis |  |  |  | Medrad Inc | Injector, Syringe |  | INJECTORSYRINGE-Medrad Inc-Mark V ProVis |  |  |  |  | Covered PM Repair - Biomedical | MHHS-TMC
NO | NO |  |  |  | R-069-CLMINJ |  | MEDRAD, INC. | MARK V PROVIS |  |  | TMC - CATH LAB - ADULT (2HVI) | MHHS-TMC |  | Injector, Syringe |  | R-069-CLMINJ |  | TMC |  | TMC - CATH LAB - ADULT (2HVI) | [5 empty] | INJECTORS, CONTRAST MEDIA |  | INJECTORSYRINGE-Medrad Inc-Mark V ProVis | INJECTORSYRINGE | Mark V ProVis |  |  |  | Medrad Inc | Injector, Syringe |  | INJECTORSYRINGE-Medrad Inc-Mark V ProVis |  |  |  |  | Covered PM Repair - Biomedical | MHHS-TMC
NO | NO |  |  |  | R-069-PEDICL1INJ |  | MEDRAD, INC. | MARK V PROVIS |  |  | TMC - CATH LAB - PEDI (GHP) | MHHS-TMC |  | Injector, Syringe |  | R-069-PEDICL1INJ |  | TMC |  | TMC - CATH LAB - PEDI (GHP) | [5 empty] | INJECTORS, CONTRAST MEDIA |  | INJECTORSYRINGE-Medrad Inc-Mark V ProVis | INJECTORSYRINGE | Mark V ProVis |  |  |  | Medrad Inc | Injector, Syringe |  | INJECTORSYRINGE-Medrad Inc-Mark V ProVis |  |  |  |  | Covered PM Repair - Biomedical | MHHS-TMC
NO | YES |  |  |  | 000-04505 | 000-04505 | MEDRAD, INC. | MRXPERION |  |  | OPID-(NE)-Kingwood CCC | MHHS-OPID |  | Injector, Syringe |  | 000-04505 | 000-04505 | Katy | MHHS-Others | OPID-(NE)-Kingwood CCC | Kingwood CCC |  |  |  |  | INJECTORS, CONTRAST MEDIA | Injector, Syringe | INJECTORSYRINGE-Medrad Inc-MRXperion | INJECTORSYRINGE | MRXperion |  |  |  | Medrad Inc | Injector, Syringe |  | INJECTORSYRINGE-Medrad Inc-MRXperion |  | 9/1/16 |  | IS-SA | Covered PM Repair - Biomedical | MHHS-OPID | [8 empty] | INJECTORSYRINGE | Injector, Syringe | Medrad Inc
NO | YES |  |  |  | R-069-INJMR5 |  | MEDRAD, INC. | MRXPERION |  |  | TMC - RADIOLOGY - MRI | MHHS-TMC |  | Injector, Syringe |  | R-069-INJMR5 |  | TMC |  | TMC - RADIOLOGY - MRI |  | 10/14/19 |  |  |  | INJECTORS, CONTRAST MEDIA |  | INJECTORSYRINGE-Medrad Inc-MRXperion | INJECTORSYRINGE | MRXperion |  |  |  | Medrad Inc | Injector, Syringe |  | INJECTORSYRINGE-Medrad Inc-MRXperion |  | 9/1/16 |  |  | Covered PM Repair - Biomedical | MHHS-TMC
NO | YES |  |  |  | 029-32017 | 029-32017 | MEDRAD, INC. | MRXPERION |  | 84284254 101256 | Woodlands-Radiology | MHHS-Woodlands |  | Injector, Syringe |  | 029-32017 | 029-32017 | Woodlands | MHHS-Woodlands | Woodlands-Radiology | SIEMENS 3T MRI |  |  |  |  | INJECTORS, CONTRAST MEDIA | Injector, Syringe | INJECTORSYRINGE-Medrad Inc-MRXperion | INJECTORSYRINGE | MRXperion |  |  |  | Medrad Inc | Injector, Syringe |  | INJECTORSYRINGE-Medrad Inc-MRXperion |  | 9/1/16 |  | IS-SA | Covered PM Repair - Biomedical | MHHS-Woodlands | [8 empty] | INJECTORSYRINGE | Injector, Syringe | Medrad Inc
NO | YES |  |  |  |  | 041-17394 | MEDRAD, INC. | PROVIS |  |  | MEMORIAL CITY MOR | MHHS-Mem City |  |  |  |  | 041-17394 | West | Memorial Hermann Memorial City Medical Center | MEMORIAL CITY MOR | MEMORIAL CITY MOR |  |  |  |  | INJECTORS, CONTRAST MEDIA |  | INJECTORSYRINGE-Medrad Inc-Mark V ProVis |  |  |  |  | INJECTORSYRINGE-Medrad Inc-Mark V ProVis | Medrad Inc | [7 empty] | Not Covered Vendor Only - Biomedical | MHHS-Mem City
NO | YES |  |  |  | 142-05382 | 142-05382 | MEDRAD, INC. | PROVIS |  |  | NE-Cancer Center | MHHS-Northeast |  |  |  | 142-05382 | 142-05382 | Katy | MHHS-Northeast | NE-Cancer Center | Cancer Center | 12/1/18 |  |  |  | INJECTORS, CONTRAST MEDIA | Injector, Syringe | INJECTORSYRINGE-Medrad Inc-Mark V ProVis |  |  |  |  | INJECTORSYRINGE-Medrad Inc-Mark V ProVis | Medrad Inc | [6 empty] | IS-SA | Not Covered Vendor Only - Biomedical | MHHS-Northeast | [8 empty] | INJECTORSYRINGE | Injector, Syringe | Medrad Inc
NO | YES |  |  |  | 142-03317 | 142-03317 | MEDRAD, INC. | PROVIS |  |  | NE-Radiology | MHHS-Northeast |  |  |  | 142-03317 | 142-03317 | Katy | MHHS-Northeast | NE-Radiology | MRI |  |  |  | User said is broken | INJECTORS, CONTRAST MEDIA | Injector, Syringe | INJECTORSYRINGE-Medrad Inc-Mark V ProVis |  |  |  |  | INJECTORSYRINGE-Medrad Inc-Mark V ProVis | Medrad Inc | [6 empty] | IS-SA | Covered PM Repair - Biomedical | MHHS-Northeast | [8 empty] | INJECTORSYRINGE | Injector, Syringe | Medrad Inc
NO | YES |  |  |  | 142-03437 | 142-03437 | MEDRAD, INC. | PROVIS |  |  | NE-Radiology | MHHS-Northeast |  |  |  | 142-03437 | 142-03437 | Katy | MHHS-Northeast | NE-Radiology | GE CT2 | 12/4/18 |  |  | No pm sticker found | INJECTORS, CONTRAST MEDIA | Injector, Syringe | INJECTORSYRINGE-Medrad Inc-Mark V ProVis |  |  |  |  | INJECTORSYRINGE-Medrad Inc-Mark V ProVis | Medrad Inc |  |  |  |  | 4/10/20 |  | IS-SA | Not Covered Vendor Only - Biomedical | MHHS-Northeast | [8 empty] | INJECTORSYRINGE | Injector, Syringe | Medrad Inc
NO | YES |  |  |  | R-069-HVIOR6INJ |  | MEDRAD, INC. | PROVIS |  |  | TMC - RADIOLOGY - HVI PAVILION | MHHS-TMC |  |  |  | R-069-HVIOR6INJ |  | TMC |  | TMC - RADIOLOGY - HVI PAVILION |  | 12/16/18 |  |  |  | INJECTORS, CONTRAST MEDIA |  | INJECTORSYRINGE-Medrad Inc-Mark V ProVis |  |  |  |  | INJECTORSYRINGE-Medrad Inc-Mark V ProVis | Medrad Inc |  |  |  |  | 11/3/15 |  |  | Covered PM Repair - Biomedical | MHHS-TMC
NO | NO | [5 empty] | MEDRAD, INC. | PROVIS |  |  | MEMORIAL CITY - CATH LAB | MHHS-Mem City | [5 empty] | West & Memorial City |  | MEMORIAL CITY - CATH LAB | [5 empty] | INJECTORS, CONTRAST MEDIA |  | INJECTORSYRINGE-Medrad Inc-Mark V ProVis |  |  |  |  | INJECTORSYRINGE-Medrad Inc-Mark V ProVis | Medrad Inc | [7 empty] | Covered PM Repair - Biomedical | MHHS-Mem City
NO | NO | [5 empty] | MEDRAD, INC. | PROVIS |  |  | MEMORIAL CITY - CATH LAB | MHHS-Mem City | [5 empty] | West & Memorial City |  | MEMORIAL CITY - CATH LAB | [5 empty] | INJECTORS, CONTRAST MEDIA |  | INJECTORSYRINGE-Medrad Inc-Mark V ProVis |  |  |  |  | INJECTORSYRINGE-Medrad Inc-Mark V ProVis | Medrad Inc | [7 empty] | Covered PM Repair - Biomedical | MHHS-Mem City
NO | NO | [5 empty] | MEDRAD, INC. | PROVIS |  |  | SW - HVI - OR | MHHS-Southwest | [5 empty] | Southwest |  | SW - HVI - OR | [5 empty] | INJECTORS, CONTRAST MEDIA |  | INJECTORSYRINGE-Medrad Inc-Mark V ProVis |  |  |  |  | INJECTORSYRINGE-Medrad Inc-Mark V ProVis | Medrad Inc | [7 empty] | Not Covered Vendor Only - Biomedical | MHHS-Southwest
NO | NO |  |  |  | R-069-CLMINJ2 |  | MEDRAD, INC. | PROVIS |  |  | TMC - CATH LAB - ADULT (2HVI) | MHHS-TMC |  |  |  | R-069-CLMINJ2 |  | TMC |  | TMC - CATH LAB - ADULT (2HVI) | [5 empty] | INJECTORS, CONTRAST MEDIA |  | INJECTORSYRINGE-Medrad Inc-Mark V ProVis |  |  |  |  | INJECTORSYRINGE-Medrad Inc-Mark V ProVis | Medrad Inc | [7 empty] | Covered PM Repair - Biomedical | MHHS-TMC
NO | NO |  |  |  | R-069-PEDICL2INJ |  | MEDRAD, INC. | PROVIS |  |  | TMC - CATH LAB - PEDI (GHP) | MHHS-TMC |  |  |  | R-069-PEDICL2INJ |  | TMC |  | TMC - CATH LAB - PEDI (GHP) | [5 empty] | INJECTORS, CONTRAST MEDIA |  | INJECTORSYRINGE-Medrad Inc-Mark V ProVis |  |  |  |  | INJECTORSYRINGE-Medrad Inc-Mark V ProVis | Medrad Inc | [7 empty] | Covered PM Repair - Biomedical | MHHS-TMC
NO | YES |  |  |  | 009-03726 | 009-03726 | MEDRAD, INC. | SPECTRIS |  |  | GH-Radiology | MHHS-Greater Heights |  |  |  | 009-03726 | 009-03726 | Central | MHHS-Greater Heights | GH-Radiology | MRI | 11/1/18 |  |  |  | INJECTORS, CONTRAST MEDIA |  | .needs class | [5 empty] | Medrad Inc | [7 empty] | Not Covered Vendor Only - Rad, Low End | MHHS-Greater Heights
NO | YES |  |  |  | R-069-MR5INJ |  | MEDRAD, INC. | SPECTRIS |  |  | TMC - RADIOLOGY - MRI | MHHS-TMC |  |  |  | R-069-MR5INJ |  | TMC |  | TMC - RADIOLOGY - MRI |  | 2/19/19 |  |  |  | INJECTORS, CONTRAST MEDIA |  | .needs class | [5 empty] | Medrad Inc | [7 empty] | Not Covered Vendor Only - Rad, Low End | MHHS-TMC
NO | NO | [5 empty] | MEDRAD, INC. | SPECTRIS |  |  | MEMORIAL CITY - MRI | MHHS-Mem City | [5 empty] | West & Memorial City |  | MEMORIAL CITY - MRI | [5 empty] | INJECTORS, CONTRAST MEDIA |  | .needs class | [5 empty] | Medrad Inc | [7 empty] | Covered PM Repair - Radiology, Low End | MHHS-Mem City
NO | YES |  |  |  | 009-10740 |  | MEDRAD, INC. | SPECTRIS MR |  | 30452/301201430451 | OPID - (MHOSH) - BELLAIRE - 441 | MHHS-OPID |  |  |  | 009-10740 |  | Central & Greater Heights |  | OPID - (MHOSH) - BELLAIRE - 441 |  | 10/8/19 |  |  |  | INJECTORS, CONTRAST MEDIA |  | .needs class | [5 empty] | Medrad Inc | [7 empty] | Covered PM Repair - Radiology, High End | MHHS-OPID
NO | YES |  |  |  | R-129-01972 |  | MEDRAD, INC. | SPECTRIS SMR 200 |  |  | OPID - (SL) - SUGAR LAND - 449 (MP1) | MHHS-OPID |  |  |  | R-129-01972 |  | Sugar Land |  | OPID - (SL) - SUGAR LAND - 449 (MP1) |  | 11/22/19 |  |  |  | INJECTORS, CONTRAST MEDIA |  | .needs class | [5 empty] | Medrad Inc | [7 empty] | Covered PM Repair - Biomedical | MHHS-OPID
NO | YES |  |  |  | R-929-MR1INJ | R-929-MR1INJ | MEDRAD, INC. | SPECTRIS SOLARIS |  |  | MHOSH-Radiology | MHHS Orthopedic & Spine |  |  |  | R-929-MR1INJ | R-929-MR1INJ | Central & Greater Heights | MHHS-Orthopedic & Spine | MHOSH-Radiology |  | 12/5/19 |  |  |  | INJECTORS, CONTRAST MEDIA |  | .needs class | [5 empty] | Medrad Inc | [5 empty] | MHOSH Inventory Dec 2019 into 2020 - Copy.xls - Newly Verified |  | Covered PM Repair - Biomedical | MHHS Orthopedic & Spine
NO | YES |  |  |  | R-009-08057 |  | MEDRAD, INC. | SPECTRIS SOLARIS |  | 30482/301201430482 | OPID - (MC) - HEDWIG VILLAGE - 469 | MHHS-OPID |  |  |  | R-009-08057 |  | West & Memorial City |  | OPID - (MC) - HEDWIG VILLAGE - 469 |  | 10/18/19 |  |  |  | INJECTORS, CONTRAST MEDIA |  | .needs class | [5 empty] | Medrad Inc | [7 empty] | Covered PM Repair - Biomedical | MHHS-OPID
NO | YES |  |  |  | 069-15907 |  | MEDRAD, INC. | SPECTRIS SOLARIS |  |  | OPID - (TMC) - MH IMAGING CENTER - 417 | MHHS-OPID |  |  |  | 069-15907 |  | TMC |  | OPID - (TMC) - MH IMAGING CENTER - 417 |  | 10/15/19 |  |  |  | INJECTORS, CONTRAST MEDIA |  | .needs class | [5 empty] | Medrad Inc | [7 empty] | Covered PM Repair - Biomedical | MHHS-OPID
NO | YES |  |  |  | 069-18161 |  | MEDRAD, INC. | SPECTRIS SOLARIS |  |  | OPID - (TMC) - MH IMAGING CENTER - 417 | MHHS-OPID |  |  |  | 069-18161 |  | TMC | Memorial Hermann-Texas Medical Center | OPID - (TMC) - MH IMAGING CENTER - 417 |  | 10/1/19 |  | 10/1/20 |  | INJECTORS, CONTRAST MEDIA |  | .needs class | [5 empty] | Medrad Inc | [7 empty] | Covered PM Repair - Radiology, Low End | MHHS-OPID
NO | YES |  |  |  | 069-29567 | 069-29567 | MEDRAD, INC. | SPECTRIS SOLARIS |  |  | OPID - (TMC) - UPPER KIRBY - 467 | MHHS-OPID |  |  |  | 069-29567 | 069-29567 | TMC | Upper Kirby Outpatient Imaging | OPID - (TMC) - UPPER KIRBY - 467 | MRI | 10/1/19 |  |  |  | INJECTORS, CONTRAST MEDIA |  | .needs class | [5 empty] | Medrad Inc | [7 empty] | Covered PM Repair - Radiology, Low End | MHHS-OPID
NO | YES | [5 empty] | MEDRAD, INC. | SPECTRIS SOLARIS |  | 43935/44032 | OPID - MOBILE ADMIN - 459 | MHHS-OPID | [5 empty] | Central & Greater Heights |  | OPID - MOBILE ADMIN - 459 |  | 12/4/19 |  |  |  | INJECTORS, CONTRAST MEDIA |  | .needs class | [5 empty] | Medrad Inc |  |  |  |  | 8/28/18 |  |  | Covered PM Repair - Biomedical | MHHS-OPID
NO | YES |  |  |  | R-069-MR3INJ |  | MEDRAD, INC. | SPECTRIS SOLARIS |  |  | TMC - RADIOLOGY - MRI | MHHS-TMC |  |  |  | R-069-MR3INJ |  | TMC |  | TMC - RADIOLOGY - MRI |  | 11/28/18 |  |  |  | INJECTORS, CONTRAST MEDIA |  | .needs class | [5 empty] | Medrad Inc | [7 empty] | Covered PM Repair - Radiology, High End | MHHS-TMC
NO | YES | Serial Number 926 |  |  | R-069-MR4INJ |  | MEDRAD, INC. | SPECTRIS SOLARIS |  |  | TMC - RADIOLOGY - MRI | MHHS-TMC |  |  |  | R-069-MR4INJ |  | TMC |  | TMC - RADIOLOGY - MRI |  | 11/9/18 |  |  |  | INJECTORS, CONTRAST MEDIA |  | .needs class | [5 empty] | Medrad Inc | [7 empty] | Covered PM Repair - Radiology, Low End | MHHS-TMC
NO | YES |  |  |  | 133-05636 | 133-05636 | MEDRAD, INC. | SPECTRIS SOLARIS EP |  |  | KATY - RADIOLOGY | MHHS-Katy |  | Injector, Syringe |  | 133-05636 | 133-05636 | Katy | MHHS - KATY | KATY - RADIOLOGY | MRI |  |  |  |  | INJECTORS, CONTRAST MEDIA |  | INJECTORSYRINGE-Medrad Inc-Spectris Solaris EP | INJECTORSYRINGE | Spectris Solaris EP |  |  |  | Medrad Inc | Injector, Syringe |  | INJECTORSYRINGE-Medrad Inc-Spectris Solaris EP |  |  |  |  | Covered PM Repair - Radiology, Low End | MHHS-Katy
NO | YES |  |  |  | 009-05138 | 009-05138 | MEDRAD, INC. | SPECTRIS SOLARIS EP |  |  | MH MG - (CY) - CY-FAIR MED PLAZA | MHHS-OPID |  | Injector, Syringe |  | 009-05138 | 009-05138 | Northwest & Cypress | MHHS-MG | MH MG - (CY) - CY-FAIR MED PLAZA |  | 10/1/19 | 10/1/20 |  |  | INJECTORS, CONTRAST MEDIA | Injector, Syringe | INJECTORSYRINGE-Medrad Inc-Spectris Solaris EP | INJECTORSYRINGE | Spectris Solaris EP |  |  |  | Medrad Inc | Injector, Syringe |  | INJECTORSYRINGE-Medrad Inc-Spectris Solaris EP |  | 12/12/17 |  | IS-SA | Covered PM Repair - Radiology, High End | MHHS-OPID | [8 empty] | INJECTORSYRINGE | Injector, Syringe | Medrad Inc
NO | YES | Asset Tag 009-10538 |  |  | 009-10538 | 009-10538 | MEDRAD, INC. | SPECTRIS SOLARIS EP |  |  | MHOSH-Radiology | MHHS-OPID |  | Injector, Syringe |  | 009-10538 | 009-10538 | (null) | MHHS-Orthopedic & Spine | MHOSH-Radiology | (null) |  |  |  | (null) | INJECTORS, CONTRAST MEDIA | Injector, Syringe | INJECTORSYRINGE-Medrad Inc-Spectris Solaris EP | INJECTORSYRINGE | Spectris Solaris EP |  |  |  | Medrad Inc | Injector, Syringe |  | INJECTORSYRINGE-Medrad Inc-Spectris Solaris EP |  |  |  | IS-SA | Covered PM Repair - Radiology, Low End | MHHS-OPID | [8 empty] | INJECTORSYRINGE | Injector, Syringe | Medrad Inc
NO | YES |  |  |  | 133-10499 | 133-10499 | MEDRAD, INC. | SPECTRIS SOLARIS EP |  |  | OPID-(KY)-Katy-445 (Mp1) | MHHS-OPID |  | Injector, Syringe |  | 133-10499 | 133-10499 | Katy | MHHS-Others | OPID-(KY)-Katy-445 (Mp1) |  | 10/1/19 |  |  |  | INJECTORS, CONTRAST MEDIA | Injector, Syringe | INJECTORSYRINGE-Medrad Inc-Spectris Solaris EP | INJECTORSYRINGE | Spectris Solaris EP |  |  |  | Medrad Inc | Injector, Syringe |  | INJECTORSYRINGE-Medrad Inc-Spectris Solaris EP |  |  |  | IS-SA | Covered PM Repair - Radiology, Low End | MHHS-OPID | [8 empty] | INJECTORSYRINGE | Injector, Syringe | Medrad Inc
NO | YES |  |  |  | R-583-01061 |  | MEDRAD, INC. | SPECTRIS SOLARIS EP |  |  | OPID - (KY) - KATY REHAB - 585 | MHHS-OPID |  | Injector, Syringe |  | R-583-01061 |  | Katy |  | OPID - (KY) - KATY REHAB - 585 |  | 11/21/19 |  |  |  | INJECTORS, CONTRAST MEDIA |  | INJECTORSYRINGE-Medrad Inc-Spectris Solaris EP | INJECTORSYRINGE | Spectris Solaris EP |  |  |  | Medrad Inc | Injector, Syringe |  | INJECTORSYRINGE-Medrad Inc-Spectris Solaris EP |  |  |  |  | Covered PM Repair - Biomedical | MHHS-OPID
NO | YES |  |  |  | R-583-01208 |  | MEDRAD, INC. | SPECTRIS SOLARIS EP |  |  | OPID - (KY) - KATY REHAB - 585 | MHHS-OPID |  | Injector, Syringe |  | R-583-01208 |  | Katy |  | OPID - (KY) - KATY REHAB - 585 |  | 11/21/19 |  |  |  | INJECTORS, CONTRAST MEDIA |  | INJECTORSYRINGE-Medrad Inc-Spectris Solaris EP | INJECTORSYRINGE | Spectris Solaris EP |  |  |  | Medrad Inc | Injector, Syringe |  | INJECTORSYRINGE-Medrad Inc-Spectris Solaris EP |  | 9/2/17 |  |  | Covered PM Repair - Radiology, Low End | MHHS-OPID
NO | YES | Serial Number 40553 |  |  | R-041-08965 |  | MEDRAD, INC. | SPECTRIS SOLARIS EP |  |  | OPID - (MC) - MEMORIAL CITY - 422 (MP4) | MHHS-OPID |  | Injector, Syringe |  | R-041-08965 |  | West & Memorial City |  | OPID - (MC) - MEMORIAL CITY - 422 (MP4) |  | 10/15/19 |  |  |  | INJECTORS, CONTRAST MEDIA |  | INJECTORSYRINGE-Medrad Inc-Spectris Solaris EP | INJECTORSYRINGE | Spectris Solaris EP |  |  |  | Medrad Inc | Injector, Syringe |  | INJECTORSYRINGE-Medrad Inc-Spectris Solaris EP |  |  |  |  | Covered PM Repair - Biomedical | MHHS-OPID
NO | YES |  |  |  | R-041-11502 |  | MEDRAD, INC. | SPECTRIS SOLARIS EP |  |  | OPID - (MC) - MEMORIAL CITY - 422 (MP4) | MHHS-OPID |  | Injector, Syringe |  | R-041-11502 |  | West & Memorial City |  | OPID - (MC) - MEMORIAL CITY - 422 (MP4) |  | 10/15/19 |  |  |  | INJECTORS, CONTRAST MEDIA |  | INJECTORSYRINGE-Medrad Inc-Spectris Solaris EP | INJECTORSYRINGE | Spectris Solaris EP |  |  |  | Medrad Inc | Injector, Syringe |  | INJECTORSYRINGE-Medrad Inc-Spectris Solaris EP |  |  |  |  | Covered PM Repair - Biomedical | MHHS-OPID
NO | YES |  |  |  | R-142-03500 |  | MEDRAD, INC. | SPECTRIS SOLARIS EP |  |  | OPID - (NE) - NORTHEAST - 437 (MP1) | MHHS-OPID |  | Injector, Syringe |  | R-142-03500 |  | Katy |  | OPID - (NE) - NORTHEAST - 437 (MP1) |  | 11/13/18 |  |  |  | INJECTORS, CONTRAST MEDIA |  | INJECTORSYRINGE-Medrad Inc-Spectris Solaris EP | INJECTORSYRINGE | Spectris Solaris EP |  |  |  | Medrad Inc | Injector, Syringe |  | INJECTORSYRINGE-Medrad Inc-Spectris Solaris EP |  |  |  |  | Covered PM Repair - Biomedical | MHHS-OPID
NO | YES |  |  |  | 005-06364 |  | MEDRAD, INC. | SPECTRIS SOLARIS EP |  |  | OPID - (PL) - PEARLAND - 406 (MP1) | MHHS-OPID |  | Injector, Syringe |  | 005-06364 |  | Pearland |  | OPID - (PL) - PEARLAND - 406 (MP1) |  | 12/10/19 |  |  |  | INJECTORS, CONTRAST MEDIA |  | INJECTORSYRINGE-Medrad Inc-Spectris Solaris EP | INJECTORSYRINGE | Spectris Solaris EP |  |  |  | Medrad Inc | Injector, Syringe |  | INJECTORSYRINGE-Medrad Inc-Spectris Solaris EP |  | 6/1/19 |  |  | Covered PM Repair - Radiology, High End | MHHS-OPID
NO | YES |  |  |  | R-129-07224 |  | MEDRAD, INC. | SPECTRIS SOLARIS EP |  |  | OPID - (SL) - SUGAR LAND - 449 (MP1) | MHHS-OPID |  | Injector, Syringe |  | R-129-07224 |  | Sugar Land |  | OPID - (SL) - SUGAR LAND - 449 (MP1) |  | 11/21/19 |  |  |  | INJECTORS, CONTRAST MEDIA |  | INJECTORSYRINGE-Medrad Inc-Spectris Solaris EP | INJECTORSYRINGE | Spectris Solaris EP |  |  |  | Medrad Inc | Injector, Syringe |  | INJECTORSYRINGE-Medrad Inc-Spectris Solaris EP |  | 8/20/17 |  |  | Covered PM Repair - Radiology, Low End | MHHS-OPID
NO | YES |  |  |  | 069-40767 | 069-40767 | MEDRAD, INC. | SPECTRIS SOLARIS EP |  |  | MRI | MHHS-OPID |  | Injector, Syringe |  | 069-40767 | 069-40767 | TMC | Memorial Hermann-Texas Medical Center | MRI | Nurse Station | 4/1/19 |  |  |  | INJECTORS, CONTRAST MEDIA | Injector, Syringe | INJECTORSYRINGE-Medrad Inc-Spectris Solaris EP | INJECTORSYRINGE | Spectris Solaris EP |  |  |  | Medrad Inc | Injector, Syringe |  | INJECTORSYRINGE-Medrad Inc-Spectris Solaris EP |  | 11/27/17 |  | IS-SA | Covered PM Repair - Radiology, High End | MHHS-OPID | [8 empty] | INJECTORSYRINGE | Injector, Syringe | Medrad Inc
NO | YES |  |  |  | R-005-10565 |  | MEDRAD, INC. | SPECTRIS SOLARIS EP |  |  | SE - RADIOLOGY | MHHS-Southeast |  | Injector, Syringe |  | R-005-10565 |  | Southeast | Memorial Hermann Southeast Hospital | SE - RADIOLOGY | MRI |  |  |  |  | INJECTORS, CONTRAST MEDIA |  | INJECTORSYRINGE-Medrad Inc-Spectris Solaris EP | INJECTORSYRINGE | Spectris Solaris EP |  |  |  | Medrad Inc | Injector, Syringe |  | INJECTORSYRINGE-Medrad Inc-Spectris Solaris EP |  | 9/1/14 |  |  | Covered PM Repair - Biomedical | MHHS-Southeast
NO | YES |  |  |  | 013-37452 |  | MEDRAD, INC. | SPECTRIS SOLARIS EP |  |  | SW - RADIOLOGY | MHHS-Southwest |  | Injector, Syringe |  | 013-37452 |  | Southwest |  | SW - RADIOLOGY |  | 2/4/19 |  |  |  | INJECTORS, CONTRAST MEDIA |  | INJECTORSYRINGE-Medrad Inc-Spectris Solaris EP | INJECTORSYRINGE | Spectris Solaris EP |  |  |  | Medrad Inc | Injector, Syringe |  | INJECTORSYRINGE-Medrad Inc-Spectris Solaris EP |  | 1/8/16 |  |  | Covered PM Repair - Radiology, Low End | MHHS-Southwest
NO | YES |  |  |  | 129-05849 | 129-05849 | MEDRAD, INC. | SPECTRIS SOLARIS EP |  |  | SUGAR LAND - RADIOLOGY | MHHS-Sugarland |  | Injector, Syringe |  | 129-05849 | 129-05849 | Sugar Land | Memorial Hermann Sugar Land | SUGAR LAND - RADIOLOGY | Sugar Land West Tower MRI |  |  |  |  | INJECTORS, CONTRAST MEDIA | Injector, Syringe | INJECTORSYRINGE-Medrad Inc-Spectris Solaris EP | INJECTORSYRINGE | Spectris Solaris EP |  |  |  | Medrad Inc | Injector, Syringe |  | INJECTORSYRINGE-Medrad Inc-Spectris Solaris EP |  |  |  | IS-SA | Covered PM Repair - Radiology, Low End | MHHS-Sugarland | [5 empty] | 2/1/20 |  |  | INJECTORSYRINGE | Injector, Syringe | Medrad Inc
NO | YES |  |  |  |  | 029-07864 | MEDRAD, INC. | SPECTRIS SOLARIS EP |  |  | WOODLANDS - RADIOLOGY | MHHS-Woodlands |  | Injector, Syringe |  |  | 029-07864 | Woodlands | MHHS-WOODLANDS | WOODLANDS - RADIOLOGY | MRI |  |  |  |  | INJECTORS, CONTRAST MEDIA |  | INJECTORSYRINGE-Medrad Inc-Spectris Solaris EP | INJECTORSYRINGE | Spectris Solaris EP |  |  |  | Medrad Inc | Injector, Syringe |  | INJECTORSYRINGE-Medrad Inc-Spectris Solaris EP |  |  |  |  | Covered PM Repair - Radiology, Low End | MHHS-Woodlands
YES | YES | Serial Number Cnf |  |  |  |  | MEDRAD, INC. | SPECTRIS SOLARIS EP |  | CNF | MRI | [6 empty] | TMC | Memorial Hermann-Texas Medical Center | MRI | Nurse Station
NO | YES |  |  |  | 151-01748 | 151-01748 | MEDRAD, INC. | SPECTRIS SOLARIS MR |  |  | CY - IMAGING | MHHS-Cypress |  |  |  | 151-01748 | 151-01748 | Northwest & Cypress | 27800 NW Freeway ER | CY - IMAGING |  | 4/1/19 | 4/1/20 |  |  | INJECTORS, CONTRAST MEDIA |  | .needs class | [5 empty] | Medrad Inc |  |  |  |  | 1/10/17 |  |  | Covered PM Repair - Radiology, Low End | MHHS-Cypress
NO | YES | Asset Tag 041-18582 |  |  | 041-18582 | 041-18582 | MEDRAD, INC. | SPECTRIS SOLARIS MR |  |  | Memorial City/West-MRI Inpatient | MHHS-Mem City |  |  |  | 041-18582 | 041-18582 | West | Memorial Hermann Memorial City Medical Center | Memorial City/West-MRI Inpatient | MH West MRI Inpatient GE | 11/1/19 |  | 4/1/20 |  | INJECTORS, CONTRAST MEDIA |  | .needs class | [5 empty] | Medrad Inc |  |  |  |  | 3/21/13 |  |  | Covered PM Repair - Radiology, Low End | MHHS-Mem City
NO | YES |  |  |  | 041-19945 |  | MEDRAD, INC. | SPECTRIS SOLARIS MR |  |  | OPID - (CY) - CYPRESS - 427 (MP1) | MHHS-OPID |  |  |  | 041-19945 |  | Northwest & Cypress |  | OPID - (CY) - CYPRESS - 427 (MP1) |  | 4/2/19 |  |  |  | INJECTORS, CONTRAST MEDIA |  | .needs class | [5 empty] | Medrad Inc | [7 empty] | Covered PM Repair - Radiology, Low End | MHHS-OPID
NO | YES |  |  |  | 009-07800 | 009-07800 | MEDRAD, INC. | STELLANT |  |  | CY - ER | MHHS-Cypress |  | Injector, Syringe |  | 009-07800 | 009-07800 | Northwest & Cypress | 27800 NW Freeway | CY - ER |  | 12/1/18 |  |  |  | INJECTORS, CONTRAST MEDIA | Injector, Syringe | INJECTORSYRINGE-Medrad Inc-Stellant | INJECTORSYRINGE | Stellant |  |  |  | Medrad Inc | Injector, Syringe |  | INJECTORSYRINGE-Medrad Inc-Stellant |  |  |  | IS-SA | Covered PM Repair - Biomedical | MHHS-Cypress | [8 empty] | INJECTORSYRINGE | Injector, Syringe | Medrad Inc
NO | YES | [5 empty] | MEDRAD, INC. | STELLANT |  |  | MEMORIAL CITY - RADIOLOGY - INPATIENT | MHHS-Mem City |  | Injector, Syringe |  |  |  | West & Memorial City |  | MEMORIAL CITY - RADIOLOGY - INPATIENT |  | 11/15/19 |  |  |  | INJECTORS, CONTRAST MEDIA |  | INJECTORSYRINGE-Medrad Inc-Stellant | INJECTORSYRINGE | Stellant |  |  |  | Medrad Inc | Injector, Syringe |  | INJECTORSYRINGE-Medrad Inc-Stellant |  | 10/14/20 |  |  | Not Covered Vendor Only - Biomedical | MHHS-Mem City
NO | YES |  |  |  | 041-20266 | 041-20266 | MEDRAD, INC. | STELLANT |  |  | Bldg 925 suite 100 | MHHS-Mem City |  | Injector, Syringe |  | 041-20266 | 041-20266 | West | Memorial Hermann Medical Group Memorial City Cardiology (#400) | Bldg 925 suite 100 | CT SIMULATOR | 2/1/20 |  | 2/1/21 |  | INJECTORS, CONTRAST MEDIA |  | INJECTORSYRINGE-Medrad Inc-Stellant | INJECTORSYRINGE | Stellant |  |  |  | Medrad Inc | Injector, Syringe |  | INJECTORSYRINGE-Medrad Inc-Stellant |  | 10/14/20 |  |  | Not Covered Vendor Only - Biomedical | MHHS-Mem City
NO | YES |  |  |  | 009-05117 |  | MEDRAD, INC. | STELLANT |  |  | OPID - (CY) - CY-FAIR MED PLAZA - 426 | MHHS-OPID |  | Injector, Syringe |  | 009-05117 |  | Northwest & Cypress |  | OPID - (CY) - CY-FAIR MED PLAZA - 426 |  | 10/9/19 |  |  |  | INJECTORS, CONTRAST MEDIA |  | INJECTORSYRINGE-Medrad Inc-Stellant | INJECTORSYRINGE | Stellant |  |  |  | Medrad Inc | Injector, Syringe |  | INJECTORSYRINGE-Medrad Inc-Stellant |  |  |  |  | Covered PM Repair - Biomedical | MHHS-OPID
NO | YES |  |  |  | 009-10541 | 009-10541 | MEDRAD, INC. | STELLANT |  |  | OPID-(GH)-Greater Heights CCC-439 | MHHS-OPID |  | Injector, Syringe |  | 009-10541 | 009-10541 | Central | MHHS-Others | OPID-(GH)-Greater Heights CCC-439 | CT | 5/1/19 |  |  |  | INJECTORS, CONTRAST MEDIA | Injector, Syringe | INJECTORSYRINGE-Medrad Inc-Stellant | INJECTORSYRINGE | Stellant |  |  |  | Medrad Inc | Injector, Syringe |  | INJECTORSYRINGE-Medrad Inc-Stellant |  |  |  | IS-SA | Covered PM Repair - Biomedical | MHHS-OPID | [8 empty] | INJECTORSYRINGE | Injector, Syringe | Medrad Inc
NO | YES |  |  |  | R-583-01333 |  | MEDRAD, INC. | STELLANT |  |  | OPID - (KY) - KATY REHAB - 585 | MHHS-OPID |  | Injector, Syringe |  | R-583-01333 |  | Katy |  | OPID - (KY) - KATY REHAB - 585 |  | 10/18/19 |  |  |  | INJECTORS, CONTRAST MEDIA |  | INJECTORSYRINGE-Medrad Inc-Stellant | INJECTORSYRINGE | Stellant |  |  |  | Medrad Inc | Injector, Syringe |  | INJECTORSYRINGE-Medrad Inc-Stellant |  |  |  |  | Covered PM Repair - Biomedical | MHHS-OPID
NO | YES |  |  |  | R-583-00575 |  | MEDRAD, INC. | STELLANT |  |  | OPID - (KY) - SOUTH KATY CCC - 446 | MHHS-OPID |  | Injector, Syringe |  | R-583-00575 |  | Katy |  | OPID - (KY) - SOUTH KATY CCC - 446 |  | 12/6/19 |  |  |  | INJECTORS, CONTRAST MEDIA |  | INJECTORSYRINGE-Medrad Inc-Stellant | INJECTORSYRINGE | Stellant |  |  |  | Medrad Inc | Injector, Syringe |  | INJECTORSYRINGE-Medrad Inc-Stellant |  |  |  |  | Covered PM Repair - Biomedical | MHHS-OPID
NO | YES | Asset Tag 041-08970 |  |  | 041-08970 | 041-08970 | MEDRAD, INC. | STELLANT |  |  | MH West Memorial City | MHHS-OPID |  | Injector, Syringe |  | 041-08970 | 041-08970 | West | Memorial Hermann Imaging Center - Memorial City (#200) | MH West Memorial City | CT Room |  |  |  | (null) | INJECTORS, CONTRAST MEDIA |  | INJECTORSYRINGE-Medrad Inc-Stellant | INJECTORSYRINGE | Stellant |  |  |  | Medrad Inc | Injector, Syringe |  | INJECTORSYRINGE-Medrad Inc-Stellant |  | 8/6/18 | (null) |  | Covered PM Repair - Biomedical | MHHS-OPID
NO | YES | [5 empty] | MEDRAD, INC. | STELLANT |  |  | OPID - (MHOSH) - BELLAIRE - 441 | MHHS-OPID |  | Injector, Syringe |  |  |  | Central & Greater Heights |  | OPID - (MHOSH) - BELLAIRE - 441 |  | 10/8/19 |  |  |  | INJECTORS, CONTRAST MEDIA |  | INJECTORSYRINGE-Medrad Inc-Stellant | INJECTORSYRINGE | Stellant |  |  |  | Medrad Inc | Injector, Syringe |  | INJECTORSYRINGE-Medrad Inc-Stellant |  |  |  |  | Covered PM Repair - Biomedical | MHHS-OPID
NO | YES |  |  |  | 142-03143 | 142-03143 | MEDRAD, INC. | STELLANT |  |  | OPID-(NE)-Northeast-437 (Mp1) | MHHS-OPID |  | Injector, Syringe |  | 142-03143 | 142-03143 | Katy | MHHS-Others | OPID-(NE)-Northeast-437 (Mp1) | POB1 | 11/1/18 |  |  |  | INJECTORS, CONTRAST MEDIA | Injector, Syringe | INJECTORSYRINGE-Medrad Inc-Stellant | INJECTORSYRINGE | Stellant |  |  |  | Medrad Inc | Injector, Syringe |  | INJECTORSYRINGE-Medrad Inc-Stellant |  |  |  | IS-SA | Covered PM Repair - Biomedical | MHHS-OPID | [8 empty] | INJECTORSYRINGE | Injector, Syringe | Medrad Inc
NO | YES |  |  |  | R-013-13499 |  | MEDRAD, INC. | STELLANT |  |  | OPID - (SW) - SOUTHWEST - 433 (MP4) | MHHS-OPID |  | Injector, Syringe |  | R-013-13499 |  | Southwest |  | OPID - (SW) - SOUTHWEST - 433 (MP4) |  | 10/7/19 |  |  |  | INJECTORS, CONTRAST MEDIA |  | INJECTORSYRINGE-Medrad Inc-Stellant | INJECTORSYRINGE | Stellant |  |  |  | Medrad Inc | Injector, Syringe |  | INJECTORSYRINGE-Medrad Inc-Stellant |  |  |  |  | Covered PM Repair - Biomedical | MHHS-OPID
NO | YES | Serial Number 1593 |  |  | 069-16252 | 069-16252 | MEDRAD, INC. | STELLANT |  |  | TMC-Outpatient-Imaging | MHHS-OPID |  | Injector, Syringe |  | 069-16252 | 069-16252 | TMC | Memorial Hermann-Texas Medical Center Outpatient | TMC-Outpatient-Imaging | Outpatient MH Imaging Center - CT | 10/1/19 |  |  |  | INJECTORS, CONTRAST MEDIA |  | INJECTORSYRINGE-Medrad Inc-Stellant | INJECTORSYRINGE | Stellant |  |  |  | Medrad Inc | Injector, Syringe |  | INJECTORSYRINGE-Medrad Inc-Stellant |  | 4/8/14 |  |  | Covered PM Repair - Biomedical | MHHS-OPID
NO | YES |  |  |  | 069-33710 | 069-33710 | MEDRAD, INC. | STELLANT |  |  | (null) | MHHS-OPID |  | Injector, Syringe |  | 069-33710 | 069-33710 | (null) | MHHS-OPID | (null) | (null) |  |  |  | (null) | INJECTORS, CONTRAST MEDIA |  | INJECTORSYRINGE-Medrad Inc-Stellant | INJECTORSYRINGE | Stellant |  |  |  | Medrad Inc | Injector, Syringe |  | INJECTORSYRINGE-Medrad Inc-Stellant |  |  | (null) |  | Covered PM Repair - Biomedical | MHHS-OPID
NO | YES |  |  |  | 069-29566 | 069-29566 | MEDRAD, INC. | STELLANT |  |  | OPID - (TMC) - UPPER KIRBY - 467 | MHHS-OPID |  | Injector, Syringe |  | 069-29566 | 069-29566 | TMC | Upper Kirby Outpatient Imaging | OPID - (TMC) - UPPER KIRBY - 467 | CT | 10/1/19 |  |  |  | INJECTORS, CONTRAST MEDIA | Injector, Syringe | INJECTORSYRINGE-Medrad Inc-Stellant | INJECTORSYRINGE | Stellant |  |  |  | Medrad Inc | Injector, Syringe |  | INJECTORSYRINGE-Medrad Inc-Stellant |  |  |  | IS-SA | Covered PM Repair - Biomedical | MHHS-OPID | [8 empty] | INJECTORSYRINGE | Injector, Syringe | Medrad Inc
NO | YES |  |  |  | 005-07805 | 005-07805 | MEDRAD, INC. | STELLANT |  |  | OPID-(WDLS)-Woodlands-430 (Mp3) | MHHS-OPID |  | Injector, Syringe |  | 005-07805 | 005-07805 | Woodlands | MHHS-Others | OPID-(WDLS)-Woodlands-430 (Mp3) | MH Woodlands OPID | 10/1/19 |  |  |  | INJECTORS, CONTRAST MEDIA | Injector, Syringe | INJECTORSYRINGE-Medrad Inc-Stellant | INJECTORSYRINGE | Stellant |  |  |  | Medrad Inc | Injector, Syringe |  | INJECTORSYRINGE-Medrad Inc-Stellant |  |  |  | IS-SA | Covered PM Repair - Biomedical | MHHS-OPID | [8 empty] | INJECTORSYRINGE | Injector, Syringe | Medrad Inc
NO | YES |  |  |  | 013-38135 | 013-38135 | MEDRAD, INC. | STELLANT |  |  | SW-Radiology | MHHS-Southwest |  | Injector, Syringe |  | 013-38135 | 013-38135 | Southwest | MHHS-Southwest | SW-Radiology | CAT Scan Rm 1 |  |  |  |  | INJECTORS, CONTRAST MEDIA | Injector, Syringe | INJECTORSYRINGE-Medrad Inc-Stellant | INJECTORSYRINGE | Stellant |  |  |  | Medrad Inc | Injector, Syringe |  | INJECTORSYRINGE-Medrad Inc-Stellant |  |  |  | IS-SA | Covered PM Repair - Biomedical | MHHS-Southwest | [8 empty] | INJECTORSYRINGE | Injector, Syringe | Medrad Inc
NO | YES | [5 empty] | MEDRAD, INC. | STELLANT |  |  | SUGAR LAND - RADIOLOGY | MHHS-Sugarland |  | Injector, Syringe |  |  |  | Sugar Land |  | SUGAR LAND - RADIOLOGY |  | 1/30/19 |  |  |  | INJECTORS, CONTRAST MEDIA |  | INJECTORSYRINGE-Medrad Inc-Stellant | INJECTORSYRINGE | Stellant |  |  |  | Medrad Inc | Injector, Syringe |  | INJECTORSYRINGE-Medrad Inc-Stellant |  |  |  |  | Covered PM Repair - Biomedical | MHHS-Sugarland
NO | YES |  |  |  | R-069-TRAUMACTINJ |  | MEDRAD, INC. | STELLANT |  |  | TMC - RADIOLOGY - HERMANN PAVILION | MHHS-TMC |  | Injector, Syringe |  | R-069-TRAUMACTINJ |  | TMC |  | TMC - RADIOLOGY - HERMANN PAVILION |  | 12/14/18 |  |  |  | INJECTORS, CONTRAST MEDIA |  | INJECTORSYRINGE-Medrad Inc-Stellant | INJECTORSYRINGE | Stellant |  |  |  | Medrad Inc | Injector, Syringe |  | INJECTORSYRINGE-Medrad Inc-Stellant |  | 10/14/20 |  |  | Not Covered Vendor Only - Biomedical | MHHS-TMC
NO | NO |  |  |  | 151-01746 |  | MEDRAD, INC. | STELLANT |  | Master# 201658 | CY - IMAGING | MHHS-Cypress |  | Injector, Syringe |  | 151-01746 |  | Northwest & Cypress |  | CY - IMAGING | [5 empty] | INJECTORS, CONTRAST MEDIA |  | INJECTORSYRINGE-Medrad Inc-Stellant | INJECTORSYRINGE | Stellant |  |  |  | Medrad Inc | Injector, Syringe |  | INJECTORSYRINGE-Medrad Inc-Stellant |  |  |  |  | Covered PM Repair - Biomedical | MHHS-Cypress
NO | NO |  |  |  | 009-09650 |  | MEDRAD, INC. | STELLANT |  |  | GH - CANCER CENTER | MHHS-Greater Heights |  | Injector, Syringe |  | 009-09650 |  | Central & Greater Heights |  | GH - CANCER CENTER | [5 empty] | INJECTORS, CONTRAST MEDIA |  | INJECTORSYRINGE-Medrad Inc-Stellant | INJECTORSYRINGE | Stellant |  |  |  | Medrad Inc | Injector, Syringe |  | INJECTORSYRINGE-Medrad Inc-Stellant |  |  |  |  | Covered PM Repair - Biomedical | MHHS-Greater Heights
NO | NO | [5 empty] | MEDRAD, INC. | STELLANT |  |  | KATY - CT | MHHS-Katy |  | Injector, Syringe |  |  |  | Katy |  | KATY - CT | [5 empty] | INJECTORS, CONTRAST MEDIA |  | INJECTORSYRINGE-Medrad Inc-Stellant | INJECTORSYRINGE | Stellant |  |  |  | Medrad Inc | Injector, Syringe |  | INJECTORSYRINGE-Medrad Inc-Stellant |  |  |  |  | Covered PM Repair - Biomedical | MHHS-Katy
NO | YES |  |  |  | 129-07733 |  | MEDRAD, INC. | STELLANT CT |  |  | SUGAR LAND - RADIOLOGY | MHHS-Sugarland |  | Injector, Syringe |  | 129-07733 |  | Sugar Land |  | SUGAR LAND - RADIOLOGY |  | 7/17/19 |  |  |  | INJECTORS, CONTRAST MEDIA |  | INJECTORSYRINGE-Medrad Inc-Stellant CT | INJECTORSYRINGE | Stellant CT |  |  |  | Medrad Inc | Injector, Syringe |  | INJECTORSYRINGE-Medrad Inc-Stellant CT |  |  |  |  | Covered PM Repair - Biomedical | MHHS-Sugarland
NO | YES |  |  |  | 029-11918 | 029-11918 | MEDRAD, INC. | STELLANT CT |  |  | Woodlands-Radiology | MHHS-Woodlands |  | Injector, Syringe |  | 029-11918 | 029-11918 | Woodlands | MHHS-Woodlands | Woodlands-Radiology | [5 empty] | INJECTORS, CONTRAST MEDIA | Injector, Syringe | INJECTORSYRINGE-Medrad Inc-Stellant CT | INJECTORSYRINGE | Stellant CT |  |  |  | Medrad Inc | Injector, Syringe |  | INJECTORSYRINGE-Medrad Inc-Stellant CT |  |  |  | IS-SA | Covered PM Repair - Biomedical | MHHS-Woodlands | [8 empty] | INJECTORSYRINGE | Injector, Syringe | Medrad Inc
NO | YES |  |  |  | 005-06363 |  | MEDRAD, INC. | STELLANT D |  |  | OPID - (PL) - PEARLAND - 406 (MP1) | MHHS-OPID |  | Injector, Syringe |  | 005-06363 |  | Pearland |  | OPID - (PL) - PEARLAND - 406 (MP1) |  | 10/8/19 |  |  |  | INJECTORS, CONTRAST MEDIA |  | INJECTORSYRINGE-Medrad Inc-Stellant D | INJECTORSYRINGE | Stellant D |  |  |  | Medrad Inc | Injector, Syringe |  | INJECTORSYRINGE-Medrad Inc-Stellant D |  |  |  |  | Covered PM Repair - Biomedical | MHHS-OPID
NO | YES |  |  |  | R-925-BSCTINJ |  | MEDRAD, INC. | STELLANT D |  |  | OPID - (SE) - BAYSHORE - 403 | MHHS-OPID |  | Injector, Syringe |  | R-925-BSCTINJ |  | Southeast & Bay Area |  | OPID - (SE) - BAYSHORE - 403 |  | 1/15/19 |  |  |  | INJECTORS, CONTRAST MEDIA |  | INJECTORSYRINGE-Medrad Inc-Stellant D | INJECTORSYRINGE | Stellant D |  |  |  | Medrad Inc | Injector, Syringe |  | INJECTORSYRINGE-Medrad Inc-Stellant D |  | 4/10/19 |  |  | Covered PM Repair - Biomedical | MHHS-OPID
NO | YES | [5 empty] | MEDRAD, INC. | STELLANT D |  |  | OPID - (SE) - FRIENDSWOOD - 401 | MHHS-OPID |  | Injector, Syringe |  |  |  | Southeast & Bay Area |  | OPID - (SE) - FRIENDSWOOD - 401 |  | 10/15/19 |  |  |  | INJECTORS, CONTRAST MEDIA |  | INJECTORSYRINGE-Medrad Inc-Stellant D | INJECTORSYRINGE | Stellant D |  |  |  | Medrad Inc | Injector, Syringe |  | INJECTORSYRINGE-Medrad Inc-Stellant D |  |  |  |  | Covered PM Repair - Biomedical | MHHS-OPID
NO | YES |  |  |  | R-005-06964 |  | MEDRAD, INC. | STELLANT D |  |  | OPID - (SL) - SIENNA PLANTATION CCC - 448 | MHHS-OPID |  | Injector, Syringe |  | R-005-06964 |  | Sugar Land |  | OPID - (SL) - SIENNA PLANTATION CCC - 448 |  | 8/22/19 |  |  |  | INJECTORS, CONTRAST MEDIA |  | INJECTORSYRINGE-Medrad Inc-Stellant D | INJECTORSYRINGE | Stellant D |  |  |  | Medrad Inc | Injector, Syringe |  | INJECTORSYRINGE-Medrad Inc-Stellant D |  |  |  |  | Covered PM Repair - Biomedical | MHHS-OPID
NO | YES |  |  |  | R-029-11239 |  | MEDRAD, INC. | STELLANT D |  |  | OPID - (WDLS) - SPRING CCC - 440 | MHHS-OPID |  | Injector, Syringe |  | R-029-11239 |  | Woodlands |  | OPID - (WDLS) - SPRING CCC - 440 |  | 1/25/19 |  |  |  | INJECTORS, CONTRAST MEDIA |  | INJECTORSYRINGE-Medrad Inc-Stellant D | INJECTORSYRINGE | Stellant D |  |  |  | Medrad Inc | Injector, Syringe |  | INJECTORSYRINGE-Medrad Inc-Stellant D |  |  |  |  | Covered PM Repair - Biomedical | MHHS-OPID
NO | YES |  |  |  | R-005-ERCTINJ |  | MEDRAD, INC. | STELLANT D |  |  | SE - RADIOLOGY | MHHS-Southeast |  | Injector, Syringe |  | R-005-ERCTINJ |  | Southeast & Bay Area |  | SE - RADIOLOGY |  | 11/29/18 |  |  |  | INJECTORS, CONTRAST MEDIA |  | INJECTORSYRINGE-Medrad Inc-Stellant D | INJECTORSYRINGE | Stellant D |  |  |  | Medrad Inc | Injector, Syringe |  | INJECTORSYRINGE-Medrad Inc-Stellant D |  |  |  |  | Covered PM Repair - Biomedical | MHHS-Southeast
NO | YES | [5 empty] | MEDRAD, INC. | STELLANT D |  |  | Woodlands-Radiology | MHHS-Woodlands |  | Injector, Syringe |  |  |  | Woodlands | MHHS-Woodlands | Woodlands-Radiology | CT 1. VCT | 1/1/19 |  |  |  | INJECTORS, CONTRAST MEDIA | Injector, Syringe | INJECTORSYRINGE-Medrad Inc-Stellant D | INJECTORSYRINGE | Stellant D |  |  |  | Medrad Inc | Injector, Syringe |  | INJECTORSYRINGE-Medrad Inc-Stellant D |  |  |  | IS-SA | Covered PM Repair - Biomedical | MHHS-Woodlands | [8 empty] | INJECTORSYRINGE | Injector, Syringe | Medrad Inc
NO | NO |  |  |  | 133-08390 |  | MEDRAD, INC. | STELLANT D |  | 3007301 100608 | KATY - CT | MHHS-Katy |  | Injector, Syringe |  | 133-08390 |  | Katy |  | KATY - CT | [5 empty] | INJECTORS, CONTRAST MEDIA |  | INJECTORSYRINGE-Medrad Inc-Stellant D | INJECTORSYRINGE | Stellant D |  |  |  | Medrad Inc | Injector, Syringe |  | INJECTORSYRINGE-Medrad Inc-Stellant D |  |  |  |  | Covered PM Repair - Biomedical | MHHS-Katy
NO | NO |  |  |  | R-069-RTCTINJ |  | MEDRAD, INC. | STELLANT D |  |  | TMC - PLAZA - CANCER CENTER (STE 2900) | MHHS-TMC |  | Injector, Syringe |  | R-069-RTCTINJ |  | TMC |  | TMC - PLAZA - CANCER CENTER (STE 2900) | [5 empty] | INJECTORS, CONTRAST MEDIA |  | INJECTORSYRINGE-Medrad Inc-Stellant D | INJECTORSYRINGE | Stellant D |  |  |  | Medrad Inc | Injector, Syringe |  | INJECTORSYRINGE-Medrad Inc-Stellant D |  |  |  |  | Covered PM Repair - Biomedical | MHHS-TMC
NO | YES |  |  |  | 000-04495 | 000-04495 | MEDRAD, INC. | STELLANT D-CE |  |  | OPID-(NE)-Kingwood CCC | MHHS-OPID |  |  |  | 000-04495 | 000-04495 | Katy | MHHS-Others | OPID-(NE)-Kingwood CCC |  | 11/1/19 | 11/1/20 |  |  | INJECTORS, CONTRAST MEDIA |  | .needs class | [5 empty] | Medrad Inc | [7 empty] | Covered PM Repair - Biomedical | MHHS-OPID
NO | YES |  |  |  | 041-18653 |  | MEDRAD, INC. | STELLANT DUAL |  |  | MEMORIAL CITY - RADIOLOGY - INPATIENT | MHHS-Mem City |  |  |  | 041-18653 |  | West & Memorial City |  | MEMORIAL CITY - RADIOLOGY - INPATIENT |  | 12/11/19 |  |  |  | INJECTORS, CONTRAST MEDIA |  | .needs class | [5 empty] | Medrad Inc | [7 empty] | Covered PM Repair - Biomedical | MHHS-Mem City
NO | YES |  |  |  | 041-19943 | 041-19943 | MEDRAD, INC. | STELLANT DUAL |  |  | OPID - (CY) - CYPRESS - 427 (MP1) | MHHS-OPID |  |  |  | 041-19943 | 041-19943 | Northwest & Cypress | 27700 NW Freeway, Herman Memorial | OPID - (CY) - CYPRESS - 427 (MP1) | CT Control Room | 4/1/19 |  |  |  | INJECTORS, CONTRAST MEDIA |  | .needs class | [5 empty] | Medrad Inc |  |  |  |  | 5/29/15 |  |  | Covered PM Repair - Biomedical | MHHS-OPID
NO | YES |  |  |  | R-929-00793 |  | MEDRAD, INC. | STELLANT DUAL |  |  | OPID - (NE) - SUMMER CREEK CCC - 444 | MHHS-OPID |  |  |  | R-929-00793 |  | Katy |  | OPID - (NE) - SUMMER CREEK CCC - 444 |  | 12/7/18 |  |  |  | INJECTORS, CONTRAST MEDIA |  | .needs class | [5 empty] | Medrad Inc |  |  |  |  | 5/27/16 |  |  | Covered PM Repair - Biomedical | MHHS-OPID
NO | YES |  |  |  | R-005-LCCTINJ |  | MEDRAD, INC. | STELLANT DUAL |  |  | OPID - (SE) - LEAGUE CITY CCC - 409 | MHHS-OPID |  |  |  | R-005-LCCTINJ |  | Southeast & Bay Area |  | OPID - (SE) - LEAGUE CITY CCC - 409 |  | 4/3/19 |  |  |  | INJECTORS, CONTRAST MEDIA |  | .needs class | [5 empty] | Medrad Inc |  |  |  |  | 5/27/16 |  |  | Covered PM Repair - Biomedical | MHHS-OPID
NO | YES |  |  |  | R-069-ERCTINJ |  | MEDRAD, INC. | STELLANT DUAL |  |  | TMC - RADIOLOGY - HERMANN PAVILION | MHHS-TMC |  |  |  | R-069-ERCTINJ |  | TMC |  | TMC - RADIOLOGY - HERMANN PAVILION |  | 12/14/18 |  |  |  | INJECTORS, CONTRAST MEDIA |  | .needs class | [5 empty] | Medrad Inc |  |  |  |  | 6/20/18 |  |  | Covered PM Repair - Biomedical | MHHS-TMC
NO | NO |  |  |  | 029-06014 |  | MEDRAD, INC. | STELLANT DUAL |  |  | WOODLANDS - TERRAMONT ER (CLINIC) | MHHS-Woodlands |  |  |  | 029-06014 |  | Woodlands |  | WOODLANDS - TERRAMONT ER (CLINIC) | [5 empty] | INJECTORS, CONTRAST MEDIA |  | .needs class | [5 empty] | Medrad Inc | [7 empty] | Covered PM Repair - Biomedical | MHHS-Woodlands
NO | YES |  |  |  | 009-33662 | 009-33662 | MEDRAD, INC. | STELLANT DUAL WITH CERTEGRA WORKSTATION |  | system SN 204627 | GH-Radiology | MHHS-Greater Heights |  |  |  | 009-33662 | 009-33662 | Central | MHHS-Greater Heights | GH-Radiology | CT2 | 3/1/19 |  |  |  | INJECTORS, CONTRAST MEDIA |  | .needs class | [5 empty] | Medrad Inc |  |  |  |  | 5/30/16 |  |  | Covered PM Repair - Biomedical | MHHS-Greater Heights
NO | YES |  |  |  | 013-38794 | 013-38794 | MEDRAD, INC. | STELLANT DUAL WITH CERTEGRA WORKSTATION |  |  | SW-Radiology | MHHS-Southwest |  |  |  | 013-38794 | 013-38794 | Southwest | MHHS-Southwest | SW-Radiology | CT 2 |  |  |  |  | INJECTORS, CONTRAST MEDIA |  | .needs class | [5 empty] | Medrad Inc |  |  |  |  | 5/30/16 |  |  | Covered PM Repair - Biomedical | MHHS-Southwest | [5 empty] | 1/1/18
NO | YES |  |  |  | R-069-PEDICTINJ |  | MEDRAD, INC. | STELLANT DUAL WITH CERTEGRA WORKSTATION |  | 60765497 200942 | TMC - RADIOLOGY - HERMANN PAVILION | MHHS-TMC |  |  |  | R-069-PEDICTINJ |  | TMC |  | TMC - RADIOLOGY - HERMANN PAVILION |  | 11/20/19 |  |  |  | INJECTORS, CONTRAST MEDIA |  | .needs class | [5 empty] | Medrad Inc | [7 empty] | Covered PM Repair - Biomedical | MHHS-TMC
NO | YES |  |  |  | R-069-HVICTINJ |  | MEDRAD, INC. | STELLANT DUAL WITH CERTEGRA WORKSTATION |  |  | TMC - RADIOLOGY - HVI PAVILION | MHHS-TMC |  |  |  | R-069-HVICTINJ |  | TMC |  | TMC - RADIOLOGY - HVI PAVILION |  | 4/12/19 |  |  |  | INJECTORS, CONTRAST MEDIA |  | .needs class | [5 empty] | Medrad Inc |  |  |  |  | 5/29/15 |  |  | Covered PM Repair - Biomedical | MHHS-TMC
NO | YES |  |  |  | R-929-CT1INJ | R-929-CT1INJ | MEDRAD, INC. | STELLANT SCT 310 |  |  | MHOSH-Radiology | MHHS Orthopedic & Spine |  |  |  | R-929-CT1INJ | R-929-CT1INJ | Central & Greater Heights | MHHS-Orthopedic & Spine | MHOSH-Radiology |  | 12/5/19 |  |  |  | INJECTORS, CONTRAST MEDIA |  | .needs class | [5 empty] | Medrad Inc |  |  |  |  | 5/27/16 | MHOSH Inventory Dec 2019 into 2020 - Copy.xls - Newly Verified |  | Covered PM Repair - Biomedical | MHHS Orthopedic & Spine
NO | YES | Serial Number 1171 |  |  |  |  | MEDRAD, INC. | STELLANT SX |  |  | WOODLANDS - RADIOLOGY | MHHS-Woodlands |  | Injector, Syringe |  |  |  | Woodlands |  | WOODLANDS - RADIOLOGY |  | 11/12/18 |  |  |  | INJECTORS, CONTRAST MEDIA |  | INJECTORSYRINGE-Medrad Inc-Stellant SX | INJECTORSYRINGE | Stellant SX |  |  |  | Medrad Inc | Injector, Syringe |  | INJECTORSYRINGE-Medrad Inc-Stellant SX |  | 5/29/15 |  |  | Covered PM Repair - Biomedical | MHHS-Woodlands
NO | YES |  |  |  | 009-09847 | 009-09847 | MEDSOURCE INTERNATIONAL | MEDSOURCE MS-74001 FINGERTIP PULSE OXIMETER |  |  | CBC - (GH) - NORTHWEST BURBANK HEALTH CENTER | MHHS-Neighborhood Clinics |  |  |  | 009-09847 | 009-09847 | Central & Greater Heights |  | CBC - (GH) - NORTHWEST BURBANK HEALTH CENTER |  | 08/02/2019 |  |  |  | OXIMETERS, PULSE |  | .needs class | [5 empty] | MedSource | [7 empty] | Covered PM Repair - Biomedical | MHHS-Neighborhood Clinics
NO | YES | [5 empty] | MEDSOURCE INTERNATIONAL | MEDSOURCE MS-74001 FINGERTIP PULSE OXIMETER |  |  | CBC - (NE) - NIMITZ [DUNN ELEMENTARY] | MHHS-Neighborhood Clinics | [5 empty] | Katy |  | CBC - (NE) - NIMITZ [DUNN ELEMENTARY] |  | 07/16/2018 |  |  |  | OXIMETERS, PULSE |  | .needs class | [5 empty] | MedSource | [7 empty] | Covered PM Repair - Biomedical | MHHS-Neighborhood Clinics
YES | YES |  |  |  | 069-45807 | 069-45807 | Medstim | Miraq |  |  | TMC - OR - CVOR (7HVI) |  |  |  |  | 069-45807 | 069-45807 | TMC | Memorial Hermann-Texas Medical Center | TMC - OR - CVOR (7HVI) | Equipment storage
NO | YES |  |  |  | 099-03327 | 099-03327 | Medtronic | 01-0043 |  | X19GGU | [5 empty] | 099-03327 | 099-03327 | Katy | Memorial Hermann Katy Hospital |  | OR |  |  |  | No pm required
NO | YES |  |  |  | X19GQC | X19GQC | Medtronic | 01-0043 |  | X19GQC | MEMORIAL CITY - OPERATING ROOM |  |  |  |  | X19GQC | X19GQC | West | West memorial hospital - memorial herman hospital | MEMORIAL CITY - OPERATING ROOM | Surgery room 7 |  |  |  | No pm found
YES | YES | Serial Number 10884521700703 |  |  |  |  | Medtronic | 01-0043 |  |  | MEMORIAL CITY - MHT - JHC OR | [6 empty] | West | Memorial Hermann - Memorial City | MEMORIAL CITY - MHT - JHC OR | MH11 OR Room 3 |  |  |  | Situate Detection Console 200X
YES | YES |  |  |  | 013-04277 | 013-04277 | Medtronic |  |  | 2BA0042 | SW - HVI - OR |  |  |  |  | 013-04277 | 013-04277 | Southwest | Memorial Hermann Heart | SW - HVI - OR | CVOR Core |  |  |  | New Add
YES | YES |  |  |  | 151-04952 | 151-04952 | Medtronic |  |  | PKK056129R | CY - CARDIAC CATH LAB |  |  |  |  | 151-04952 | 151-04952 | Northwest | Memorial Hermann Cypress Hospital | CY - CARDIAC CATH LAB | M2 224.1 | [5 empty] | Programmer, Pacemaker | PROGRAMPACEMAKER-Medtronic-2090 | [22 empty] | Programmer, Pacemaker | PROGRAMPACEMAKER | Programmer, Pacemaker | Medtronic
YES | YES |  |  |  | 099-02539 | 099-02539 | Medtronic |  |  | PKK055036R | Cath Lab |  |  |  |  | 099-02539 | 099-02539 | Katy | Memorial Hermann Katy Hospital | Cath Lab | Outside Bay 1 | [5 empty] | Programmer, Pacemaker | PROGRAMPACEMAKER-Medtronic-2090 | [22 empty] | Programmer, Pacemaker | PROGRAMPACEMAKER | Programmer, Pacemaker | Medtronic
YES | YES |  |  |  | 099-01130 | 099-01130 | Medtronic |  |  | PKK207865R | Cath Lab |  |  |  |  | 099-01130 | 099-01130 | Katy | Memorial Hermann Northeast Hospital | Cath Lab | IR Storage | [5 empty] | Programmer, Pacemaker | PROGRAMPACEMAKER-Medtronic-2090 | [22 empty] | Programmer, Pacemaker | PROGRAMPACEMAKER | Programmer, Pacemaker | Medtronic
YES | YES |  |  |  | 099-12671 | 099-12671 | Medtronic |  |  | PKK014798R | TMC - HVI - OR |  |  |  |  | 099-12671 | 099-12671 | TMC | Memorial Hermann- Texas Medical Center | TMC - HVI - OR | Cv OR 4 |  |  |  | No PM Sticker |  | Programmer, Pacemaker | PROGRAMPACEMAKER-Medtronic-2090 | [22 empty] | Programmer, Pacemaker | PROGRAMPACEMAKER | Programmer, Pacemaker | Medtronic
YES | YES |  |  |  |  | 099-06191 | Medtronic |  |  | PKK054758R | SE - RADIOLOGY | [5 empty] | 099-06191 |  | Memorial Hermann- SE - RADIOLOGY | SE - RADIOLOGY | Storage | 4/1/20 |  |  | No PM Sticker |  | Programmer, Pacemaker | PROGRAMPACEMAKER-Medtronic-2090 | [22 empty] | Programmer, Pacemaker | PROGRAMPACEMAKER | Programmer, Pacemaker | Medtronic
YES | YES |  |  |  | 041-33967 | 041-33967 | Medtronic |  |  | Pkk107045r | MEMORIAL CITY - CENTRAL SUPPLY |  |  |  |  | 041-33967 | 041-33967 | West | Memorial city hear and vascular - memorial city | MEMORIAL CITY - CENTRAL SUPPLY | Cath lab control |  |  |  | No pm sticker found
YES | YES |  |  |  | 142-04331 | 142-04331 | Medtronic |  |  | PEP017799P | 5th floor |  |  |  |  | 142-04331 | 142-04331 |  |  | 5th floor | Storage |  |  |  | No pm |  | Pacemaker, External | PACEMAKEREXTRNL-Medtronic-5348 | [12 empty] | PE-SA | [9 empty] | Pacemaker, External | PACEMAKEREXTRNL | Pacemaker, External | Medtronic
NO | YES |  |  |  |  | 029-03358 | Medtronic |  |  | PFG026473P | Woodlands-Biomedical Services | [5 empty] | 029-03358 | Woodlands | MHHS-Woodlands | Woodlands-Biomedical Services | Biomed shop | 2/1/18 |  | 2/1/19 |  |  | Pacemaker, External | PACEMAKEREXTRNL-Medtronic-5388 | [12 empty] | PE-SA | [9 empty] | Pacemaker, External | PACEMAKEREXTRNL | Pacemaker, External | Medtronic
YES | YES |  |  |  | 069-17374 | 069-17374 | Medtronic |  |  | PFG022201P | TMC - OR - CVOR (7HVI) |  |  |  |  | 069-17374 | 069-17374 | TMC | Memorial Hermann-Texas Medical Center | TMC - OR - CVOR (7HVI) | Cv OR 1 | 6/1/18 |  | 6/1/19 | PM Past Due |  | Pacemaker, External | PACEMAKEREXTRNL-Medtronic-5388 | [12 empty] | PE-SA | [9 empty] | Pacemaker, External | PACEMAKEREXTRNL | Pacemaker, External | Medtronic
NO | YES |  |  |  | 074-00540 |  | Medtronic |  |  | PFG029695P | TMC-OR-CVOR (7Hvi) |  |  |  |  | 074-00540 |  | TMC | MHHS-TMC | TMC-OR-CVOR (7Hvi) | CVOR (7HVI) | 12/1/18 |  | 12/1/19 |  |  | Pacemaker, External | PACEMAKEREXTRNL-Medtronic-5388 | [12 empty] | PE-SA | [9 empty] | Pacemaker, External | PACEMAKEREXTRNL | Pacemaker, External | Medtronic
NO | YES |  |  |  | 069-17093 | 069-17093 | Medtronic |  |  | PFG020399P | TMC-OR-Anesthesia (Contract Equip) |  |  |  |  | 069-17093 | 069-17093 | TMC | MHHS-TMC | TMC-OR-Anesthesia (Contract Equip) | CVOR 4 | 1/1/19 |  | 1/1/20 |  |  | Pacemaker, External | PACEMAKEREXTRNL-Medtronic-5388 | [12 empty] | PE-SA | [9 empty] | Pacemaker, External | PACEMAKEREXTRNL | Pacemaker, External | Medtronic
YES | YES |  |  |  | 129-06010 | 129-06010 | Medtronic |  |  |  | SUGAR LAND |  |  |  |  | 129-06010 | 129-06010 | Sugar Land | Memorial Hermann Sugar Land Hospital | SUGAR LAND | In Biomed Shop | [5 empty] | Pacemaker, External | PACEMAKEREXTRNL-Medtronic-5391 | [12 empty] | PE-SA | [9 empty] | Pacemaker, External | PACEMAKEREXTRNL | Pacemaker, External | Medtronic
NO | YES | Asset Tag 013-38381 |  |  | 013-38381 | 013-38381 | Medtronic |  |  | DJH025566P | SW-HVI-OR |  |  |  |  | 013-38381 | 013-38381 | Southwest | MHHS-Southwest | SW-HVI-OR | Endovascular Room 7 | 9/1/19 |  | 9/1/20 | New Add |  | Pacemaker, External | PACEMAKEREXTRNL-Medtronic-5392 | [12 empty] | PE-SA | [9 empty] | Pacemaker, External | PACEMAKEREXTRNL | Pacemaker, External | Medtronic
YES | YES | Serial Number Cnf |  |  | 069-15434 | 069-15434 | Medtronic | 550 BioConsole |  | Cnf | TMC - SAROFIM 3 - OR |  |  |  |  | 069-15434 | 069-15434 | TMC | Memorial Hermann-Texas Medical Center | TMC - SAROFIM 3 - OR | Storage S3 415 | 7/1/17 |  | 7/1/18
YES | YES |  |  |  | 099-14565 | 099-14565 | Medtronic |  |  | Nsn | 7h |  |  |  |  | 099-14565 | 099-14565 | TMC | Memorial Hermann-Texas Medical Center | 7h | 7h 144 | [5 empty] | Detectors | MISCELLANEOUS-Medtronic-66000 | [22 empty] | Miscellaneous | MISCELLANEOUS | Detectors | Medtronic
NO | YES | Serial Number 6096500622 |  |  | 099-14232 | 099-14232 | Medtronic |  |  |  | SW-OR |  |  |  |  | 099-14232 | 099-14232 | Southwest | MHHS-Southwest | SW-OR | Storage | [5 empty] | Monitor, Video | MONITORVIDEO-MEDTRONICS-9733623 | [22 empty] | Monitor, Video | MONITORVIDEO | Monitor, Video | Medtronic
NO | YES |  |  |  | 069-17162 |  | Medtronic | ACT Plus |  | ACT2000254 | TMC-OR-CVOR (7Hvi) |  |  |  |  | 069-17162 |  | TMC | MHHS-TMC | TMC-OR-CVOR (7Hvi) | OR 04 | 1/1/19 |  | 1/1/20 |  |  | Timer, Electronic | TIMERELECTRONIC-Medtronic-ACT Plus | [22 empty] | Timer, Electronic | TIMERELECTRONIC | Timer, Electronic | Medtronic
YES | YES |  |  |  | 129-31353 | 129-31353 | Medtronic | AEX Generator 40-405-1 |  | MTC1943014 | SUGAR LAND - OR |  |  |  |  | 129-31353 | 129-31353 | Sugar Land | Memorial Hermann Sugar Land Hospital | SUGAR LAND - OR | OR 2 | 2/1/20 |  | 2/1/21 |  |  | Electrosurgical Unit | ELECTROSURGICALUNIT-Medtronic-AEX Generator 40-405 | [12 empty] | ESU-SA | [9 empty] | Electrosurgical Unit | ELECTROSURGICALUNIT | Electrosurgical Unit | Medtronic
YES | YES |  |  |  | 013-38890 | 013-38890 | Medtronic | AEX Generator 40-405-1 |  | 010064316985967821MTC1745219 | SW - OR |  |  |  |  | 013-38890 | 013-38890 | Southwest | Memorial Hermann Heart | SW - OR | HVI OR Suite | 10/1/19 |  | 10/1/20 | New Add |  | Electrosurgical Unit | ELECTROSURGICALUNIT-Medtronic-AEX Generator 40-405 | [12 empty] | ESU-SA | [9 empty] | Electrosurgical Unit | ELECTROSURGICALUNIT | Electrosurgical Unit | Medtronic
YES | YES | Serial Number Cnf |  |  | 041-32667 | 041-32667 | Medtronic | Affinity |  | Cnf | Memorial city Operating room |  |  |  |  | 041-32667 | 041-32667 | West Memorial city | Memorial city - memorial herman hospital | Memorial city Operating room | Procedure room 2 |  |  |  | No pm found
YES | YES |  |  |  | 142-08449 | 142-08449 | Medtronic | Aquamantys 40-402-1 |  | MTC1639072 | NE - OR |  |  |  |  | 142-08449 | 142-08449 | Katy | Memorial Hermann Northeast Hospital | NE - OR | Or storage | 1/1/20 | 1/1/21 |  |  |  | Electrosurgical Unit | ELECTROSURGICALUNIT-Medtronic-Aquamantys 40-402-1 | [12 empty] | ESU-SA | [9 empty] | Electrosurgical Unit | ELECTROSURGICALUNIT | Electrosurgical Unit | Medtronic
YES | YES |  |  |  | 099-08003 | 099-08003 | Medtronic | BM120 |  | BMC-21618 | TMC - OR - HEREMAN (2HP) |  |  |  |  | 099-08003 | 099-08003 | TMC | Memorial Hermann Texas Medical Center | TMC - OR - HEREMAN (2HP) | S412 storage | [5 empty] | Surgical Bone Mill | SURGBON-Medtronic-BM120 | [22 empty] | Surgical Bone Mill | SURGBON | Surgical Bone Mill | Medtronic
YES | YES |  |  |  | 142-08986 | 142-08986 | Medtronic | CareLink |  | JVD101377P | [5 empty] | 142-08986 | 142-08986 | Sugar Land | Memorial Hermann Medical Group Sugar Land Cardiology (#210) |  | Storage | 2/1/20 |  |  |  |  | Computer, Data Management | COMPUTERDATAMANAGEMENT-Medtronic-CareLink | [22 empty] | Computer, Data Management | COMPUTERDATAMANAGEMENT | Computer, Data Management | Medtronic
YES | YES |  |  |  | 099-09022 | 099-09022 | Medtronic | CareLink |  |  | Cardio Vascular |  |  |  |  | 099-09022 | 099-09022 | Southwest | Memorial Hermann Heart | Cardio Vascular | Exam storage | [5 empty] | Computer, Data Management | COMPUTERDATAMANAGEMENT-Medtronic-CareLink | [22 empty] | Computer, Data Management | COMPUTERDATAMANAGEMENT | Computer, Data Management | Medtronic
YES | YES |  |  |  |  | 041-02504 | Medtronic | Cobe Century |  | CBP1965 | MEMORIAL CITY - MOR | [5 empty] | 041-02504 | West | Memorial City - Memorial Hermann Hospital | MEMORIAL CITY - MOR | E2 300 Equipment Storage |  |  |  | No PM sticker
YES | YES |  |  |  |  | 041-02471 | Medtronic | Cobe Century |  | CBP1245 | MEMORIAL CITY - MOR | [5 empty] | 041-02471 | West | Memorial City - Memorial Hermann Hospital | MEMORIAL CITY - MOR | E2 300 Equipment Storage |  |  |  | No PM sticker
YES | YES |  |  |  |  | 041-02505 | Medtronic | Cobe Century |  | CBP1956 | MEMORIAL CITY - MOR | [5 empty] | 041-02505 | West | Memorial City - Memorial Hermann Hospital | MEMORIAL CITY - MOR | E2 300 Equipment Storage |  |  |  | No PM sticker
YES | YES |  |  |  |  | 041-02469 | Medtronic | Cobe Century |  | CBP1229 | MEMORIAL CITY - MOR | [5 empty] | 041-02469 | West | Memorial City - Memorial Hermann Hospital | MEMORIAL CITY - MOR | E2 300 Equipment Storage |  |  |  | Defective sticker on unit
YES | YES | Serial Number Cnf |  |  |  | 041-09124 | Medtronic | COBE System |  | CNF | MEMORIAL CITY - MOR | [5 empty] | 041-09124 | West | Memorial City - Memorial Hermann Hospital | MEMORIAL CITY - MOR | E2 300 Equipment Storage
NO | YES |  |  |  | 041-09125 | 041-09125 | Medtronic | COBE System Cart |  | CCB348 | MEMORIAL CITY - MOR |  |  |  |  | 041-09125 | 041-09125 | West | Memorial City - Memorial Hermann Hospital | MEMORIAL CITY - MOR | E2 300 Equipment Storage
NO | YES |  |  |  | 099-04556 | 099-04556 | Medtronic | Detection console 200x |  | X19GGM | Katy-OR |  |  |  |  | 099-04556 | 099-04556 | Katy | MHHS-Katy | Katy-OR | O.R.6
YES | YES | Serial Number X19-04-01 |  |  | 099-11646 | 099-11646 | Medtronic | Detection Console 200x |  | X19-04-01 | PICU |  |  |  |  | 099-11646 | 099-11646 | TMC |  | PICU | Storage
NO | YES |  |  |  | 099-07620 | 099-07620 | Medtronic | HMS Plus |  |  | TMC-OR-Pedi OR (2R) |  |  |  |  | 099-07620 | 099-07620 | TMC | MHHS-TMC | TMC-OR-Pedi OR (2R) | OR 7 | 9/1/18 |  | 3/1/19 |  |  | Analyzer, Hemostasis | ANAYLZERHEMOSTASIS-Medtronic-HMS Plus | [12 empty] | AHS-A | [9 empty] | Analyzer, Hemostasis | ANAYLZERHEMOSTASIS | Analyzer, Hemostasis | Medtronic
YES | YES |  |  |  | 099-07956 | 099-07956 | Medtronic | IPC |  | Nsn | TMC - OR - ROBERTSON (2R) |  |  |  |  | 099-07956 | 099-07956 |  | Memorial Hermann-tmc | TMC - OR - ROBERTSON (2R) | Or62 |  |  |  | No PM Sticker |  | Irrigation/Aspiration Unit | IRRIGATIONASPNUNIT-Medtronic-IPC | [12 empty] | IAU-SA | [9 empty] | Irrigation/Aspiration Unit | IRRIGATIONASPNUNIT | Irrigation/Aspiration Unit | Medtronic
YES | YES |  |  |  | 099-07862 | 099-07862 | Medtronic | IPC |  |  | TMC - OR - HERMANN (2HP) |  |  |  |  | 099-07862 | 099-07862 | TMC | Memorial Hermann-Texas Medical Center | TMC - OR - HERMANN (2HP) | H2/412 Storage | [5 empty] | Irrigation/Aspiration Unit | IRRIGATIONASPNUNIT-Medtronic-IPC | [12 empty] | IAU-SA | [9 empty] | Irrigation/Aspiration Unit | IRRIGATIONASPNUNIT | Irrigation/Aspiration Unit | Medtronic
NO | YES |  |  |  | 041-17043 | 041-17043 | Medtronic | IPC |  |  | Memorial City-Outpatient Surgery |  |  |  |  | 041-17043 | 041-17043 | West | Memorial Hermann Memorial City Medical Center | Memorial City-Outpatient Surgery | W1 300.80 Storage
NO | YES |  |  |  | 069-27279 | 069-27279 | Medtronic | Lifepack 20 |  |  | TMC - PLAZA - CANCER CENTER (STE 2900) |  |  |  |  | 069-27279 | 069-27279 |  | Memorial Hermann- TMC Cancer Center | TMC - PLAZA - CANCER CENTER (STE 2900) | Pharmacy hallway | 4/1/20 |  | 4/1/21
NO | YES | Asset Tag 069-28712 |  |  | 069-28712 |  | Medtronic | Lifepack 20e |  |  | Epilepsy PEDI HD1012 |  |  |  |  | 069-28712 |  |  | Memorial Hermann- Texas Medica Center | Epilepsy PEDI HD1012 | Hall way | 2/1/20 |  | 2/1/21
NO | YES |  |  |  | 069-26992 |  | Medtronic | Lifepack 20e |  |  | Memorial Hermann- Texas Medical Center STICU |  |  |  |  | 069-26992 |  |  | TMC | Memorial Hermann- Texas Medical Center STICU | Crash car | 3/1/20 |  | 3/1/21
NO | YES | Serial Number 39747234 |  |  | 041-16487 |  | Medtronic | Lifepack 20e |  |  | MH MG - (MC) - MC CARDIOLOGY (MP4) STE400 |  |  |  |  | 041-16487 |  |  | MHHS-MG | MH MG - (MC) - MC CARDIOLOGY (MP4) STE400 | Cancer Center | 4/1/20 |  |  | No PM Sticker
YES | YES |  |  |  | 013-18143 | 013-18143 | Medtronic | LIFEPAK 1000 |  |  | SE - ICU |  |  |  |  | 013-18143 | 013-18143 | Southeast | Memorial Hermann Southeast Hospital | SE - ICU | Biomed shop
YES | YES |  |  |  | 074-00582 | 074-00582 | Medtronic | LIFEPAK 12 | [7 empty] | 074-00582 | 074-00582 | TMC | Memorial Hermann Heart |  | Cath Lab crash cart | [5 empty] | Defibrillator | DEFIBRILLATOR-Medtronic-LIFEPAK 12 | [12 empty] | D-SA | [9 empty] | Defibrillator | DEFIBRILLATOR | Defibrillator | Medtronic
NO | YES | Serial Number 33829104 |  |  | 929-00513 | 929-00513 | Medtronic | Lifepak 20 |  |  | MHOSH-4th Floor |  |  |  |  | 929-00513 | 929-00513 | Central | MHHS-Orthopedic & Spine | MHOSH-4th Floor | Crash cart | 3/1/20 |  | 9/1/20 |  |  | Defibrillator | DEFIBRILLATOR-Medtronic-Lifepak 20 | [12 empty] | D-SA | [9 empty] | Defibrillator | DEFIBRILLATOR | Defibrillator | Medtronic
NO | YES | Serial Number 33829096 |  |  | 925-00718 | 925-00718 | Medtronic | Lifepak 20 |  |  | MHOSH-3rd Floor |  |  |  |  | 925-00718 | 925-00718 | Central | MHHS-Orthopedic & Spine | MHOSH-3rd Floor | Crash Cart | 3/1/20 |  | 9/1/20 |  |  | Defibrillator | DEFIBRILLATOR-Medtronic-Lifepak 20 | [12 empty] | D-SA | [9 empty] | Defibrillator | DEFIBRILLATOR | Defibrillator | Medtronic
NO | YES | Serial Number 33829112 |  |  | 925-00661 | 925-00661 | Medtronic | Lifepak 20 |  |  | MHOSH-3rd Floor |  |  |  |  | 925-00661 | 925-00661 | Central | MHHS-Orthopedic & Spine | MHOSH-3rd Floor | Crash cart | 3/1/20 |  | 9/1/20 |  |  | Defibrillator | DEFIBRILLATOR-Medtronic-Lifepak 20 | [12 empty] | D-SA | [9 empty] | Defibrillator | DEFIBRILLATOR | Defibrillator | Medtronic
YES | YES |  |  |  | 925-00885 | 925-00885 | Medtronic | Lifepak 20 |  |  | MHOSH - 3rd FLOOR |  |  |  |  | 925-00885 | 925-00885 | Central | Memorial Hermann Hospital spine and orthopedic | MHOSH - 3rd FLOOR | Nurse Station 3 North | 3/1/20 |  | 9/1/20 |  |  | Defibrillator | DEFIBRILLATOR-Medtronic-Lifepak 20 | [12 empty] | D-SA | [9 empty] | Defibrillator | DEFIBRILLATOR | Defibrillator | Medtronic
NO | YES | Serial Number 33826035 |  |  | 929-00684 | 929-00684 | Medtronic | Lifepak 20 |  |  | MHOSH-3rd Floor |  |  |  |  | 929-00684 | 929-00684 | Central | MHHS-Orthopedic & Spine | MHOSH-3rd Floor | MHOSH - 3RD FLOOR | 3/1/20 |  | 9/1/20 |  |  | Defibrillator | DEFIBRILLATOR-Medtronic-Lifepak 20 | [12 empty] | D-SA | [9 empty] | Defibrillator | DEFIBRILLATOR | Defibrillator | Medtronic
NO | YES |  |  |  | 013-13916 | 013-13916 | Medtronic | Lifepak 20 |  |  | SW-HVI-Holding |  |  |  |  | 013-13916 | 013-13916 | Southwest | MHHS-Southwest | SW-HVI-Holding | HVI | [5 empty] | Defibrillator | DEFIBRILLATOR-Medtronic-Lifepak 20 | [12 empty] | D-SA | [9 empty] | Defibrillator | DEFIBRILLATOR | Defibrillator | Medtronic
NO | YES |  |  |  | 013-12669 | 013-12669 | Medtronic | Lifepak 20 |  |  | SW-ER |  |  |  |  | 013-12669 | 013-12669 | Southwest | MHHS-Southwest | SW-ER | Trauma 5 | 7/1/19 |  | 7/1/20 |  |  | Defibrillator | DEFIBRILLATOR-Medtronic-Lifepak 20 | [12 empty] | D-SA | [9 empty] | Defibrillator | DEFIBRILLATOR | Defibrillator | Medtronic
NO | YES | Asset Tag 1143305 |  |  |  |  | Medtronic | Lifepak 20 |  |  | SW-Biomedical Services | [6 empty] | Southwest | MHHS-Southwest | SW-Biomedical Services | Biomed |  |  |  | No PM Sticker |  | Defibrillator | DEFIBRILLATOR-Medtronic-Lifepak 20 | [12 empty] | D-SA | [9 empty] | Defibrillator | DEFIBRILLATOR | Defibrillator | Medtronic
NO | YES |  |  |  | 077-06426 | 077-06426 | Medtronic | Lifepak 20 |  |  | TMC - EPILEPSY - PEDI EMU (10HP) |  |  |  |  | 077-06426 | 077-06426 |  | Memorial Hermann-tmc | TMC - EPILEPSY - PEDI EMU (10HP) | H10 15 | 2/1/20 |  | 2/1/21 |  |  | Defibrillator | DEFIBRILLATOR-Medtronic-Lifepak 20 | [12 empty] | D-SA | [9 empty] | Defibrillator | DEFIBRILLATOR | Defibrillator | Medtronic
NO | YES |  |  |  | 077-06439 | 077-06439 | Medtronic | Lifepak 20 |  |  | TMC |  |  |  |  | 077-06439 | 077-06439 | TMC |  | TMC | H9/74 | [5 empty] | Defibrillator | DEFIBRILLATOR-Medtronic-Lifepak 20 | [12 empty] | D-SA | [9 empty] | Defibrillator | DEFIBRILLATOR | Defibrillator | Medtronic
NO | YES |  |  |  | 069-27277 | 069-27277 | Medtronic | Lifepak 20 | [7 empty] | 069-27277 | 069-27277 |  | Memorial Hermann-TWC |  | STICU Crash Cart | [5 empty] | Defibrillator | DEFIBRILLATOR-Medtronic-Lifepak 20 | [12 empty] | D-SA | [9 empty] | Defibrillator | DEFIBRILLATOR | Defibrillator | Medtronic
NO | YES |  |  |  | 069-41617 | 069-41617 | Medtronic | Lifepak 20 |  |  | TMC - SAROFIM 3 - PACU |  |  |  |  | 069-41617 | 069-41617 |  | Memorial Hermann-tmc | TMC - SAROFIM 3 - PACU | Nurse station | 3/1/20 |  | 3/1/21 |  |  | Defibrillator | DEFIBRILLATOR-Medtronic-Lifepak 20 | [12 empty] | D-SA | [9 empty] | Defibrillator | DEFIBRILLATOR | Defibrillator | Medtronic
YES | YES |  |  |  | 069-26068 | 069-26068 | Medtronic | Lifepak 20 |  |  | Robertson clean core |  |  |  |  | 069-26068 | 069-26068 | TMC | Memorial Hermann-Texas Medical Center | Robertson clean core | Hall way | 9/1/19 |  | 9/1/20 |  |  | Defibrillator | DEFIBRILLATOR-Medtronic-Lifepak 20 | [12 empty] | D-SA | [9 empty] | Defibrillator | DEFIBRILLATOR | Defibrillator | Medtronic
YES | YES |  |  |  | 005-33388 | 005-33388 | Medtronic | Lifepak 20 |  |  | SE - UNIT 2B (ONCOLOGY) |  |  |  |  | 005-33388 | 005-33388 | Southeast | Memorial Hermann Southeast Hospital | SE - UNIT 2B (ONCOLOGY) | Biomed | [5 empty] | Defibrillator | DEFIBRILLATOR-Medtronic-Lifepak 20 | [12 empty] | D-SA | [9 empty] | Defibrillator | DEFIBRILLATOR | Defibrillator | Medtronic
YES | YES |  |  |  | 005-06862 | 005-06862 | Medtronic | Lifepak 20 |  |  | SE - UNIT 2B (ONCOLOGY) |  |  |  |  | 005-06862 | 005-06862 | Southeast | Memorial Hermann Southeast Hospital | SE - UNIT 2B (ONCOLOGY) | Biomed | [5 empty] | Defibrillator | DEFIBRILLATOR-Medtronic-Lifepak 20 | [12 empty] | D-SA | [9 empty] | Defibrillator | DEFIBRILLATOR | Defibrillator | Medtronic
YES | YES |  |  |  | 005-04320 | 005-04320 | Medtronic | Lifepak 20 |  |  | SE - UNIT 2B (ONCOLOGY) |  |  |  |  | 005-04320 | 005-04320 | Southeast | Memorial Hermann Southeast Hospital | SE - UNIT 2B (ONCOLOGY) | Biomed | [5 empty] | Defibrillator | DEFIBRILLATOR-Medtronic-Lifepak 20 | [12 empty] | D-SA | [9 empty] | Defibrillator | DEFIBRILLATOR | Defibrillator | Medtronic
NO | YES |  |  |  | 005-04311 | 005-04311 | Medtronic | Lifepak 20 |  |  | SE- NICU |  |  |  |  | 005-04311 | 005-04311 | Southeast | Memorial Hermann Southeast Hospital | SE- NICU | E4 005.11A | [5 empty] | Defibrillator | DEFIBRILLATOR-Medtronic-Lifepak 20 | [12 empty] | D-SA | [9 empty] | Defibrillator | DEFIBRILLATOR | Defibrillator | Medtronic
NO | YES |  |  |  | 041-12463 | 041-12463 | Medtronic | Lifepak 20 |  |  | ER Peds Room 9 |  |  |  |  | 041-12463 | 041-12463 | West | Memorial Hermann Memorial City Medical Center Emergency Center | ER Peds Room 9 | Nurses Station
NO | YES |  |  |  | 041-12459 | 041-12459 | Medtronic | Lifepak 20 |  |  | MEMORIAL CITY - ER - Clinical Coordinator E1432 |  |  |  |  | 041-12459 | 041-12459 | West | Memorial Hermann - Memorial City | MEMORIAL CITY - ER - Clinical Coordinator E1432 | Memorial City ER- Clinical Coordinator E1 542
NO | YES |  |  |  | 041-04798 | 041-04798 | Medtronic | Lifepak 20 |  |  | Memorial city - out patient surgery |  |  |  |  | 041-04798 | 041-04798 | West and memorial city | Memorial city - memorial herman hospital | Memorial city - out patient surgery | Recovery
NO | YES |  |  |  | 041-04775 | 041-04775 | Medtronic | Lifepak 20 |  |  | MEMORIAL CITY - OUTPATIENT SURGERY RECOVERY |  |  |  |  | 041-04775 | 041-04775 | West | Memorial Hermann - Memorial City | MEMORIAL CITY - OUTPATIENT SURGERY RECOVERY | West Tower 1st Floor Recovery 1
NO | YES |  |  |  | 041-08515 | 041-08515 | Medtronic | Lifepak 20 |  |  | MEMORIAL CITY - CATH LAB |  |  |  |  | 041-08515 | 041-08515 | West | Memorial Hermann Heart | MEMORIAL CITY - CATH LAB | Cath Lab 3
NO | YES |  |  |  | 041-04461 | 041-04461 | Medtronic | Lifepak 20 |  |  | Cath Lab |  |  |  |  | 041-04461 | 041-04461 | West | Memorial Hermann - Memorial City | Cath Lab | Room E9-2151
NO | YES |  |  |  | 041-08512 | 041-08512 | Medtronic | Lifepak 20 |  |  | MEMORIAL CITY - CATH LAB |  |  |  |  | 041-08512 | 041-08512 | West | Memorial Hermann Heart | MEMORIAL CITY - CATH LAB | CT 1
NO | YES |  |  |  | 041-08513 | 041-08513 | Medtronic | Lifepak 20 |  |  | 7E Cardiology |  |  |  |  | 041-08513 | 041-08513 | West | Memorial Hermann Memorial City Medical Center | 7E Cardiology | Nurses Station
NO | YES |  |  |  | 041-08510 | 041-08510 | Medtronic | Lifepak 20 |  |  | 7E Cardiology |  |  |  |  | 041-08510 | 041-08510 | West | Memorial Hermann Memorial City Medical Center | 7E Cardiology | Memorial Hermann cardio 7E
NO | YES |  |  |  | 041-08509 | 041-08509 | Medtronic | Lifepak 20 |  |  | MEMORIAL CITY - CARDIOLOGY |  |  |  |  | 041-08509 | 041-08509 | West | Memorial City - Memorial Cardiology East | MEMORIAL CITY - CARDIOLOGY | Crashcart
NO | YES |  |  |  | 041-08508 | 041-08508 | Medtronic | Lifepak 20 |  |  | Memorial Hermann-JHC |  |  |  |  | 041-08508 | 041-08508 | West | Memorial Hermann Memorial City Medical Center | Memorial Hermann-JHC | MH8 Medication Room
NO | YES |  |  |  | 041-17066 | 041-17066 | Medtronic | Lifepak 20 |  |  | Memorial City-ICU |  |  |  |  | 041-17066 | 041-17066 | West | Memorial Hermann Memorial City Medical Center | Memorial City-ICU | Across from rm 418
YES | YES |  |  |  | 041-04463 | 041-04463 | Medtronic | Lifepak 20 |  |  | Nuro 4th floor |  |  |  |  | 041-04463 | 041-04463 | West | Memorial Hermann Medical Group Memorial City (#100) | Nuro 4th floor | Crash Cart |  |  |  | Unable to read serial number
NO | YES |  |  |  | 041-11528 | 041-11528 | Medtronic | Lifepak 20 |  |  | MEMORIAL CITY - MRI |  |  |  |  | 041-11528 | 041-11528 | West | Memorial herman memorial city | MEMORIAL CITY - MRI | Mri
NO | YES | Serial Number 33154578 |  |  | 041-08514 | 041-08514 | Medtronic | Lifepak 20 |  |  | Memorial City - Inpatient Radiology |  |  |  |  | 041-08514 | 041-08514 | West | MEMORIAL CITY - MEMORIAL HERMANN HOSPITAL | Memorial City - Inpatient Radiology | Hallway
NO | YES |  |  |  | 013-38998 | 013-38998 | Medtronic | Lifepak 20E |  |  | SW-ER | MHHS-Southwest |  | Defibrillator |  | 013-38998 | 013-38998 | Southwest | MHHS-Southwest | SW-ER | ER TRAUMA HALLWAY |  |  |  |  | DEFIBRILLATORS | Defibrillator | DEFIBRILLATOR-Medtronic-Lifepak 20E | DEFIBRILLATOR | Lifepak 20E |  |  |  | Medtronic | Defibrillator |  |  | DEFIBRILLATOR-Medtronic-Lifepak 20E | 11/8/20 |  | D-SA | Not Covered Vendor Only - Biomedical | MHHS-Southwest | [8 empty] | DEFIBRILLATOR | Defibrillator | Medtronic
YES | YES |  |  |  | 000-04435 | 000-04435 | Medtronic | Lifepak 20E |  |  | ER |  |  |  |  | 000-04435 | 000-04435 | Katy | Memorial Hermann Convenient Care Center in Kingwood (Kingwood CCC) | ER | Hall | 10/1/19 | 10/1/20 |  |  |  | Defibrillator | DEFIBRILLATOR-Medtronic-Lifepak 20E | [12 empty] | D-SA | [9 empty] | Defibrillator | DEFIBRILLATOR | Defibrillator | Medtronic
YES | YES |  |  |  | 000-04437 | 000-04437 | Medtronic | Lifepak 20E |  |  | ER |  |  |  |  | 000-04437 | 000-04437 | Katy | Memorial Hermann Convenient Care Center in Kingwood (Kingwood CCC) | ER | Trauma 1 | 10/1/19 | 10/1/20 |  |  |  | Defibrillator | DEFIBRILLATOR-Medtronic-Lifepak 20E | [12 empty] | D-SA | [9 empty] | Defibrillator | DEFIBRILLATOR | Defibrillator | Medtronic
NO | YES |  |  |  | 142-05439 | 142-05439 | Medtronic | Lifepak 20E |  |  | NE-Endoscopy |  |  |  |  | 142-05439 | 142-05439 | Katy | MHHS-Northeast | NE-Endoscopy | Endo Room 1 | 3/1/19 | 3/1/20 |  |  |  | Defibrillator | DEFIBRILLATOR-Medtronic-Lifepak 20E | [12 empty] | D-SA | [9 empty] | Defibrillator | DEFIBRILLATOR | Defibrillator | Medtronic
NO | YES | Asset Tag 069-35917 |  |  | 069-35917 | 069-35917 | Medtronic | Lifepak 20E |  |  | Ace |  |  |  |  | 069-35917 | 069-35917 | TMC | Memorial Hermann-Texas Medical Center | Ace | Hallway | 3/1/20 |  | 3/1/21 |  |  | Defibrillator | DEFIBRILLATOR-Medtronic-Lifepak 20E | [12 empty] | D-SA | [9 empty] | Defibrillator | DEFIBRILLATOR | Defibrillator | Medtronic
NO | YES |  |  |  | 069-33628 | 069-33628 | Medtronic | Lifepak 20E |  |  | Cullen 2 MICU |  |  |  |  | 069-33628 | 069-33628 | TMC | Memorial Hermann-Texas Medical Center | Cullen 2 MICU | Nurse station | [5 empty] | Defibrillator | DEFIBRILLATOR-Medtronic-Lifepak 20E | [12 empty] | D-SA | [9 empty] | Defibrillator | DEFIBRILLATOR | Defibrillator | Medtronic
NO | YES | Asset Tag 069-29034 |  |  | 069-29034 | 069-29034 | Medtronic | Lifepak 20E |  |  | J9 |  |  |  |  | 069-29034 | 069-29034 | TMC | Memorial Hermann-Texas Medical Center | J9 | Nurses Station | [5 empty] | Defibrillator | DEFIBRILLATOR-Medtronic-Lifepak 20E | [12 empty] | D-SA | [9 empty] | Defibrillator | DEFIBRILLATOR | Defibrillator | Medtronic
YES | YES |  |  |  | 041-16496 | 041-16496 | Medtronic | Lifepak 20e |  |  | Memorial Ciry Day Surgery |  |  |  |  | 041-16496 | 041-16496 | West | Memorial Hermann - Memorial City | Memorial Ciry Day Surgery | Storage Room West Tower W1 Hallway
NO | YES |  |  |  | 041-19801 | 041-19801 | Medtronic | Lifepak 20E |  |  | 6E Cardiology |  |  |  |  | 041-19801 | 041-19801 | West | Memorial Hermann Memorial City Medical Center | 6E Cardiology | Memorial Hermann cardio 6E
YES | YES | Serial Number Cnf |  |  | 041-34709 | 041-34709 | Medtronic | Lifepak 20E |  | CNF | Memorial City -MHT - Med/Surg |  |  |  |  | 041-34709 | 041-34709 | West | Memorial Hermann Memorial City Medical Center | Memorial City -MHT - Med/Surg | MH 6 415 Equipment Storage
NO | YES |  |  |  | 041-16494 | 041-16494 | Medtronic | Lifepak 20E |  |  | Emergency Center |  |  |  |  | 041-16494 | 041-16494 | West | Memorial Hermann Memorial City Medical Center Emergency Center | Emergency Center | E1 Supply Room
NO | YES |  |  |  | 041-16491 | 041-16491 | Medtronic | Lifepak 20E |  |  | MEMORIAL CITY - WOUND CARE |  |  |  |  | 041-16491 | 041-16491 | West | Memorial Hermann Memorial City Medical Center | MEMORIAL CITY - WOUND CARE | W1 143 HBOT
NO | YES |  |  |  | 005-09133 | 005-09133 | Medtronic | Lifepak CR plus |  |  | OPID-(PL)-Pearland-406 (Mp1) |  |  |  |  | 005-09133 | 005-09133 | Pearland | MHHS-Others | OPID-(PL)-Pearland-406 (Mp1) | Radiology 1 | 2/1/20 | 2/1/20 |  |  |  | Defibrillator, AED | DEFIBRILLATORAED-Medtronic-Lifepak CR Plus | [12 empty] | DAED-A | [9 empty] | Defibrillator, AED | DEFIBRILLATORAED | Defibrillator, AED | Medtronic
YES | YES | Asset Tag 099-08082 |  |  | 099-08082 | 099-08082 | Medtronic | Map 1000 |  |  | WOODLANDS - PCU5 |  |  |  |  | 099-08082 | 099-08082 | Woodlands | Herman woodland hospital | WOODLANDS - PCU5 | Cath lab 2 | 3/1/20 |  | 3/1/20
YES | YES | Asset Tag 099-08082 |  |  | 099-08082 | 099-08082 | Medtronic | MAP-1000 |  |  | Cath Lab |  |  |  |  | 099-08082 | 099-08082 | Woodlands | Memorial Hermann Hospital Woodlands | Cath Lab | Cath Lab 2
YES | YES |  |  |  | 099-07232 | 099-07232 | Medtronic | Map-1000 |  |  | TMC - RADIOLOGY - JONES PAVILION |  |  |  |  | 099-07232 | 099-07232 | TMC | Memorial Hermann-Texas Medical Center | TMC - RADIOLOGY - JONES PAVILION | Xray room
YES | YES |  |  |  | 099-06332 | 099-06332 | Medtronic | NIM 3.0 |  |  | SE - OR - Clean Supply |  |  |  |  | 099-06332 | 099-06332 | Southeast | Memorial Hermann Southeast Hospital | SE - OR - Clean Supply | OR - Clean Supply
YES | YES |  |  |  | 099-06333 | 099-06333 | Medtronic | NIM-Response |  |  | SE - OR - Clean Supply |  |  |  |  | 099-06333 | 099-06333 | Southeast | Memorial Hermann Southeast Hospital | SE - OR - Clean Supply | OR - Clean Supply | [5 empty] | Monitor, Neural Integrity | MONITORNEURALINTEGRITY-Medtronic-NIM-Response | [12 empty] | MNI-A | [9 empty] | Monitor, Neural Integrity | MONITORNEURALINTEGRITY | Monitor, Neural Integrity | Medtronic
YES | YES |  |  |  | 129-31369 | 129-31369 | Medtronic | NIM-Response 3.0 |  | 1NR3-4380 | SUGAR LAND - OR |  |  |  |  | 129-31369 | 129-31369 | Sugar Land |  | SUGAR LAND - OR |  |  |  |  | No pm |  | Monitor, Neural Integrity | MONITORNEURALINTEGRITY-Medtronic-NIM-Response 3.0 | [12 empty] | MNI-A | [9 empty] | Monitor, Neural Integrity | MONITORNEURALINTEGRITY | Monitor, Neural Integrity | Medtronic
YES | YES |  |  |  | 099-06331 | 099-06331 | Medtronic | NIM-Response 3.0 |  |  | SE - OR - Clean Supply |  |  |  |  | 099-06331 | 099-06331 | Southeast | Memorial Hermann Southeast Hospital | SE - OR - Clean Supply | OR - Clean Supply | [5 empty] | Monitor, Neural Integrity | MONITORNEURALINTEGRITY-Medtronic-NIM-Response 3.0 | [12 empty] | MNI-A | [9 empty] | Monitor, Neural Integrity | MONITORNEURALINTEGRITY | Monitor, Neural Integrity | Medtronic
YES | YES |  |  |  | 029-12933 | 029-12933 | Medtronic | O-Arm |  | C2397 | [5 empty] | 029-12933 | 029-12933 | Woodlands | MH WOODLANDS |  | OR | 12/1/19 | 2/1/20 |  |  |  | O-Arm, Portable | OARMPORTABLE-Medtronic-O-Arm | [22 empty] | O-Arm, Portable | OARMPORTABLE | O-Arm, Portable | Medtronic
YES | YES |  |  |  | 069-46875 | 069-46875 | Medtronic | O-Arm |  | 01007630001323781119100021C2341 | TMC - SEROFIM 2 - OR |  |  |  |  | 069-46875 | 069-46875 | TMC | Memorial Hermann-Texas Medical Center | TMC - SEROFIM 2 - OR | Hall | 10/1/19 |  | 10/1/20 |  |  | O-Arm, Portable | OARMPORTABLE-Medtronic-O-Arm | [22 empty] | O-Arm, Portable | OARMPORTABLE | O-Arm, Portable | Medtronic
NO | YES |  |  |  | 069-45847 | 069-45847 | Medtronic | O-Arm |  | C1541 | OR |  |  |  |  | 069-45847 | 069-45847 | TMC | Memorial Hermann-Texas Medical Center | OR | Hallway | [5 empty] | O-Arm, Portable | OARMPORTABLE-Medtronic-O-Arm | [22 empty] | O-Arm, Portable | OARMPORTABLE | O-Arm, Portable | Medtronic
YES | YES |  |  |  | 005-05130 | 005-05130 | Medtronic | Polygraph ID |  |  | SE - ESOPHAGEAL DISEASE CENTER |  |  |  |  | 005-05130 | 005-05130 | Southeast | Memorial Hermann Southeast Hospital | SE - ESOPHAGEAL DISEASE CENTER | Procedure Room 4 | 3/1/12 |  | 3/1/13
YES | YES |  |  |  | 005-06810 | 005-06810 | Medtronic | Respond plus |  |  | SMR - (PL) - PEARLAND EAST |  |  |  |  | 005-06810 | 005-06810 | Pearland |  | SMR - (PL) - PEARLAND EAST
YES | YES |  |  |  | 099-06617 | 099-06617 | Medtronic | Respond Plus |  |  | SE - REHAB SERVICES |  |  |  |  | 099-06617 | 099-06617 | Southeast | Memorial Hermann Southeast Hospital | SE - REHAB SERVICES | OT Therapy E2 001.5
YES | YES |  |  |  | 099-12523 | 099-12523 | Medtronic | Situate |  | X19gcz | TMC - OR - CVOR (7HVI) |  |  |  |  | 099-12523 | 099-12523 | TMC | Memorial Hermann-Texas Medical Center | TMC - OR - CVOR (7HVI) | Cv OR 1 |  |  |  | No PM Sticker
NO | YES |  |  |  | 099-04297 | 099-04297 | Medtronic | Situate 200X |  | X19GPB | PEARLAND - OR - STERILE PROCESSING |  |  |  |  | 099-04297 | 099-04297 | Pearland | Memorial Hermann Pearland Hospital | PEARLAND - OR - STERILE PROCESSING | OR1 | [5 empty] | Sponge Counter | SPONGCOU-Medtronic-Situate 200X | [22 empty] | Sponge Counter | SPONGCOU | Sponge Counter | Medtronic
YES | YES | Serial Number 10884521700703 |  |  | 099-04029 | 099-04029 | Medtronic | Situate 200X |  |  | PEARLAND - OR |  |  |  |  | 099-04029 | 099-04029 | Pearland | Memorial Hermann Pearland Hospital | PEARLAND - OR | OR2 | [5 empty] | Sponge Counter | SPONGCOU-Medtronic-Situate 200X | [22 empty] | Sponge Counter | SPONGCOU | Sponge Counter | Medtronic
YES | YES |  |  |  | 099-04321 | 099-04321 | Medtronic | Situate 200X |  | C19GKT | OR |  |  |  |  | 099-04321 | 099-04321 | Pearland | Memorial Hermann Pearland Hospital | OR | OR C SECTION | [5 empty] | Sponge Counter | SPONGCOU-Medtronic-Situate 200X | [22 empty] | Sponge Counter | SPONGCOU | Sponge Counter | Medtronic
NO | YES |  |  |  | 099-04168 | 099-04168 | Medtronic | Situate 200X |  | X19GKR | Pearland-OR |  |  |  |  | 099-04168 | 099-04168 | Pearland | MHHS-Pearland Hospital | Pearland-OR | OR 3 | [5 empty] | Sponge Counter | SPONGCOU-Medtronic-Situate 200X | [22 empty] | Sponge Counter | SPONGCOU | Sponge Counter | Medtronic
YES | YES | Serial Number 10884521700703 |  |  | 099-04031 | 099-04031 | Medtronic | Situate 200X |  |  | PEARLAND - OR |  |  |  |  | 099-04031 | 099-04031 | Pearland | Memorial Hermann Pearland Hospital | PEARLAND - OR | Pearland OR4 | [5 empty] | Sponge Counter | SPONGCOU-Medtronic-Situate 200X | [22 empty] | Sponge Counter | SPONGCOU | Sponge Counter | Medtronic
NO | YES |  |  |  | 099-04017 | 099-04017 | Medtronic | Situate 200X |  | X19GGZ | Katy-OR |  |  |  |  | 099-04017 | 099-04017 | Katy | MHHS-Katy | Katy-OR | OR 9 | [5 empty] | Sponge Counter | SPONGCOU-Medtronic-Situate 200X | [22 empty] | Sponge Counter | SPONGCOU | Sponge Counter | Medtronic
NO | YES |  |  |  | 099-03267 | 099-03267 | Medtronic | Situate 200X |  | X19GGX | Katy-OR |  |  |  |  | 099-03267 | 099-03267 | Katy | MHHS-Katy | Katy-OR | OR1 | [5 empty] | Sponge Counter | SPONGCOU-Medtronic-Situate 200X | [22 empty] | Sponge Counter | SPONGCOU | Sponge Counter | Medtronic
NO | YES |  |  |  | 099-04503 | 099-04503 | Medtronic | Situate 200X |  | X19GHA | Katy-OR |  |  |  |  | 099-04503 | 099-04503 | Katy | MHHS-Katy | Katy-OR | Cystology Procedure Rm 5 |  | 2/1/20 |  |  |  | Sponge Counter | SPONGCOU-Medtronic-Situate 200X | [22 empty] | Sponge Counter | SPONGCOU | Sponge Counter | Medtronic
NO | YES |  |  |  | 099-03973 | 099-03973 | Medtronic | Situate 200X |  | X19GGW | Katy-OR |  |  |  |  | 099-03973 | 099-03973 | Katy | MHHS-Katy | Katy-OR | OR 8 | [5 empty] | Sponge Counter | SPONGCOU-Medtronic-Situate 200X | [22 empty] | Sponge Counter | SPONGCOU | Sponge Counter | Medtronic
YES | YES | Serial Number 10884521700703 |  |  | 099-04807 | 099-04807 | Medtronic | Situate 200X |  |  | KATY - OR |  |  |  |  | 099-04807 | 099-04807 | Katy | Memorial Hermann Katy Hospital | KATY - OR | OR 11 | [5 empty] | Sponge Counter | SPONGCOU-Medtronic-Situate 200X | [22 empty] | Sponge Counter | SPONGCOU | Sponge Counter | Medtronic
NO | YES |  |  |  | 099-03748 | 099-03748 | Medtronic | Situate 200X |  | X19GGS | Katy-OR |  |  |  |  | 099-03748 | 099-03748 | Katy | MHHS-Katy | Katy-OR | C SECTION OR1 | [5 empty] | Sponge Counter | SPONGCOU-Medtronic-Situate 200X | [22 empty] | Sponge Counter | SPONGCOU | Sponge Counter | Medtronic
NO | YES |  |  |  | 099-04910 | 099-04910 | Medtronic | Situate 200X |  | X19GHB | Katy-Cath Lab |  |  |  |  | 099-04910 | 099-04910 | Katy | MHHS-Katy | Katy-Cath Lab | Cath lab 1 | [5 empty] | Sponge Counter | SPONGCOU-Medtronic-Situate 200X | [22 empty] | Sponge Counter | SPONGCOU | Sponge Counter | Medtronic
NO | YES |  |  |  | 099-04909 | 099-04909 | Medtronic | Situate 200X |  | X19GED | Katy-Cath Lab |  |  |  |  | 099-04909 | 099-04909 | Katy | MHHS-Katy | Katy-Cath Lab | Cath lab 1 | [5 empty] | Sponge Counter | SPONGCOU-Medtronic-Situate 200X | [22 empty] | Sponge Counter | SPONGCOU | Sponge Counter | Medtronic
YES | YES |  |  |  | 099-00766 | 099-00766 | Medtronic | Situate 200X |  | X19GMZ | OR |  |  |  |  | 099-00766 | 099-00766 | Katy | Memorial Hermann Northeast Hospital | OR | Or 6 | 2/1/20 |  |  | No pm required |  | Sponge Counter | SPONGCOU-Medtronic-Situate 200X | [22 empty] | Sponge Counter | SPONGCOU | Sponge Counter | Medtronic
YES | YES |  |  |  | 099-01047 | 099-01047 | Medtronic | Situate 200X |  | X19GMY | NE - OR |  |  |  |  | 099-01047 | 099-01047 | Katy | Memorial Hermann Northeast Hospital | NE - OR | OR Hybrid Room | [5 empty] | Sponge Counter | SPONGCOU-Medtronic-Situate 200X | [22 empty] | Sponge Counter | SPONGCOU | Sponge Counter | Medtronic
YES | YES |  |  |  | 099-00046 | 099-00046 | Medtronic | Situate 200X |  | X19GKL | [5 empty] | 099-00046 | 099-00046 | Katy | Memorial Hermann Northeast Hospital |  | OR 2 | [5 empty] | Sponge Counter | SPONGCOU-Medtronic-Situate 200X | [22 empty] | Sponge Counter | SPONGCOU | Sponge Counter | Medtronic
YES | YES |  |  |  | 099-00775 | 099-00775 | Medtronic | Situate 200X |  | X19GK1 | NE - OR |  |  |  |  | 099-00775 | 099-00775 | Katy | Memorial Hermann Northeast Hospital | NE - OR | Or storage |  |  |  | No pm |  | Sponge Counter | SPONGCOU-Medtronic-Situate 200X | [22 empty] | Sponge Counter | SPONGCOU | Sponge Counter | Medtronic
YES | YES |  |  |  | 099-00047 | 099-00047 | Medtronic | Situate 200X |  | X19GJR | [5 empty] | 099-00047 | 099-00047 | Katy | Memorial Hermann Northeast Hospital |  | Sterile Core | [5 empty] | Sponge Counter | SPONGCOU-Medtronic-Situate 200X | [22 empty] | Sponge Counter | SPONGCOU | Sponge Counter | Medtronic
YES | YES |  |  |  | 099-00048 | 099-00048 | Medtronic | Situate 200X |  | X19GMD | [5 empty] | 099-00048 | 099-00048 | Katy | Memorial Hermann Northeast Hospital |  | OR 3 | 2/1/20 |  |  |  |  | Sponge Counter | SPONGCOU-Medtronic-Situate 200X | [22 empty] | Sponge Counter | SPONGCOU | Sponge Counter | Medtronic
YES | YES |  |  |  | 099-00674 | 099-00674 | Medtronic | Situate 200X |  | X19GMN | NE - LABOR |  |  |  |  | 099-00674 | 099-00674 | Katy | Memorial Hermann Northeast Hospital | NE - LABOR | OR 1 | [5 empty] | Sponge Counter | SPONGCOU-Medtronic-Situate 200X | [22 empty] | Sponge Counter | SPONGCOU | Sponge Counter | Medtronic
YES | YES |  |  |  | 099-00679 | 099-00679 | Medtronic | Situate 200X |  | X19GNC | NE - LABOR |  |  |  |  | 099-00679 | 099-00679 | Katy | Memorial Hermann Northeast Hospital | NE - LABOR | OR 2 | [5 empty] | Sponge Counter | SPONGCOU-Medtronic-Situate 200X | [22 empty] | Sponge Counter | SPONGCOU | Sponge Counter | Medtronic
YES | YES |  |  |  | 029-13213 | 029-13213 | Medtronic | Situate 200X |  | X19GIZ | OR ROOM 1 |  |  |  |  | 029-13213 | 029-13213 | Woodlands | Memorial Hermann in the woodlands | OR ROOM 1 | OR ROOM 1 | 3/1/20 |  | 3/1/20 |  |  | Sponge Counter | SPONGCOU-Medtronic-Situate 200X | [22 empty] | Sponge Counter | SPONGCOU | Sponge Counter | Medtronic
YES | YES |  |  |  | 029-13215 | 029-13215 | Medtronic | Situate 200X |  | X19GIM | OR |  |  |  |  | 029-13215 | 029-13215 | Woodlands | Memorial Hermann in the woodlands | OR | OR | [5 empty] | Sponge Counter | SPONGCOU-Medtronic-Situate 200X | [22 empty] | Sponge Counter | SPONGCOU | Sponge Counter | Medtronic
YES | YES |  |  |  | 029-12985 | 029-12985 | Medtronic | Situate 200X |  | C19GIT | Surgical room |  |  |  |  | 029-12985 | 029-12985 | Woodlands | Memorial Hermann Hospital Woodlands | Surgical room | OR Room 18 |  |  |  | No p.m. required |  | Sponge Counter | SPONGCOU-Medtronic-Situate 200X | [22 empty] | Sponge Counter | SPONGCOU | Sponge Counter | Medtronic
YES | YES |  |  |  | 029-13218 | 029-13218 | Medtronic | Situate 200X |  | X19GJI | OR |  |  |  |  | 029-13218 | 029-13218 | Woodlands | Memorial Hermann in the woodlands | OR | OR | [5 empty] | Sponge Counter | SPONGCOU-Medtronic-Situate 200X | [22 empty] | Sponge Counter | SPONGCOU | Sponge Counter | Medtronic
YES | YES |  |  |  | 029-13219 | 029-13219 | Medtronic | Situate 200X |  | X19GIW | OR |  |  |  |  | 029-13219 | 029-13219 | Woodlands | Memorial Hermann in the woodlands | OR | OR | [5 empty] | Sponge Counter | SPONGCOU-Medtronic-Situate 200X | [22 empty] | Sponge Counter | SPONGCOU | Sponge Counter | Medtronic
YES | YES |  |  |  | 029-13220 | 029-13220 | Medtronic | Situate 200X |  | X19GIR | OR |  |  |  |  | 029-13220 | 029-13220 | Woodlands | Memorial Hermann in the woodlands | OR | OR | [5 empty] | Sponge Counter | SPONGCOU-Medtronic-Situate 200X | [22 empty] | Sponge Counter | SPONGCOU | Sponge Counter | Medtronic
YES | YES |  |  |  | 029-13222 | 029-13222 | Medtronic | Situate 200X |  | X19GJF | OR |  |  |  |  | 029-13222 | 029-13222 | Woodlands | Memorial Hermann Woodlands | OR | OR | [5 empty] | Sponge Counter | SPONGCOU-Medtronic-Situate 200X | [22 empty] | Sponge Counter | SPONGCOU | Sponge Counter | Medtronic
YES | YES |  |  |  | 029-13224 | 029-13224 | Medtronic | Situate 200X |  | X19GJC | OR |  |  |  |  | 029-13224 | 029-13224 | Woodlands | Memorial Hermann Woodlands | OR | OR | [5 empty] | Sponge Counter | SPONGCOU-Medtronic-Situate 200X | [22 empty] | Sponge Counter | SPONGCOU | Sponge Counter | Medtronic
YES | YES |  |  |  | 029-13228 | 029-13228 | Medtronic | Situate 200X |  | C19GIJ | WOODLANDS - OR |  |  |  |  | 029-13228 | 029-13228 | Woodlands | Memorial Hermann woodlands | WOODLANDS - OR | OR | [5 empty] | Sponge Counter | SPONGCOU-Medtronic-Situate 200X | [22 empty] | Sponge Counter | SPONGCOU | Sponge Counter | Medtronic
YES | YES |  |  |  | 029-13230 | 029-13230 | Medtronic | Situate 200X |  | X19GIP | WOODLANDS - OR |  |  |  |  | 029-13230 | 029-13230 | Woodlands | Memorial Hermann woodlands | WOODLANDS - OR | OR | [5 empty] | Sponge Counter | SPONGCOU-Medtronic-Situate 200X | [22 empty] | Sponge Counter | SPONGCOU | Sponge Counter | Medtronic
YES | YES |  |  |  | 029-13343 | 029-13343 | Medtronic | Situate 200X |  | X19GII | WOODLANDS - CENTRAL SUPPLY |  |  |  |  | 029-13343 | 029-13343 | Woodlands |  | WOODLANDS - CENTRAL SUPPLY | OR 17 | [5 empty] | Sponge Counter | SPONGCOU-Medtronic-Situate 200X | [22 empty] | Sponge Counter | SPONGCOU | Sponge Counter | Medtronic
NO | YES |  |  |  | 029-13346 | 029-13346 | Medtronic | Situate 200X |  | X19GKH | Woodlands-OR |  |  |  |  | 029-13346 | 029-13346 | Woodlands | MHHS-Woodlands | Woodlands-OR | Or 16 | [5 empty] | Sponge Counter | SPONGCOU-Medtronic-Situate 200X | [22 empty] | Sponge Counter | SPONGCOU | Sponge Counter | Medtronic
YES | YES |  |  |  | 029-13351 | 029-13351 | Medtronic | Situate 200X |  | X19GIV | WOODLANDS - OR |  |  |  |  | 029-13351 | 029-13351 | Woodlands |  | WOODLANDS - OR | OR 14 | [5 empty] | Sponge Counter | SPONGCOU-Medtronic-Situate 200X | [22 empty] | Sponge Counter | SPONGCOU | Sponge Counter | Medtronic
YES | YES |  |  |  | 029-13536 | 029-13536 | Medtronic | Situate 200X |  | X19GIO | WOODLANDS - CENTRAL SUPPLY |  |  |  |  | 029-13536 | 029-13536 | Woodlands | Memorial Hermann The Woodlands Medical Center | WOODLANDS - CENTRAL SUPPLY | PACU L | [5 empty] | Sponge Counter | SPONGCOU-Medtronic-Situate 200X | [22 empty] | Sponge Counter | SPONGCOU | Sponge Counter | Medtronic
NO | YES |  |  |  | 009-34109 | 009-34109 | Medtronic | Situate 200X |  | X19GKW | GH-OR |  |  |  |  | 009-34109 | 009-34109 | Central | MHHS-Greater Heights | GH-OR | [6 empty] | Sponge Counter | SPONGCOU-Medtronic-Situate 200X | [22 empty] | Sponge Counter | SPONGCOU | Sponge Counter | Medtronic
NO | YES |  |  |  | 009-34069 | 009-34069 | Medtronic | Situate 200X |  | X19GEL | GH - OR |  |  |  |  | 009-34069 | 009-34069 |  |  | GH - OR | Storage room | [5 empty] | Sponge Counter | SPONGCOU-Medtronic-Situate 200X | [22 empty] | Sponge Counter | SPONGCOU | Sponge Counter | Medtronic
NO | YES |  |  |  | 009-34076 | 009-34076 | Medtronic | Situate 200X |  | X19GEB | GH - OR |  |  |  |  | 009-34076 | 009-34076 |  |  | GH - OR | Room 3 | [5 empty] | Sponge Counter | SPONGCOU-Medtronic-Situate 200X | [22 empty] | Sponge Counter | SPONGCOU | Sponge Counter | Medtronic
NO | YES |  |  |  | 099-08253 | 099-08253 | Medtronic | Situate 200X |  | X19GEG | GH-OR |  |  |  |  | 099-08253 | 099-08253 | Central Greater Heights | MHHS-Greater Heights | GH-OR | Room 6 |  |  |  | No p.m. |  | Sponge Counter | SPONGCOU-Medtronic-Situate 200X | [22 empty] | Sponge Counter | SPONGCOU | Sponge Counter | Medtronic
YES | YES |  |  |  | 009-34078 | 009-34078 | Medtronic | Situate 200X |  | C19GEO | GH - OR |  |  |  |  | 009-34078 | 009-34078 |  |  | GH - OR | Room 1 | [5 empty] | Sponge Counter | SPONGCOU-Medtronic-Situate 200X | [22 empty] | Sponge Counter | SPONGCOU | Sponge Counter | Medtronic
NO | YES |  |  |  | 009-34186 | 009-34186 | Medtronic | Situate 200X |  | X19GEZ | GH-OR Anesthesia |  |  |  |  | 009-34186 | 009-34186 | Central | MHHS-Greater Heights | GH-OR Anesthesia | OR | [5 empty] | Sponge Counter | SPONGCOU-Medtronic-Situate 200X | [22 empty] | Sponge Counter | SPONGCOU | Sponge Counter | Medtronic
NO | YES |  |  |  | 009-34222 | 009-34222 | Medtronic | Situate 200X |  | X19GEP | GH-OR |  |  |  |  | 009-34222 | 009-34222 | Central | MHHS-Greater Heights | GH-OR | OR | [5 empty] | Sponge Counter | SPONGCOU-Medtronic-Situate 200X | [22 empty] | Sponge Counter | SPONGCOU | Sponge Counter | Medtronic
NO | YES | Serial Number X19GGT |  |  | 099-08312 | 099-08312 | Medtronic | Situate 200X |  | X19GGT | MHOSH-OR |  |  |  |  | 099-08312 | 099-08312 | Central | MHHS-Orthopedic & Spine | MHOSH-OR | MHOSH - OR | [5 empty] | Sponge Counter | SPONGCOU-Medtronic-Situate 200X | [22 empty] | Sponge Counter | SPONGCOU | Sponge Counter | Medtronic
YES | YES |  |  |  | 009-34285 | 009-34285 | Medtronic | Situate 200X |  |  | HVI OR |  |  |  |  | 009-34285 | 009-34285 | Southwest | Memorial Hermann Southwest Hospital | HVI OR | Hallway | [5 empty] | Sponge Counter | SPONGCOU-Medtronic-Situate 200X | [22 empty] | Sponge Counter | SPONGCOU | Sponge Counter | Medtronic
YES | YES |  |  |  | 099-10916 | 099-10916 | Medtronic | Situate 200X |  | X19GHX | SW - OR |  |  |  |  | 099-10916 | 099-10916 | Southwest | Memorial Hermann Southwest Hospital | SW - OR | Room 10 |  |  |  | One Time Inspection Sticker |  | Sponge Counter | SPONGCOU-Medtronic-Situate 200X | [22 empty] | Sponge Counter | SPONGCOU | Sponge Counter | Medtronic
YES | YES |  |  |  | 099-10919 | 099-10919 | Medtronic | Situate 200X |  | X19GIE | SW - OR |  |  |  |  | 099-10919 | 099-10919 | Southwest | Memorial Hermann Southwest Hospital | SW - OR | Room 17 |  |  |  | New Add - One Time Inspection Sticker |  | Sponge Counter | SPONGCOU-Medtronic-Situate 200X | [22 empty] | Sponge Counter | SPONGCOU | Sponge Counter | Medtronic
YES | YES |  |  |  | 099-10930 | 099-10930 | Medtronic | Situate 200X |  | X19GIG | OR |  |  |  |  | 099-10930 | 099-10930 | Southwest | Memorial Hermann Southwest Hospital | OR | OR | [5 empty] | Sponge Counter | SPONGCOU-Medtronic-Situate 200X | [22 empty] | Sponge Counter | SPONGCOU | Sponge Counter | Medtronic
YES | YES |  |  |  | 099-10922 | 099-10922 | Medtronic | Situate 200X |  | X19GHS | SW - OR |  |  |  |  | 099-10922 | 099-10922 | Southwest | Memorial Hermann Southwest Hospital | SW - OR | Room 18 - Storage |  |  |  | New Add - One Time Inspection Sticker |  | Sponge Counter | SPONGCOU-Medtronic-Situate 200X | [22 empty] | Sponge Counter | SPONGCOU | Sponge Counter | Medtronic
YES | YES |  |  |  | 099-10952 | 099-10952 | Medtronic | Situate 200X |  | X19GHZ | SW-OR |  |  |  |  | 099-10952 | 099-10952 | Southwest | Memorial Hermann Southwest Hospital | SW-OR | OR Hallway | [5 empty] | Sponge Counter | SPONGCOU-Medtronic-Situate 200X | [22 empty] | Sponge Counter | SPONGCOU | Sponge Counter | Medtronic
YES | YES |  |  |  | 099-10954 | 099-10954 | Medtronic | Situate 200X |  | X19GIB | SW-OR |  |  |  |  | 099-10954 | 099-10954 | Southwest | Memorial Hermann Southwest Hospital | SW-OR | OR23 | [5 empty] | Sponge Counter | SPONGCOU-Medtronic-Situate 200X | [22 empty] | Sponge Counter | SPONGCOU | Sponge Counter | Medtronic
YES | YES |  |  |  | 099-10798 | 099-10798 | Medtronic | Situate 200X |  | X19GIC | SW - OR |  |  |  |  | 099-10798 | 099-10798 | Southwest | Memorial Hermann Southwest Hospital | SW - OR | Room 24 |  |  |  | New Add - One Time Inspection |  | Sponge Counter | SPONGCOU-Medtronic-Situate 200X | [22 empty] | Sponge Counter | SPONGCOU | Sponge Counter | Medtronic
YES | YES |  |  |  | 099-10956 | 099-10956 | Medtronic | Situate 200X |  | X19GHE | SW-OR |  |  |  |  | 099-10956 | 099-10956 | Southwest | Memorial Hermann Southwest Hospital | SW-OR | OR12 | [5 empty] | Sponge Counter | SPONGCOU-Medtronic-Situate 200X | [22 empty] | Sponge Counter | SPONGCOU | Sponge Counter | Medtronic
YES | YES |  |  |  | 009-34290 | 009-34290 | Medtronic | Situate 200X |  | X19GHR | SW - OR |  |  |  |  | 009-34290 | 009-34290 | Southwest | Memorial Hermann Southwest Hospital | SW - OR | Or 14 |  |  |  | No pm date |  | Sponge Counter | SPONGCOU-Medtronic-Situate 200X | [22 empty] | Sponge Counter | SPONGCOU | Sponge Counter | Medtronic
YES | YES |  |  |  | 009-34294 | 009-34294 | Medtronic | Situate 200X |  | X19GHG | SW - OR |  |  |  |  | 009-34294 | 009-34294 | Southwest | Memorial Hermann Southwest Hospital | SW - OR | Or core 22 | 7/1/19 |  |  | No pm required |  | Sponge Counter | SPONGCOU-Medtronic-Situate 200X | [22 empty] | Sponge Counter | SPONGCOU | Sponge Counter | Medtronic
YES | YES |  |  |  | 009-34295 | 009-34295 | Medtronic | Situate 200X |  | X19GHO | SW - OR |  |  |  |  | 009-34295 | 009-34295 | Southwest | Memorial Hermann Southwest Hospital | SW - OR | Or core 22 | 7/1/19 |  |  | No pm required |  | Sponge Counter | SPONGCOU-Medtronic-Situate 200X | [22 empty] | Sponge Counter | SPONGCOU | Sponge Counter | Medtronic
YES | YES |  |  |  | 099-10804 | 099-10804 | Medtronic | Situate 200X |  |  | SW - OR |  |  |  |  | 099-10804 | 099-10804 | Southwest | Memorial Hermann Southwest Hospital | SW - OR | Room 16 |  |  |  | New Add - One Time Inspection Sticker |  | Sponge Counter | SPONGCOU-Medtronic-Situate 200X | [22 empty] | Sponge Counter | SPONGCOU | Sponge Counter | Medtronic
YES | YES |  |  |  | 009-34303 | 009-34303 | Medtronic | Situate 200X |  | X19GHD | SW - HVI - OR |  |  |  |  | 009-34303 | 009-34303 | Southwest | Memorial Hermann Southwest Hospital | SW - HVI - OR | Hvi or 2 |  |  |  | No pm sticker |  | Sponge Counter | SPONGCOU-Medtronic-Situate 200X | [22 empty] | Sponge Counter | SPONGCOU | Sponge Counter | Medtronic
YES | YES |  |  |  | 099-10957 | 099-10957 | Medtronic | Situate 200X |  | X19GHY | SW - OR |  |  |  |  | 099-10957 | 099-10957 | Southwest | Memorial Hermann Southwest Hospital | SW - OR | OR25 | [5 empty] | Sponge Counter | SPONGCOU-Medtronic-Situate 200X | [22 empty] | Sponge Counter | SPONGCOU | Sponge Counter | Medtronic
YES | YES |  |  |  | 099-10959 | 099-10959 | Medtronic | Situate 200X |  | X19GIF | SW - OR |  |  |  |  | 099-10959 | 099-10959 | Southwest | Memorial Hermann Southwest Hospital | SW - OR | OR15 | [5 empty] | Sponge Counter | SPONGCOU-Medtronic-Situate 200X | [22 empty] | Sponge Counter | SPONGCOU | Sponge Counter | Medtronic
YES | YES |  |  |  | 099-10960 | 099-10960 | Medtronic | Situate 200X |  | X19GHN | SW - OR |  |  |  |  | 099-10960 | 099-10960 | Southwest | Memorial Hermann Southwest Hospital | SW - OR | OR11 | [5 empty] | Sponge Counter | SPONGCOU-Medtronic-Situate 200X | [22 empty] | Sponge Counter | SPONGCOU | Sponge Counter | Medtronic
YES | YES |  |  |  | 099-10963 | 099-10963 | Medtronic | Situate 200X |  | X19GHI | SW - HVI - OR |  |  |  |  | 099-10963 | 099-10963 | Southwest | Memorial Hermann Southwest Hospital | SW - HVI - OR | CVOR3 | [5 empty] | Sponge Counter | SPONGCOU-Medtronic-Situate 200X | [22 empty] | Sponge Counter | SPONGCOU | Sponge Counter | Medtronic
YES | YES |  |  |  | 099-08838 | 099-08838 | Medtronic | Situate 200X |  | X19GHW | SW - CENTRAL SUPPLY |  |  |  |  | 099-08838 | 099-08838 | Southwest | Memorial Hermann Southwest Hospital | SW - CENTRAL SUPPLY | CVOR4 | [5 empty] | Sponge Counter | SPONGCOU-Medtronic-Situate 200X | [22 empty] | Sponge Counter | SPONGCOU | Sponge Counter | Medtronic
YES | YES |  |  |  | 099-08835 | 099-08835 | Medtronic | Situate 200X |  | X19GHQ | SW - CENTRAL SUPPLY |  |  |  |  | 099-08835 | 099-08835 | Southwest | Memorial Hermann Southwest Hospital | SW - CENTRAL SUPPLY | Endovascular7 | [5 empty] | Sponge Counter | SPONGCOU-Medtronic-Situate 200X | [22 empty] | Sponge Counter | SPONGCOU | Sponge Counter | Medtronic
YES | YES |  |  |  | 099-13798 | 099-13798 | Medtronic | Situate 200X |  | X19GHV | SW - LABOR |  |  |  |  | 099-13798 | 099-13798 | Southwest | Memorial Hermann Southwest Hospital | SW - LABOR | OR 1 | [5 empty] | Sponge Counter | SPONGCOU-Medtronic-Situate 200X | [22 empty] | Sponge Counter | SPONGCOU | Sponge Counter | Medtronic
YES | YES | Serial Number X19GIA |  |  | 099-13804 | 099-13804 | Medtronic | Situate 200X |  | X19GIA | SW - LABOR |  |  |  |  | 099-13804 | 099-13804 | Southwest | Memorial Hermann Southwest Hospital | SW - LABOR | OR 2 | [5 empty] | Sponge Counter | SPONGCOU-Medtronic-Situate 200X | [22 empty] | Sponge Counter | SPONGCOU | Sponge Counter | Medtronic
YES | YES |  |  |  | 099-13796 | 099-13796 | Medtronic | Situate 200X |  | X19GHC | SW - LABOR |  |  |  |  | 099-13796 | 099-13796 | Southwest | Memorial Hermann Southwest Hospital | SW - LABOR | Delivery 3 |  |  | 3/1/20 |  |  | Sponge Counter | SPONGCOU-Medtronic-Situate 200X | [22 empty] | Sponge Counter | SPONGCOU | Sponge Counter | Medtronic
YES | YES |  |  |  | 241-04263 | 241-04263 | Medtronic | Situate 200X |  | X19GEK | TMC - RESPIRATORY - ADULT |  |  |  |  | 241-04263 | 241-04263 | TMC | Memorial Hermann-Texas Medical Center | TMC - RESPIRATORY - ADULT | Biomed Shop | 7/1/19 |  |  | New Add - One Time Inspection Sticker |  | Sponge Counter | SPONGCOU-Medtronic-Situate 200X | [22 empty] | Sponge Counter | SPONGCOU | Sponge Counter | Medtronic
YES | YES |  |  |  | 099-12555 | 099-12555 | Medtronic | Situate 200X |  | X19GCR | TMC - HVI - CATH Lab |  |  |  |  | 099-12555 | 099-12555 | TMC | Memorial Hermann- Texas Medical Center | TMC - HVI - CATH Lab | Cath 03 |  |  |  | No PM Sticker |  | Sponge Counter | SPONGCOU-Medtronic-Situate 200X | [22 empty] | Sponge Counter | SPONGCOU | Sponge Counter | Medtronic
YES | YES |  |  |  | 099-14923 | 099-14923 | Medtronic | Situate 200X |  | X19GDJ | TMC - CATH LAB - ADULT (2HVI) |  |  |  |  | 099-14923 | 099-14923 | TMC | Memorial Hermann-Texas Medical Center | TMC - CATH LAB - ADULT (2HVI) | TMC - CATH LAB - ADULT (2HVI)q | [5 empty] | Sponge Counter | SPONGCOU-Medtronic-Situate 200X | [22 empty] | Sponge Counter | SPONGCOU | Sponge Counter | Medtronic
YES | YES |  |  |  | 099-14924 | 099-14924 | Medtronic | Situate 200X |  | X19GEM | TMC - OR - CVOR (7HVI) |  |  |  |  | 099-14924 | 099-14924 | TMC | Memorial Hermann Surgery Center Texas Medical Center (#1500) | TMC - OR - CVOR (7HVI) | TMC - OR - CVOR (7HVI) | [5 empty] | Sponge Counter | SPONGCOU-Medtronic-Situate 200X | [22 empty] | Sponge Counter | SPONGCOU | Sponge Counter | Medtronic
YES | YES |  |  |  | 099-12418 | 099-12418 | Medtronic | Situate 200X |  | X19GEF | TWC |  |  |  |  | 099-12418 | 099-12418 | TMC | Memorial Hermann Heart | TWC | CVOR 2 | [5 empty] | Sponge Counter | SPONGCOU-Medtronic-Situate 200X | [22 empty] | Sponge Counter | SPONGCOU | Sponge Counter | Medtronic
YES | YES |  |  |  | 099-12662 | 099-12662 | Medtronic | Situate 200X |  | x19gcc | TMC - HVI - CATH Lab |  |  |  |  | 099-12662 | 099-12662 | TMC | Memorial Hermann- Texas Medical Center | TMC - HVI - CATH Lab | OR 04 |  |  |  | No PM Sticker |  | Sponge Counter | SPONGCOU-Medtronic-Situate 200X | [22 empty] | Sponge Counter | SPONGCOU | Sponge Counter | Medtronic
YES | YES |  |  |  | 099-12719 | 099-12719 | Medtronic | Situate 200X |  | X19GDA | TWC |  |  |  |  | 099-12719 | 099-12719 | TMC | Memorial Hermann Heart | TWC | CVOR 6 | [5 empty] | Sponge Counter | SPONGCOU-Medtronic-Situate 200X | [22 empty] | Sponge Counter | SPONGCOU | Sponge Counter | Medtronic
YES | YES |  |  |  | 099-12403 | 099-12403 | Medtronic | Situate 200X |  | X19gar | TMC - OR - CVOR (7HVI) |  |  |  |  | 099-12403 | 099-12403 | TMC | Memorial Hermann-Texas Medical Center | TMC - OR - CVOR (7HVI) | Equipment storage | [5 empty] | Sponge Counter | SPONGCOU-Medtronic-Situate 200X | [22 empty] | Sponge Counter | SPONGCOU | Sponge Counter | Medtronic
YES | YES |  |  |  | 069-44963 | 069-44963 | Medtronic | Situate 200X |  | X19GFB | TMC - SAROFIM 3 - OR |  |  |  |  | 069-44963 | 069-44963 | TMC | Memorial Hermann-Texas Medical Center | TMC - SAROFIM 3 - OR | OR 38 | [5 empty] | Sponge Counter | SPONGCOU-Medtronic-Situate 200X | [22 empty] | Sponge Counter | SPONGCOU | Sponge Counter | Medtronic
YES | YES |  |  |  | 099-07167 | 099-07167 | Medtronic | Situate 200X |  | X19gao | TMC - OR - HERMANN (2HP) |  |  |  |  | 099-07167 | 099-07167 | TMC | Memorial Hermann-Texas Medical Center | TMC - OR - HERMANN (2HP) | OR 36 | [5 empty] | Sponge Counter | SPONGCOU-Medtronic-Situate 200X | [22 empty] | Sponge Counter | SPONGCOU | Sponge Counter | Medtronic
YES | YES |  |  |  | 099-09513 | 099-09513 | Medtronic | Situate 200X |  | X19fzs | TMC - OR - HERMANN (2HP) |  |  |  |  | 099-09513 | 099-09513 |  | Memorial Hermann-tmc | TMC - OR - HERMANN (2HP) | Or 35 | [5 empty] | Sponge Counter | SPONGCOU-Medtronic-Situate 200X | [22 empty] | Sponge Counter | SPONGCOU | Sponge Counter | Medtronic
YES | YES |  |  |  | 069-44744 | 069-44744 | Medtronic | Situate 200X |  | X19gbx | TMC - OR - ROBERTSON (2R) |  |  |  |  | 069-44744 | 069-44744 | TMC | Memorial Hermann-Texas Medical Center | TMC - OR - ROBERTSON (2R) | Room 39 | 7/1/19 |  |  |  |  | Sponge Counter | SPONGCOU-Medtronic-Situate 200X | [22 empty] | Sponge Counter | SPONGCOU | Sponge Counter | Medtronic
YES | YES |  |  |  | 099-09833 | 099-09833 | Medtronic | Situate 200X |  | X19FZV | TMC - SAROFIM 3 - OR |  |  |  |  | 099-09833 | 099-09833 | TMC | Memorial Hermann-Texas Medical Center | TMC - SAROFIM 3 - OR | TMC - SAROFIM 3 - OR | [5 empty] | Sponge Counter | SPONGCOU-Medtronic-Situate 200X | [22 empty] | Sponge Counter | SPONGCOU | Sponge Counter | Medtronic
YES | YES |  |  |  | 099-12031 | 099-12031 | Medtronic | Situate 200X |  | X19GCG 2019-04-01 | OR |  |  |  |  | 099-12031 | 099-12031 | TMC | Memorial Hermann-Texas Medical Center | OR | Room 38 | 7/1/19 |  |  |  |  | Sponge Counter | SPONGCOU-Medtronic-Situate 200X | [22 empty] | Sponge Counter | SPONGCOU | Sponge Counter | Medtronic
YES | YES |  |  |  | 069-44625 | 069-44625 | Medtronic | Situate 200X |  | X19GDW | TMC - SAROFIM 3 - OR |  |  |  |  | 069-44625 | 069-44625 | TMC | Memorial Hermann-Texas Medical Center | TMC - SAROFIM 3 - OR | OR 40 | [5 empty] | Sponge Counter | SPONGCOU-Medtronic-Situate 200X | [22 empty] | Sponge Counter | SPONGCOU | Sponge Counter | Medtronic
YES | YES |  |  |  | 099-05829 | 099-05829 | Medtronic | Situate 200X |  | X19GCV | Memorial Hermann- Texas Medcal Center- OR |  |  |  |  | 099-05829 | 099-05829 |  | TMC | Memorial Hermann- Texas Medcal Center- OR | OR34 | 4/1/20 |  |  | PM Not Required |  | Sponge Counter | SPONGCOU-Medtronic-Situate 200X | [22 empty] | Sponge Counter | SPONGCOU | Sponge Counter | Medtronic
YES | YES |  |  |  | 099-09278 | 099-09278 | Medtronic | Situate 200X |  | X19GAD | TMC - MHTMC - CENTRAL SUPPLY |  |  |  |  | 099-09278 | 099-09278 | TMC | Memorial Hermann-Texas Medical Center | TMC - MHTMC - CENTRAL SUPPLY | Or 42 | [5 empty] | Sponge Counter | SPONGCOU-Medtronic-Situate 200X | [22 empty] | Sponge Counter | SPONGCOU | Sponge Counter | Medtronic
YES | YES |  |  |  | 099-09048 | 099-09048 | Medtronic | Situate 200X |  | X19GCO | TMC - SAROFIM 3 - OR |  |  |  |  | 099-09048 | 099-09048 | TMC | Memorial Hermann-Texas Medical Center | TMC - SAROFIM 3 - OR | OR storage | [5 empty] | Sponge Counter | SPONGCOU-Medtronic-Situate 200X | [22 empty] | Sponge Counter | SPONGCOU | Sponge Counter | Medtronic
YES | YES |  |  |  | 099-07053 | 099-07053 | Medtronic | Situate 200X |  |  | TMC - OR - PEDI OR (2R) |  |  |  |  | 099-07053 | 099-07053 | TMC | Memorial Hermann-Texas Medical Center | TMC - OR - PEDI OR (2R) | OR 08 | [5 empty] | Sponge Counter | SPONGCOU-Medtronic-Situate 200X | [22 empty] | Sponge Counter | SPONGCOU | Sponge Counter | Medtronic
YES | YES |  |  |  | 099-09639 | 099-09639 | Medtronic | Situate 200X |  | X19GES | TMC - SAROFIM 2 - OR |  |  |  |  | 099-09639 | 099-09639 | TMC | Memorial Hermann-Texas Medical Center | TMC - SAROFIM 2 - OR | S2 OR 4 | [5 empty] | Sponge Counter | SPONGCOU-Medtronic-Situate 200X | [22 empty] | Sponge Counter | SPONGCOU | Sponge Counter | Medtronic
YES | YES |  |  |  | 099-07182 | 099-07182 | Medtronic | Situate 200X |  | X19gch | TMC - OR - ANESTHESIA (CONTRACT EQUIP) |  |  |  |  | 099-07182 | 099-07182 | TMC | Memorial Hermann-Texas Medical Center | TMC - OR - ANESTHESIA (CONTRACT EQUIP) | OR 9 | [5 empty] | Sponge Counter | SPONGCOU-Medtronic-Situate 200X | [22 empty] | Sponge Counter | SPONGCOU | Sponge Counter | Medtronic
YES | YES | Serial Number X19-04-01 |  |  | 099-07583 | 099-07583 | Medtronic | Situate 200X |  | X19-04-01 | Surgery |  |  |  |  | 099-07583 | 099-07583 | TMC | Memorial Hermann-Texas Medical Center | Surgery | OR2 05 | 7/1/19 |  |  |  |  | Sponge Counter | SPONGCOU-Medtronic-Situate 200X | [22 empty] | Sponge Counter | SPONGCOU | Sponge Counter | Medtronic
YES | YES |  |  |  | 099-09217 | 099-09217 | Medtronic | Situate 200X |  | X19GAN | TMC - SAROFIM 3 - OR |  |  |  |  | 099-09217 | 099-09217 | TMC | Memorial Hermann-Texas Medical Center | TMC - SAROFIM 3 - OR | OR3 | [5 empty] | Sponge Counter | SPONGCOU-Medtronic-Situate 200X | [22 empty] | Sponge Counter | SPONGCOU | Sponge Counter | Medtronic
YES | YES |  |  |  | 099-07109 | 099-07109 | Medtronic | Situate 200X |  | X19fzp | TMC - SAROFIM 2 - OR |  |  |  |  | 099-07109 | 099-07109 |  | Memorial Hermann-tmc | TMC - SAROFIM 2 - OR | OR15 |  |  |  | No PM Sticker |  | Sponge Counter | SPONGCOU-Medtronic-Situate 200X | [22 empty] | Sponge Counter | SPONGCOU | Sponge Counter | Medtronic
YES | YES |  |  |  | 099-09647 | 099-09647 | Medtronic | Situate 200X |  | x19GCD | TMC - SAROFIM 2 - OR |  |  |  |  | 099-09647 | 099-09647 | TMC | Memorial Hermann-Texas Medical Center | TMC - SAROFIM 2 - OR | S2 OR 1 | [5 empty] | Sponge Counter | SPONGCOU-Medtronic-Situate 200X | [22 empty] | Sponge Counter | SPONGCOU | Sponge Counter | Medtronic
YES | YES |  |  |  | 099-09880 | 099-09880 | Medtronic | Situate 200X |  | X19GDG | TMC - OR - HERMANN (2HP) |  |  |  |  | 099-09880 | 099-09880 | TMC | Memorial Hermann-Texas Medical Center | TMC - OR - HERMANN (2HP) | OR 54 | [5 empty] | Sponge Counter | SPONGCOU-Medtronic-Situate 200X | [22 empty] | Sponge Counter | SPONGCOU | Sponge Counter | Medtronic
YES | YES |  |  |  | 099-10023 | 099-10023 | Medtronic | Situate 200X |  | X19FZQ | TMC - OR - PEDS Roberson building |  |  |  |  | 099-10023 | 099-10023 | TMC | Memorial Hermann Texas Medical Center | TMC - OR - PEDS Roberson building | OR 58 | [5 empty] | Sponge Counter | SPONGCOU-Medtronic-Situate 200X | [22 empty] | Sponge Counter | SPONGCOU | Sponge Counter | Medtronic
YES | YES |  |  |  | 099-09624 | 099-09624 | Medtronic | Situate 200X |  | X19GAZ | TMC - OR - PEDI OR (2R) |  |  |  |  | 099-09624 | 099-09624 | TMC | Memorial Hermann-Texas Medical Center | TMC - OR - PEDI OR (2R) | S2 OR 55 | [5 empty] | Sponge Counter | SPONGCOU-Medtronic-Situate 200X | [22 empty] | Sponge Counter | SPONGCOU | Sponge Counter | Medtronic
YES | YES |  |  |  | 099-07958 | 099-07958 | Medtronic | Situate 200X |  | X19ggb | TMC - OR - ROBERTSON (2R) |  |  |  |  | 099-07958 | 099-07958 |  | Memorial Hermann-tmc | TMC - OR - ROBERTSON (2R) | Or62 |  |  |  | No PM Sticker |  | Sponge Counter | SPONGCOU-Medtronic-Situate 200X | [22 empty] | Sponge Counter | SPONGCOU | Sponge Counter | Medtronic
YES | YES |  |  |  | 099-09925 | 099-09925 | Medtronic | Situate 200X |  | X19FZT | TMC - OR - PEDI OR (2R) |  |  |  |  | 099-09925 | 099-09925 | TMC | Memorial Hermann-Texas Medical Center | TMC - OR - PEDI OR (2R) | PEDI OR (2R) | [5 empty] | Sponge Counter | SPONGCOU-Medtronic-Situate 200X | [22 empty] | Sponge Counter | SPONGCOU | Sponge Counter | Medtronic
YES | YES |  |  |  | 099-07134 | 099-07134 | Medtronic | Situate 200X |  | X19GDY | TMC - OR - PEDI OR (2R) |  |  |  |  | 099-07134 | 099-07134 | TMC | Memorial Hermann-Texas Medical Center | TMC - OR - PEDI OR (2R) |  | 7/1/19 |  |  |  |  | Sponge Counter | SPONGCOU-Medtronic-Situate 200X | [22 empty] | Sponge Counter | SPONGCOU | Sponge Counter | Medtronic
YES | YES |  |  |  | 099-07600 | 099-07600 | Medtronic | Situate 200X |  | X19GCA | Childrens or robertson building |  |  |  |  | 099-07600 | 099-07600 | TMC | Memorial Hermann-Texas Medical Center | Childrens or robertson building | Or 59 | [5 empty] | Sponge Counter | SPONGCOU-Medtronic-Situate 200X | [22 empty] | Sponge Counter | SPONGCOU | Sponge Counter | Medtronic
YES | YES |  |  |  | 099-09718 | 099-09718 | Medtronic | Situate 200X |  | X19gdc | TMC - OR - HERMANN (2HP) |  |  |  |  | 099-09718 | 099-09718 | TMC | Memorial Hermann-Texas Medical Center | TMC - OR - HERMANN (2HP) | OR 60 |  |  | 7/1/19 |  |  | Sponge Counter | SPONGCOU-Medtronic-Situate 200X | [22 empty] | Sponge Counter | SPONGCOU | Sponge Counter | Medtronic
YES | YES |  |  |  | 099-09860 | 099-09860 | Medtronic | Situate 200X |  | X19gcb | TMC - OR - HERMANN (2HP) |  |  |  |  | 099-09860 | 099-09860 | TMC | Memorial Hermann-Texas Medical Center | TMC - OR - HERMANN (2HP) | OR 51 | [5 empty] | Sponge Counter | SPONGCOU-Medtronic-Situate 200X | [22 empty] | Sponge Counter | SPONGCOU | Sponge Counter | Medtronic
YES | YES |  |  |  | 099-09910 | 099-09910 | Medtronic | Situate 200X |  | X29GDP | TMC - OR - ROBERTSON (2R) |  |  |  |  | 099-09910 | 099-09910 | TMC | Memorial Hermann-Texas Medical Center | TMC - OR - ROBERTSON (2R) | TMC OR ROBERTSON (2R) | [5 empty] | Sponge Counter | SPONGCOU-Medtronic-Situate 200X | [22 empty] | Sponge Counter | SPONGCOU | Sponge Counter | Medtronic
YES | YES |  |  |  | 099-07988 | 099-07988 | Medtronic | Situate 200X |  | X19GAS | Peds OR |  |  |  |  | 099-07988 | 099-07988 | TMC | Memorial Hermann Texas Medical Center | Peds OR | OR 68 | [5 empty] | Sponge Counter | SPONGCOU-Medtronic-Situate 200X | [22 empty] | Sponge Counter | SPONGCOU | Sponge Counter | Medtronic
YES | YES |  |  |  | 099-09933 | 099-09933 | Medtronic | Situate 200X |  | X19fzw | TMC - OR - PEDI OR (2R) |  |  |  |  | 099-09933 | 099-09933 | TMC | Memorial Hermann-Texas Medical Center | TMC - OR - PEDI OR (2R) | PEDI OR (2R) | [5 empty] | Sponge Counter | SPONGCOU-Medtronic-Situate 200X | [22 empty] | Sponge Counter | SPONGCOU | Sponge Counter | Medtronic
YES | YES |  |  |  | 099-09983 | 099-09983 | Medtronic | Situate 200X |  | X19GDX | TMC - OR - SEROFIM 2 |  |  |  |  | 099-09983 | 099-09983 | TMC | Memorial Hermann-Texas Medical Center | TMC - OR - SEROFIM 2 | S2 OR 67 | [5 empty] | Sponge Counter | SPONGCOU-Medtronic-Situate 200X | [22 empty] | Sponge Counter | SPONGCOU | Sponge Counter | Medtronic
YES | YES |  |  |  | 099-09930 | 099-09930 | Medtronic | Situate 200X |  | X19gdl | TMC - OR - PEDI OR (2R) |  |  |  |  | 099-09930 | 099-09930 | TMC | Memorial Hermann-Texas Medical Center | TMC - OR - PEDI OR (2R) | OR - PEDI OR (2R) | [5 empty] | Sponge Counter | SPONGCOU-Medtronic-Situate 200X | [22 empty] | Sponge Counter | SPONGCOU | Sponge Counter | Medtronic
YES | YES |  |  |  | 099-09730 | 099-09730 | Medtronic | Situate 200X |  | X19gf | TMC - OR - HERMANN (2HP) |  |  |  |  | 099-09730 | 099-09730 | TMC | Memorial Hermann-Texas Medical Center | TMC - OR - HERMANN (2HP) | Hall way | 7/1/19 |  |  |  |  | Sponge Counter | SPONGCOU-Medtronic-Situate 200X | [22 empty] | Sponge Counter | SPONGCOU | Sponge Counter | Medtronic
NO | YES |  |  |  | 099-07504 | 099-07504 | Medtronic | Situate 200X |  | X19gjm | SE-OR |  |  |  |  | 099-07504 | 099-07504 | Southeast | MHHS-Southeast | SE-OR | Or 5 |  |  |  | No pm |  | Sponge Counter | SPONGCOU-Medtronic-Situate 200X | [22 empty] | Sponge Counter | SPONGCOU | Sponge Counter | Medtronic
NO | YES |  |  |  | 099-07702 | 099-07702 | Medtronic | Situate 200X |  | X19GKA | SE-OR |  |  |  |  | 099-07702 | 099-07702 | Southeast | MHHS-Southeast | SE-OR | OR 1 | [5 empty] | Sponge Counter | SPONGCOU-Medtronic-Situate 200X | [22 empty] | Sponge Counter | SPONGCOU | Sponge Counter | Medtronic
YES | YES | Serial Number X19GJB |  |  | 099-07762 | 099-07762 | Medtronic | Situate 200X |  | X19GJB | SE - OR |  |  |  |  | 099-07762 | 099-07762 | Southeast | Memorial Hermann Southeast Hospital | SE - OR | OR4 | [5 empty] | Sponge Counter | SPONGCOU-Medtronic-Situate 200X | [22 empty] | Sponge Counter | SPONGCOU | Sponge Counter | Medtronic
NO | YES |  |  |  | 099-07469 | 099-07469 | Medtronic | Situate 200X |  | X19GJJ | SE-OR |  |  |  |  | 099-07469 | 099-07469 | Southeast | MHHS-Southeast | SE-OR | Cysto | [5 empty] | Sponge Counter | SPONGCOU-Medtronic-Situate 200X | [22 empty] | Sponge Counter | SPONGCOU | Sponge Counter | Medtronic
YES | YES |  |  |  | 099-06029 | 099-06029 | Medtronic | Situate 200X |  | X19GJY | SE - OR - PACU |  |  |  |  | 099-06029 | 099-06029 |  | Memorial Hermann- South East | SE - OR - PACU | OR 3 | 4/1/20 |  |  | PM Not Required |  | Sponge Counter | SPONGCOU-Medtronic-Situate 200X | [22 empty] | Sponge Counter | SPONGCOU | Sponge Counter | Medtronic
YES | YES |  |  |  | 099-07512 | 099-07512 | Medtronic | Situate 200X |  | X18bua | SE - OR |  |  |  |  | 099-07512 | 099-07512 | Southeast | Memorial Hermann Southeast Hospital | SE - OR | Or 11 |  |  |  | No pm |  | Sponge Counter | SPONGCOU-Medtronic-Situate 200X | [22 empty] | Sponge Counter | SPONGCOU | Sponge Counter | Medtronic
YES | YES |  |  |  | 099-07461 | 099-07461 | Medtronic | Situate 200X |  | X18BUE | Surgery |  |  |  |  | 099-07461 | 099-07461 | Southeast | Memorial Hermann Southeast Hospital | Surgery | [6 empty] | Sponge Counter | SPONGCOU-Medtronic-Situate 200X | [22 empty] | Sponge Counter | SPONGCOU | Sponge Counter | Medtronic
NO | YES |  |  |  | 099-06075 | 099-06075 | Medtronic | Situate 200X |  | X19GJQ | SE-OR |  |  |  |  | 099-06075 | 099-06075 | Southeast | MHHS-Southeast | SE-OR | SE -OR | [5 empty] | Sponge Counter | SPONGCOU-Medtronic-Situate 200X | [22 empty] | Sponge Counter | SPONGCOU | Sponge Counter | Medtronic
YES | YES |  |  |  | 099-07714 | 099-07714 | Medtronic | Situate 200X |  | X18CEQ | SE - OR |  |  |  |  | 099-07714 | 099-07714 | Southeast | Memorial Hermann Southeast Hospital | SE - OR | OR 7 | 3/1/20 |  | 3/1/21 |  |  | Sponge Counter | SPONGCOU-Medtronic-Situate 200X | [22 empty] | Sponge Counter | SPONGCOU | Sponge Counter | Medtronic
NO | YES |  |  |  | 099-09953 | 099-09953 | Medtronic | Situate 200X |  | X19GJN | SE - CATH LAB |  |  |  |  | 099-09953 | 099-09953 |  | Memorial Hermann- SE - CATH LAB | SE - CATH LAB | OR8 | 4/1/20 |  |  | No PM Sticker |  | Sponge Counter | SPONGCOU-Medtronic-Situate 200X | [22 empty] | Sponge Counter | SPONGCOU | Sponge Counter | Medtronic
NO | YES |  |  |  | 099-06313 | 099-06313 | Medtronic | Situate 200X |  | X19GJP | SE-OR |  |  |  |  | 099-06313 | 099-06313 | Southeast | MHHS-Southeast | SE-OR | Hybrid Ii | [5 empty] | Sponge Counter | SPONGCOU-Medtronic-Situate 200X | [22 empty] | Sponge Counter | SPONGCOU | Sponge Counter | Medtronic
YES | YES |  |  |  | 099-06081 | 099-06081 | Medtronic | Situate 200X |  | X18CBY | SE - OR |  |  |  |  | 099-06081 | 099-06081 | Southeast | Memorial Hermann Southeast Hospital | SE - OR | SE - OR | [5 empty] | Sponge Counter | SPONGCOU-Medtronic-Situate 200X | [22 empty] | Sponge Counter | SPONGCOU | Sponge Counter | Medtronic
NO | YES |  |  |  | 099-07665 | 099-07665 | Medtronic | Situate 200X |  | X19GKE | SE-OR-Anesthesia |  |  |  |  | 099-07665 | 099-07665 | Southeast | MHHS-Southeast | SE-OR-Anesthesia | Hybrid | [5 empty] | Sponge Counter | SPONGCOU-Medtronic-Situate 200X | [22 empty] | Sponge Counter | SPONGCOU | Sponge Counter | Medtronic
NO | YES |  |  |  | 099-06367 | 099-06367 | Medtronic | Situate 200X |  | X19gjo | SE - Biomed |  |  |  |  | 099-06367 | 099-06367 | Southeast | Memorial Hermann Southeast Hospital | SE - Biomed | Biomed | [5 empty] | Sponge Counter | SPONGCOU-Medtronic-Situate 200X | [22 empty] | Sponge Counter | SPONGCOU | Sponge Counter | Medtronic
YES | YES |  |  |  | 099-06884 | 099-06884 | Medtronic | Situate 200X |  | X 19 GKG | SE - LABOR |  |  |  |  | 099-06884 | 099-06884 | Southeast | Memorial Hermann Southeast Hospital | SE - LABOR | Or 1 |  |  |  | No pm |  | Sponge Counter | SPONGCOU-Medtronic-Situate 200X | [22 empty] | Sponge Counter | SPONGCOU | Sponge Counter | Medtronic
YES | YES |  |  |  | 099-06311 | 099-06311 | Medtronic | Situate 200X |  | X19GKF | SE - LABOR |  |  |  |  | 099-06311 | 099-06311 | Southeast | Memorial Hermann Southeast Hospital | SE - LABOR | Delivery OR 2 |  |  |  | No pm label |  | Sponge Counter | SPONGCOU-Medtronic-Situate 200X | [22 empty] | Sponge Counter | SPONGCOU | Sponge Counter | Medtronic
YES | YES |  |  |  | 005-13156 | 005-13156 | Medtronic | Situate 200X |  | X19GPM | MEMORIAL CITY - LABOR |  |  |  |  | 005-13156 | 005-13156 | West | Womens Memorial Hermann Memorial City Hospital | MEMORIAL CITY - LABOR | L | [6 empty] | SPONGCOU-Medtronic-Situate 200X
NO | YES |  |  |  | 041-33190 | 041-33190 | Medtronic | Situate 200x |  | X19GPA | MEMORIAL CITY - LDR - OR |  |  |  |  | 041-33190 | 041-33190 | West | Memorial City | MEMORIAL CITY - LDR - OR | O.R4
NO | YES |  |  |  | 005-34814 | 005-34814 | Medtronic | Situate 200x |  | X19GME | MEMORIAL CITY - LABOR |  |  |  |  | 005-34814 | 005-34814 | West | Memorial City | MEMORIAL CITY - LABOR | O.R.1 | [6 empty] | SPONGCOU-Medtronic-Situate 200X
YES | YES |  |  |  | X19GQD2019-04-16 | X19GQD2019-04-16 | Medtronic | Situate 200X |  | X19GQD2019-04-16 | MEMORIAL CITY - MOR |  |  |  |  | X19GQD2019-04-16 | X19GQD2019-04-16 | West | Memorial Hermann Memorial City Medical Center | MEMORIAL CITY - MOR | MEMORIAL CITY - MOR
YES | YES |  |  |  | X19GPE2019-04-16 | X19GPE2019-04-16 | Medtronic | Situate 200X |  | X19GPE2019-04-16 | MEMORIAL CITY MOR |  |  |  |  | X19GPE2019-04-16 | X19GPE2019-04-16 | West | Memorial Hermann Memorial City Medical Center | MEMORIAL CITY MOR | MEMORIAL CITY MOR
NO | YES |  |  |  | X19GLT | X19GLT | Medtronic | Situate 200X |  | X19GLT | MEMORIAL CITY - OUTPATIENT SURGERY |  |  |  |  | X19GLT | X19GLT | West | Memorial Hermann - Memorial City | MEMORIAL CITY - OUTPATIENT SURGERY | W1 300.70 OR 5
YES | YES |  |  |  | X19GLW2019-04-08 | X19GLW2019-04-08 | Medtronic | Situate 200X |  | X19GLW2019-04-08 | MEMORIAL CITY - Outpatient |  |  |  |  | X19GLW2019-04-08 | X19GLW2019-04-08 | West | Memorial Hermann Memorial City Medical Center | MEMORIAL CITY - Outpatient | MEMORIAL CITY - OUTPATIENT
YES | YES |  |  |  | x19GMI2019-04-08 | X19GMI2019-04-08 | Medtronic | Situate 200X |  | X19GMI2019-04-08 | MEMORIAL CITY - Outpatient |  |  |  |  | x19GMI2019-04-08 | X19GMI2019-04-08 | West | Memorial Hermann Memorial City Medical Center | MEMORIAL CITY - Outpatient | MEMORIAL CITY - OUTPATIENT
NO | YES |  |  |  | X19GLE | X19GLE | Medtronic | Situate 200X |  | X19GLE | MEMORIAL CITY - OUTPATIENT SURGERY |  |  |  |  | X19GLE | X19GLE | West | Memorial Hermann - Memorial City | MEMORIAL CITY - OUTPATIENT SURGERY | OR Room 10
YES | YES |  |  |  | X19GLH2019-04-08 | X19GLH2019-04-08 | Medtronic | Situate 200X |  | X19GLH2019-04-09 | MEMORIAL CITY - Outpatient |  |  |  |  | X19GLH2019-04-08 | X19GLH2019-04-08 | West | Memorial Hermann Memorial City Medical Center | MEMORIAL CITY - Outpatient | MEMORIAL CITY - OUTPATIENT
YES | YES |  |  |  | X19GPV2019-04-16 | X19GPV2019-04-16 | Medtronic | Situate 200X |  | X19GPV2019-04-16 | MEMORIAL CITY - MHT - JHC OR |  |  |  |  | X19GPV2019-04-16 | X19GPV2019-04-16 | West | Memorial Hermann Memorial City Medical Center | MEMORIAL CITY - MHT - JHC OR | MEMORIAL CITY - MHT - JHC OR
NO | YES |  |  |  | 009-34143 | 009-34143 | Medtronic | Situate detection console 200x |  | X19GEH | GH-OR |  |  |  |  | 009-34143 | 009-34143 | Central | MHHS-Greater Heights | GH-OR | Rm 3
YES | YES |  |  |  | 029-13332 | 029-13332 | Medtronic | Situate Detection System X |  | X19GIK | WOODLANDS - OR |  |  |  |  | 029-13332 | 029-13332 | Woodlands | Memorial Hermann The Woodlands Medical Center | WOODLANDS - OR | Room 15 |  |  |  | ?AuOne time inspection?Au sticker
YES | YES | Serial Number Cnf |  |  |  |  | Medtronic | Situate Detection System X |  | CNF | MEMORIAL CITY - Ortho OR | [6 empty] | West | Memorial Hermann - Memorial City | MEMORIAL CITY - Ortho OR | 11th Floor OR Room 8 |  |  |  | I found several units entered by the ?AuSN?Au : ?AuX19?Au and ?AuSN?Au ?Au1088?Au, so i used a dummy number until you could figure it out. LF
NO | YES |  |  |  | 099-03165 | 099-03165 | Medtronic | Situate system X |  | x19ggj | Katy-Labor & Delivery OR |  |  |  |  | 099-03165 | 099-03165 | Katy | MHHS-Katy | Katy-Labor & Delivery OR | Csection or 2
YES | YES |  |  |  | 099-02626 | 099-02626 | Medtronic | Situate system X |  |  | NE - OR |  |  |  |  | 099-02626 | 099-02626 | Katy | Memorial Hermann Northeast Hospital | NE - OR | OR1 | 2/1/20 | 2/1/20
YES | YES |  |  |  | 099-02636 | 099-02636 | Medtronic | Situate system. X |  | C19gns | NE - OR |  |  |  |  | 099-02636 | 099-02636 | Katy | Memorial Hermann Northeast Hospital | NE - OR | OR
YES | YES |  |  |  | 099-02635 | 099-02635 | Medtronic | Situate system. X |  | X19gjg | NE - OR |  |  |  |  | 099-02635 | 099-02635 | Katy | Memorial Hermann Northeast Hospital | NE - OR | NE - OR
YES | YES | Serial Number Cnf |  |  | 029-12932 | 029-12932 | Medtronic | StealthStation S7 |  | Cnf | OR |  |  |  |  | 029-12932 | 029-12932 | Woodlands | Memorial Hermann The Woodlands Medical Center | OR | OR hallway | 1/1/20 |  | 1/1/21 |  |  | System, Image Guidance | SYSIMAGEGUIDANCE-Medtronic-StealthStation S7 | [12 empty] | SYIG-SA | [9 empty] | System, Image Guidance | SYSIMAGEGUIDANCE | System, Image Guidance | Medtronic
YES | YES |  |  |  | 133-31120 | 133-31120 | Medtronic | TruClear |  | Yf0437 | KATY - OR |  |  |  |  | 133-31120 | 133-31120 | Katy | Memorial Hermann Katy Hospital | KATY - OR | OR - equipment | 1/1/20 | 1/1/21 |  |  |  | Surgical Handpiece | ACCHANDPIEC-Medtronic-TruClear | [22 empty] | Surgical Handpiece | ACCHANDPIEC | Surgical Handpiece | Medtronic
YES | YES |  |  |  | 129-31252 | 129-31252 | Medtronic | Valleylab FT10 |  | T9K37815DX | SUGAR LAND - OR |  |  |  |  | 129-31252 | 129-31252 | Sugar Land | Memorial Hermann Sugar Land Hospital | SUGAR LAND - OR | OR 1 | 7/1/19 |  | 7/1/20 |  |  | Electrosurgical Unit | ELECTROSURGICALUNIT-Medtronic-Valleylab FT10 | [12 empty] | ESU-SA | [9 empty] | Electrosurgical Unit | ELECTROSURGICALUNIT | Electrosurgical Unit | Medtronic
YES | YES |  |  |  | 129-31254 | 129-31254 | Medtronic | Valleylab FT10 |  | T9K37808dx | SUGAR LAND - OR |  |  |  |  | 129-31254 | 129-31254 | Sugar Land | Memorial Hermann Sugar Land Hospital | SUGAR LAND - OR | OR 8 | [5 empty] | Electrosurgical Unit | ELECTROSURGICALUNIT-Medtronic-Valleylab FT10 | [12 empty] | ESU-SA | [9 empty] | Electrosurgical Unit | ELECTROSURGICALUNIT | Electrosurgical Unit | Medtronic
YES | YES |  |  |  | 099-09664 | 099-09664 | Medtronic | X19gdi |  | 2019-04-01 | TMC - OR - ROBERTSON (2R) |  |  |  |  | 099-09664 | 099-09664 | TMC | Memorial Hermann-Texas Medical Center | TMC - OR - ROBERTSON (2R) | Or 41 | 7/1/19
YES | YES |  |  |  | 069-28902 | 069-28902 | Medtronic | XHS |  |  | TMC - OR - ROBERTSON (2R) |  |  |  |  | 069-28902 | 069-28902 | TMC | Memorial Hermann-Texas Medical Center | TMC - OR - ROBERTSON (2R) | OR | [5 empty] | Irrigation/Aspiration Unit | IRRIGATIONASPNUNIT-Medtronic-XHS | [12 empty] | IAU-SA | [9 empty] | Irrigation/Aspiration Unit | IRRIGATIONASPNUNIT | Irrigation/Aspiration Unit | Medtronic
YES | YES | Serial Number Cnf |  |  | 099-02663 | 099-02663 | Medtronic | Xomed Nim 3.0 Ref 8253600 |  | CNF | KATY - Biomed |  |  |  |  | 099-02663 | 099-02663 | Katy | Memorial Hermann Katy Hospital | KATY - Biomed | Biomed storage | [5 empty] | Simulator, Patient | SIMULATORPATIENT-Medtronic-XomedNim3.0Ref8253600 | [12 empty] | SPM-A | [9 empty] | Simulator, Patient | SIMULATORPATIENT | Simulator, Patient | Medtronic
YES | YES | Serial Number Cnf |  |  | 133-31026 | 133-31026 | Medtronic | Xomed Nim 3.0 Ref 8253600 |  | Cnf | SUGAR LAND - OR |  |  |  |  | 133-31026 | 133-31026 | Sugar Land |  | SUGAR LAND - OR |  |  |  |  | No pm |  | Simulator, Patient | SIMULATORPATIENT-Medtronic-XomedNim3.0Ref8253600 | [12 empty] | SPM-A | [9 empty] | Simulator, Patient | SIMULATORPATIENT | Simulator, Patient | Medtronic
NO | YES |  |  |  | 041-16647 | 041-16647 | Medtronic Inc | 19-13001 |  |  | Memorial City-Outpatient Surgery | MHHS-Mem City |  |  |  | 041-16647 | 041-16647 | West | Memorial Hermann Memorial City Medical Center | Memorial City-Outpatient Surgery | W1 300.80 Storage |  |  |  |  | ARTHROSCOPIC SHAVER SYSTEMS |  | IRRIGATIONASPNUNIT-Medtronic-Hydrodebrider |  |  |  |  | IRRIGATIONASPNUNIT-Medtronic-Hydrodebrider | Medtronic | [7 empty] | Covered PM Repair - Biomedical | MHHS-Mem City
NO | YES |  |  |  | 133-01577 | 133-01577 | Medtronic Inc |  |  |  | Katy-OR | MHHS-Katy |  | Digital Nerve Locator |  | 133-01577 | 133-01577 | Katy | MHHS-Katy | Katy-OR | OR - Equipment | 8/1/19 | 2/1/20 |  |  | HANDPIECES, SURGICAL | Digital Nerve Locator | DIGITALNERVELOCATOR-Medtronic-2000 | DIGITALNERVELOCATOR |  |  |  |  | Medtronic | Digital Nerve Locator |  | DIGITALNERVELOCATOR-Medtronic-2000 |  | 12/1/12 |  |  | Covered PM Repair - Biomedical | MHHS-Katy | [8 empty] | DIGITALNERVELOCATOR | Digital Nerve Locator | Medtronic
NO | YES |  |  |  | 151-03304 | 151-03304 | Medtronic Inc | 200X |  | X19FZE | CY-Cardiac Cath Lab | MHHS-Cypress |  |  |  | 151-03304 | 151-03304 | Northwest | MHHS-Cypress | CY-Cardiac Cath Lab | Cath lab |  | 2/1/20 |  | No pm required sticker on top | DEFAULT 12 MONTHS | Sponge Counter | SPONGCOU-Medtronic-Situate 200X |  |  |  |  | SPONGCOU-Medtronic-Situate 200X | Medtronic | [7 empty] | Covered PM Repair - Biomedical | MHHS-Cypress | [8 empty] | SPONGCOU | Sponge Counter | Medtronic
NO | YES |  |  |  | 151-03305 | 151-03305 | Medtronic Inc | 200X |  | X19FZH | CY - CARDIAC CATH LAB | MHHS-Cypress |  |  |  | 151-03305 | 151-03305 | Northwest | Cypress | CY - CARDIAC CATH LAB | M2 224.1 |  |  |  |  | DEFAULT 12 MONTHS | Sponge Counter | SPONGCOU-Medtronic-Situate 200X |  |  |  |  | SPONGCOU-Medtronic-Situate 200X | Medtronic | [7 empty] | Covered PM Repair - Biomedical | MHHS-Cypress | [8 empty] | SPONGCOU | Sponge Counter | Medtronic
NO | YES |  |  |  | 151-03306 | 151-03306 | Medtronic Inc | 200X |  | X19FZK | CY-Labor & Delivery | MHHS-Cypress |  |  |  | 151-03306 | 151-03306 | Northwest | MHHS-Cypress | CY-Labor & Delivery | [5 empty] | DEFAULT 12 MONTHS | Sponge Counter | SPONGCOU-Medtronic-Situate 200X |  |  |  |  | SPONGCOU-Medtronic-Situate 200X | Medtronic | [7 empty] | Covered PM Repair - Biomedical | MHHS-Cypress | [8 empty] | SPONGCOU | Sponge Counter | Medtronic
NO | YES |  |  |  | 151-03307 | 151-03307 | Medtronic Inc | 200X |  | X19FZB | CY-Labor & Delivery | MHHS-Cypress |  |  |  | 151-03307 | 151-03307 | Northwest | MHHS-Cypress | CY-Labor & Delivery | C-Section 2 |  |  |  |  | DEFAULT 12 MONTHS | Sponge Counter | SPONGCOU-Medtronic-Situate 200X |  |  |  |  | SPONGCOU-Medtronic-Situate 200X | Medtronic | [7 empty] | Covered PM Repair - Biomedical | MHHS-Cypress | [8 empty] | SPONGCOU | Sponge Counter | Medtronic
NO | YES |  |  |  | 151-03308 | 151-03308 | Medtronic Inc | 200X |  | X19FZJ | CY-OR | MHHS-Cypress |  |  |  | 151-03308 | 151-03308 | Northwest | MHHS-Cypress | CY-OR | OR7 |  |  |  |  | DEFAULT 12 MONTHS | Sponge Counter | SPONGCOU-Medtronic-Situate 200X |  |  |  |  | SPONGCOU-Medtronic-Situate 200X | Medtronic | [7 empty] | Covered PM Repair - Biomedical | MHHS-Cypress | [8 empty] | SPONGCOU | Sponge Counter | Medtronic
NO | YES |  |  |  | 151-03309 | 151-03309 | Medtronic Inc | 200X |  | Z19FZD | CY-OR | MHHS-Cypress |  |  |  | 151-03309 | 151-03309 | Northwest | MHHS-Cypress | CY-OR | OR 6 | 7/1/19 |  |  |  | DEFAULT 12 MONTHS | Sponge Counter | SPONGCOU-Medtronic-Situate 200X |  |  |  |  | SPONGCOU-Medtronic-Situate 200X | Medtronic | [7 empty] | Covered PM Repair - Biomedical | MHHS-Cypress | [8 empty] | SPONGCOU | Sponge Counter | Medtronic
NO | YES |  |  |  | 151-03310 | 151-03310 | Medtronic Inc | 200X |  | X19FZG | CY - OR | MHHS-Cypress |  |  |  | 151-03310 | 151-03310 | Northwest | Cypress | CY - OR | OR 4 | 7/1/19 |  |  |  | DEFAULT 12 MONTHS | Sponge Counter | SPONGCOU-Medtronic-Situate 200X |  |  |  |  | SPONGCOU-Medtronic-Situate 200X | Medtronic | [7 empty] | Covered PM Repair - Biomedical | MHHS-Cypress | [8 empty] | SPONGCOU | Sponge Counter | Medtronic
NO | YES |  |  |  | 151-03311 | 151-03311 | Medtronic Inc | 200X |  | X19FZL | CY-OR | MHHS-Cypress |  |  |  | 151-03311 | 151-03311 | Northwest | MHHS-Cypress | CY-OR | Or |  |  |  |  | DEFAULT 12 MONTHS | Sponge Counter | SPONGCOU-Medtronic-Situate 200X |  |  |  |  | SPONGCOU-Medtronic-Situate 200X | Medtronic | [7 empty] | Covered PM Repair - Biomedical | MHHS-Cypress | [8 empty] | SPONGCOU | Sponge Counter | Medtronic
NO | YES |  |  |  | 151-03312 | 151-03312 | Medtronic Inc | 200X |  | X19FZN | CY-OR | MHHS-Cypress |  |  |  | 151-03312 | 151-03312 | Northwest | MHHS-Cypress | CY-OR | OR 8 |  |  |  |  | DEFAULT 12 MONTHS | Sponge Counter | SPONGCOU-Medtronic-Situate 200X |  |  |  |  | SPONGCOU-Medtronic-Situate 200X | Medtronic | [7 empty] | Covered PM Repair - Biomedical | MHHS-Cypress | [8 empty] | SPONGCOU | Sponge Counter | Medtronic
NO | YES |  |  |  | 151-03313 | 151-03313 | Medtronic Inc | 200X |  | X19FZI | CY-OR | MHHS-Cypress |  |  |  | 151-03313 | 151-03313 | Northwest | MHHS-Cypress | CY-OR | Or 5 |  |  |  | No pm required sticker | DEFAULT 12 MONTHS | Sponge Counter | SPONGCOU-Medtronic-Situate 200X |  |  |  |  | SPONGCOU-Medtronic-Situate 200X | Medtronic |  |  |  |  | 11/18/16 |  |  | Covered PM Repair - Biomedical | MHHS-Cypress | [8 empty] | SPONGCOU | Sponge Counter | Medtronic
NO | YES |  |  |  | 099-04656 | 099-04656 | Medtronic Inc | 200X |  | X19GEE | Katy-OR |  |  |  |  | 099-04656 | 099-04656 | Katy | MHHS-Katy | Katy-OR | O.R.10 | 2/1/20 |  |  |  |  | Sponge Counter | SPONGCOU-Medtronic-Situate 200X | [23 empty] | SPONGCOU | Sponge Counter | Medtronic
NO | NO |  |  |  | X19GJT |  | Medtronic Inc | 200X |  | X19GJT | SE - OR | MHHS-Southeast |  |  |  | X19GJT |  | Southeast & Bay Area |  | SE - OR | [5 empty] | DEFAULT 12 MONTHS |  | SPONGCOU-Medtronic-Situate 200X |  |  |  |  | SPONGCOU-Medtronic-Situate 200X | Medtronic | [7 empty] | Covered PM Repair - Biomedical | MHHS-Southeast
NO | NO |  |  |  | X19GJU |  | Medtronic Inc | 200X |  | X19GJU | SE - OR | MHHS-Southeast |  |  |  | X19GJU |  | Southeast & Bay Area |  | SE - OR | [5 empty] | DEFAULT 12 MONTHS |  | SPONGCOU-Medtronic-Situate 200X |  |  |  |  | SPONGCOU-Medtronic-Situate 200X | Medtronic | [7 empty] | Covered PM Repair - Biomedical | MHHS-Southeast
NO | NO |  |  |  | X19GJV |  | Medtronic Inc | 200X |  | X19GJV | SE - OR | MHHS-Southeast |  |  |  | X19GJV |  | Southeast & Bay Area |  | SE - OR | [5 empty] | DEFAULT 12 MONTHS |  | SPONGCOU-Medtronic-Situate 200X |  |  |  |  | SPONGCOU-Medtronic-Situate 200X | Medtronic | [7 empty] | Covered PM Repair - Biomedical | MHHS-Southeast
NO | NO |  |  |  | X19GJW |  | Medtronic Inc | 200X |  | X19GJW | SE - OR | MHHS-Southeast |  |  |  | X19GJW |  | Southeast & Bay Area |  | SE - OR | [5 empty] | DEFAULT 12 MONTHS |  | SPONGCOU-Medtronic-Situate 200X |  |  |  |  | SPONGCOU-Medtronic-Situate 200X | Medtronic | [7 empty] | Covered PM Repair - Biomedical | MHHS-Southeast
NO | NO |  |  |  | X19GJX |  | Medtronic Inc | 200X |  | X19GJX | SE - OR | MHHS-Southeast |  |  |  | X19GJX |  | Southeast & Bay Area |  | SE - OR | [5 empty] | DEFAULT 12 MONTHS |  | SPONGCOU-Medtronic-Situate 200X |  |  |  |  | SPONGCOU-Medtronic-Situate 200X | Medtronic | [7 empty] | Covered PM Repair - Biomedical | MHHS-Southeast
NO | NO |  |  |  | X19GKD |  | Medtronic Inc | 200X |  | X19GKD | SE - OR | MHHS-Southeast |  |  |  | X19GKD |  | Southeast & Bay Area |  | SE - OR | [5 empty] | DEFAULT 12 MONTHS |  | SPONGCOU-Medtronic-Situate 200X |  |  |  |  | SPONGCOU-Medtronic-Situate 200X | Medtronic | [7 empty] | Covered PM Repair - Biomedical | MHHS-Southeast
NO | NO |  |  |  | X19GKF |  | Medtronic Inc | 200X |  | X19GFK | SE - OR | MHHS-Southeast |  |  |  | X19GKF |  | Southeast & Bay Area |  | SE - OR | [5 empty] | DEFAULT 12 MONTHS |  | SPONGCOU-Medtronic-Situate 200X |  |  |  |  | SPONGCOU-Medtronic-Situate 200X | Medtronic | [7 empty] | Covered PM Repair - Biomedical | MHHS-Southeast
NO | NO |  |  |  | X19GKG |  | Medtronic Inc | 200X |  | X19GKG | SE - OR | MHHS-Southeast |  |  |  | X19GKG |  | Southeast & Bay Area |  | SE - OR | [5 empty] | DEFAULT 12 MONTHS |  | SPONGCOU-Medtronic-Situate 200X |  |  |  |  | SPONGCOU-Medtronic-Situate 200X | Medtronic | [7 empty] | Covered PM Repair - Biomedical | MHHS-Southeast
NO | NO | [5 empty] | Medtronic Inc | 202P-1 |  | AB0801 | TMC - OR - PEDI OR (2R) | MHHS-TMC | [5 empty] | TMC |  | TMC - OR - PEDI OR (2R) | [5 empty] | CARTS |  | .needs class |  |  |  |  | .needs class | Medtronic | [7 empty] | Covered PM Repair - Biomedical | MHHS-TMC
NO | YES |  |  |  | 069-42221 | 069-42221 | Medtronic Inc | 40-405-1 |  | MTC1745 | TMC-OR-Hermann (2Hp) | MHHS-TMC |  | Electrosurgical Unit |  | 069-42221 | 069-42221 | TMC | MHHS-TMC | TMC-OR-Hermann (2Hp) | TMC OR HERMANN (2HP) | 12/1/19 |  | 12/1/20 |  | ELECTROSURGICAL UNITS |  | ELECTROSURGICALUNIT-Medtronic-40-405-1 | ELECTROSURGICALUNIT | 40-405-1 |  |  |  | Medtronic | Electrosurgical Unit |  | ELECTROSURGICALUNIT-Medtronic-40-405-1 |  | 1/23/15 |  |  | Covered PM Repair - Biomedical | MHHS-TMC
NO | YES |  |  |  | 069-41432 | 069-41432 | Medtronic Inc | 40-405-1 |  | MTC1531100 | TMC-OR-Hermann (2Hp) | MHHS-TMC |  | Electrosurgical Unit |  | 069-41432 | 069-41432 | TMC | MHHS-TMC | TMC-OR-Hermann (2Hp) | H2/412 Storage | 7/1/19 |  |  |  | ELECTROSURGICAL UNITS |  | ELECTROSURGICALUNIT-Medtronic-40-405-1 | ELECTROSURGICALUNIT | 40-405-1 |  |  |  | Medtronic | Electrosurgical Unit |  | ELECTROSURGICALUNIT-Medtronic-40-405-1 |  | 1/23/15 |  |  | Covered PM Repair - Biomedical | MHHS-TMC
NO | YES |  |  |  | 069-41436 | 069-41436 | Medtronic Inc | 40-405-1 |  | MTC1539046 | TMC-OR-Hermann (2Hp) | MHHS-TMC |  | Electrosurgical Unit |  | 069-41436 | 069-41436 | TMC | MHHS-TMC | TMC-OR-Hermann (2Hp) | H2/412 Storage | 12/1/19 |  |  |  | ELECTROSURGICAL UNITS |  | ELECTROSURGICALUNIT-Medtronic-40-405-1 | ELECTROSURGICALUNIT | 40-405-1 |  |  |  | Medtronic | Electrosurgical Unit |  | ELECTROSURGICALUNIT-Medtronic-40-405-1 |  | 2/1/14 |  |  | Covered PM Repair - Biomedical | MHHS-TMC
NO | YES | Asset Tag 041-08698 |  |  | 041-08698 | 041-08698 | Medtronic Inc |  |  | PEP026060P | MEMORIAL CITY - MHT - NICU | MHHS-Mem City |  | Pacemaker, External |  | 041-08698 | 041-08698 | West | Memorial City-Memorial City Hospital | MEMORIAL CITY - MHT - NICU | Biomed Shop |  |  |  |  | PACEMAKERS, CARDIAC |  | PACEMAKEREXTRNL-Medtronic-5348 | PACEMAKEREXTRNL |  |  |  |  | Medtronic | Pacemaker, External |  | PACEMAKEREXTRNL-Medtronic-5348 |  |  |  |  | Covered PM Repair - Biomedical | MHHS-Mem City
NO | NO | [5 empty] | Medtronic Inc |  |  | PEP051681P | GH - OR | MHHS-Greater Heights |  | Pacemaker, External |  |  |  | Central & Greater Heights |  | GH - OR | [5 empty] | PACEMAKERS, CARDIAC |  | PACEMAKEREXTRNL-Medtronic-5348 | PACEMAKEREXTRNL |  |  |  |  | Medtronic | Pacemaker, External |  | PACEMAKEREXTRNL-Medtronic-5348 |  |  |  |  | Covered PM Repair - Biomedical | MHHS-Greater Heights
NO | NO |  |  |  | 133-05473 |  | Medtronic Inc |  |  | PEP031448P | KATY - CATH LAB | MHHS-Katy |  | Pacemaker, External |  | 133-05473 |  | Katy |  | KATY - CATH LAB | [5 empty] | PACEMAKERS, CARDIAC |  | PACEMAKEREXTRNL-Medtronic-5348 | PACEMAKEREXTRNL |  |  |  |  | Medtronic | Pacemaker, External |  | PACEMAKEREXTRNL-Medtronic-5348 |  |  |  |  | Not Covered Vendor Only - Biomedical | MHHS-Katy
NO | NO |  |  |  | 041-03999 |  | Medtronic Inc |  |  | PEP018063P | MEMORIAL CITY - CATH LAB | MHHS-Mem City |  | Pacemaker, External |  | 041-03999 |  | West & Memorial City |  | MEMORIAL CITY - CATH LAB | [5 empty] | PACEMAKERS, CARDIAC |  | PACEMAKEREXTRNL-Medtronic-5348 | PACEMAKEREXTRNL |  |  |  |  | Medtronic | Pacemaker, External |  | PACEMAKEREXTRNL-Medtronic-5348 |  |  |  |  | Covered PM Repair - Biomedical | MHHS-Mem City
NO | NO |  |  |  | 041-08699 |  | Medtronic Inc |  |  | PEP026062P | MEMORIAL CITY - MICU | MHHS-Mem City |  | Pacemaker, External |  | 041-08699 |  | West & Memorial City |  | MEMORIAL CITY - MICU | [5 empty] | PACEMAKERS, CARDIAC |  | PACEMAKEREXTRNL-Medtronic-5348 | PACEMAKEREXTRNL |  |  |  |  | Medtronic | Pacemaker, External |  | PACEMAKEREXTRNL-Medtronic-5348 |  |  |  |  | Covered PM Repair - Biomedical | MHHS-Mem City
NO | NO |  |  |  | 142-01444 |  | Medtronic Inc |  |  | PEP030339P | NE - CATH LAB | MHHS-Northeast |  | Pacemaker, External |  | 142-01444 |  | Katy |  | NE - CATH LAB | [5 empty] | PACEMAKERS, CARDIAC |  | PACEMAKEREXTRNL-Medtronic-5348 | PACEMAKEREXTRNL |  |  |  |  | Medtronic | Pacemaker, External |  | PACEMAKEREXTRNL-Medtronic-5348 |  |  |  |  | Not Covered Vendor Only - Biomedical | MHHS-Northeast
NO | NO |  |  |  | 029-03621 |  | Medtronic Inc |  |  | PEP025920P | WOODLANDS - CATH LAB | MHHS-Woodlands |  | Pacemaker, External |  | 029-03621 |  | Woodlands |  | WOODLANDS - CATH LAB | [5 empty] | PACEMAKERS, CARDIAC |  | PACEMAKEREXTRNL-Medtronic-5348 | PACEMAKEREXTRNL |  |  |  |  | Medtronic | Pacemaker, External |  | PACEMAKEREXTRNL-Medtronic-5348 |  |  |  |  | Not Covered Vendor Only - Biomedical | MHHS-Woodlands
NO | NO |  |  |  | 029-03622 |  | Medtronic Inc |  |  | PEP025921P | WOODLANDS - CATH LAB | MHHS-Woodlands |  | Pacemaker, External |  | 029-03622 |  | Woodlands |  | WOODLANDS - CATH LAB | [5 empty] | PACEMAKERS, CARDIAC |  | PACEMAKEREXTRNL-Medtronic-5348 | PACEMAKEREXTRNL |  |  |  |  | Medtronic | Pacemaker, External |  | PACEMAKEREXTRNL-Medtronic-5348 |  |  |  |  | Not Covered Vendor Only - Biomedical | MHHS-Woodlands
NO | NO |  |  |  | 029-03740 |  | Medtronic Inc |  |  | PEP026020P | WOODLANDS - PCU6 | MHHS-Woodlands |  | Pacemaker, External |  | 029-03740 |  | Woodlands |  | WOODLANDS - PCU6 | [5 empty] | PACEMAKERS, CARDIAC |  | PACEMAKEREXTRNL-Medtronic-5348 | PACEMAKEREXTRNL |  |  |  |  | Medtronic | Pacemaker, External |  | PACEMAKEREXTRNL-Medtronic-5348 |  |  |  |  | Not Covered Vendor Only - Biomedical | MHHS-Woodlands
NO | NO |  |  |  | 009-00424 |  | Medtronic Inc |  |  | CE0011858R | GH - OR | MHHS-Greater Heights |  | Pacemaker, External |  | 009-00424 |  | Central & Greater Heights |  | GH - OR | [5 empty] | PACEMAKERS, CARDIAC |  | PACEMAKEREXTRNL-Medtronic-5375 | PACEMAKEREXTRNL |  |  |  |  | Medtronic | Pacemaker, External |  | PACEMAKEREXTRNL-Medtronic-5375 |  |  |  |  | Not Covered Vendor Only - Biomedical | MHHS-Greater Heights
NO | YES |  |  |  | 009-04739 | 009-04739 | Medtronic Inc |  |  | PF G028109P | GH - OR ANESTHESIA | MHHS-Greater Heights |  | Pacemaker, External |  | 009-04739 | 009-04739 | Central | GH OR | GH - OR ANESTHESIA | GH - OR ANESTHESIA |  |  |  |  | PACEMAKERS, CARDIAC |  | PACEMAKEREXTRNL-Medtronic-5388 | PACEMAKEREXTRNL |  |  |  |  | Medtronic | Pacemaker, External |  | PACEMAKEREXTRNL-Medtronic-5388 |  |  |  |  | Covered PM Repair - Biomedical | MHHS-Greater Heights
NO | YES |  |  |  | 133-05725 | 133-05725 | Medtronic Inc |  |  | PFG034515P | Katy-Cath Lab | MHHS-Katy |  | Pacemaker, External |  | 133-05725 | 133-05725 | Katy | MHHS-Katy | Katy-Cath Lab | Cath Lab | 9/1/19 | 9/1/20 |  |  | PACEMAKERS, CARDIAC | Pacemaker, External | PACEMAKEREXTRNL-Medtronic-5388 | PACEMAKEREXTRNL |  |  |  |  | Medtronic | Pacemaker, External |  | PACEMAKEREXTRNL-Medtronic-5388 |  | 6/1/18 |  | PE-SA | Covered PM Repair - Biomedical | MHHS-Katy | [8 empty] | PACEMAKEREXTRNL | Pacemaker, External | Medtronic
NO | YES |  |  |  | 041-08700 | 041-08700 | Medtronic Inc |  |  | PFG028126P | MEMORIAL CITY - CATH LAB | MHHS-Mem City |  | Pacemaker, External |  | 041-08700 | 041-08700 | West | Memorial Hermann Heart | MEMORIAL CITY - CATH LAB | Cath Lab Control Area |  |  |  |  | PACEMAKERS, CARDIAC |  | PACEMAKEREXTRNL-Medtronic-5388 | PACEMAKEREXTRNL |  |  |  |  | Medtronic | Pacemaker, External |  | PACEMAKEREXTRNL-Medtronic-5388 |  |  |  |  | Covered PM Repair - Biomedical | MHHS-Mem City
NO | YES |  |  |  | 041-11018 | 041-11018 | Medtronic Inc |  |  | PFG100056R | MEMORIAL CITY - CENTRAL SUPPLY | MHHS-Mem City |  | Pacemaker, External |  | 041-11018 | 041-11018 | West | Memorial city hear and vascular - memorial city | MEMORIAL CITY - CENTRAL SUPPLY | Cath lab control |  |  |  |  | PACEMAKERS, CARDIAC |  | PACEMAKEREXTRNL-Medtronic-5388 | PACEMAKEREXTRNL |  |  |  |  | Medtronic | Pacemaker, External |  | PACEMAKEREXTRNL-Medtronic-5388 |  |  |  |  | Covered PM Repair - Biomedical | MHHS-Mem City
NO | YES |  |  |  | 041-15060 | 041-15060 | Medtronic Inc |  |  | PFG101220R | Emergency Center | MHHS-Mem City |  | Pacemaker, External |  | 041-15060 | 041-15060 | West | Memorial Hermann Memorial City Medical Center Emergency Center | Emergency Center | E1 Supply Room |  |  |  |  | PACEMAKERS, CARDIAC |  | PACEMAKEREXTRNL-Medtronic-5388 | PACEMAKEREXTRNL |  |  |  |  | Medtronic | Pacemaker, External |  | PACEMAKEREXTRNL-Medtronic-5388 |  |  |  |  | Covered PM Repair - Biomedical | MHHS-Mem City
NO | YES |  |  |  | 129-04281 | 129-04281 | Medtronic Inc |  |  | PFG100384R | Sugar Land-Cath Lab | MHHS-Sugarland |  | Pacemaker, External |  | 129-04281 | 129-04281 | Sugar Land | MHHS-Sugarland | Sugar Land-Cath Lab |  | 12/1/19 |  |  |  | PACEMAKERS, CARDIAC | Pacemaker, External | PACEMAKEREXTRNL-Medtronic-5388 | PACEMAKEREXTRNL |  |  |  |  | Medtronic | Pacemaker, External |  | PACEMAKEREXTRNL-Medtronic-5388 |  | 4/10/19 |  | PE-SA | Covered PM Repair - Biomedical | MHHS-Sugarland | [8 empty] | PACEMAKEREXTRNL | Pacemaker, External | Medtronic
NO | YES |  |  |  | 074-00505 |  | Medtronic Inc |  |  | PFG050311P | TMC-Cath Lab-Adult (2Hvi) | MHHS-TMC |  | Pacemaker, External |  | 074-00505 |  | TMC | MHHS-TMC | TMC-Cath Lab-Adult (2Hvi) | OR6 |  |  | 12/1/20 |  | PACEMAKERS, CARDIAC | Pacemaker, External | PACEMAKEREXTRNL-Medtronic-5388 | PACEMAKEREXTRNL |  |  |  |  | Medtronic | Pacemaker, External |  | PACEMAKEREXTRNL-Medtronic-5388 |  | 3/22/19 |  | PE-SA | Covered PM Repair - Biomedical | MHHS-TMC | [8 empty] | PACEMAKEREXTRNL | Pacemaker, External | Medtronic
NO | YES |  |  |  | 074-00536 |  | Medtronic Inc |  |  | PFG016588P | TMC-OR-CVOR (7Hvi) | MHHS-TMC |  | Pacemaker, External |  | 074-00536 |  | TMC | MHHS-TMC | TMC-OR-CVOR (7Hvi) | Cath 01 | 3/1/19 |  | 3/1/20 | No PM Sticker | PACEMAKERS, CARDIAC | Pacemaker, External | PACEMAKEREXTRNL-Medtronic-5388 | PACEMAKEREXTRNL |  |  |  |  | Medtronic | Pacemaker, External |  | PACEMAKEREXTRNL-Medtronic-5388 |  | 1/18/18 |  | PE-SA | Covered PM Repair - Biomedical | MHHS-TMC | [8 empty] | PACEMAKEREXTRNL | Pacemaker, External | Medtronic
NO | YES |  |  |  | 074-01006 | 074-01006 | Medtronic Inc |  |  | PFG034062P | TMC-Cath Lab-Adult (2Hvi) | MHHS-TMC |  | Pacemaker, External |  | 074-01006 | 074-01006 | TMC | MHHS-TMC | TMC-Cath Lab-Adult (2Hvi) | Cath lab 4 | 3/1/20 |  | 3/1/21 |  | PACEMAKERS, CARDIAC | Pacemaker, External | PACEMAKEREXTRNL-Medtronic-5388 | PACEMAKEREXTRNL |  |  |  |  | Medtronic | Pacemaker, External |  | PACEMAKEREXTRNL-Medtronic-5388 |  | 5/1/19 |  | PE-SA | Covered PM Repair - Biomedical | MHHS-TMC | [8 empty] | PACEMAKEREXTRNL | Pacemaker, External | Medtronic
NO | YES |  |  |  | 074-04839 | 074-04839 | Medtronic Inc |  |  | PFG016586P | TMC-Cath Lab-Adult (2Hvi) | MHHS-TMC |  | Pacemaker, External |  | 074-04839 | 074-04839 | TMC | MHHS-TMC | TMC-Cath Lab-Adult (2Hvi) | TMC - CATH LAB - ADULT (2HVI) | 3/1/20 |  | 3/1/21 |  | PACEMAKERS, CARDIAC | Pacemaker, External | PACEMAKEREXTRNL-Medtronic-5388 | PACEMAKEREXTRNL |  |  |  |  | Medtronic | Pacemaker, External |  | PACEMAKEREXTRNL-Medtronic-5388 |  |  |  | PE-SA | Covered PM Repair - Biomedical | MHHS-TMC | [8 empty] | PACEMAKEREXTRNL | Pacemaker, External | Medtronic
NO | YES |  |  |  | 074-04835 | 074-04835 | Medtronic Inc |  |  | PFG008653P | TMC-OR-CVOR (7Hvi) | MHHS-TMC |  | Pacemaker, External |  | 074-04835 | 074-04835 | TMC | MHHS-TMC | TMC-OR-CVOR (7Hvi) | TMC - OR - CVOR (7HVI) | 1/1/19 |  | 1/1/20 |  | PACEMAKERS, CARDIAC | Pacemaker, External | PACEMAKEREXTRNL-Medtronic-5388 | PACEMAKEREXTRNL |  |  |  |  | Medtronic | Pacemaker, External |  | PACEMAKEREXTRNL-Medtronic-5388 |  | 6/1/18 |  | PE-SA | Covered PM Repair - Biomedical | MHHS-TMC | [8 empty] | PACEMAKEREXTRNL | Pacemaker, External | Medtronic
NO | YES |  |  |  | 041-01270 | 041-01270 | Medtronic Inc |  |  | Pfg007594p | MEMORIAL CITY - CENTRAL SUPPLY |  |  |  |  | 041-01270 | 041-01270 | West | Memorial city hear and vascular - memorial city | MEMORIAL CITY - CENTRAL SUPPLY | Cath lab control |  |  |  |  | PACEMAKERS, CARDIAC
NO | YES |  |  |  | 041-33728 | 041-33728 | Medtronic Inc |  |  | PFG017689P | MEMORIAL CITY - CATH LAB |  |  |  |  | 041-33728 | 041-33728 | West | Memorial Hermann Heart | MEMORIAL CITY - CATH LAB | Cath Lab 5 |  |  |  |  | PACEMAKERS, CARDIAC
NO | NO |  |  |  | 009-04740 |  | Medtronic Inc |  |  | PFG028110P | GH - CV ICU | MHHS-Greater Heights |  | Pacemaker, External |  | 009-04740 |  | Central & Greater Heights |  | GH - CV ICU | [5 empty] | PACEMAKERS, CARDIAC |  | PACEMAKEREXTRNL-Medtronic-5388 | PACEMAKEREXTRNL |  |  |  |  | Medtronic | Pacemaker, External |  | PACEMAKEREXTRNL-Medtronic-5388 |  |  |  |  | Covered PM Repair - Biomedical | MHHS-Greater Heights
NO | NO |  |  |  | 133-05934 |  | Medtronic Inc |  |  | PFG050107P | KATY - ICU | MHHS-Katy |  | Pacemaker, External |  | 133-05934 |  | Katy |  | KATY - ICU | [5 empty] | PACEMAKERS, CARDIAC |  | PACEMAKEREXTRNL-Medtronic-5388 | PACEMAKEREXTRNL |  |  |  |  | Medtronic | Pacemaker, External |  | PACEMAKEREXTRNL-Medtronic-5388 |  |  |  |  | Covered PM Repair - Biomedical | MHHS-Katy
NO | NO | [5 empty] | Medtronic Inc |  |  | pfg009361p | MEMORIAL CITY - MICU | MHHS-Mem City |  | Pacemaker, External |  |  |  | West & Memorial City |  | MEMORIAL CITY - MICU | [5 empty] | PACEMAKERS, CARDIAC |  | PACEMAKEREXTRNL-Medtronic-5388 | PACEMAKEREXTRNL |  |  |  |  | Medtronic | Pacemaker, External |  | PACEMAKEREXTRNL-Medtronic-5388 |  |  |  |  | Covered PM Repair - Biomedical | MHHS-Mem City
NO | NO |  |  |  | 142-01474 |  | Medtronic Inc |  |  | PFG101086R | NE - CATH LAB | MHHS-Northeast |  | Pacemaker, External |  | 142-01474 |  | Katy |  | NE - CATH LAB | [5 empty] | PACEMAKERS, CARDIAC |  | PACEMAKEREXTRNL-Medtronic-5388 | PACEMAKEREXTRNL |  |  |  |  | Medtronic | Pacemaker, External |  | PACEMAKEREXTRNL-Medtronic-5388 |  |  |  |  | Covered PM Repair - Biomedical | MHHS-Northeast
NO | NO |  |  |  | 013-19266 |  | Medtronic Inc |  |  | PFG025612P | SW - CENTRAL SUPPLY | MHHS-Southwest |  | Pacemaker, External |  | 013-19266 |  | Southwest |  | SW - CENTRAL SUPPLY | [5 empty] | PACEMAKERS, CARDIAC |  | PACEMAKEREXTRNL-Medtronic-5388 | PACEMAKEREXTRNL |  |  |  |  | Medtronic | Pacemaker, External |  | PACEMAKEREXTRNL-Medtronic-5388 |  |  |  |  | Covered PM Repair - Biomedical | MHHS-Southwest
NO | NO |  |  |  | 013-12965 |  | Medtronic Inc |  |  | PFG030369P | SW - ER | MHHS-Southwest |  | Pacemaker, External |  | 013-12965 |  | Southwest |  | SW - ER | [5 empty] | PACEMAKERS, CARDIAC |  | PACEMAKEREXTRNL-Medtronic-5388 | PACEMAKEREXTRNL |  |  |  |  | Medtronic | Pacemaker, External |  | PACEMAKEREXTRNL-Medtronic-5388 |  |  |  |  | Covered PM Repair - Biomedical | MHHS-Southwest
NO | NO |  |  |  | 013-07802 |  | Medtronic Inc |  |  | PFG020633P | SW - HVI - CV ICU | MHHS-Southwest |  | Pacemaker, External |  | 013-07802 |  | Southwest |  | SW - HVI - CV ICU | [5 empty] | PACEMAKERS, CARDIAC |  | PACEMAKEREXTRNL-Medtronic-5388 | PACEMAKEREXTRNL |  |  |  |  | Medtronic | Pacemaker, External |  | PACEMAKEREXTRNL-Medtronic-5388 |  |  |  |  | Covered PM Repair - Biomedical | MHHS-Southwest
NO | NO |  |  |  | 129-04282 |  | Medtronic Inc |  |  | PFG100432R | SUGAR LAND - CATH LAB | MHHS-Sugarland |  | Pacemaker, External |  | 129-04282 |  | Sugar Land |  | SUGAR LAND - CATH LAB | [5 empty] | PACEMAKERS, CARDIAC |  | PACEMAKEREXTRNL-Medtronic-5388 | PACEMAKEREXTRNL |  |  |  |  | Medtronic | Pacemaker, External |  | PACEMAKEREXTRNL-Medtronic-5388 |  |  |  |  | Covered PM Repair - Biomedical | MHHS-Sugarland
NO | NO |  |  |  | 074-00480 |  | Medtronic Inc |  |  | PFG016589P | TMC - CATH LAB - ADULT (2HVI) | MHHS-TMC |  | Pacemaker, External |  | 074-00480 |  | TMC |  | TMC - CATH LAB - ADULT (2HVI) | [5 empty] | PACEMAKERS, CARDIAC |  | PACEMAKEREXTRNL-Medtronic-5388 | PACEMAKEREXTRNL |  |  |  |  | Medtronic | Pacemaker, External |  | PACEMAKEREXTRNL-Medtronic-5388 |  |  |  |  | Covered PM Repair - Biomedical | MHHS-TMC
NO | NO |  |  |  | 074-00639 |  | Medtronic Inc |  |  | PFG019462P | TMC - CATH LAB - ADULT (2HVI) | MHHS-TMC |  | Pacemaker, External |  | 074-00639 |  | TMC |  | TMC - CATH LAB - ADULT (2HVI) | [5 empty] | PACEMAKERS, CARDIAC |  | PACEMAKEREXTRNL-Medtronic-5388 | PACEMAKEREXTRNL |  |  |  |  | Medtronic | Pacemaker, External |  | PACEMAKEREXTRNL-Medtronic-5388 |  |  |  |  | Not Covered Vendor Only - Biomedical | MHHS-TMC
NO | NO |  |  |  | 074-00703 |  | Medtronic Inc |  |  | PFG155727R | TMC - CATH LAB - ADULT (2HVI) | MHHS-TMC |  | Pacemaker, External |  | 074-00703 |  | TMC |  | TMC - CATH LAB - ADULT (2HVI) | [5 empty] | PACEMAKERS, CARDIAC |  | PACEMAKEREXTRNL-Medtronic-5388 | PACEMAKEREXTRNL |  |  |  |  | Medtronic | Pacemaker, External |  | PACEMAKEREXTRNL-Medtronic-5388 |  |  |  |  | Covered PM Repair - Biomedical | MHHS-TMC
NO | NO |  |  |  | 074-00774 |  | Medtronic Inc |  |  | PFG101543R | TMC - CATH LAB - PEDI (GHP) | MHHS-TMC |  | Pacemaker, External |  | 074-00774 |  | TMC |  | TMC - CATH LAB - PEDI (GHP) | [5 empty] | PACEMAKERS, CARDIAC |  | PACEMAKEREXTRNL-Medtronic-5388 | PACEMAKEREXTRNL |  |  |  |  | Medtronic | Pacemaker, External |  | PACEMAKEREXTRNL-Medtronic-5388 |  |  |  |  | Covered PM Repair - Respiratory/Steriliz | MHHS-TMC
NO | NO | [5 empty] | Medtronic Inc |  |  | PFG018955P | TMC - CHILDRENS - PICU (9HP) | MHHS-TMC |  | Pacemaker, External |  |  |  | TMC |  | TMC - CHILDRENS - PICU (9HP) | [5 empty] | PACEMAKERS, CARDIAC |  | PACEMAKEREXTRNL-Medtronic-5388 | PACEMAKEREXTRNL |  |  |  |  | Medtronic | Pacemaker, External |  | PACEMAKEREXTRNL-Medtronic-5388 |  |  |  |  | Covered PM Repair - Biomedical | MHHS-TMC
NO | NO | [5 empty] | Medtronic Inc |  |  | PFG034189P | TMC - CHILDRENS - PICU (9HP) | MHHS-TMC |  | Pacemaker, External |  |  |  | TMC |  | TMC - CHILDRENS - PICU (9HP) | [5 empty] | PACEMAKERS, CARDIAC |  | PACEMAKEREXTRNL-Medtronic-5388 | PACEMAKEREXTRNL |  |  |  |  | Medtronic | Pacemaker, External |  | PACEMAKEREXTRNL-Medtronic-5388 |  |  |  |  | Covered PM Repair - Biomedical | MHHS-TMC
NO | NO | [5 empty] | Medtronic Inc |  |  | PFG019619P | TMC - CHILDRENS - PICU (9HP) | MHHS-TMC |  | Pacemaker, External |  |  |  | TMC |  | TMC - CHILDRENS - PICU (9HP) | [5 empty] | PACEMAKERS, CARDIAC |  | PACEMAKEREXTRNL-Medtronic-5388 | PACEMAKEREXTRNL |  |  |  |  | Medtronic | Pacemaker, External |  | PACEMAKEREXTRNL-Medtronic-5388 |  |  |  |  | Covered PM Repair - Biomedical | MHHS-TMC
NO | NO | [5 empty] | Medtronic Inc |  |  | PFG022007P | TMC - CHILDRENS - PICU (9HP) | MHHS-TMC |  | Pacemaker, External |  |  |  | TMC |  | TMC - CHILDRENS - PICU (9HP) | [5 empty] | PACEMAKERS, CARDIAC |  | PACEMAKEREXTRNL-Medtronic-5388 | PACEMAKEREXTRNL |  |  |  |  | Medtronic | Pacemaker, External |  | PACEMAKEREXTRNL-Medtronic-5388 |  |  |  |  | Covered PM Repair - Biomedical | MHHS-TMC
NO | NO | [5 empty] | Medtronic Inc |  |  | PFG018954P | TMC - CHILDRENS - PICU (9HP) | MHHS-TMC |  | Pacemaker, External |  |  |  | TMC |  | TMC - CHILDRENS - PICU (9HP) | [5 empty] | PACEMAKERS, CARDIAC |  | PACEMAKEREXTRNL-Medtronic-5388 | PACEMAKEREXTRNL |  |  |  |  | Medtronic | Pacemaker, External |  | PACEMAKEREXTRNL-Medtronic-5388 |  |  |  |  | Covered PM Repair - Biomedical | MHHS-TMC
NO | NO | [5 empty] | Medtronic Inc |  |  | PFG18952P | TMC - CHILDRENS - PICU (9HP) | MHHS-TMC |  | Pacemaker, External |  |  |  | TMC |  | TMC - CHILDRENS - PICU (9HP) | [5 empty] | PACEMAKERS, CARDIAC |  | PACEMAKEREXTRNL-Medtronic-5388 | PACEMAKEREXTRNL |  |  |  |  | Medtronic | Pacemaker, External |  | PACEMAKEREXTRNL-Medtronic-5388 |  |  |  |  | Covered PM Repair - Biomedical | MHHS-TMC
NO | NO | [5 empty] | Medtronic Inc |  |  | PFG018953P | TMC - CHILDRENS - PICU (9HP) | MHHS-TMC |  | Pacemaker, External |  |  |  | TMC |  | TMC - CHILDRENS - PICU (9HP) | [5 empty] | PACEMAKERS, CARDIAC |  | PACEMAKEREXTRNL-Medtronic-5388 | PACEMAKEREXTRNL |  |  |  |  | Medtronic | Pacemaker, External |  | PACEMAKEREXTRNL-Medtronic-5388 |  |  |  |  | Covered PM Repair - Biomedical | MHHS-TMC
NO | NO |  |  |  | 069-17373 |  | Medtronic Inc |  |  | PFG022200P | TMC - HVI - CVICU (8HVI) | MHHS-TMC |  | Pacemaker, External |  | 069-17373 |  | TMC |  | TMC - HVI - CVICU (8HVI) | [5 empty] | PACEMAKERS, CARDIAC |  | PACEMAKEREXTRNL-Medtronic-5388 | PACEMAKEREXTRNL |  |  |  |  | Medtronic | Pacemaker, External |  | PACEMAKEREXTRNL-Medtronic-5388 |  |  |  |  | Covered PM Repair - Biomedical | MHHS-TMC
NO | NO |  |  |  | 074-00803 |  | Medtronic Inc |  |  | PFG034049P | TMC - HVI - CVICU (8HVI) | MHHS-TMC |  | Pacemaker, External |  | 074-00803 |  | TMC |  | TMC - HVI - CVICU (8HVI) | [5 empty] | PACEMAKERS, CARDIAC |  | PACEMAKEREXTRNL-Medtronic-5388 | PACEMAKEREXTRNL |  |  |  |  | Medtronic | Pacemaker, External |  | PACEMAKEREXTRNL-Medtronic-5388 |  |  |  |  | Covered PM Repair - Biomedical | MHHS-TMC
NO | NO |  |  |  | 074-00804 |  | Medtronic Inc |  |  | PFG034050P | TMC - HVI - CVICU (8HVI) | MHHS-TMC |  | Pacemaker, External |  | 074-00804 |  | TMC |  | TMC - HVI - CVICU (8HVI) | [5 empty] | PACEMAKERS, CARDIAC |  | PACEMAKEREXTRNL-Medtronic-5388 | PACEMAKEREXTRNL |  |  |  |  | Medtronic | Pacemaker, External |  | PACEMAKEREXTRNL-Medtronic-5388 |  |  |  |  | Covered PM Repair - Biomedical | MHHS-TMC
NO | NO | [5 empty] | Medtronic Inc |  |  | PFG050309P | TMC - HVI - CVICU (8HVI) | MHHS-TMC |  | Pacemaker, External |  |  |  | TMC |  | TMC - HVI - CVICU (8HVI) | [5 empty] | PACEMAKERS, CARDIAC |  | PACEMAKEREXTRNL-Medtronic-5388 | PACEMAKEREXTRNL |  |  |  |  | Medtronic | Pacemaker, External |  | PACEMAKEREXTRNL-Medtronic-5388 |  |  |  |  | Covered PM Repair - Biomedical | MHHS-TMC
NO | NO |  |  |  | 069-02934 |  | Medtronic Inc |  |  | PFG020397P | TMC - HVI - CVIMU (8HVI) | MHHS-TMC |  | Pacemaker, External |  | 069-02934 |  | TMC |  | TMC - HVI - CVIMU (8HVI) | [5 empty] | PACEMAKERS, CARDIAC |  | PACEMAKEREXTRNL-Medtronic-5388 | PACEMAKEREXTRNL |  |  |  |  | Medtronic | Pacemaker, External |  | PACEMAKEREXTRNL-Medtronic-5388 |  |  |  |  | Covered PM Repair - Biomedical | MHHS-TMC
NO | NO |  |  |  | 074-00758 |  | Medtronic Inc |  |  | PFG052248P | TMC - HVI - HEART FAILURE ICU (5HVI) | MHHS-TMC |  | Pacemaker, External |  | 074-00758 |  | TMC |  | TMC - HVI - HEART FAILURE ICU (5HVI) | [5 empty] | PACEMAKERS, CARDIAC |  | PACEMAKEREXTRNL-Medtronic-5388 | PACEMAKEREXTRNL |  |  |  |  | Medtronic | Pacemaker, External |  | PACEMAKEREXTRNL-Medtronic-5388 |  |  |  |  | Covered PM Repair - Biomedical | MHHS-TMC
NO | NO |  |  |  | 074-04655 |  | Medtronic Inc |  |  | PFG155348R | TMC - HVI - HEART FAILURE ICU (5HVI) | MHHS-TMC |  | Pacemaker, External |  | 074-04655 |  | TMC |  | TMC - HVI - HEART FAILURE ICU (5HVI) | [5 empty] | PACEMAKERS, CARDIAC |  | PACEMAKEREXTRNL-Medtronic-5388 | PACEMAKEREXTRNL |  |  |  |  | Medtronic | Pacemaker, External |  | PACEMAKEREXTRNL-Medtronic-5388 |  |  |  |  | Covered PM Repair - Biomedical | MHHS-TMC
NO | NO |  |  |  | 074-02131 |  | Medtronic Inc |  |  | PFG029694P | TMC - OR - ANESTHESIA (OLD) | MHHS-TMC |  | Pacemaker, External |  | 074-02131 |  | TMC |  | TMC - OR - ANESTHESIA (OLD) | [5 empty] | PACEMAKERS, CARDIAC |  | PACEMAKEREXTRNL-Medtronic-5388 | PACEMAKEREXTRNL |  |  |  |  | Medtronic | Pacemaker, External |  | PACEMAKEREXTRNL-Medtronic-5388 |  |  |  |  | Covered PM Repair - Biomedical | MHHS-TMC
NO | NO |  |  |  | 069-22495 |  | Medtronic Inc |  |  | PFG030262P | TMC - OR - CVOR (7HVI) | MHHS-TMC |  | Pacemaker, External |  | 069-22495 |  | TMC |  | TMC - OR - CVOR (7HVI) | [5 empty] | PACEMAKERS, CARDIAC |  | PACEMAKEREXTRNL-Medtronic-5388 | PACEMAKEREXTRNL |  |  |  |  | Medtronic | Pacemaker, External |  | PACEMAKEREXTRNL-Medtronic-5388 |  |  |  |  | Covered PM Repair - Biomedical | MHHS-TMC
NO | NO |  |  |  | 074-00759 |  | Medtronic Inc |  |  | PFG032668P | TMC - OR - CVOR (7HVI) | MHHS-TMC |  | Pacemaker, External |  | 074-00759 |  | TMC |  | TMC - OR - CVOR (7HVI) | [5 empty] | PACEMAKERS, CARDIAC |  | PACEMAKEREXTRNL-Medtronic-5388 | PACEMAKEREXTRNL |  |  |  |  | Medtronic | Pacemaker, External |  | PACEMAKEREXTRNL-Medtronic-5388 |  |  |  |  | Covered PM Repair - Biomedical | MHHS-TMC
NO | NO |  |  |  | 029-06973 |  | Medtronic Inc |  |  | PFG154268R | WOODLANDS - PCU6 | MHHS-Woodlands |  | Pacemaker, External |  | 029-06973 |  | Woodlands |  | WOODLANDS - PCU6 | [5 empty] | PACEMAKERS, CARDIAC |  | PACEMAKEREXTRNL-Medtronic-5388 | PACEMAKEREXTRNL |  |  |  |  | Medtronic | Pacemaker, External |  | PACEMAKEREXTRNL-Medtronic-5388 |  |  |  |  | Covered PM Repair - Biomedical | MHHS-Woodlands
NO | NO |  |  |  | 029-08872 |  | Medtronic Inc |  |  |  | WOODLANDS - ER | MHHS-Woodlands |  | Pacemaker, External |  | 029-08872 |  | Woodlands |  | WOODLANDS - ER | [5 empty] | PACEMAKERS, CARDIAC |  | PACEMAKEREXTRNL-Medtronic-5391 | PACEMAKEREXTRNL |  |  |  |  | Medtronic | Pacemaker, External |  | PACEMAKEREXTRNL-Medtronic-5391 |  |  |  |  | Covered PM Repair - Biomedical | MHHS-Woodlands
NO | YES |  |  |  | 151-01919 | 151-01919 | Medtronic Inc | 5392 DUAL CHAMBER EXTERNAL PACEMAKER |  | DJH023483P | CY-Cardiac Cath Lab | MHHS-Cypress |  | Pacemaker, External |  | 151-01919 | 151-01919 | Northwest | MHHS-Cypress | CY-Cardiac Cath Lab | Office cabinet | 3/1/19 | 3/1/20 |  |  | PACEMAKERS, CARDIAC | Pacemaker, External | PACEMAKEREXTRNL-Medtronic-5392 | PACEMAKEREXTRNL |  |  |  |  | Medtronic | Pacemaker, External |  | PACEMAKEREXTRNL-Medtronic-5392 |  | 7/2/15 |  | PE-SA | Covered PM Repair - Biomedical | MHHS-Cypress | [8 empty] | PACEMAKEREXTRNL | Pacemaker, External | Medtronic
NO | YES |  |  |  | 151-02902 | 151-02902 | Medtronic Inc | 5392 DUAL CHAMBER EXTERNAL PACEMAKER |  | DJH009410P | CY-Cardiac Cath Lab | MHHS-Cypress |  | Pacemaker, External |  | 151-02902 | 151-02902 | Northwest | MHHS-Cypress | CY-Cardiac Cath Lab | Cath lab | 3/1/19 | 3/1/20 |  |  | PACEMAKERS, CARDIAC | Pacemaker, External | PACEMAKEREXTRNL-Medtronic-5392 | PACEMAKEREXTRNL |  |  |  |  | Medtronic | Pacemaker, External |  | PACEMAKEREXTRNL-Medtronic-5392 |  | 12/1/15 |  | PE-SA | Covered PM Repair - Biomedical | MHHS-Cypress | [8 empty] | PACEMAKEREXTRNL | Pacemaker, External | Medtronic
NO | YES |  |  |  | 151-02683 | 151-02683 | Medtronic Inc | 5392 DUAL CHAMBER EXTERNAL PACEMAKER |  | DJH022525P | Cath Lab | MHHS-Cypress |  | Pacemaker, External |  | 151-02683 | 151-02683 | Northwest | Memorial Hermann Cypress Hospital | Cath Lab | Cath Lab | 11/1/19 | 11/1/20 |  |  | PACEMAKERS, CARDIAC | Pacemaker, External | PACEMAKEREXTRNL-Medtronic-5392 | PACEMAKEREXTRNL |  |  |  |  | Medtronic | Pacemaker, External |  | PACEMAKEREXTRNL-Medtronic-5392 |  | 12/1/15 |  | PE-SA | Covered PM Repair - Biomedical | MHHS-Cypress | [8 empty] | PACEMAKEREXTRNL | Pacemaker, External | Medtronic
NO | YES |  |  |  | 009-10060 | 009-10060 | Medtronic Inc | 5392 DUAL CHAMBER EXTERNAL PACEMAKER |  | DJH017146P | GH-Cath Lab | MHHS-Greater Heights |  | Pacemaker, External |  | 009-10060 | 009-10060 | Central | MHHS-Greater Heights | GH-Cath Lab | GH CATH LAB | 3/1/19 |  |  |  | PACEMAKERS, CARDIAC | Pacemaker, External | PACEMAKEREXTRNL-Medtronic-5392 | PACEMAKEREXTRNL |  |  |  |  | Medtronic | Pacemaker, External |  | PACEMAKEREXTRNL-Medtronic-5392 |  |  |  | PE-SA | Covered PM Repair - Biomedical | MHHS-Greater Heights | [8 empty] | PACEMAKEREXTRNL | Pacemaker, External | Medtronic
NO | YES |  |  |  | 009-10061 | 009-10061 | Medtronic Inc | 5392 DUAL CHAMBER EXTERNAL PACEMAKER |  | DJH017133P | GH - CATH LAB | MHHS-Greater Heights |  | Pacemaker, External |  | 009-10061 | 009-10061 | Central | GH CATH LAB | GH - CATH LAB | GH CATH LAN |  |  |  |  | PACEMAKERS, CARDIAC |  | PACEMAKEREXTRNL-Medtronic-5392 | PACEMAKEREXTRNL |  |  |  |  | Medtronic | Pacemaker, External |  | PACEMAKEREXTRNL-Medtronic-5392 |  |  |  |  | Covered PM Repair - Biomedical | MHHS-Greater Heights
NO | YES |  |  |  | 009-10121 | 009-10121 | Medtronic Inc | 5392 DUAL CHAMBER EXTERNAL PACEMAKER |  | DJH017897P | GH-Cath Lab | MHHS-Greater Heights |  | Pacemaker, External |  | 009-10121 | 009-10121 | Central | MHHS-Greater Heights | GH-Cath Lab | GH CATH LAB | 3/1/19 |  | 3/1/21 |  | PACEMAKERS, CARDIAC | Pacemaker, External | PACEMAKEREXTRNL-Medtronic-5392 | PACEMAKEREXTRNL |  |  |  |  | Medtronic | Pacemaker, External |  | PACEMAKEREXTRNL-Medtronic-5392 |  |  |  | PE-SA | Covered PM Repair - Biomedical | MHHS-Greater Heights | [8 empty] | PACEMAKEREXTRNL | Pacemaker, External | Medtronic
NO | YES |  |  |  | 009-33537 | 009-33537 | Medtronic Inc | 5392 DUAL CHAMBER EXTERNAL PACEMAKER |  | DJH032296P | GH-CV ICU | MHHS-Greater Heights |  | Pacemaker, External |  | 009-33537 | 009-33537 | Central | MHHS-Greater Heights | GH-CV ICU | CVICU2 | 9/1/19 |  | 9/1/20 |  | PACEMAKERS, CARDIAC | Pacemaker, External | PACEMAKEREXTRNL-Medtronic-5392 | PACEMAKEREXTRNL |  |  |  |  | Medtronic | Pacemaker, External |  | PACEMAKEREXTRNL-Medtronic-5392 |  |  |  | PE-SA | Covered PM Repair - Biomedical | MHHS-Greater Heights | [8 empty] | PACEMAKEREXTRNL | Pacemaker, External | Medtronic
NO | YES |  |  |  | DJH036970P | 099-08668 | Medtronic Inc | 5392 DUAL CHAMBER EXTERNAL PACEMAKER |  | DJH036970P | GH-OR Anesthesia | MHHS-Greater Heights |  | Pacemaker, External |  | DJH036970P | 099-08668 | Central | MHHS-Greater Heights | GH-OR Anesthesia | GH - OR | 12/1/19 |  | 12/1/20 |  | PACEMAKERS, CARDIAC | Pacemaker, External | PACEMAKEREXTRNL-Medtronic-5392 | PACEMAKEREXTRNL |  |  |  |  | Medtronic | Pacemaker, External |  | PACEMAKEREXTRNL-Medtronic-5392 |  |  |  | PE-SA | Covered PM Repair - Biomedical | MHHS-Greater Heights | [8 empty] | PACEMAKEREXTRNL | Pacemaker, External | Medtronic
NO | YES |  |  |  | 133-08892 | 133-08892 | Medtronic Inc | 5392 DUAL CHAMBER EXTERNAL PACEMAKER |  | DJH014442P | Katy-Cath Lab | MHHS-Katy |  | Pacemaker, External |  | 133-08892 | 133-08892 | Katy | MHHS-Katy | Katy-Cath Lab | Cath Lab | 5/1/19 | 5/1/20 |  |  | PACEMAKERS, CARDIAC | Pacemaker, External | PACEMAKEREXTRNL-Medtronic-5392 | PACEMAKEREXTRNL |  |  |  |  | Medtronic | Pacemaker, External |  | PACEMAKEREXTRNL-Medtronic-5392 |  | 7/2/15 |  | PE-SA | Covered PM Repair - Biomedical | MHHS-Katy | [8 empty] | PACEMAKEREXTRNL | Pacemaker, External | Medtronic
NO | YES |  |  |  | 133-08893 | 133-08893 | Medtronic Inc | 5392 DUAL CHAMBER EXTERNAL PACEMAKER |  | DJH014441P | Katy-Cath Lab | MHHS-Katy |  | Pacemaker, External |  | 133-08893 | 133-08893 | Katy | MHHS-Katy | Katy-Cath Lab | Cath Lab |  |  |  |  | PACEMAKERS, CARDIAC | Pacemaker, External | PACEMAKEREXTRNL-Medtronic-5392 | PACEMAKEREXTRNL |  |  |  |  | Medtronic | Pacemaker, External |  | PACEMAKEREXTRNL-Medtronic-5392 |  | 7/2/15 |  | PE-SA | Covered PM Repair - Biomedical | MHHS-Katy | [8 empty] | PACEMAKEREXTRNL | Pacemaker, External | Medtronic
NO | YES |  |  |  | 145-00808 | 145-00808 | Medtronic Inc | 5392 DUAL CHAMBER EXTERNAL PACEMAKER |  | DJH016172P | Pearland-Cardiac Cath Lab | MHHS-Pearland Hospital |  | Pacemaker, External |  | 145-00808 | 145-00808 | Pearland | MHHS-Pearland Hospital | Pearland-Cardiac Cath Lab | Procedure Room S2 225 | 8/1/19 | 8/1/20 |  |  | PACEMAKERS, CARDIAC | Pacemaker, External | PACEMAKEREXTRNL-Medtronic-5392 | PACEMAKEREXTRNL |  |  |  |  | Medtronic | Pacemaker, External |  | PACEMAKEREXTRNL-Medtronic-5392 |  | 7/2/15 |  | PE-SA | Covered PM Repair - Biomedical | MHHS-Pearland Hospital | [8 empty] | PACEMAKEREXTRNL | Pacemaker, External | Medtronic
NO | YES |  |  |  | 145-00809 | 145-00809 | Medtronic Inc | 5392 DUAL CHAMBER EXTERNAL PACEMAKER |  | DJH016140P | Pearland-Cardiac Cath Lab | MHHS-Pearland Hospital |  | Pacemaker, External |  | 145-00809 | 145-00809 | Pearland | MHHS-Pearland Hospital | Pearland-Cardiac Cath Lab | Cath lab procedure room | 8/1/19 | 8/1/20 |  |  | PACEMAKERS, CARDIAC | Pacemaker, External | PACEMAKEREXTRNL-Medtronic-5392 | PACEMAKEREXTRNL |  |  |  |  | Medtronic | Pacemaker, External |  | PACEMAKEREXTRNL-Medtronic-5392 |  |  |  | PE-SA | Covered PM Repair - Biomedical | MHHS-Pearland Hospital | [8 empty] | PACEMAKEREXTRNL | Pacemaker, External | Medtronic
NO | YES |  |  |  | 145-01332 | 145-01332 | Medtronic Inc | 5392 DUAL CHAMBER EXTERNAL PACEMAKER |  | DJH016171P | Pearland-ICU/IMCU | MHHS-Pearland Hospital |  | Pacemaker, External |  | 145-01332 | 145-01332 | Pearland | MHHS-Pearland Hospital | Pearland-ICU/IMCU |  | 10/1/19 | 10/1/20 |  |  | PACEMAKERS, CARDIAC | Pacemaker, External | PACEMAKEREXTRNL-Medtronic-5392 | PACEMAKEREXTRNL |  |  |  |  | Medtronic | Pacemaker, External |  | PACEMAKEREXTRNL-Medtronic-5392 |  |  |  | PE-SA | Covered PM Repair - Biomedical | MHHS-Pearland Hospital | [8 empty] | PACEMAKEREXTRNL | Pacemaker, External | Medtronic
NO | YES |  |  |  | 005-10621 | 005-10621 | Medtronic Inc | 5392 DUAL CHAMBER EXTERNAL PACEMAKER |  | DJH012969P | SE-OR | MHHS-Southeast |  | Pacemaker, External |  | 005-10621 | 005-10621 | Southeast | MHHS-Southeast | SE-OR | Room 12 | 5/1/19 |  | 5/1/20 |  | PACEMAKERS, CARDIAC |  | PACEMAKEREXTRNL-Medtronic-5392 | PACEMAKEREXTRNL |  |  |  |  | Medtronic | Pacemaker, External |  | PACEMAKEREXTRNL-Medtronic-5392 |  |  |  |  | Covered PM Repair - Lab Analyzers/Anesth | MHHS-Southeast
NO | YES |  |  |  | 013-37378 | 013-37378 | Medtronic Inc | 5392 DUAL CHAMBER EXTERNAL PACEMAKER |  | DJH025561P | SW-HVI-Holding | MHHS-Southwest |  | Pacemaker, External |  | 013-37378 | 013-37378 | Southwest | MHHS-Southwest | SW-HVI-Holding | HVI | 10/1/19 |  |  |  | PACEMAKERS, CARDIAC | Pacemaker, External | PACEMAKEREXTRNL-Medtronic-5392 | PACEMAKEREXTRNL |  |  |  |  | Medtronic | Pacemaker, External |  | PACEMAKEREXTRNL-Medtronic-5392 |  |  |  | PE-SA | Covered PM Repair - Biomedical | MHHS-Southwest | [8 empty] | PACEMAKEREXTRNL | Pacemaker, External | Medtronic
NO | YES | Asset Tag 013-38381 |  |  | 013-38381 | 013-38381 | Medtronic Inc | 5392 DUAL CHAMBER EXTERNAL PACEMAKER |  | DJH025566P | SW-HVI-CV ICU | MHHS-Southwest |  | Pacemaker, External |  | 013-38381 | 013-38381 | Southwest | MHHS-Southwest | SW-HVI-CV ICU |  | 9/19/19 |  |  |  | PACEMAKERS, CARDIAC | Pacemaker, External | PACEMAKEREXTRNL-Medtronic-5392 | PACEMAKEREXTRNL |  |  |  |  | Medtronic | Pacemaker, External |  | PACEMAKEREXTRNL-Medtronic-5392 |  |  | Finished from Script 3/27/2020 12:11:52pm (Central) | PE-SA | Covered PM Repair - Biomedical | MHHS-Southwest | [8 empty] | PACEMAKEREXTRNL | Pacemaker, External | Medtronic
NO | YES |  |  |  | 074-04689 | 074-04689 | Medtronic Inc | 5392 DUAL CHAMBER EXTERNAL PACEMAKER |  | DJH007666P | TMC-OR-CVOR (7Hvi) | MHHS-TMC |  | Pacemaker, External |  | 074-04689 | 074-04689 | TMC | MHHS-TMC | TMC-OR-CVOR (7Hvi) | Cath 03 | 4/1/19 |  | 4/1/20 |  | PACEMAKERS, CARDIAC | Pacemaker, External | PACEMAKEREXTRNL-Medtronic-5392 | PACEMAKEREXTRNL |  |  |  |  | Medtronic | Pacemaker, External |  | PACEMAKEREXTRNL-Medtronic-5392 |  | 6/7/13 |  | PE-SA | Covered PM Repair - Biomedical | MHHS-TMC | [8 empty] | PACEMAKEREXTRNL | Pacemaker, External | Medtronic
NO | YES |  |  |  | 077-09339 | 077-09339 | Medtronic Inc | 5392 DUAL CHAMBER EXTERNAL PACEMAKER |  | DJH017426P | TMC-Children's-PICU (9Hp) | MHHS-TMC |  | Pacemaker, External |  | 077-09339 | 077-09339 | TMC | MHHS-TMC | TMC-Children's-PICU (9Hp) |  | 12/27/18 |  |  |  | PACEMAKERS, CARDIAC |  | PACEMAKEREXTRNL-Medtronic-5392 | PACEMAKEREXTRNL |  |  |  |  | Medtronic | Pacemaker, External |  | PACEMAKEREXTRNL-Medtronic-5392 |  |  |  |  | Covered PM Repair - Biomedical | MHHS-TMC
NO | YES |  |  |  | 069-42351 | 069-42351 | Medtronic Inc | 5392 DUAL CHAMBER EXTERNAL PACEMAKER |  | DJH029610P | TMC-Hermann-Life Flight (11Hp) | MHHS-TMC |  | Pacemaker, External |  | 069-42351 | 069-42351 | TMC | MHHS-TMC | TMC-Hermann-Life Flight (11Hp) | Life flight 3 | 5/1/19 |  |  |  | PACEMAKERS, CARDIAC | Pacemaker, External | PACEMAKEREXTRNL-Medtronic-5392 | PACEMAKEREXTRNL |  |  |  |  | Medtronic | Pacemaker, External |  | PACEMAKEREXTRNL-Medtronic-5392 |  |  |  | PE-SA | Covered PM Repair - Biomedical | MHHS-TMC | [8 empty] | PACEMAKEREXTRNL | Pacemaker, External | Medtronic
NO | YES |  |  |  | 074-04524 | 074-04524 | Medtronic Inc | 5392 DUAL CHAMBER EXTERNAL PACEMAKER |  | DJH018879P | TMC-HVI-CVICU (8Hvi) | MHHS-TMC |  | Pacemaker, External |  | 074-04524 | 074-04524 | TMC | MHHS-TMC | TMC-HVI-CVICU (8Hvi) |  | 3/1/19 |  | 3/1/21 |  | PACEMAKERS, CARDIAC | Pacemaker, External | PACEMAKEREXTRNL-Medtronic-5392 | PACEMAKEREXTRNL |  |  |  |  | Medtronic | Pacemaker, External |  | PACEMAKEREXTRNL-Medtronic-5392 |  | 4/2/19 |  | PE-SA | Covered PM Repair - Biomedical | MHHS-TMC | [8 empty] | PACEMAKEREXTRNL | Pacemaker, External | Medtronic
NO | YES |  |  |  | 029-10206 | 029-10206 | Medtronic Inc | 5392 DUAL CHAMBER EXTERNAL PACEMAKER |  | DJH016319P | Woodlands-Cardiopulmonary | MHHS-Woodlands |  | Pacemaker, External |  | 029-10206 | 029-10206 | Woodlands | MHHS-Woodlands | Woodlands-Cardiopulmonary | Biomed shop | 1/1/19 |  | 2/1/20 |  | PACEMAKERS, CARDIAC | Pacemaker, External | PACEMAKEREXTRNL-Medtronic-5392 | PACEMAKEREXTRNL |  |  |  |  | Medtronic | Pacemaker, External |  | PACEMAKEREXTRNL-Medtronic-5392 |  | 8/6/16 |  | PE-SA | Covered PM Repair - Biomedical | MHHS-Woodlands | [8 empty] | PACEMAKEREXTRNL | Pacemaker, External | Medtronic
NO | YES |  |  |  | 029-10207 | 029-10207 | Medtronic Inc | 5392 DUAL CHAMBER EXTERNAL PACEMAKER |  | DJH016304P | Woodlands-Cath Lab | MHHS-Woodlands |  | Pacemaker, External |  | 029-10207 | 029-10207 | Woodlands | MHHS-Woodlands | Woodlands-Cath Lab | Room 3 | 1/1/19 |  | 3/1/21 |  | PACEMAKERS, CARDIAC | Pacemaker, External | PACEMAKEREXTRNL-Medtronic-5392 | PACEMAKEREXTRNL |  |  |  |  | Medtronic | Pacemaker, External |  | PACEMAKEREXTRNL-Medtronic-5392 |  | 7/2/15 |  | PE-SA | Covered PM Repair - Biomedical | MHHS-Woodlands | [8 empty] | PACEMAKEREXTRNL | Pacemaker, External | Medtronic
NO | YES |  |  |  | 029-32146 | 029-32146 | Medtronic Inc | 5392 DUAL CHAMBER EXTERNAL PACEMAKER |  | DJH031156P | Woodlands-CVICU | MHHS-Woodlands |  | Pacemaker, External |  | 029-32146 | 029-32146 | Woodlands | MHHS-Woodlands | Woodlands-CVICU | Room 632 | 2/1/19 |  | 3/1/21 |  | PACEMAKERS, CARDIAC | Pacemaker, External | PACEMAKEREXTRNL-Medtronic-5392 | PACEMAKEREXTRNL |  |  |  |  | Medtronic | Pacemaker, External |  | PACEMAKEREXTRNL-Medtronic-5392 |  | 7/2/15 |  | PE-SA | Covered PM Repair - Biomedical | MHHS-Woodlands | [8 empty] | PACEMAKEREXTRNL | Pacemaker, External | Medtronic
NO | YES |  |  |  | 029-32246 | 029-32246 | Medtronic Inc | 5392 DUAL CHAMBER EXTERNAL PACEMAKER |  | DJH034037P | Woodlands-MICU | MHHS-Woodlands |  | Pacemaker, External |  | 029-32246 | 029-32246 | Woodlands | MHHS-Woodlands | Woodlands-MICU | Nursing station | 2/1/19 |  | 3/1/21 |  | PACEMAKERS, CARDIAC | Pacemaker, External | PACEMAKEREXTRNL-Medtronic-5392 | PACEMAKEREXTRNL |  |  |  |  | Medtronic | Pacemaker, External |  | PACEMAKEREXTRNL-Medtronic-5392 |  | 7/2/15 |  | PE-SA | Covered PM Repair - Biomedical | MHHS-Woodlands | [8 empty] | PACEMAKEREXTRNL | Pacemaker, External | Medtronic
NO | YES |  |  |  | 029-09722 | 029-09722 | Medtronic Inc | 5392 DUAL CHAMBER EXTERNAL PACEMAKER |  | DJH006343P | Woodlands-OR | MHHS-Woodlands |  | Pacemaker, External |  | 029-09722 | 029-09722 | Woodlands | MHHS-Woodlands | Woodlands-OR | OR Room 18 |  |  |  |  | PACEMAKERS, CARDIAC | Pacemaker, External | PACEMAKEREXTRNL-Medtronic-5392 | PACEMAKEREXTRNL |  |  |  |  | Medtronic | Pacemaker, External |  | PACEMAKEREXTRNL-Medtronic-5392 |  | 7/2/15 |  | PE-SA | Covered PM Repair - Biomedical | MHHS-Woodlands | [8 empty] | PACEMAKEREXTRNL | Pacemaker, External | Medtronic
NO | NO |  |  |  | 151-01920 |  | Medtronic Inc | 5392 DUAL CHAMBER EXTERNAL PACEMAKER |  | DJH023450P | CY - CARDIAC CATH LAB | MHHS-Cypress |  | Pacemaker, External |  | 151-01920 |  | Northwest & Cypress |  | CY - CARDIAC CATH LAB | [5 empty] | PACEMAKERS, CARDIAC |  | PACEMAKEREXTRNL-Medtronic-5392 | PACEMAKEREXTRNL |  |  |  |  | Medtronic | Pacemaker, External |  | PACEMAKEREXTRNL-Medtronic-5392 |  |  |  |  | Covered PM Repair - Biomedical | MHHS-Cypress
NO | NO |  |  |  | 009-33538 |  | Medtronic Inc | 5392 DUAL CHAMBER EXTERNAL PACEMAKER |  | DHJ032498P | GH - CV ICU | MHHS-Greater Heights |  | Pacemaker, External |  | 009-33538 |  | Central & Greater Heights |  | GH - CV ICU | [5 empty] | PACEMAKERS, CARDIAC |  | PACEMAKEREXTRNL-Medtronic-5392 | PACEMAKEREXTRNL |  |  |  |  | Medtronic | Pacemaker, External |  | PACEMAKEREXTRNL-Medtronic-5392 |  |  |  |  | Covered PM Repair - Biomedical | MHHS-Greater Heights
NO | NO |  |  |  | 009-10126 |  | Medtronic Inc | 5392 DUAL CHAMBER EXTERNAL PACEMAKER |  | DJH021251P | GH - ER | MHHS-Greater Heights |  | Pacemaker, External |  | 009-10126 |  | Central & Greater Heights |  | GH - ER | [5 empty] | PACEMAKERS, CARDIAC |  | PACEMAKEREXTRNL-Medtronic-5392 | PACEMAKEREXTRNL |  |  |  |  | Medtronic | Pacemaker, External |  | PACEMAKEREXTRNL-Medtronic-5392 |  |  |  |  | Covered PM Repair - Biomedical | MHHS-Greater Heights
NO | NO |  |  |  | 009-33539 |  | Medtronic Inc | 5392 DUAL CHAMBER EXTERNAL PACEMAKER |  | DHJ031758P | GH - ICU | MHHS-Greater Heights |  | Pacemaker, External |  | 009-33539 |  | Central & Greater Heights |  | GH - ICU | [5 empty] | PACEMAKERS, CARDIAC |  | PACEMAKEREXTRNL-Medtronic-5392 | PACEMAKEREXTRNL |  |  |  |  | Medtronic | Pacemaker, External |  | PACEMAKEREXTRNL-Medtronic-5392 |  |  |  |  | Covered PM Repair - Biomedical | MHHS-Greater Heights
NO | NO |  |  |  | 009-33540 |  | Medtronic Inc | 5392 DUAL CHAMBER EXTERNAL PACEMAKER |  | DHJ032340P | GH - ICU | MHHS-Greater Heights |  | Pacemaker, External |  | 009-33540 |  | Central & Greater Heights |  | GH - ICU | [5 empty] | PACEMAKERS, CARDIAC |  | PACEMAKEREXTRNL-Medtronic-5392 | PACEMAKEREXTRNL |  |  |  |  | Medtronic | Pacemaker, External |  | PACEMAKEREXTRNL-Medtronic-5392 |  |  |  |  | Covered PM Repair - Biomedical | MHHS-Greater Heights
NO | NO |  |  |  | DJH03668P |  | Medtronic Inc | 5392 DUAL CHAMBER EXTERNAL PACEMAKER |  | DJH03668P | GH - OR ANESTHESIA | MHHS-Greater Heights |  | Pacemaker, External |  | DJH03668P |  | Central & Greater Heights |  | GH - OR ANESTHESIA | [5 empty] | PACEMAKERS, CARDIAC |  | PACEMAKEREXTRNL-Medtronic-5392 | PACEMAKEREXTRNL |  |  |  |  | Medtronic | Pacemaker, External |  | PACEMAKEREXTRNL-Medtronic-5392 |  |  |  |  | Covered PM Repair - Biomedical | MHHS-Greater Heights
NO | NO |  |  |  | 041-18804 |  | Medtronic Inc | 5392 DUAL CHAMBER EXTERNAL PACEMAKER |  | DJH004010P | MEMORIAL CITY - CATH LAB | MHHS-Mem City |  | Pacemaker, External |  | 041-18804 |  | West & Memorial City |  | MEMORIAL CITY - CATH LAB | [5 empty] | PACEMAKERS, CARDIAC |  | PACEMAKEREXTRNL-Medtronic-5392 | PACEMAKEREXTRNL |  |  |  |  | Medtronic | Pacemaker, External |  | PACEMAKEREXTRNL-Medtronic-5392 |  |  |  |  | Covered PM Repair - Biomedical | MHHS-Mem City
NO | NO |  |  |  | 041-18913 |  | Medtronic Inc | 5392 DUAL CHAMBER EXTERNAL PACEMAKER |  | DJH004006P | MEMORIAL CITY - CATH LAB | MHHS-Mem City |  | Pacemaker, External |  | 041-18913 |  | West & Memorial City |  | MEMORIAL CITY - CATH LAB | [5 empty] | PACEMAKERS, CARDIAC |  | PACEMAKEREXTRNL-Medtronic-5392 | PACEMAKEREXTRNL |  |  |  |  | Medtronic | Pacemaker, External |  | PACEMAKEREXTRNL-Medtronic-5392 |  |  |  |  | Covered PM Repair - Respiratory/Steriliz | MHHS-Mem City
NO | NO |  |  |  | 041-32898 |  | Medtronic Inc | 5392 DUAL CHAMBER EXTERNAL PACEMAKER |  | DJH009439P | MEMORIAL CITY - EAST TOWER - NEUROLOGY | MHHS-Mem City |  | Pacemaker, External |  | 041-32898 |  | West & Memorial City |  | MEMORIAL CITY - EAST TOWER - NEUROLOGY | [5 empty] | PACEMAKERS, CARDIAC |  | PACEMAKEREXTRNL-Medtronic-5392 | PACEMAKEREXTRNL |  |  |  |  | Medtronic | Pacemaker, External |  | PACEMAKEREXTRNL-Medtronic-5392 |  |  |  |  | Covered PM Repair - Biomedical | MHHS-Mem City
NO | NO |  |  |  | 041-32739 |  | Medtronic Inc | 5392 DUAL CHAMBER EXTERNAL PACEMAKER |  | djh031016p | MEMORIAL CITY - MICU | MHHS-Mem City |  | Pacemaker, External |  | 041-32739 |  | West & Memorial City |  | MEMORIAL CITY - MICU | [5 empty] | PACEMAKERS, CARDIAC |  | PACEMAKEREXTRNL-Medtronic-5392 | PACEMAKEREXTRNL |  |  |  |  | Medtronic | Pacemaker, External |  | PACEMAKEREXTRNL-Medtronic-5392 |  |  |  |  | Covered PM Repair - Biomedical | MHHS-Mem City
NO | NO |  |  |  | 041-32757 |  | Medtronic Inc | 5392 DUAL CHAMBER EXTERNAL PACEMAKER |  | DJH031083P | MEMORIAL CITY - MICU | MHHS-Mem City |  | Pacemaker, External |  | 041-32757 |  | West & Memorial City |  | MEMORIAL CITY - MICU | [5 empty] | PACEMAKERS, CARDIAC |  | PACEMAKEREXTRNL-Medtronic-5392 | PACEMAKEREXTRNL |  |  |  |  | Medtronic | Pacemaker, External |  | PACEMAKEREXTRNL-Medtronic-5392 |  |  |  |  | Not Covered Vendor Only - Biomedical | MHHS-Mem City
NO | NO |  |  |  | 041-18802 |  | Medtronic Inc | 5392 DUAL CHAMBER EXTERNAL PACEMAKER |  | DJH004009P | MEMORIAL CITY - MOR | MHHS-Mem City |  | Pacemaker, External |  | 041-18802 |  | West & Memorial City |  | MEMORIAL CITY - MOR | [5 empty] | PACEMAKERS, CARDIAC |  | PACEMAKEREXTRNL-Medtronic-5392 | PACEMAKEREXTRNL |  |  |  |  | Medtronic | Pacemaker, External |  | PACEMAKEREXTRNL-Medtronic-5392 |  |  |  |  | Covered PM Repair - Biomedical | MHHS-Mem City
NO | NO |  |  |  | 041-18805 |  | Medtronic Inc | 5392 DUAL CHAMBER EXTERNAL PACEMAKER |  | DJH004001P | MEMORIAL CITY - MOR | MHHS-Mem City |  | Pacemaker, External |  | 041-18805 |  | West & Memorial City |  | MEMORIAL CITY - MOR | [5 empty] | PACEMAKERS, CARDIAC |  | PACEMAKEREXTRNL-Medtronic-5392 | PACEMAKEREXTRNL |  |  |  |  | Medtronic | Pacemaker, External |  | PACEMAKEREXTRNL-Medtronic-5392 |  |  |  |  | Not Covered Vendor Only - Lab Ana/Anes | MHHS-Mem City
NO | NO |  |  |  | 041-20489 |  | Medtronic Inc | 5392 DUAL CHAMBER EXTERNAL PACEMAKER |  | DJH017295P | MEMORIAL CITY - MOR | MHHS-Mem City |  | Pacemaker, External |  | 041-20489 |  | West & Memorial City |  | MEMORIAL CITY - MOR | [5 empty] | PACEMAKERS, CARDIAC |  | PACEMAKEREXTRNL-Medtronic-5392 | PACEMAKEREXTRNL |  |  |  |  | Medtronic | Pacemaker, External |  | PACEMAKEREXTRNL-Medtronic-5392 |  |  |  |  | Not Covered Vendor Only - Lab Ana/Anes | MHHS-Mem City
NO | NO |  |  |  | 041-32502 |  | Medtronic Inc | 5392 DUAL CHAMBER EXTERNAL PACEMAKER |  | DJH004003P | MEMORIAL CITY - MOR | MHHS-Mem City |  | Pacemaker, External |  | 041-32502 |  | West & Memorial City |  | MEMORIAL CITY - MOR | [5 empty] | PACEMAKERS, CARDIAC |  | PACEMAKEREXTRNL-Medtronic-5392 | PACEMAKEREXTRNL |  |  |  |  | Medtronic | Pacemaker, External |  | PACEMAKEREXTRNL-Medtronic-5392 |  |  |  |  | Covered PM Repair - Biomedical | MHHS-Mem City
NO | NO |  |  |  | 041-18803 |  | Medtronic Inc | 5392 DUAL CHAMBER EXTERNAL PACEMAKER |  | DJH004005P | MEMORIAL CITY - SICU | MHHS-Mem City |  | Pacemaker, External |  | 041-18803 |  | West & Memorial City |  | MEMORIAL CITY - SICU | [5 empty] | PACEMAKERS, CARDIAC |  | PACEMAKEREXTRNL-Medtronic-5392 | PACEMAKEREXTRNL |  |  |  |  | Medtronic | Pacemaker, External |  | PACEMAKEREXTRNL-Medtronic-5392 |  |  |  |  | Covered PM Repair - Radiology, Low End | MHHS-Mem City
NO | NO |  |  |  | 041-18806 |  | Medtronic Inc | 5392 DUAL CHAMBER EXTERNAL PACEMAKER |  | DJH004004P | MEMORIAL CITY - SICU | MHHS-Mem City |  | Pacemaker, External |  | 041-18806 |  | West & Memorial City |  | MEMORIAL CITY - SICU | [5 empty] | PACEMAKERS, CARDIAC |  | PACEMAKEREXTRNL-Medtronic-5392 | PACEMAKEREXTRNL |  |  |  |  | Medtronic | Pacemaker, External |  | PACEMAKEREXTRNL-Medtronic-5392 |  |  |  |  | Covered PM Repair - Biomedical | MHHS-Mem City
NO | NO |  |  |  | 041-18925 |  | Medtronic Inc | 5392 DUAL CHAMBER EXTERNAL PACEMAKER |  | DJH004002P | MEMORIAL CITY - SICU | MHHS-Mem City |  | Pacemaker, External |  | 041-18925 |  | West & Memorial City |  | MEMORIAL CITY - SICU | [5 empty] | PACEMAKERS, CARDIAC |  | PACEMAKEREXTRNL-Medtronic-5392 | PACEMAKEREXTRNL |  |  |  |  | Medtronic | Pacemaker, External |  | PACEMAKEREXTRNL-Medtronic-5392 |  |  |  |  | Covered PM Repair - Biomedical | MHHS-Mem City
NO | NO |  |  |  | 041-20490 |  | Medtronic Inc | 5392 DUAL CHAMBER EXTERNAL PACEMAKER |  | DJH017311P | MEMORIAL CITY - SICU | MHHS-Mem City |  | Pacemaker, External |  | 041-20490 |  | West & Memorial City |  | MEMORIAL CITY - SICU | [5 empty] | PACEMAKERS, CARDIAC |  | PACEMAKEREXTRNL-Medtronic-5392 | PACEMAKEREXTRNL |  |  |  |  | Medtronic | Pacemaker, External |  | PACEMAKEREXTRNL-Medtronic-5392 |  |  |  |  | Covered PM Repair - Biomedical | MHHS-Mem City
NO | NO |  |  |  | 142-08171 |  | Medtronic Inc | 5392 DUAL CHAMBER EXTERNAL PACEMAKER |  | DJH033709P | NE - CATH LAB | MHHS-Northeast |  | Pacemaker, External |  | 142-08171 |  | Katy |  | NE - CATH LAB | [5 empty] | PACEMAKERS, CARDIAC |  | PACEMAKEREXTRNL-Medtronic-5392 | PACEMAKEREXTRNL |  |  |  |  | Medtronic | Pacemaker, External |  | PACEMAKEREXTRNL-Medtronic-5392 |  |  |  |  | Covered PM Repair - Biomedical | MHHS-Northeast
NO | NO |  |  |  | 142-08172 |  | Medtronic Inc | 5392 DUAL CHAMBER EXTERNAL PACEMAKER |  | DJH033708P | NE - CATH LAB | MHHS-Northeast |  | Pacemaker, External |  | 142-08172 |  | Katy |  | NE - CATH LAB | [5 empty] | PACEMAKERS, CARDIAC |  | PACEMAKEREXTRNL-Medtronic-5392 | PACEMAKEREXTRNL |  |  |  |  | Medtronic | Pacemaker, External |  | PACEMAKEREXTRNL-Medtronic-5392 |  |  |  |  | Covered PM Repair - Biomedical | MHHS-Northeast
NO | NO |  |  |  | 005-10617 |  | Medtronic Inc | 5392 DUAL CHAMBER EXTERNAL PACEMAKER |  | DJH012965P | SE - CATH LAB | MHHS-Southeast |  | Pacemaker, External |  | 005-10617 |  | Southeast & Bay Area |  | SE - CATH LAB | [5 empty] | PACEMAKERS, CARDIAC |  | PACEMAKEREXTRNL-Medtronic-5392 | PACEMAKEREXTRNL |  |  |  |  | Medtronic | Pacemaker, External |  | PACEMAKEREXTRNL-Medtronic-5392 |  |  |  |  | Covered PM Repair - Lab Analyzers/Anesth | MHHS-Southeast
NO | NO |  |  |  | 005-10618 |  | Medtronic Inc | 5392 DUAL CHAMBER EXTERNAL PACEMAKER |  | DJH012966P | SE - CATH LAB | MHHS-Southeast |  | Pacemaker, External |  | 005-10618 |  | Southeast & Bay Area |  | SE - CATH LAB | [5 empty] | PACEMAKERS, CARDIAC |  | PACEMAKEREXTRNL-Medtronic-5392 | PACEMAKEREXTRNL |  |  |  |  | Medtronic | Pacemaker, External |  | PACEMAKEREXTRNL-Medtronic-5392 |  |  |  |  | Covered PM Repair - Biomedical | MHHS-Southeast
NO | NO |  |  |  | 005-10615 |  | Medtronic Inc | 5392 DUAL CHAMBER EXTERNAL PACEMAKER |  | DJH012964P | SE - EMERGENCY CENTER | MHHS-Southeast |  | Pacemaker, External |  | 005-10615 |  | Southeast & Bay Area |  | SE - EMERGENCY CENTER | [5 empty] | PACEMAKERS, CARDIAC |  | PACEMAKEREXTRNL-Medtronic-5392 | PACEMAKEREXTRNL |  |  |  |  | Medtronic | Pacemaker, External |  | PACEMAKEREXTRNL-Medtronic-5392 |  |  |  |  | Covered PM Repair - Biomedical | MHHS-Southeast
NO | NO |  |  |  | 005-10616 |  | Medtronic Inc | 5392 DUAL CHAMBER EXTERNAL PACEMAKER |  | DJH012963P | SE - EMERGENCY CENTER | MHHS-Southeast |  | Pacemaker, External |  | 005-10616 |  | Southeast & Bay Area |  | SE - EMERGENCY CENTER | [5 empty] | PACEMAKERS, CARDIAC |  | PACEMAKEREXTRNL-Medtronic-5392 | PACEMAKEREXTRNL |  |  |  |  | Medtronic | Pacemaker, External |  | PACEMAKEREXTRNL-Medtronic-5392 |  |  |  |  | Covered PM Repair - Biomedical | MHHS-Southeast
NO | NO |  |  |  | 005-10620 |  | Medtronic Inc | 5392 DUAL CHAMBER EXTERNAL PACEMAKER |  | DJH012968P | SE - ICU | MHHS-Southeast |  | Pacemaker, External |  | 005-10620 |  | Southeast & Bay Area |  | SE - ICU | [5 empty] | PACEMAKERS, CARDIAC |  | PACEMAKEREXTRNL-Medtronic-5392 | PACEMAKEREXTRNL |  |  |  |  | Medtronic | Pacemaker, External |  | PACEMAKEREXTRNL-Medtronic-5392 |  |  |  |  | Covered PM Repair - Biomedical | MHHS-Southeast
NO | NO |  |  |  | 005-11828 |  | Medtronic Inc | 5392 DUAL CHAMBER EXTERNAL PACEMAKER |  | DJH027932P | SE - ICU | MHHS-Southeast |  | Pacemaker, External |  | 005-11828 |  | Southeast & Bay Area |  | SE - ICU | [5 empty] | PACEMAKERS, CARDIAC |  | PACEMAKEREXTRNL-Medtronic-5392 | PACEMAKEREXTRNL |  |  |  |  | Medtronic | Pacemaker, External |  | PACEMAKEREXTRNL-Medtronic-5392 |  |  |  |  | Not Covered Vendor Only - Lab Ana/Anes | MHHS-Southeast
NO | NO |  |  |  | 005-11829 |  | Medtronic Inc | 5392 DUAL CHAMBER EXTERNAL PACEMAKER |  | DJH026479P | SE - ICU | MHHS-Southeast |  | Pacemaker, External |  | 005-11829 |  | Southeast & Bay Area |  | SE - ICU | [5 empty] | PACEMAKERS, CARDIAC |  | PACEMAKEREXTRNL-Medtronic-5392 | PACEMAKEREXTRNL |  |  |  |  | Medtronic | Pacemaker, External |  | PACEMAKEREXTRNL-Medtronic-5392 |  |  |  |  | Covered PM Repair - Biomedical | MHHS-Southeast
NO | NO |  |  |  | 005-11830 |  | Medtronic Inc | 5392 DUAL CHAMBER EXTERNAL PACEMAKER |  | DJH026477P | SE - ICU | MHHS-Southeast |  | Pacemaker, External |  | 005-11830 |  | Southeast & Bay Area |  | SE - ICU | [5 empty] | PACEMAKERS, CARDIAC |  | PACEMAKEREXTRNL-Medtronic-5392 | PACEMAKEREXTRNL |  |  |  |  | Medtronic | Pacemaker, External |  | PACEMAKEREXTRNL-Medtronic-5392 |  |  |  |  | Covered PM Repair - Biomedical | MHHS-Southeast
NO | NO |  |  |  | 005-11825 |  | Medtronic Inc | 5392 DUAL CHAMBER EXTERNAL PACEMAKER |  | DJH026496P | SE - OR | MHHS-Southeast |  | Pacemaker, External |  | 005-11825 |  | Southeast & Bay Area |  | SE - OR | [5 empty] | PACEMAKERS, CARDIAC |  | PACEMAKEREXTRNL-Medtronic-5392 | PACEMAKEREXTRNL |  |  |  |  | Medtronic | Pacemaker, External |  | PACEMAKEREXTRNL-Medtronic-5392 |  |  |  |  | Covered PM Repair - Biomedical | MHHS-Southeast
NO | NO |  |  |  | 005-11826 |  | Medtronic Inc | 5392 DUAL CHAMBER EXTERNAL PACEMAKER |  | DJH027931P | SE - OR | MHHS-Southeast |  | Pacemaker, External |  | 005-11826 |  | Southeast & Bay Area |  | SE - OR | [5 empty] | PACEMAKERS, CARDIAC |  | PACEMAKEREXTRNL-Medtronic-5392 | PACEMAKEREXTRNL |  |  |  |  | Medtronic | Pacemaker, External |  | PACEMAKEREXTRNL-Medtronic-5392 |  |  |  |  | Covered PM Repair - Biomedical | MHHS-Southeast
NO | NO |  |  |  | 005-11827 |  | Medtronic Inc | 5392 DUAL CHAMBER EXTERNAL PACEMAKER |  | DJH027930P | SE - OR | MHHS-Southeast |  | Pacemaker, External |  | 005-11827 |  | Southeast & Bay Area |  | SE - OR | [5 empty] | PACEMAKERS, CARDIAC |  | PACEMAKEREXTRNL-Medtronic-5392 | PACEMAKEREXTRNL |  |  |  |  | Medtronic | Pacemaker, External |  | PACEMAKEREXTRNL-Medtronic-5392 |  |  |  |  | Covered PM Repair - Biomedical | MHHS-Southeast
NO | NO |  |  |  | 005-33696 |  | Medtronic Inc | 5392 DUAL CHAMBER EXTERNAL PACEMAKER |  | DJH032281P | SE - OR | MHHS-Southeast |  | Pacemaker, External |  | 005-33696 |  | Southeast & Bay Area |  | SE - OR | [5 empty] | PACEMAKERS, CARDIAC |  | PACEMAKEREXTRNL-Medtronic-5392 | PACEMAKEREXTRNL |  |  |  |  | Medtronic | Pacemaker, External |  | PACEMAKEREXTRNL-Medtronic-5392 |  |  |  |  | Covered PM Repair - Biomedical | MHHS-Southeast
NO | NO |  |  |  | 005-33890 |  | Medtronic Inc | 5392 DUAL CHAMBER EXTERNAL PACEMAKER |  | 005-33890 | SE - OR | MHHS-Southeast |  | Pacemaker, External |  | 005-33890 |  | Southeast & Bay Area |  | SE - OR | [5 empty] | PACEMAKERS, CARDIAC |  | PACEMAKEREXTRNL-Medtronic-5392 | PACEMAKEREXTRNL |  |  |  |  | Medtronic | Pacemaker, External |  | PACEMAKEREXTRNL-Medtronic-5392 |  |  |  |  | Covered PM Repair - Biomedical | MHHS-Southeast
NO | NO |  |  |  | 013-38375 |  | Medtronic Inc | 5392 DUAL CHAMBER EXTERNAL PACEMAKER |  | DJH022563P | SW - HVI - CV ICU | MHHS-Southwest |  | Pacemaker, External |  | 013-38375 |  | Southwest |  | SW - HVI - CV ICU | [5 empty] | PACEMAKERS, CARDIAC |  | PACEMAKEREXTRNL-Medtronic-5392 | PACEMAKEREXTRNL |  |  |  |  | Medtronic | Pacemaker, External |  | PACEMAKEREXTRNL-Medtronic-5392 |  |  |  |  | Covered PM Repair - Biomedical | MHHS-Southwest
NO | NO |  |  |  | 013-38376 |  | Medtronic Inc | 5392 DUAL CHAMBER EXTERNAL PACEMAKER |  | DJH025560P | SW - HVI - CV ICU | MHHS-Southwest |  | Pacemaker, External |  | 013-38376 |  | Southwest |  | SW - HVI - CV ICU | [5 empty] | PACEMAKERS, CARDIAC |  | PACEMAKEREXTRNL-Medtronic-5392 | PACEMAKEREXTRNL |  |  |  |  | Medtronic | Pacemaker, External |  | PACEMAKEREXTRNL-Medtronic-5392 |  |  |  |  | Covered PM Repair - Biomedical | MHHS-Southwest
NO | NO |  |  |  | 013-38377 |  | Medtronic Inc | 5392 DUAL CHAMBER EXTERNAL PACEMAKER |  | DJH025559P | SW - HVI - CV ICU | MHHS-Southwest |  | Pacemaker, External |  | 013-38377 |  | Southwest |  | SW - HVI - CV ICU | [5 empty] | PACEMAKERS, CARDIAC |  | PACEMAKEREXTRNL-Medtronic-5392 | PACEMAKEREXTRNL |  |  |  |  | Medtronic | Pacemaker, External |  | PACEMAKEREXTRNL-Medtronic-5392 |  |  |  |  | Covered PM Repair - Biomedical | MHHS-Southwest
NO | NO |  |  |  | 013-38379 |  | Medtronic Inc | 5392 DUAL CHAMBER EXTERNAL PACEMAKER |  | DJH025565P | SW - HVI - CV ICU | MHHS-Southwest |  | Pacemaker, External |  | 013-38379 |  | Southwest |  | SW - HVI - CV ICU | [5 empty] | PACEMAKERS, CARDIAC |  | PACEMAKEREXTRNL-Medtronic-5392 | PACEMAKEREXTRNL |  |  |  |  | Medtronic | Pacemaker, External |  | PACEMAKEREXTRNL-Medtronic-5392 |  |  |  |  | Covered PM Repair - Biomedical | MHHS-Southwest
NO | NO |  |  |  | 013-38380 |  | Medtronic Inc | 5392 DUAL CHAMBER EXTERNAL PACEMAKER |  | DJH025568P | SW - HVI - CV ICU | MHHS-Southwest |  | Pacemaker, External |  | 013-38380 |  | Southwest |  | SW - HVI - CV ICU | [5 empty] | PACEMAKERS, CARDIAC |  | PACEMAKEREXTRNL-Medtronic-5392 | PACEMAKEREXTRNL |  |  |  |  | Medtronic | Pacemaker, External |  | PACEMAKEREXTRNL-Medtronic-5392 |  |  |  |  | Covered PM Repair - Biomedical | MHHS-Southwest
NO | NO |  |  |  | 013-38382 |  | Medtronic Inc | 5392 DUAL CHAMBER EXTERNAL PACEMAKER |  | DJH025562P | SW - HVI - CV ICU | MHHS-Southwest |  | Pacemaker, External |  | 013-38382 |  | Southwest |  | SW - HVI - CV ICU | [5 empty] | PACEMAKERS, CARDIAC |  | PACEMAKEREXTRNL-Medtronic-5392 | PACEMAKEREXTRNL |  |  |  |  | Medtronic | Pacemaker, External |  | PACEMAKEREXTRNL-Medtronic-5392 |  |  |  |  | Covered PM Repair - Biomedical | MHHS-Southwest
NO | NO |  |  |  | 013-38383 |  | Medtronic Inc | 5392 DUAL CHAMBER EXTERNAL PACEMAKER |  | DJH025564P | SW - HVI - CV ICU | MHHS-Southwest |  | Pacemaker, External |  | 013-38383 |  | Southwest |  | SW - HVI - CV ICU | [5 empty] | PACEMAKERS, CARDIAC |  | PACEMAKEREXTRNL-Medtronic-5392 | PACEMAKEREXTRNL |  |  |  |  | Medtronic | Pacemaker, External |  | PACEMAKEREXTRNL-Medtronic-5392 |  |  |  |  | Covered PM Repair - Biomedical | MHHS-Southwest
NO | NO |  |  |  | 013-38384 |  | Medtronic Inc | 5392 DUAL CHAMBER EXTERNAL PACEMAKER |  | DJH025567P | SW - HVI - CV ICU | MHHS-Southwest |  | Pacemaker, External |  | 013-38384 |  | Southwest |  | SW - HVI - CV ICU | [5 empty] | PACEMAKERS, CARDIAC |  | PACEMAKEREXTRNL-Medtronic-5392 | PACEMAKEREXTRNL |  |  |  |  | Medtronic | Pacemaker, External |  | PACEMAKEREXTRNL-Medtronic-5392 |  |  |  |  | Not Covered Vendor Only - Biomedical | MHHS-Southwest
NO | NO |  |  |  | 013-38645 |  | Medtronic Inc | 5392 DUAL CHAMBER EXTERNAL PACEMAKER |  | DJH026445P | SW - HVI - TELEMETRY | MHHS-Southwest |  | Pacemaker, External |  | 013-38645 |  | Southwest |  | SW - HVI - TELEMETRY | [5 empty] | PACEMAKERS, CARDIAC |  | PACEMAKEREXTRNL-Medtronic-5392 | PACEMAKEREXTRNL |  |  |  |  | Medtronic | Pacemaker, External |  | PACEMAKEREXTRNL-Medtronic-5392 |  |  |  |  | Covered PM Repair - Biomedical | MHHS-Southwest
NO | NO |  |  |  | 013-38646 |  | Medtronic Inc | 5392 DUAL CHAMBER EXTERNAL PACEMAKER |  | DJH026067P | SW - HVI - TELEMETRY | MHHS-Southwest |  | Pacemaker, External |  | 013-38646 |  | Southwest |  | SW - HVI - TELEMETRY | [5 empty] | PACEMAKERS, CARDIAC |  | PACEMAKEREXTRNL-Medtronic-5392 | PACEMAKEREXTRNL |  |  |  |  | Medtronic | Pacemaker, External |  | PACEMAKEREXTRNL-Medtronic-5392 |  |  |  |  | Covered PM Repair - Biomedical | MHHS-Southwest
NO | NO |  |  |  | 013-38647 |  | Medtronic Inc | 5392 DUAL CHAMBER EXTERNAL PACEMAKER |  | DJH026234P | SW - HVI - TELEMETRY | MHHS-Southwest |  | Pacemaker, External |  | 013-38647 |  | Southwest |  | SW - HVI - TELEMETRY | [5 empty] | PACEMAKERS, CARDIAC |  | PACEMAKEREXTRNL-Medtronic-5392 | PACEMAKEREXTRNL |  |  |  |  | Medtronic | Pacemaker, External |  | PACEMAKEREXTRNL-Medtronic-5392 |  |  |  |  | Covered PM Repair - Biomedical | MHHS-Southwest
NO | NO |  |  |  | 013-38648 |  | Medtronic Inc | 5392 DUAL CHAMBER EXTERNAL PACEMAKER |  | DJH026044P | SW - HVI - TELEMETRY | MHHS-Southwest |  | Pacemaker, External |  | 013-38648 |  | Southwest |  | SW - HVI - TELEMETRY | [5 empty] | PACEMAKERS, CARDIAC |  | PACEMAKEREXTRNL-Medtronic-5392 | PACEMAKEREXTRNL |  |  |  |  | Medtronic | Pacemaker, External |  | PACEMAKEREXTRNL-Medtronic-5392 |  |  |  |  | Covered PM Repair - Biomedical | MHHS-Southwest
NO | NO |  |  |  | 013-38649 |  | Medtronic Inc | 5392 DUAL CHAMBER EXTERNAL PACEMAKER |  | DJH026098P | SW - HVI - TELEMETRY | MHHS-Southwest |  | Pacemaker, External |  | 013-38649 |  | Southwest |  | SW - HVI - TELEMETRY | [5 empty] | PACEMAKERS, CARDIAC |  | PACEMAKEREXTRNL-Medtronic-5392 | PACEMAKEREXTRNL |  |  |  |  | Medtronic | Pacemaker, External |  | PACEMAKEREXTRNL-Medtronic-5392 |  |  |  |  | Covered PM Repair - Biomedical | MHHS-Southwest
NO | NO |  |  |  | 013-38650 |  | Medtronic Inc | 5392 DUAL CHAMBER EXTERNAL PACEMAKER |  | DJH026442P | SW - HVI - TELEMETRY | MHHS-Southwest |  | Pacemaker, External |  | 013-38650 |  | Southwest |  | SW - HVI - TELEMETRY | [5 empty] | PACEMAKERS, CARDIAC |  | PACEMAKEREXTRNL-Medtronic-5392 | PACEMAKEREXTRNL |  |  |  |  | Medtronic | Pacemaker, External |  | PACEMAKEREXTRNL-Medtronic-5392 |  |  |  |  | Covered PM Repair - Biomedical | MHHS-Southwest
NO | NO |  |  |  | 013-38651 |  | Medtronic Inc | 5392 DUAL CHAMBER EXTERNAL PACEMAKER |  | DJH026244P | SW - HVI - TELEMETRY | MHHS-Southwest |  | Pacemaker, External |  | 013-38651 |  | Southwest |  | SW - HVI - TELEMETRY | [5 empty] | PACEMAKERS, CARDIAC |  | PACEMAKEREXTRNL-Medtronic-5392 | PACEMAKEREXTRNL |  |  |  |  | Medtronic | Pacemaker, External |  | PACEMAKEREXTRNL-Medtronic-5392 |  |  |  |  | Covered PM Repair - Biomedical | MHHS-Southwest
NO | NO |  |  |  | 013-38652 |  | Medtronic Inc | 5392 DUAL CHAMBER EXTERNAL PACEMAKER |  | DJH026233P | SW - HVI - TELEMETRY | MHHS-Southwest |  | Pacemaker, External |  | 013-38652 |  | Southwest |  | SW - HVI - TELEMETRY | [5 empty] | PACEMAKERS, CARDIAC |  | PACEMAKEREXTRNL-Medtronic-5392 | PACEMAKEREXTRNL |  |  |  |  | Medtronic | Pacemaker, External |  | PACEMAKEREXTRNL-Medtronic-5392 |  |  |  |  | Covered PM Repair - Biomedical | MHHS-Southwest
NO | NO |  |  |  | 013-38653 |  | Medtronic Inc | 5392 DUAL CHAMBER EXTERNAL PACEMAKER |  | DJH026258P | SW - HVI - TELEMETRY | MHHS-Southwest |  | Pacemaker, External |  | 013-38653 |  | Southwest |  | SW - HVI - TELEMETRY | [5 empty] | PACEMAKERS, CARDIAC |  | PACEMAKEREXTRNL-Medtronic-5392 | PACEMAKEREXTRNL |  |  |  |  | Medtronic | Pacemaker, External |  | PACEMAKEREXTRNL-Medtronic-5392 |  |  |  |  | Covered PM Repair - Biomedical | MHHS-Southwest
NO | NO |  |  |  | 013-38654 |  | Medtronic Inc | 5392 DUAL CHAMBER EXTERNAL PACEMAKER |  | DJH026055P | SW - HVI - TELEMETRY | MHHS-Southwest |  | Pacemaker, External |  | 013-38654 |  | Southwest |  | SW - HVI - TELEMETRY | [5 empty] | PACEMAKERS, CARDIAC |  | PACEMAKEREXTRNL-Medtronic-5392 | PACEMAKEREXTRNL |  |  |  |  | Medtronic | Pacemaker, External |  | PACEMAKEREXTRNL-Medtronic-5392 |  |  |  |  | Covered PM Repair - Biomedical | MHHS-Southwest
NO | NO |  |  |  | 013-38658 |  | Medtronic Inc | 5392 DUAL CHAMBER EXTERNAL PACEMAKER |  | DJH026057P | SW - HVI - TELEMETRY | MHHS-Southwest |  | Pacemaker, External |  | 013-38658 |  | Southwest |  | SW - HVI - TELEMETRY | [5 empty] | PACEMAKERS, CARDIAC |  | PACEMAKEREXTRNL-Medtronic-5392 | PACEMAKEREXTRNL |  |  |  |  | Medtronic | Pacemaker, External |  | PACEMAKEREXTRNL-Medtronic-5392 |  |  |  |  | Covered PM Repair - Biomedical | MHHS-Southwest
NO | NO |  |  |  | 013-38659 |  | Medtronic Inc | 5392 DUAL CHAMBER EXTERNAL PACEMAKER |  | DJH026056P | SW - HVI - TELEMETRY | MHHS-Southwest |  | Pacemaker, External |  | 013-38659 |  | Southwest |  | SW - HVI - TELEMETRY | [5 empty] | PACEMAKERS, CARDIAC |  | PACEMAKEREXTRNL-Medtronic-5392 | PACEMAKEREXTRNL |  |  |  |  | Medtronic | Pacemaker, External |  | PACEMAKEREXTRNL-Medtronic-5392 |  |  |  |  | Covered PM Repair - Biomedical | MHHS-Southwest
NO | NO |  |  |  | 013-38856 |  | Medtronic Inc | 5392 DUAL CHAMBER EXTERNAL PACEMAKER |  | DJH026061P | SW - HVI - TELEMETRY | MHHS-Southwest |  | Pacemaker, External |  | 013-38856 |  | Southwest |  | SW - HVI - TELEMETRY | [5 empty] | PACEMAKERS, CARDIAC |  | PACEMAKEREXTRNL-Medtronic-5392 | PACEMAKEREXTRNL |  |  |  |  | Medtronic | Pacemaker, External |  | PACEMAKEREXTRNL-Medtronic-5392 |  |  |  |  | Covered PM Repair - Biomedical | MHHS-Southwest
NO | NO |  |  |  | 013-38857 |  | Medtronic Inc | 5392 DUAL CHAMBER EXTERNAL PACEMAKER |  | DJH026092P | SW - HVI - TELEMETRY | MHHS-Southwest |  | Pacemaker, External |  | 013-38857 |  | Southwest |  | SW - HVI - TELEMETRY | [5 empty] | PACEMAKERS, CARDIAC |  | PACEMAKEREXTRNL-Medtronic-5392 | PACEMAKEREXTRNL |  |  |  |  | Medtronic | Pacemaker, External |  | PACEMAKEREXTRNL-Medtronic-5392 |  |  |  |  | Covered PM Repair - Biomedical | MHHS-Southwest
NO | NO |  |  |  | 013-38858 |  | Medtronic Inc | 5392 DUAL CHAMBER EXTERNAL PACEMAKER |  | DJH026071P | SW - HVI - TELEMETRY | MHHS-Southwest |  | Pacemaker, External |  | 013-38858 |  | Southwest |  | SW - HVI - TELEMETRY | [5 empty] | PACEMAKERS, CARDIAC |  | PACEMAKEREXTRNL-Medtronic-5392 | PACEMAKEREXTRNL |  |  |  |  | Medtronic | Pacemaker, External |  | PACEMAKEREXTRNL-Medtronic-5392 |  |  |  |  | Covered PM Repair - Biomedical | MHHS-Southwest
NO | NO |  |  |  | 013-38859 |  | Medtronic Inc | 5392 DUAL CHAMBER EXTERNAL PACEMAKER |  | DJH026091P | SW - HVI - TELEMETRY | MHHS-Southwest |  | Pacemaker, External |  | 013-38859 |  | Southwest |  | SW - HVI - TELEMETRY | [5 empty] | PACEMAKERS, CARDIAC |  | PACEMAKEREXTRNL-Medtronic-5392 | PACEMAKEREXTRNL |  |  |  |  | Medtronic | Pacemaker, External |  | PACEMAKEREXTRNL-Medtronic-5392 |  |  |  |  | Covered PM Repair - Biomedical | MHHS-Southwest
NO | NO |  |  |  | 013-38879 |  | Medtronic Inc | 5392 DUAL CHAMBER EXTERNAL PACEMAKER |  | DJH026102P | SW - HVI - TELEMETRY | MHHS-Southwest |  | Pacemaker, External |  | 013-38879 |  | Southwest |  | SW - HVI - TELEMETRY | [5 empty] | PACEMAKERS, CARDIAC |  | PACEMAKEREXTRNL-Medtronic-5392 | PACEMAKEREXTRNL |  |  |  |  | Medtronic | Pacemaker, External |  | PACEMAKEREXTRNL-Medtronic-5392 |  |  |  |  | Covered PM Repair - Biomedical | MHHS-Southwest
NO | NO |  |  |  | 013-38880 |  | Medtronic Inc | 5392 DUAL CHAMBER EXTERNAL PACEMAKER |  | DJH026095P | SW - HVI - TELEMETRY | MHHS-Southwest |  | Pacemaker, External |  | 013-38880 |  | Southwest |  | SW - HVI - TELEMETRY | [5 empty] | PACEMAKERS, CARDIAC |  | PACEMAKEREXTRNL-Medtronic-5392 | PACEMAKEREXTRNL |  |  |  |  | Medtronic | Pacemaker, External |  | PACEMAKEREXTRNL-Medtronic-5392 |  |  |  |  | Covered PM Repair - Biomedical | MHHS-Southwest
NO | NO |  |  |  | 013-38881 |  | Medtronic Inc | 5392 DUAL CHAMBER EXTERNAL PACEMAKER |  | DJH026078P | SW - HVI - TELEMETRY | MHHS-Southwest |  | Pacemaker, External |  | 013-38881 |  | Southwest |  | SW - HVI - TELEMETRY | [5 empty] | PACEMAKERS, CARDIAC |  | PACEMAKEREXTRNL-Medtronic-5392 | PACEMAKEREXTRNL |  |  |  |  | Medtronic | Pacemaker, External |  | PACEMAKEREXTRNL-Medtronic-5392 |  |  |  |  | Covered PM Repair - Biomedical | MHHS-Southwest
NO | NO |  |  |  | 013-38882 |  | Medtronic Inc | 5392 DUAL CHAMBER EXTERNAL PACEMAKER |  | DJH026060P | SW - HVI - TELEMETRY | MHHS-Southwest |  | Pacemaker, External |  | 013-38882 |  | Southwest |  | SW - HVI - TELEMETRY | [5 empty] | PACEMAKERS, CARDIAC |  | PACEMAKEREXTRNL-Medtronic-5392 | PACEMAKEREXTRNL |  |  |  |  | Medtronic | Pacemaker, External |  | PACEMAKEREXTRNL-Medtronic-5392 |  |  |  |  | Covered PM Repair - Biomedical | MHHS-Southwest
NO | NO |  |  |  | 013-38883 |  | Medtronic Inc | 5392 DUAL CHAMBER EXTERNAL PACEMAKER |  | DJH026237P | SW - HVI - TELEMETRY | MHHS-Southwest |  | Pacemaker, External |  | 013-38883 |  | Southwest |  | SW - HVI - TELEMETRY | [5 empty] | PACEMAKERS, CARDIAC |  | PACEMAKEREXTRNL-Medtronic-5392 | PACEMAKEREXTRNL |  |  |  |  | Medtronic | Pacemaker, External |  | PACEMAKEREXTRNL-Medtronic-5392 |  |  |  |  | Covered PM Repair - Biomedical | MHHS-Southwest
NO | NO |  |  |  | 013-38884 |  | Medtronic Inc | 5392 DUAL CHAMBER EXTERNAL PACEMAKER |  | DJH026060P | SW - HVI - TELEMETRY | MHHS-Southwest |  | Pacemaker, External |  | 013-38884 |  | Southwest |  | SW - HVI - TELEMETRY | [5 empty] | PACEMAKERS, CARDIAC |  | PACEMAKEREXTRNL-Medtronic-5392 | PACEMAKEREXTRNL |  |  |  |  | Medtronic | Pacemaker, External |  | PACEMAKEREXTRNL-Medtronic-5392 |  |  |  |  | Covered PM Repair - Biomedical | MHHS-Southwest
NO | NO |  |  |  | 013-38885 |  | Medtronic Inc | 5392 DUAL CHAMBER EXTERNAL PACEMAKER |  | DJH026110P | SW - HVI - TELEMETRY | MHHS-Southwest |  | Pacemaker, External |  | 013-38885 |  | Southwest |  | SW - HVI - TELEMETRY | [5 empty] | PACEMAKERS, CARDIAC |  | PACEMAKEREXTRNL-Medtronic-5392 | PACEMAKEREXTRNL |  |  |  |  | Medtronic | Pacemaker, External |  | PACEMAKEREXTRNL-Medtronic-5392 |  |  |  |  | Covered PM Repair - Biomedical | MHHS-Southwest
NO | NO |  |  |  | 013-38886 |  | Medtronic Inc | 5392 DUAL CHAMBER EXTERNAL PACEMAKER |  | DJH026066P | SW - HVI - TELEMETRY | MHHS-Southwest |  | Pacemaker, External |  | 013-38886 |  | Southwest |  | SW - HVI - TELEMETRY | [5 empty] | PACEMAKERS, CARDIAC |  | PACEMAKEREXTRNL-Medtronic-5392 | PACEMAKEREXTRNL |  |  |  |  | Medtronic | Pacemaker, External |  | PACEMAKEREXTRNL-Medtronic-5392 |  |  |  |  | Covered PM Repair - Biomedical | MHHS-Southwest
NO | NO |  |  |  | 013-38887 |  | Medtronic Inc | 5392 DUAL CHAMBER EXTERNAL PACEMAKER |  | DJH026042P | SW - HVI - TELEMETRY | MHHS-Southwest |  | Pacemaker, External |  | 013-38887 |  | Southwest |  | SW - HVI - TELEMETRY | [5 empty] | PACEMAKERS, CARDIAC |  | PACEMAKEREXTRNL-Medtronic-5392 | PACEMAKEREXTRNL |  |  |  |  | Medtronic | Pacemaker, External |  | PACEMAKEREXTRNL-Medtronic-5392 |  |  |  |  | Covered PM Repair - Biomedical | MHHS-Southwest
NO | NO |  |  |  | 129-31091 |  | Medtronic Inc | 5392 DUAL CHAMBER EXTERNAL PACEMAKER |  | DJH034549P | SUGAR LAND - ICU | MHHS-Sugarland |  | Pacemaker, External |  | 129-31091 |  | Sugar Land |  | SUGAR LAND - ICU | [5 empty] | PACEMAKERS, CARDIAC |  | PACEMAKEREXTRNL-Medtronic-5392 | PACEMAKEREXTRNL |  |  |  |  | Medtronic | Pacemaker, External |  | PACEMAKEREXTRNL-Medtronic-5392 |  |  |  |  | Covered PM Repair - Biomedical | MHHS-Sugarland
NO | NO |  |  |  | 074-04688 |  | Medtronic Inc | 5392 DUAL CHAMBER EXTERNAL PACEMAKER |  | DJH007748P | TMC - CATH LAB - ADULT (2HVI) | MHHS-TMC |  | Pacemaker, External |  | 074-04688 |  | TMC |  | TMC - CATH LAB - ADULT (2HVI) | [5 empty] | PACEMAKERS, CARDIAC |  | PACEMAKEREXTRNL-Medtronic-5392 | PACEMAKEREXTRNL |  |  |  |  | Medtronic | Pacemaker, External |  | PACEMAKEREXTRNL-Medtronic-5392 |  |  |  |  | Covered PM Repair - Biomedical | MHHS-TMC
NO | NO |  |  |  | 077-09340 |  | Medtronic Inc | 5392 DUAL CHAMBER EXTERNAL PACEMAKER |  | DJH017423P | TMC - CHILDRENS - PICU (9HP) | MHHS-TMC |  | Pacemaker, External |  | 077-09340 |  | TMC |  | TMC - CHILDRENS - PICU (9HP) | [5 empty] | PACEMAKERS, CARDIAC |  | PACEMAKEREXTRNL-Medtronic-5392 | PACEMAKEREXTRNL |  |  |  |  | Medtronic | Pacemaker, External |  | PACEMAKEREXTRNL-Medtronic-5392 |  |  |  |  | Covered PM Repair - Biomedical | MHHS-TMC
NO | NO |  |  |  | 077-09784 |  | Medtronic Inc | 5392 DUAL CHAMBER EXTERNAL PACEMAKER |  | DJH027805P | TMC - CHILDRENS - PICU (9HP) | MHHS-TMC |  | Pacemaker, External |  | 077-09784 |  | TMC |  | TMC - CHILDRENS - PICU (9HP) | [5 empty] | PACEMAKERS, CARDIAC |  | PACEMAKEREXTRNL-Medtronic-5392 | PACEMAKEREXTRNL |  |  |  |  | Medtronic | Pacemaker, External |  | PACEMAKEREXTRNL-Medtronic-5392 |  |  |  |  | Covered PM Repair - Biomedical | MHHS-TMC
NO | NO |  |  |  | 077-09785 |  | Medtronic Inc | 5392 DUAL CHAMBER EXTERNAL PACEMAKER |  | DJH027807P | TMC - CHILDRENS - PICU (9HP) | MHHS-TMC |  | Pacemaker, External |  | 077-09785 |  | TMC |  | TMC - CHILDRENS - PICU (9HP) | [5 empty] | PACEMAKERS, CARDIAC |  | PACEMAKEREXTRNL-Medtronic-5392 | PACEMAKEREXTRNL |  |  |  |  | Medtronic | Pacemaker, External |  | PACEMAKEREXTRNL-Medtronic-5392 |  |  |  |  | Covered PM Repair - Biomedical | MHHS-TMC
NO | NO |  |  |  | 077-09786 |  | Medtronic Inc | 5392 DUAL CHAMBER EXTERNAL PACEMAKER |  | DJH027806P | TMC - CHILDRENS - PICU (9HP) | MHHS-TMC |  | Pacemaker, External |  | 077-09786 |  | TMC |  | TMC - CHILDRENS - PICU (9HP) | [5 empty] | PACEMAKERS, CARDIAC |  | PACEMAKEREXTRNL-Medtronic-5392 | PACEMAKEREXTRNL |  |  |  |  | Medtronic | Pacemaker, External |  | PACEMAKEREXTRNL-Medtronic-5392 |  |  |  |  | Covered PM Repair - Biomedical | MHHS-TMC
NO | NO |  |  |  | 077-09787 |  | Medtronic Inc | 5392 DUAL CHAMBER EXTERNAL PACEMAKER |  | DJH027803P | TMC - CHILDRENS - PICU (9HP) | MHHS-TMC |  | Pacemaker, External |  | 077-09787 |  | TMC |  | TMC - CHILDRENS - PICU (9HP) | [5 empty] | PACEMAKERS, CARDIAC |  | PACEMAKEREXTRNL-Medtronic-5392 | PACEMAKEREXTRNL |  |  |  |  | Medtronic | Pacemaker, External |  | PACEMAKEREXTRNL-Medtronic-5392 |  |  |  |  | Covered PM Repair - Biomedical | MHHS-TMC
NO | NO |  |  |  | 077-09799 |  | Medtronic Inc | 5392 DUAL CHAMBER EXTERNAL PACEMAKER |  | DJH027804P | TMC - CHILDRENS - PICU (9HP) | MHHS-TMC |  | Pacemaker, External |  | 077-09799 |  | TMC |  | TMC - CHILDRENS - PICU (9HP) | [5 empty] | PACEMAKERS, CARDIAC |  | PACEMAKEREXTRNL-Medtronic-5392 | PACEMAKEREXTRNL |  |  |  |  | Medtronic | Pacemaker, External |  | PACEMAKEREXTRNL-Medtronic-5392 |  |  |  |  | Covered PM Repair - Biomedical | MHHS-TMC
NO | NO |  |  |  | 069-42347 |  | Medtronic Inc | 5392 DUAL CHAMBER EXTERNAL PACEMAKER |  | DJH029601P | TMC - HERMANN - LIFE FLIGHT (11HP) | MHHS-TMC |  | Pacemaker, External |  | 069-42347 |  | TMC |  | TMC - HERMANN - LIFE FLIGHT (11HP) | [5 empty] | PACEMAKERS, CARDIAC |  | PACEMAKEREXTRNL-Medtronic-5392 | PACEMAKEREXTRNL |  |  |  |  | Medtronic | Pacemaker, External |  | PACEMAKEREXTRNL-Medtronic-5392 |  |  |  |  | Covered PM Repair - Biomedical | MHHS-TMC
NO | NO |  |  |  | 069-42348 |  | Medtronic Inc | 5392 DUAL CHAMBER EXTERNAL PACEMAKER |  | DJH029604P | TMC - HERMANN - LIFE FLIGHT (11HP) | MHHS-TMC |  | Pacemaker, External |  | 069-42348 |  | TMC |  | TMC - HERMANN - LIFE FLIGHT (11HP) | [5 empty] | PACEMAKERS, CARDIAC |  | PACEMAKEREXTRNL-Medtronic-5392 | PACEMAKEREXTRNL |  |  |  |  | Medtronic | Pacemaker, External |  | PACEMAKEREXTRNL-Medtronic-5392 |  |  |  |  | Covered PM Repair - Biomedical | MHHS-TMC
NO | NO |  |  |  | 069-42349 |  | Medtronic Inc | 5392 DUAL CHAMBER EXTERNAL PACEMAKER |  | DJH029605P | TMC - HERMANN - LIFE FLIGHT (11HP) | MHHS-TMC |  | Pacemaker, External |  | 069-42349 |  | TMC |  | TMC - HERMANN - LIFE FLIGHT (11HP) | [5 empty] | PACEMAKERS, CARDIAC |  | PACEMAKEREXTRNL-Medtronic-5392 | PACEMAKEREXTRNL |  |  |  |  | Medtronic | Pacemaker, External |  | PACEMAKEREXTRNL-Medtronic-5392 |  |  |  |  | Covered PM Repair - Biomedical | MHHS-TMC
NO | NO |  |  |  | 069-42350 |  | Medtronic Inc | 5392 DUAL CHAMBER EXTERNAL PACEMAKER |  | DJH029608P | TMC - HERMANN - LIFE FLIGHT (11HP) | MHHS-TMC |  | Pacemaker, External |  | 069-42350 |  | TMC |  | TMC - HERMANN - LIFE FLIGHT (11HP) | [5 empty] | PACEMAKERS, CARDIAC |  | PACEMAKEREXTRNL-Medtronic-5392 | PACEMAKEREXTRNL |  |  |  |  | Medtronic | Pacemaker, External |  | PACEMAKEREXTRNL-Medtronic-5392 |  |  |  |  | Covered PM Repair - Biomedical | MHHS-TMC
NO | NO |  |  |  | 074-01899 |  | Medtronic Inc | 5392 DUAL CHAMBER EXTERNAL PACEMAKER |  | DJH007708P | TMC - HVI - CCU (4HVI) | MHHS-TMC |  | Pacemaker, External |  | 074-01899 |  | TMC |  | TMC - HVI - CCU (4HVI) | [5 empty] | PACEMAKERS, CARDIAC |  | PACEMAKEREXTRNL-Medtronic-5392 | PACEMAKEREXTRNL |  |  |  |  | Medtronic | Pacemaker, External |  | PACEMAKEREXTRNL-Medtronic-5392 |  |  |  |  | Covered PM Repair - Biomedical | MHHS-TMC
NO | NO |  |  |  | 074-04511 |  | Medtronic Inc | 5392 DUAL CHAMBER EXTERNAL PACEMAKER |  | DJH018882P | TMC - HVI - CCU (4HVI) | MHHS-TMC |  | Pacemaker, External |  | 074-04511 |  | TMC |  | TMC - HVI - CCU (4HVI) | [5 empty] | PACEMAKERS, CARDIAC |  | PACEMAKEREXTRNL-Medtronic-5392 | PACEMAKEREXTRNL |  |  |  |  | Medtronic | Pacemaker, External |  | PACEMAKEREXTRNL-Medtronic-5392 |  |  |  |  | Covered PM Repair - Biomedical | MHHS-TMC
NO | NO |  |  |  | 074-04512 |  | Medtronic Inc | 5392 DUAL CHAMBER EXTERNAL PACEMAKER |  | DJH018871P | TMC - HVI - CCU (4HVI) | MHHS-TMC |  | Pacemaker, External |  | 074-04512 |  | TMC |  | TMC - HVI - CCU (4HVI) | [5 empty] | PACEMAKERS, CARDIAC |  | PACEMAKEREXTRNL-Medtronic-5392 | PACEMAKEREXTRNL |  |  |  |  | Medtronic | Pacemaker, External |  | PACEMAKEREXTRNL-Medtronic-5392 |  |  |  |  | Covered PM Repair - Biomedical | MHHS-TMC
NO | NO |  |  |  | 074-04519 |  | Medtronic Inc | 5392 DUAL CHAMBER EXTERNAL PACEMAKER |  | DJH018870P | TMC - HVI - CCU (4HVI) | MHHS-TMC |  | Pacemaker, External |  | 074-04519 |  | TMC |  | TMC - HVI - CCU (4HVI) | [5 empty] | PACEMAKERS, CARDIAC |  | PACEMAKEREXTRNL-Medtronic-5392 | PACEMAKEREXTRNL |  |  |  |  | Medtronic | Pacemaker, External |  | PACEMAKEREXTRNL-Medtronic-5392 |  |  |  |  | Covered PM Repair - Biomedical | MHHS-TMC
NO | NO |  |  |  | 074-05067 |  | Medtronic Inc | 5392 DUAL CHAMBER EXTERNAL PACEMAKER |  | DJH007721P | TMC - HVI - CCU (4HVI) | MHHS-TMC |  | Pacemaker, External |  | 074-05067 |  | TMC |  | TMC - HVI - CCU (4HVI) | [5 empty] | PACEMAKERS, CARDIAC |  | PACEMAKEREXTRNL-Medtronic-5392 | PACEMAKEREXTRNL |  |  |  |  | Medtronic | Pacemaker, External |  | PACEMAKEREXTRNL-Medtronic-5392 |  |  |  |  | Covered PM Repair - Biomedical | MHHS-TMC
NO | NO |  |  |  | 074-01903 |  | Medtronic Inc | 5392 DUAL CHAMBER EXTERNAL PACEMAKER |  | DJH007743P | TMC - HVI - CVICU (8HVI) | MHHS-TMC |  | Pacemaker, External |  | 074-01903 |  | TMC |  | TMC - HVI - CVICU (8HVI) | [5 empty] | PACEMAKERS, CARDIAC |  | PACEMAKEREXTRNL-Medtronic-5392 | PACEMAKEREXTRNL |  |  |  |  | Medtronic | Pacemaker, External |  | PACEMAKEREXTRNL-Medtronic-5392 |  |  |  |  | Covered PM Repair - Biomedical | MHHS-TMC
NO | NO |  |  |  | 074-01904 |  | Medtronic Inc | 5392 DUAL CHAMBER EXTERNAL PACEMAKER |  | DJH007737P | TMC - HVI - CVICU (8HVI) | MHHS-TMC |  | Pacemaker, External |  | 074-01904 |  | TMC |  | TMC - HVI - CVICU (8HVI) | [5 empty] | PACEMAKERS, CARDIAC |  | PACEMAKEREXTRNL-Medtronic-5392 | PACEMAKEREXTRNL |  |  |  |  | Medtronic | Pacemaker, External |  | PACEMAKEREXTRNL-Medtronic-5392 |  |  |  |  | Covered PM Repair - Biomedical | MHHS-TMC
NO | NO |  |  |  | 074-01905 |  | Medtronic Inc | 5392 DUAL CHAMBER EXTERNAL PACEMAKER |  | DJH007667P | TMC - HVI - CVICU (8HVI) | MHHS-TMC |  | Pacemaker, External |  | 074-01905 |  | TMC |  | TMC - HVI - CVICU (8HVI) | [5 empty] | PACEMAKERS, CARDIAC |  | PACEMAKEREXTRNL-Medtronic-5392 | PACEMAKEREXTRNL |  |  |  |  | Medtronic | Pacemaker, External |  | PACEMAKEREXTRNL-Medtronic-5392 |  |  |  |  | Covered PM Repair - Biomedical | MHHS-TMC
NO | NO |  |  |  | 074-04521 |  | Medtronic Inc | 5392 DUAL CHAMBER EXTERNAL PACEMAKER |  | DJH018883P | TMC - HVI - CVICU (8HVI) | MHHS-TMC |  | Pacemaker, External |  | 074-04521 |  | TMC |  | TMC - HVI - CVICU (8HVI) | [5 empty] | PACEMAKERS, CARDIAC |  | PACEMAKEREXTRNL-Medtronic-5392 | PACEMAKEREXTRNL |  |  |  |  | Medtronic | Pacemaker, External |  | PACEMAKEREXTRNL-Medtronic-5392 |  |  |  |  | Covered PM Repair - Biomedical | MHHS-TMC
NO | NO |  |  |  | 074-04522 |  | Medtronic Inc | 5392 DUAL CHAMBER EXTERNAL PACEMAKER |  | DJH018880P | TMC - HVI - CVICU (8HVI) | MHHS-TMC |  | Pacemaker, External |  | 074-04522 |  | TMC |  | TMC - HVI - CVICU (8HVI) | [5 empty] | PACEMAKERS, CARDIAC |  | PACEMAKEREXTRNL-Medtronic-5392 | PACEMAKEREXTRNL |  |  |  |  | Medtronic | Pacemaker, External |  | PACEMAKEREXTRNL-Medtronic-5392 |  |  |  |  | Covered PM Repair - Biomedical | MHHS-TMC
NO | NO |  |  |  | 074-04523 |  | Medtronic Inc | 5392 DUAL CHAMBER EXTERNAL PACEMAKER |  | DJH018875P | TMC - HVI - CVICU (8HVI) | MHHS-TMC |  | Pacemaker, External |  | 074-04523 |  | TMC |  | TMC - HVI - CVICU (8HVI) | [5 empty] | PACEMAKERS, CARDIAC |  | PACEMAKEREXTRNL-Medtronic-5392 | PACEMAKEREXTRNL |  |  |  |  | Medtronic | Pacemaker, External |  | PACEMAKEREXTRNL-Medtronic-5392 |  |  |  |  | Covered PM Repair - Biomedical | MHHS-TMC
NO | NO |  |  |  | 074-01900 |  | Medtronic Inc | 5392 DUAL CHAMBER EXTERNAL PACEMAKER |  | DJH007672P | TMC - HVI - HEART FAILURE ICU (5HVI) | MHHS-TMC |  | Pacemaker, External |  | 074-01900 |  | TMC |  | TMC - HVI - HEART FAILURE ICU (5HVI) | [5 empty] | PACEMAKERS, CARDIAC |  | PACEMAKEREXTRNL-Medtronic-5392 | PACEMAKEREXTRNL |  |  |  |  | Medtronic | Pacemaker, External |  | PACEMAKEREXTRNL-Medtronic-5392 |  |  |  |  | Covered PM Repair - Biomedical | MHHS-TMC
NO | NO |  |  |  | 074-01901 |  | Medtronic Inc | 5392 DUAL CHAMBER EXTERNAL PACEMAKER |  | DJH007726P | TMC - HVI - HEART FAILURE ICU (5HVI) | MHHS-TMC |  | Pacemaker, External |  | 074-01901 |  | TMC |  | TMC - HVI - HEART FAILURE ICU (5HVI) | [5 empty] | PACEMAKERS, CARDIAC |  | PACEMAKEREXTRNL-Medtronic-5392 | PACEMAKEREXTRNL |  |  |  |  | Medtronic | Pacemaker, External |  | PACEMAKEREXTRNL-Medtronic-5392 |  |  |  |  | Covered PM Repair - Biomedical | MHHS-TMC
NO | NO |  |  |  | 074-01902 |  | Medtronic Inc | 5392 DUAL CHAMBER EXTERNAL PACEMAKER |  | DJH007754P | TMC - HVI - HEART FAILURE ICU (5HVI) | MHHS-TMC |  | Pacemaker, External |  | 074-01902 |  | TMC |  | TMC - HVI - HEART FAILURE ICU (5HVI) | [5 empty] | PACEMAKERS, CARDIAC |  | PACEMAKEREXTRNL-Medtronic-5392 | PACEMAKEREXTRNL |  |  |  |  | Medtronic | Pacemaker, External |  | PACEMAKEREXTRNL-Medtronic-5392 |  |  |  |  | Covered PM Repair - Biomedical | MHHS-TMC
NO | NO |  |  |  | 074-04513 |  | Medtronic Inc | 5392 DUAL CHAMBER EXTERNAL PACEMAKER |  | DJH018891P | TMC - HVI - HEART FAILURE ICU (5HVI) | MHHS-TMC |  | Pacemaker, External |  | 074-04513 |  | TMC |  | TMC - HVI - HEART FAILURE ICU (5HVI) | [5 empty] | PACEMAKERS, CARDIAC |  | PACEMAKEREXTRNL-Medtronic-5392 | PACEMAKEREXTRNL |  |  |  |  | Medtronic | Pacemaker, External |  | PACEMAKEREXTRNL-Medtronic-5392 |  |  |  |  | Covered PM Repair - Biomedical | MHHS-TMC
NO | NO |  |  |  | 074-04514 |  | Medtronic Inc | 5392 DUAL CHAMBER EXTERNAL PACEMAKER |  | DJH018889P | TMC - HVI - HEART FAILURE ICU (5HVI) | MHHS-TMC |  | Pacemaker, External |  | 074-04514 |  | TMC |  | TMC - HVI - HEART FAILURE ICU (5HVI) | [5 empty] | PACEMAKERS, CARDIAC |  | PACEMAKEREXTRNL-Medtronic-5392 | PACEMAKEREXTRNL |  |  |  |  | Medtronic | Pacemaker, External |  | PACEMAKEREXTRNL-Medtronic-5392 |  |  |  |  | Covered PM Repair - Biomedical | MHHS-TMC
NO | NO |  |  |  | 074-04516 |  | Medtronic Inc | 5392 DUAL CHAMBER EXTERNAL PACEMAKER |  | DJH018876P | TMC - HVI - HEART FAILURE ICU (5HVI) | MHHS-TMC |  | Pacemaker, External |  | 074-04516 |  | TMC |  | TMC - HVI - HEART FAILURE ICU (5HVI) | [5 empty] | PACEMAKERS, CARDIAC |  | PACEMAKEREXTRNL-Medtronic-5392 | PACEMAKEREXTRNL |  |  |  |  | Medtronic | Pacemaker, External |  | PACEMAKEREXTRNL-Medtronic-5392 |  |  |  |  | Covered PM Repair - Biomedical | MHHS-TMC
NO | NO |  |  |  | 074-04517 |  | Medtronic Inc | 5392 DUAL CHAMBER EXTERNAL PACEMAKER |  | DJH018874P | TMC - HVI - HEART FAILURE ICU (5HVI) | MHHS-TMC |  | Pacemaker, External |  | 074-04517 |  | TMC |  | TMC - HVI - HEART FAILURE ICU (5HVI) | [5 empty] | PACEMAKERS, CARDIAC |  | PACEMAKEREXTRNL-Medtronic-5392 | PACEMAKEREXTRNL |  |  |  |  | Medtronic | Pacemaker, External |  | PACEMAKEREXTRNL-Medtronic-5392 |  |  |  |  | Covered PM Repair - Biomedical | MHHS-TMC
NO | NO |  |  |  | 074-05238 |  | Medtronic Inc | 5392 DUAL CHAMBER EXTERNAL PACEMAKER |  | DJH024119P | TMC - MHTMC - CENTRAL SUPPLY | MHHS-TMC |  | Pacemaker, External |  | 074-05238 |  | TMC |  | TMC - MHTMC - CENTRAL SUPPLY | [5 empty] | PACEMAKERS, CARDIAC |  | PACEMAKEREXTRNL-Medtronic-5392 | PACEMAKEREXTRNL |  |  |  |  | Medtronic | Pacemaker, External |  | PACEMAKEREXTRNL-Medtronic-5392 |  |  |  |  | Covered PM Repair - Biomedical | MHHS-TMC
NO | NO |  |  |  | 074-05237 |  | Medtronic Inc | 5392 DUAL CHAMBER EXTERNAL PACEMAKER |  | DJH024118P | TMC - PACU - HVI (7HVI) | MHHS-TMC |  | Pacemaker, External |  | 074-05237 |  | TMC |  | TMC - PACU - HVI (7HVI) | [5 empty] | PACEMAKERS, CARDIAC |  | PACEMAKEREXTRNL-Medtronic-5392 | PACEMAKEREXTRNL |  |  |  |  | Medtronic | Pacemaker, External |  | PACEMAKEREXTRNL-Medtronic-5392 |  |  |  |  | Covered PM Repair - Biomedical | MHHS-TMC
NO | NO |  |  |  | 029-32104 |  | Medtronic Inc | 5392 DUAL CHAMBER EXTERNAL PACEMAKER |  | DJH032774P | WOODLANDS - ANESTHESIA | MHHS-Woodlands |  | Pacemaker, External |  | 029-32104 |  | Woodlands |  | WOODLANDS - ANESTHESIA | [5 empty] | PACEMAKERS, CARDIAC |  | PACEMAKEREXTRNL-Medtronic-5392 | PACEMAKEREXTRNL |  |  |  |  | Medtronic | Pacemaker, External |  | PACEMAKEREXTRNL-Medtronic-5392 |  |  |  |  | Covered PM Repair - Biomedical | MHHS-Woodlands
NO | NO |  |  |  | 029-10205 |  | Medtronic Inc | 5392 DUAL CHAMBER EXTERNAL PACEMAKER |  | DJH016318p | WOODLANDS - CATH LAB | MHHS-Woodlands |  | Pacemaker, External |  | 029-10205 |  | Woodlands |  | WOODLANDS - CATH LAB | [5 empty] | PACEMAKERS, CARDIAC |  | PACEMAKEREXTRNL-Medtronic-5392 | PACEMAKEREXTRNL |  |  |  |  | Medtronic | Pacemaker, External |  | PACEMAKEREXTRNL-Medtronic-5392 |  |  |  |  | Covered PM Repair - Biomedical | MHHS-Woodlands
NO | NO |  |  |  | 029-09949 |  | Medtronic Inc | 5392 DUAL CHAMBER EXTERNAL PACEMAKER |  | DJH013237P | WOODLANDS - CVICU | MHHS-Woodlands |  | Pacemaker, External |  | 029-09949 |  | Woodlands |  | WOODLANDS - CVICU | [5 empty] | PACEMAKERS, CARDIAC |  | PACEMAKEREXTRNL-Medtronic-5392 | PACEMAKEREXTRNL |  |  |  |  | Medtronic | Pacemaker, External |  | PACEMAKEREXTRNL-Medtronic-5392 |  |  |  |  | Covered PM Repair - Biomedical | MHHS-Woodlands
NO | NO |  |  |  | 029-10893 |  | Medtronic Inc | 5392 DUAL CHAMBER EXTERNAL PACEMAKER |  | DJH017436P | WOODLANDS - CVICU | MHHS-Woodlands |  | Pacemaker, External |  | 029-10893 |  | Woodlands |  | WOODLANDS - CVICU | [5 empty] | PACEMAKERS, CARDIAC |  | PACEMAKEREXTRNL-Medtronic-5392 | PACEMAKEREXTRNL |  |  |  |  | Medtronic | Pacemaker, External |  | PACEMAKEREXTRNL-Medtronic-5392 |  |  |  |  | Covered PM Repair - Biomedical | MHHS-Woodlands
NO | NO |  |  |  | 029-10896 |  | Medtronic Inc | 5392 DUAL CHAMBER EXTERNAL PACEMAKER |  | DJH017435P | WOODLANDS - CVICU | MHHS-Woodlands |  | Pacemaker, External |  | 029-10896 |  | Woodlands |  | WOODLANDS - CVICU | [5 empty] | PACEMAKERS, CARDIAC |  | PACEMAKEREXTRNL-Medtronic-5392 | PACEMAKEREXTRNL |  |  |  |  | Medtronic | Pacemaker, External |  | PACEMAKEREXTRNL-Medtronic-5392 |  |  |  |  | Covered PM Repair - Biomedical | MHHS-Woodlands
NO | NO |  |  |  | 029-09723 |  | Medtronic Inc | 5392 DUAL CHAMBER EXTERNAL PACEMAKER |  | DJH006342P | WOODLANDS - OR | MHHS-Woodlands |  | Pacemaker, External |  | 029-09723 |  | Woodlands |  | WOODLANDS - OR | [5 empty] | PACEMAKERS, CARDIAC |  | PACEMAKEREXTRNL-Medtronic-5392 | PACEMAKEREXTRNL |  |  |  |  | Medtronic | Pacemaker, External |  | PACEMAKEREXTRNL-Medtronic-5392 |  |  |  |  | Covered PM Repair - Biomedical | MHHS-Woodlands
NO | NO |  |  |  | 029-12800 |  | Medtronic Inc | 5392 DUAL CHAMBER EXTERNAL PACEMAKER |  | DJH034389P | WOODLANDS - OR | MHHS-Woodlands |  | Pacemaker, External |  | 029-12800 |  | Woodlands |  | WOODLANDS - OR | [5 empty] | PACEMAKERS, CARDIAC |  | PACEMAKEREXTRNL-Medtronic-5392 | PACEMAKEREXTRNL |  |  |  |  | Medtronic | Pacemaker, External |  | PACEMAKEREXTRNL-Medtronic-5392 |  |  |  |  | Covered PM Repair - Biomedical | MHHS-Woodlands
NO | NO |  |  |  | 029-12801 |  | Medtronic Inc | 5392 DUAL CHAMBER EXTERNAL PACEMAKER |  | djh034388p | WOODLANDS - OR | MHHS-Woodlands |  | Pacemaker, External |  | 029-12801 |  | Woodlands |  | WOODLANDS - OR | [5 empty] | PACEMAKERS, CARDIAC |  | PACEMAKEREXTRNL-Medtronic-5392 | PACEMAKEREXTRNL |  |  |  |  | Medtronic | Pacemaker, External |  | PACEMAKEREXTRNL-Medtronic-5392 |  |  |  |  | Covered PM Repair - Biomedical | MHHS-Woodlands
NO | NO |  |  |  | 029-32103 |  | Medtronic Inc | 5392 DUAL CHAMBER EXTERNAL PACEMAKER |  | DJH032772P | WOODLANDS - OR | MHHS-Woodlands |  | Pacemaker, External |  | 029-32103 |  | Woodlands |  | WOODLANDS - OR | [5 empty] | PACEMAKERS, CARDIAC |  | PACEMAKEREXTRNL-Medtronic-5392 | PACEMAKEREXTRNL |  |  |  |  | Medtronic | Pacemaker, External |  | PACEMAKEREXTRNL-Medtronic-5392 |  |  |  |  | Covered PM Repair - Biomedical | MHHS-Woodlands
NO | NO |  |  |  | 029-12144 |  | Medtronic Inc | 5392 DUAL CHAMBER EXTERNAL PACEMAKER |  | DJH024505P | WOODLANDS - PCU6 | MHHS-Woodlands |  | Pacemaker, External |  | 029-12144 |  | Woodlands |  | WOODLANDS - PCU6 | [5 empty] | PACEMAKERS, CARDIAC |  | PACEMAKEREXTRNL-Medtronic-5392 | PACEMAKEREXTRNL |  |  |  |  | Medtronic | Pacemaker, External |  | PACEMAKEREXTRNL-Medtronic-5392 |  |  |  |  | Covered PM Repair - Biomedical | MHHS-Woodlands
NO | NO |  |  |  | 029-09950 |  | Medtronic Inc | 5392 DUAL CHAMBER EXTERNAL PACEMAKER |  | DJHO13231P | WOODLANDS - SICU | MHHS-Woodlands |  | Pacemaker, External |  | 029-09950 |  | Woodlands |  | WOODLANDS - SICU | [5 empty] | PACEMAKERS, CARDIAC |  | PACEMAKEREXTRNL-Medtronic-5392 | PACEMAKEREXTRNL |  |  |  |  | Medtronic | Pacemaker, External |  | PACEMAKEREXTRNL-Medtronic-5392 |  |  |  |  | Covered PM Repair - Biomedical | MHHS-Woodlands
NO | YES |  |  |  | 041-32128 | 041-32128 | Medtronic Inc | ACT PLUS |  | ACT1004247 | MEMORIAL CITY -MOR | MHHS-Mem City |  | Timer, Electronic |  | 041-32128 | 041-32128 | West | Memorial Hermann Memorial City Medical Center | MEMORIAL CITY -MOR | MEMORIAL CITY - MOR |  |  |  |  | ANALYZERS, LABORATORY, COAGULATION |  | TIMERELECTRONIC-Medtronic-ACT Plus | TIMERELECTRONIC | ACT Plus |  |  |  | Medtronic | Timer, Electronic |  | TIMERELECTRONIC-Medtronic-ACT Plus |  |  |  |  | Covered PM Repair - Biomedical | MHHS-Mem City
NO | YES |  |  |  | act1003832 | act1003832 | Medtronic Inc | ACT PLUS |  | ACT1003832 | Memorial city Operating room | MHHS-Mem City |  | Timer, Electronic |  | act1003832 | act1003832 | West Memorial city | Memorial city - memorial herman hospital | Memorial city Operating room | Procedure room 2 |  |  |  | No pm found | ANALYZERS, LABORATORY, COAGULATION |  | TIMERELECTRONIC-Medtronic-ACT Plus | TIMERELECTRONIC | ACT Plus |  |  |  | Medtronic | Timer, Electronic |  | TIMERELECTRONIC-Medtronic-ACT Plus |  |  |  |  | Covered PM Repair - Biomedical | MHHS-Mem City
NO | YES |  |  |  | 077-04260 | 077-04260 | Medtronic Inc | ACT PLUS |  | ACT2000353 | Tmc-or-cvor | MHHS-TMC |  | Timer, Electronic |  | 077-04260 | 077-04260 | TMC | Memorial Hermann-Texas Medical Center | Tmc-or-cvor | Or 5 | 1/1/19 |  | 1/1/20 |  | ANALYZERS, LABORATORY, COAGULATION | Timer, Electronic | TIMERELECTRONIC-Medtronic-ACT Plus | TIMERELECTRONIC | ACT Plus |  |  |  | Medtronic | Timer, Electronic |  | TIMERELECTRONIC-Medtronic-ACT Plus |  |  |  |  | Covered PM Repair - Biomedical | MHHS-TMC | [8 empty] | TIMERELECTRONIC | Timer, Electronic | Medtronic
NO | YES |  |  |  | 069-17159 | 069-17159 | Medtronic Inc | ACT PLUS |  | ACT2000256 |  | MHHS-TMC |  | Timer, Electronic |  | 069-17159 | 069-17159 | TMC | Memorial Hermann Heart |  | Cath Lab 6 | 1/1/19 |  | 1/1/20 |  | ANALYZERS, LABORATORY, COAGULATION | Timer, Electronic | TIMERELECTRONIC-Medtronic-ACT Plus | TIMERELECTRONIC | ACT Plus |  |  |  | Medtronic | Timer, Electronic |  | TIMERELECTRONIC-Medtronic-ACT Plus |  |  |  |  | Covered PM Repair - Biomedical | MHHS-TMC | [8 empty] | TIMERELECTRONIC | Timer, Electronic | Medtronic
NO | YES |  |  |  | 069-17160 |  | Medtronic Inc | ACT PLUS |  | ACT2000252 | TMC-OR-CVOR (7Hvi) | MHHS-TMC |  | Timer, Electronic |  | 069-17160 |  | TMC | MHHS-TMC | TMC-OR-CVOR (7Hvi) | CVOR (7HVI) | 1/1/19 |  |  |  | ANALYZERS, LABORATORY, COAGULATION | Timer, Electronic | TIMERELECTRONIC-Medtronic-ACT Plus | TIMERELECTRONIC | ACT Plus |  |  |  | Medtronic | Timer, Electronic |  | TIMERELECTRONIC-Medtronic-ACT Plus |  |  |  |  | Covered PM Repair - Biomedical | MHHS-TMC | [8 empty] | TIMERELECTRONIC | Timer, Electronic | Medtronic
NO | YES |  |  |  |  | 069-17161 | Medtronic Inc | ACT PLUS |  | ACT2000251 | TMC-OR-CVOR (7Hvi) | MHHS-TMC |  | Timer, Electronic |  |  | 069-17161 | TMC | MHHS-TMC | TMC-OR-CVOR (7Hvi) | Cv OR 1 | 1/1/19 |  | 1/1/20 | PM Past Due | ANALYZERS, LABORATORY, COAGULATION | Timer, Electronic | TIMERELECTRONIC-Medtronic-ACT Plus | TIMERELECTRONIC | ACT Plus |  |  |  | Medtronic | Timer, Electronic |  | TIMERELECTRONIC-Medtronic-ACT Plus |  |  |  |  | Covered PM Repair - Biomedical | MHHS-TMC | [8 empty] | TIMERELECTRONIC | Timer, Electronic | Medtronic
NO | YES | [5 empty] | Medtronic Inc | ACT PLUS |  | ACT2000253 | TMC-OR-CVOR (7Hvi) | MHHS-TMC |  | Timer, Electronic |  |  |  | TMC | MHHS-TMC | TMC-OR-CVOR (7Hvi) |  | 1/25/19 |  |  |  | ANALYZERS, LABORATORY, COAGULATION | Timer, Electronic | TIMERELECTRONIC-Medtronic-ACT Plus | TIMERELECTRONIC | ACT Plus |  |  |  | Medtronic | Timer, Electronic |  | TIMERELECTRONIC-Medtronic-ACT Plus |  |  | Finished from Script 3/27/2020 12:11:52pm (Central) |  | Covered PM Repair - Biomedical | MHHS-TMC | [8 empty] | TIMERELECTRONIC | Timer, Electronic | Medtronic
NO | YES |  |  |  |  | 069-20818 | Medtronic Inc | ACT PLUS |  | ACT20000255 | TMC-OR-Hermann (2Hp) | MHHS-TMC |  | Timer, Electronic |  |  | 069-20818 | TMC | MHHS-TMC | TMC-OR-Hermann (2Hp) | Hallway | 7/1/19 |  | 7/1/20 |  | ANALYZERS, LABORATORY, COAGULATION |  | TIMERELECTRONIC-Medtronic-ACT Plus | TIMERELECTRONIC | ACT Plus |  |  |  | Medtronic | Timer, Electronic |  | TIMERELECTRONIC-Medtronic-ACT Plus |  |  |  |  | Covered PM Repair - Biomedical | MHHS-TMC
NO | NO |  |  |  | 041-32127 |  | Medtronic Inc | ACT PLUS |  | ACT1004246 | MEMORIAL CITY - MOR | MHHS-Mem City |  | Timer, Electronic |  | 041-32127 |  | West & Memorial City |  | MEMORIAL CITY - MOR | [5 empty] | ANALYZERS, LABORATORY, COAGULATION |  | TIMERELECTRONIC-Medtronic-ACT Plus | TIMERELECTRONIC | ACT Plus |  |  |  | Medtronic | Timer, Electronic |  | TIMERELECTRONIC-Medtronic-ACT Plus |  |  |  |  | Covered PM Repair - Biomedical | MHHS-Mem City
NO | NO | [5 empty] | Medtronic Inc | ACT PLUS |  |  | TMC - OR - ANESTHESIA (OLD) | MHHS-TMC |  | Timer, Electronic |  |  |  | TMC |  | TMC - OR - ANESTHESIA (OLD) | [5 empty] | ANALYZERS, LABORATORY, COAGULATION |  | TIMERELECTRONIC-Medtronic-ACT Plus | TIMERELECTRONIC | ACT Plus |  |  |  | Medtronic | Timer, Electronic |  | TIMERELECTRONIC-Medtronic-ACT Plus |  |  |  |  | Covered PM Repair - Biomedical | MHHS-TMC
NO | NO |  |  |  | ACT1000028 |  | Medtronic Inc | ACT PLUS |  | ACT1000028 | TMC - OR - CVOR (7HVI) | MHHS-TMC |  | Timer, Electronic |  | ACT1000028 |  | TMC |  | TMC - OR - CVOR (7HVI) | [5 empty] | ANALYZERS, LABORATORY, COAGULATION |  | TIMERELECTRONIC-Medtronic-ACT Plus | TIMERELECTRONIC | ACT Plus |  |  |  | Medtronic | Timer, Electronic |  | TIMERELECTRONIC-Medtronic-ACT Plus |  |  |  |  | Covered PM Repair - Biomedical | MHHS-TMC
NO | YES |  |  |  | 151-02590 | 151-02590 | Medtronic Inc | AEX GENERATOR |  | MTC1725106 | CY-OR | MHHS-Cypress |  |  |  | 151-02590 | 151-02590 | Northwest | MHHS-Cypress | CY-OR | OR Storage | 1/1/19 | 1/1/20 |  |  | RADIOFREQUENCY GENERATOR | Electrosurgical Unit | ELECTROSURGICALUNIT-Medtronic-AEX Generator 40-405 |  |  |  |  | ELECTROSURGICALUNIT-Medtronic-AEX Generator 40-405 | Medtronic | [6 empty] | ESU-SA | Covered PM Repair - Biomedical | MHHS-Cypress | [8 empty] | ELECTROSURGICALUNIT | Electrosurgical Unit | Medtronic
NO | YES |  |  |  | 151-03451 | 151-03451 | Medtronic Inc | AEX GENERATOR |  | MTC1919011 | CY-OR | MHHS-Cypress |  |  |  | 151-03451 | 151-03451 | Northwest | MHHS-Cypress | CY-OR | Biomed | 10/11/19 |  |  |  | RADIOFREQUENCY GENERATOR | Electrosurgical Unit | ELECTROSURGICALUNIT-Medtronic-AEX Generator 40-405 |  |  |  |  | ELECTROSURGICALUNIT-Medtronic-AEX Generator 40-405 | Medtronic | [6 empty] | ESU-SA | Covered PM Repair - Biomedical | MHHS-Cypress | [8 empty] | ELECTROSURGICALUNIT | Electrosurgical Unit | Medtronic
NO | YES |  |  |  | 013-37851 | 013-37851 | Medtronic Inc | AEX GENERATOR |  | MTC1629000 | SW-OR | MHHS-Southwest |  |  |  | 013-37851 | 013-37851 | Southwest | MHHS-Southwest | SW-OR | Room 15 1/2 | 9/1/19 |  | 3/1/20 |  | RADIOFREQUENCY GENERATOR | Electrosurgical Unit | ELECTROSURGICALUNIT-Medtronic-AEX Generator 40-405 |  |  |  |  | ELECTROSURGICALUNIT-Medtronic-AEX Generator 40-405 | Medtronic | [6 empty] | ESU-SA | Covered PM Repair - Biomedical | MHHS-Southwest | [8 empty] | ELECTROSURGICALUNIT | Electrosurgical Unit | Medtronic
NO | NO |  |  |  | 142-06706 |  | Medtronic Inc | AEX GENERATOR |  | MTC1604006 | NE - OR | MHHS-Northeast |  |  |  | 142-06706 |  | Katy |  | NE - OR | [5 empty] | RADIOFREQUENCY GENERATOR |  | ELECTROSURGICALUNIT-Medtronic-AEX Generator 40-405 |  |  |  |  | ELECTROSURGICALUNIT-Medtronic-AEX Generator 40-405 | Medtronic | [7 empty] | Covered PM Repair - Biomedical | MHHS-Northeast
NO | YES |  |  |  | 133-05678 | 133-05678 | Medtronic Inc | AQUAMANTYS SYSTEM |  | TL200-4737 | Katy-OR | MHHS-Katy |  |  |  | 133-05678 | 133-05678 | Katy | MHHS-Katy | Katy-OR | O.R. Storage W2:207 | 8/1/19 | 8/1/20 |  |  | ELECTROSURGICAL UNITS | Electrosurgical Unit | ELECTROSURGICALUNIT-Medtronic-Aquamantys 40-402-1 |  |  |  |  | ELECTROSURGICALUNIT-Medtronic-Aquamantys 40-402-1 | Medtronic | [6 empty] | ESU-SA | Covered PM Repair - Biomedical | MHHS-Katy | [8 empty] | ELECTROSURGICALUNIT | Electrosurgical Unit | Medtronic
NO | YES |  |  |  | 133-08742 | 133-08742 | Medtronic Inc | AQUAMANTYS SYSTEM |  | TL200-0777 | Katy-OR | MHHS-Katy |  |  |  | 133-08742 | 133-08742 | Katy | MHHS-Katy | Katy-OR | OR storge 207 | 8/1/19 | 8/1/20 |  |  | ELECTROSURGICAL UNITS | Electrosurgical Unit | ELECTROSURGICALUNIT-Medtronic-Aquamantys 40-402-1 |  |  |  |  | ELECTROSURGICALUNIT-Medtronic-Aquamantys 40-402-1 | Medtronic | [6 empty] | ESU-SA | Covered PM Repair - Biomedical | MHHS-Katy | [8 empty] | ELECTROSURGICALUNIT | Electrosurgical Unit | Medtronic
NO | YES |  |  |  | 041-20965 | 041-20965 | Medtronic Inc | AQUAMANTYS SYSTEM |  | MTC1712069 | MEMORIAL CITY - ORTHO SURGERY | MHHS-Mem City |  |  |  | 041-20965 | 041-20965 | West | Memorial City - Memorial Hermann Hospital | MEMORIAL CITY - ORTHO SURGERY | MH11 505 OR 5 |  |  |  | PM past due | ELECTROSURGICAL UNITS |  | ELECTROSURGICALUNIT-Medtronic-Aquamantys 40-402-1 |  |  |  |  | ELECTROSURGICALUNIT-Medtronic-Aquamantys 40-402-1 | Medtronic | [7 empty] | Covered PM Repair - Biomedical | MHHS-Mem City
NO | YES |  |  |  | 142-05838 | 142-05838 | Medtronic Inc | AQUAMANTYS SYSTEM |  | TL200-4972 | NE-OR | MHHS-Northeast |  |  |  | 142-05838 | 142-05838 | Katy | MHHS-Northeast | NE-OR | Or storage | 5/1/19 | 5/1/20 |  |  | ELECTROSURGICAL UNITS | Electrosurgical Unit | ELECTROSURGICALUNIT-Medtronic-Aquamantys 40-402-1 |  |  |  |  | ELECTROSURGICALUNIT-Medtronic-Aquamantys 40-402-1 | Medtronic | [6 empty] | ESU-SA | Covered PM Repair - Biomedical | MHHS-Northeast | [8 empty] | ELECTROSURGICALUNIT | Electrosurgical Unit | Medtronic
NO | YES |  |  |  | 013-38697 | 013-38697 | Medtronic Inc | AQUAMANTYS SYSTEM |  | MTC1537051 | SW-OR | MHHS-Southwest |  |  |  | 013-38697 | 013-38697 | Southwest | MHHS-Southwest | SW-OR | Room 15 1/2 | 9/1/19 |  | 3/1/20 |  | ELECTROSURGICAL UNITS | Electrosurgical Unit | ELECTROSURGICALUNIT-Medtronic-Aquamantys 40-402-1 |  |  |  |  | ELECTROSURGICALUNIT-Medtronic-Aquamantys 40-402-1 | Medtronic | [6 empty] | ESU-SA | Covered PM Repair - Biomedical | MHHS-Southwest | [8 empty] | ELECTROSURGICALUNIT | Electrosurgical Unit | Medtronic
NO | YES |  |  |  | 029-08857 | 029-08857 | Medtronic Inc | AQUAMANTYS SYSTEM |  | TL200-5056 | Woodlands-OR | MHHS-Woodlands |  |  |  | 029-08857 | 029-08857 | Woodlands | MHHS-Woodlands | Woodlands-OR | Equipment Storage | 2/1/20 |  | 8/1/20 |  | ELECTROSURGICAL UNITS | Electrosurgical Unit | ELECTROSURGICALUNIT-Medtronic-Aquamantys 40-402-1 |  |  |  |  | ELECTROSURGICALUNIT-Medtronic-Aquamantys 40-402-1 | Medtronic | [6 empty] | ESU-SA | Covered PM Repair - Biomedical | MHHS-Woodlands | [8 empty] | ELECTROSURGICALUNIT | Electrosurgical Unit | Medtronic
NO | YES |  |  |  | 069-01433 | 069-01433 | Medtronic Inc | BIO-CONSOLE 550 |  |  | TMC-OR-CVOR (7Hvi) | MHHS-TMC |  | Pump, Blood, Extracorporeal Circulation |  | 069-01433 | 069-01433 | TMC | MHHS-TMC | TMC-OR-CVOR (7Hvi) | OR 3 |  |  |  |  | PUMPS, EXTRACORPOREAL PERFUSION | Pump, Blood, Extracorporeal Circulation | PUMPBLOODEXTRACORPCIRC-Medtronic-Bio-Console 550 | PUMPBLOODEXTRACORPCIRC | Bio-Console 550 |  |  |  | Medtronic | Pump, Blood, Extracorporeal Circulation |  | PUMPBLOODEXTRACORPCIRC-Medtronic-Bio-Console 550 |  | 11/1/20 |  | PBEC-SA | Not Covered Vendor Only - Biomedical | MHHS-TMC | [8 empty] | PUMPBLOODEXTRACORPCIRC | Pump, Blood, Extracorporeal Circulation | Medtronic
NO | YES |  |  |  | 069-08294 | 069-08294 | Medtronic Inc | BIO-CONSOLE 550 |  |  | TMC-HVI-Perfusion (7Hvi) | MHHS-TMC |  | Pump, Blood, Extracorporeal Circulation |  | 069-08294 | 069-08294 | TMC | MHHS-TMC | TMC-HVI-Perfusion (7Hvi) | OR 4 | 1/1/18 |  |  |  | PUMPS, EXTRACORPOREAL PERFUSION | Pump, Blood, Extracorporeal Circulation | PUMPBLOODEXTRACORPCIRC-Medtronic-Bio-Console 550 | PUMPBLOODEXTRACORPCIRC | Bio-Console 550 |  |  |  | Medtronic | Pump, Blood, Extracorporeal Circulation |  | PUMPBLOODEXTRACORPCIRC-Medtronic-Bio-Console 550 |  | 11/1/20 |  | PBEC-SA | Not Covered Vendor Only - Biomedical | MHHS-TMC | [8 empty] | PUMPBLOODEXTRACORPCIRC | Pump, Blood, Extracorporeal Circulation | Medtronic
NO | YES |  |  |  |  | 009-06826 | Medtronic Inc | BIO-CONSOLE 560 |  | 560B100899 | GH-OR CV Perfusion | MHHS-Greater Heights |  | Pump, Blood, Extracorporeal Circulation |  |  | 009-06826 | Central | MHHS-Greater Heights | GH-OR CV Perfusion | OR | 6/1/19 |  | 6/1/20 |  | PUMPS, EXTRACORPOREAL PERFUSION | Pump, Blood, Extracorporeal Circulation | PUMPBLOODEXTRACORPCIRC-Medtronic-Bio-Console 560 | PUMPBLOODEXTRACORPCIRC | Bio-Console 560 |  |  |  | Medtronic | Pump, Blood, Extracorporeal Circulation |  | PUMPBLOODEXTRACORPCIRC-Medtronic-Bio-Console 560 |  | 11/1/20 |  | PBEC-SA | Not Covered Vendor Only - Biomedical | MHHS-Greater Heights | [8 empty] | PUMPBLOODEXTRACORPCIRC | Pump, Blood, Extracorporeal Circulation | Medtronic
NO | YES |  |  |  | 041-16855 | 041-16855 | Medtronic Inc | BIO-CONSOLE 560 |  | 560B101511 | MEMORIAL CITY - MOR | MHHS-Mem City |  | Pump, Blood, Extracorporeal Circulation |  | 041-16855 | 041-16855 | West | Memorial City - Memorial Hermann Hospital | MEMORIAL CITY - MOR | Equipment Storage |  |  |  |  | PUMPS, EXTRACORPOREAL PERFUSION |  | PUMPBLOODEXTRACORPCIRC-Medtronic-Bio-Console 560 | PUMPBLOODEXTRACORPCIRC | Bio-Console 560 |  |  |  | Medtronic | Pump, Blood, Extracorporeal Circulation |  | PUMPBLOODEXTRACORPCIRC-Medtronic-Bio-Console 560 |  |  |  |  | Not Covered Vendor Only - Biomedical | MHHS-Mem City
NO | YES | Serial Number 560b100240 |  |  | 013-13292 | 013-13292 | Medtronic Inc | BIO-CONSOLE 560 |  | 560b100240 | SW-HVI-OR | MHHS-Southwest |  | Pump, Blood, Extracorporeal Circulation |  | 013-13292 | 013-13292 | Southwest | MHHS-Southwest | SW-HVI-OR | HVI OR Core | 4/1/19 |  | 4/1/20 |  | PUMPS, EXTRACORPOREAL PERFUSION | Pump, Blood, Extracorporeal Circulation | PUMPBLOODEXTRACORPCIRC-Medtronic-Bio-Console 560 | PUMPBLOODEXTRACORPCIRC | Bio-Console 560 |  |  |  | Medtronic | Pump, Blood, Extracorporeal Circulation |  | PUMPBLOODEXTRACORPCIRC-Medtronic-Bio-Console 560 |  | 11/1/20 |  | PBEC-SA | Not Covered Vendor Only - Biomedical | MHHS-Southwest | [8 empty] | PUMPBLOODEXTRACORPCIRC | Pump, Blood, Extracorporeal Circulation | Medtronic
NO | YES |  |  |  | 013-14208 | 013-14208 | Medtronic Inc | BIO-CONSOLE 560 |  | 560b100239 | SW-HVI-OR | MHHS-Southwest |  | Pump, Blood, Extracorporeal Circulation |  | 013-14208 | 013-14208 | Southwest | MHHS-Southwest | SW-HVI-OR | HVI OR Core |  |  |  | No PM Sticker | PUMPS, EXTRACORPOREAL PERFUSION | Pump, Blood, Extracorporeal Circulation | PUMPBLOODEXTRACORPCIRC-Medtronic-Bio-Console 560 | PUMPBLOODEXTRACORPCIRC | Bio-Console 560 |  |  |  | Medtronic | Pump, Blood, Extracorporeal Circulation |  | PUMPBLOODEXTRACORPCIRC-Medtronic-Bio-Console 560 |  | 11/1/20 |  | PBEC-SA | Not Covered Vendor Only - Biomedical | MHHS-Southwest | [8 empty] | PUMPBLOODEXTRACORPCIRC | Pump, Blood, Extracorporeal Circulation | Medtronic
NO | YES |  |  |  | 013-15175 | 013-15175 | Medtronic Inc | BIO-CONSOLE 560 |  | 560b100472 | SW-HVI-OR | MHHS-Southwest |  | Pump, Blood, Extracorporeal Circulation |  | 013-15175 | 013-15175 | Southwest | MHHS-Southwest | SW-HVI-OR | CVOR2 | 7/1/19 |  |  |  | PUMPS, EXTRACORPOREAL PERFUSION | Pump, Blood, Extracorporeal Circulation | PUMPBLOODEXTRACORPCIRC-Medtronic-Bio-Console 560 | PUMPBLOODEXTRACORPCIRC | Bio-Console 560 |  |  |  | Medtronic | Pump, Blood, Extracorporeal Circulation |  | PUMPBLOODEXTRACORPCIRC-Medtronic-Bio-Console 560 |  | 11/1/20 |  | PBEC-SA | Not Covered Vendor Only - Biomedical | MHHS-Southwest | [8 empty] | PUMPBLOODEXTRACORPCIRC | Pump, Blood, Extracorporeal Circulation | Medtronic
NO | YES |  |  |  | 013-36637 | 013-36637 | Medtronic Inc | BIO-CONSOLE 560 |  | 560B102188 | SW-HVI-OR | MHHS-Southwest |  | Pump, Blood, Extracorporeal Circulation |  | 013-36637 | 013-36637 | Southwest | MHHS-Southwest | SW-HVI-OR | CVOR3 | 6/1/19 |  | 6/1/20 |  | PUMPS, EXTRACORPOREAL PERFUSION | Pump, Blood, Extracorporeal Circulation | PUMPBLOODEXTRACORPCIRC-Medtronic-Bio-Console 560 | PUMPBLOODEXTRACORPCIRC | Bio-Console 560 |  |  |  | Medtronic | Pump, Blood, Extracorporeal Circulation |  | PUMPBLOODEXTRACORPCIRC-Medtronic-Bio-Console 560 |  | 11/1/20 |  | PBEC-SA | Not Covered Vendor Only - Biomedical | MHHS-Southwest | [8 empty] | PUMPBLOODEXTRACORPCIRC | Pump, Blood, Extracorporeal Circulation | Medtronic
NO | NO |  |  |  | 009-06828 |  | Medtronic Inc | BIO-CONSOLE 560 |  | 560U100899 | GH - OR CV PERFUSION | MHHS-Greater Heights |  | Pump, Blood, Extracorporeal Circulation |  | 009-06828 |  | Central & Greater Heights |  | GH - OR CV PERFUSION | [5 empty] | PUMPS, EXTRACORPOREAL PERFUSION |  | PUMPBLOODEXTRACORPCIRC-Medtronic-Bio-Console 560 | PUMPBLOODEXTRACORPCIRC | Bio-Console 560 |  |  |  | Medtronic | Pump, Blood, Extracorporeal Circulation |  | PUMPBLOODEXTRACORPCIRC-Medtronic-Bio-Console 560 |  |  |  |  | Not Covered Vendor Only - Biomedical | MHHS-Greater Heights
NO | NO |  |  |  | 041-11035 |  | Medtronic Inc | BIO-CONSOLE 560 |  | 560B100515 | MEMORIAL CITY - MOR | MHHS-Mem City |  | Pump, Blood, Extracorporeal Circulation |  | 041-11035 |  | West & Memorial City |  | MEMORIAL CITY - MOR | [5 empty] | PUMPS, EXTRACORPOREAL PERFUSION |  | PUMPBLOODEXTRACORPCIRC-Medtronic-Bio-Console 560 | PUMPBLOODEXTRACORPCIRC | Bio-Console 560 |  |  |  | Medtronic | Pump, Blood, Extracorporeal Circulation |  | PUMPBLOODEXTRACORPCIRC-Medtronic-Bio-Console 560 |  |  |  |  | Not Covered Vendor Only - Biomedical | MHHS-Mem City
NO | NO |  |  |  | 041-15438 |  | Medtronic Inc | BIO-CONSOLE 560 |  | 560b101145 | MEMORIAL CITY - MOR | MHHS-Mem City |  | Pump, Blood, Extracorporeal Circulation |  | 041-15438 |  | West & Memorial City |  | MEMORIAL CITY - MOR | [5 empty] | PUMPS, EXTRACORPOREAL PERFUSION |  | PUMPBLOODEXTRACORPCIRC-Medtronic-Bio-Console 560 | PUMPBLOODEXTRACORPCIRC | Bio-Console 560 |  |  |  | Medtronic | Pump, Blood, Extracorporeal Circulation |  | PUMPBLOODEXTRACORPCIRC-Medtronic-Bio-Console 560 |  |  |  |  | Not Covered Vendor Only - Biomedical | MHHS-Mem City
NO | NO |  |  |  | 041-32760 |  | Medtronic Inc | BIO-CONSOLE 560 |  | 560B102304 | MEMORIAL CITY - MOR | MHHS-Mem City |  | Pump, Blood, Extracorporeal Circulation |  | 041-32760 |  | West & Memorial City |  | MEMORIAL CITY - MOR | [5 empty] | PUMPS, EXTRACORPOREAL PERFUSION |  | PUMPBLOODEXTRACORPCIRC-Medtronic-Bio-Console 560 | PUMPBLOODEXTRACORPCIRC | Bio-Console 560 |  |  |  | Medtronic | Pump, Blood, Extracorporeal Circulation |  | PUMPBLOODEXTRACORPCIRC-Medtronic-Bio-Console 560 |  |  |  |  | Not Covered Vendor Only - Biomedical | MHHS-Mem City
NO | NO |  |  |  | 041-32770 |  | Medtronic Inc | BIO-CONSOLE 560 |  | a1935 | MEMORIAL CITY - MOR | MHHS-Mem City |  | Pump, Blood, Extracorporeal Circulation |  | 041-32770 |  | West & Memorial City |  | MEMORIAL CITY - MOR | [5 empty] | PUMPS, EXTRACORPOREAL PERFUSION |  | PUMPBLOODEXTRACORPCIRC-Medtronic-Bio-Console 560 | PUMPBLOODEXTRACORPCIRC | Bio-Console 560 |  |  |  | Medtronic | Pump, Blood, Extracorporeal Circulation |  | PUMPBLOODEXTRACORPCIRC-Medtronic-Bio-Console 560 |  |  |  |  | Not Covered Vendor Only - Biomedical | MHHS-Mem City
NO | YES |  |  |  |  | 041-14046 | Medtronic Inc | BIO-TREND |  | m3472112004 | Memorial city Operating room | MHHS-Mem City |  | Oximeter, Whole Blood |  |  | 041-14046 | West Memorial city | Memorial city - memorial herman hospital | Memorial city Operating room | Procedure room 2 |  |  |  | No pm found | MONITORS, PHYSIOLOGIC, VITAL SIGNS |  | OXIMETERWHOLEBLOOD-Medtronic-Bio Trend | OXIMETERWHOLEBLOOD | Bio Trend |  |  |  | Medtronic | Oximeter, Whole Blood |  |  | OXIMETERWHOLEBLOOD-Medtronic-Bio Trend |  |  |  | Not Covered Vendor Only - Biomedical | MHHS-Mem City
NO | YES |  |  |  |  | 041-11059 | Medtronic Inc | BIO-TREND |  | m2509 | MEMORIAL CITY - MOR | MHHS-Mem City |  | Oximeter, Whole Blood |  |  | 041-11059 | West |  | MEMORIAL CITY - MOR | [5 empty] | MONITORS, PHYSIOLOGIC, VITAL SIGNS |  | OXIMETERWHOLEBLOOD-Medtronic-Bio Trend | OXIMETERWHOLEBLOOD | Bio Trend |  |  |  | Medtronic | Oximeter, Whole Blood |  |  | OXIMETERWHOLEBLOOD-Medtronic-Bio Trend |  |  |  | Not Covered Vendor Only - Biomedical | MHHS-Mem City
NO | NO | [5 empty] | Medtronic Inc | BIOMEDICUS 540 |  |  | SW - HVI - OR | MHHS-Southwest | [5 empty] | Southwest |  | SW - HVI - OR | [5 empty] | PUMPS, EXTRACORPOREAL PERFUSION |  | .needs class | [5 empty] | Medtronic | [7 empty] | Not Covered Vendor Only - Biomedical | MHHS-Southwest
NO | YES | [5 empty] | Medtronic Inc | BM120 MIDAS REX BONE MILL |  |  | GH-OR | MHHS-Greater Heights | [5 empty] | Central | MHHS-Greater Heights | GH-OR | Equipment storage | 6/1/19 |  | 6/1/20 |  | HANDPIECES, SURGICAL |  | .needs class | [5 empty] | Medtronic |  |  |  |  | 11/1/20 |  |  | Not Covered Vendor Only - Biomedical | MHHS-Greater Heights
NO | YES |  |  |  | 133-10445 | 133-10445 | Medtronic Inc | BRAVO |  | BR30301204 | Katy-OR | MHHS-Katy |  | Monitor, Transcutaneous |  | 133-10445 | 133-10445 | Katy | MHHS-Katy | Katy-OR | Bronchoscopy |  |  |  | No pm sticker | PH METERS | Monitor, Transcutaneous | MONITORTRANSCUTANEOUS-Medtronic-Bravo | MONITORTRANSCUTANEOUS | Bravo |  |  |  | Medtronic | Monitor, Transcutaneous |  | MONITORTRANSCUTANEOUS-Medtronic-Bravo |  | 12/1/20 |  | MH-A | Not Covered Vendor Only - Biomedical | MHHS-Katy | [8 empty] | MONITORTRANSCUTANEOUS | Monitor, Transcutaneous | Medtronic
NO | NO |  |  |  | 133-07971 |  | Medtronic Inc | BRAVO |  | 1105pH71226 | KATY - ENDOSCOPY | MHHS-Katy |  | Monitor, Transcutaneous |  | 133-07971 |  | Katy |  | KATY - ENDOSCOPY | [5 empty] | PH METERS |  | MONITORTRANSCUTANEOUS-Medtronic-Bravo | MONITORTRANSCUTANEOUS | Bravo |  |  |  | Medtronic | Monitor, Transcutaneous |  | MONITORTRANSCUTANEOUS-Medtronic-Bravo |  |  |  |  | Not Covered Vendor Only - Biomedical | MHHS-Katy
NO | NO |  |  |  | 133-10444 |  | Medtronic Inc | BRAVO |  | BR30301215 | KATY - ENDOSCOPY | MHHS-Katy |  | Monitor, Transcutaneous |  | 133-10444 |  | Katy |  | KATY - ENDOSCOPY | [5 empty] | PH METERS |  | MONITORTRANSCUTANEOUS-Medtronic-Bravo | MONITORTRANSCUTANEOUS | Bravo |  |  |  | Medtronic | Monitor, Transcutaneous |  | MONITORTRANSCUTANEOUS-Medtronic-Bravo |  |  |  |  | Not Covered Vendor Only - Biomedical | MHHS-Katy
NO | NO |  |  |  | 133-10446 |  | Medtronic Inc | BRAVO |  | BR30301195 | KATY - ENDOSCOPY | MHHS-Katy |  | Monitor, Transcutaneous |  | 133-10446 |  | Katy |  | KATY - ENDOSCOPY | [5 empty] | PH METERS |  | MONITORTRANSCUTANEOUS-Medtronic-Bravo | MONITORTRANSCUTANEOUS | Bravo |  |  |  | Medtronic | Monitor, Transcutaneous |  | MONITORTRANSCUTANEOUS-Medtronic-Bravo |  |  |  |  | Not Covered Vendor Only - Biomedical | MHHS-Katy
NO | NO |  |  |  | 142-07426 |  | Medtronic Inc | Capnostream 35 |  | SF18280072 | NE - RESPIRATORY | MHHS-Northeast |  | Monitor, End Tidal CO2 |  | 142-07426 |  | Katy |  | NE - RESPIRATORY | [5 empty] | PHYSIOLOGIC MONITOR MODULES, PULSE OXIMETRY |  | MONITORENDTIDALCO2-Medtronic-Capnostream 35 | MONITORENDTIDALCO2 | Capnostream 35 |  |  |  | Medtronic | Monitor, End Tidal CO2 |  | MONITORENDTIDALCO2-Medtronic-Capnostream 35 |  |  |  |  | Not Covered Vendor Only - Biomedical | MHHS-Northeast
NO | NO |  |  |  | 142-07427 |  | Medtronic Inc | Capnostream 35 |  | SF18280076 | NE - RESPIRATORY | MHHS-Northeast |  | Monitor, End Tidal CO2 |  | 142-07427 |  | Katy |  | NE - RESPIRATORY | [5 empty] | PHYSIOLOGIC MONITOR MODULES, PULSE OXIMETRY |  | MONITORENDTIDALCO2-Medtronic-Capnostream 35 | MONITORENDTIDALCO2 | Capnostream 35 |  |  |  | Medtronic | Monitor, End Tidal CO2 |  | MONITORENDTIDALCO2-Medtronic-Capnostream 35 |  |  |  |  | Not Covered Vendor Only - Biomedical | MHHS-Northeast
NO | NO | [5 empty] | Medtronic Inc | CARDIOBLATE 68000 |  | csa0705030 | SW - HVI - OR | MHHS-Southwest |  | Radiofrequency Therapy System |  |  |  | Southwest |  | SW - HVI - OR | [5 empty] | RADIOFREQUENCY GENERATOR |  | RFTHERAPY-Medtronic-Cardioblate 68000 | RFTHERAPY | Cardioblate 68000 |  |  |  | Medtronic | Radiofrequency Therapy System |  | RFTHERAPY-Medtronic-Cardioblate 68000 |  |  |  |  | Not Covered Vendor Only - Biomedical | MHHS-Southwest
NO | YES |  |  |  | 029-12091 | 029-12091 | Medtronic Inc | CARELINK ENCORE 29901 |  | JVD100165P | MH MG-(WDLS)-Twl Cardiology (Ste 300) | MHHS-MG |  |  |  | 029-12091 | 029-12091 | Woodlands | MHHS-MG | MH MG-(WDLS)-Twl Cardiology (Ste 300) |  | 8/1/18 |  | 8/1/19 |  | PROGRAMMER/TESTERS, CARDIAC PACEMAKER |  | .needs class | [5 empty] | Medtronic | [7 empty] | Not Covered Vendor Only - Biomedical | MHHS-MG
NO | NO |  |  |  | 009-08092 |  | Medtronic Inc | DIGITRAPPER |  | DTZIL05608 | GH - OR ENDOSCOPY | MHHS-Greater Heights |  |  |  | 009-08092 |  | Central & Greater Heights |  | GH - OR ENDOSCOPY | [5 empty] | PH METERS |  | .needs class | [5 empty] | Medtronic | [7 empty] | Covered PM Repair - Biomedical | MHHS-Greater Heights
NO | NO |  |  |  | 009-33715 |  | Medtronic Inc | DIGITRAPPER |  | DTZIL05772 | GH - OR ENDOSCOPY | MHHS-Greater Heights |  |  |  | 009-33715 |  | Central & Greater Heights |  | GH - OR ENDOSCOPY | [5 empty] | PH METERS |  | .needs class | [5 empty] | Medtronic | [7 empty] | Covered PM Repair - Biomedical | MHHS-Greater Heights
NO | NO |  |  |  | 009-33716 |  | Medtronic Inc | DIGITRAPPER |  | DTZIL05788 | GH - OR ENDOSCOPY | MHHS-Greater Heights |  |  |  | 009-33716 |  | Central & Greater Heights |  | GH - OR ENDOSCOPY | [5 empty] | PH METERS |  | .needs class | [5 empty] | Medtronic | [7 empty] | Covered PM Repair - Biomedical | MHHS-Greater Heights
NO | NO |  |  |  | 009-33717 |  | Medtronic Inc | DIGITRAPPER |  | DTZIL05781 | GH - OR ENDOSCOPY | MHHS-Greater Heights |  |  |  | 009-33717 |  | Central & Greater Heights |  | GH - OR ENDOSCOPY | [5 empty] | PH METERS |  | .needs class | [5 empty] | Medtronic | [7 empty] | Covered PM Repair - Biomedical | MHHS-Greater Heights
NO | NO |  |  |  | 041-10872 |  | Medtronic Inc | DIGITRAPPER |  | DTZ-IL02220 | MEMORIAL CITY - DIGESTIVE DISEASE CENTER | MHHS-Mem City |  |  |  | 041-10872 |  | West & Memorial City |  | MEMORIAL CITY - DIGESTIVE DISEASE CENTER | [5 empty] | PH METERS |  | .needs class | [5 empty] | Medtronic | [7 empty] | Covered PM Repair - Biomedical | MHHS-Mem City
NO | NO | [5 empty] | Medtronic Inc | DIGITRAPPER |  |  | SW - ENDOSCOPY | MHHS-Southwest | [5 empty] | Southwest |  | SW - ENDOSCOPY | [5 empty] | PH METERS |  | .needs class | [5 empty] | Medtronic | [7 empty] | Covered PM Repair - Biomedical | MHHS-Southwest
NO | NO |  |  |  | 069-40023 |  | Medtronic Inc | DIGITRAPPER |  | DTZ-IL01718 | TMC - GI/ENDO - PEDI (GHP) | MHHS-TMC |  |  |  | 069-40023 |  | TMC |  | TMC - GI/ENDO - PEDI (GHP) | [5 empty] | PH METERS |  | .needs class | [5 empty] | Medtronic | [7 empty] | Covered PM Repair - Biomedical | MHHS-TMC
NO | NO |  |  |  | 077-08257 |  | Medtronic Inc | DIGITRAPPER |  | DTZ-IL02642 | TMC - GI/ENDO - PEDI (GHP) | MHHS-TMC |  |  |  | 077-08257 |  | TMC |  | TMC - GI/ENDO - PEDI (GHP) | [5 empty] | PH METERS |  | .needs class | [5 empty] | Medtronic | [7 empty] | Covered PM Repair - Biomedical | MHHS-TMC
NO | NO | [5 empty] | Medtronic Inc | DLP 60000 |  | 009-04714 | GH - OR CV PERFUSION | MHHS-Greater Heights | [5 empty] | Central & Greater Heights |  | GH - OR CV PERFUSION | [5 empty] | MONITORS, BEDSIDE, BLOOD PRESSURE |  | .needs class | [5 empty] | Medtronic | [7 empty] | Covered PM Repair - Biomedical | MHHS-Greater Heights
NO | NO | [5 empty] | Medtronic Inc | DLP 60000 |  |  | GH - OR CV PERFUSION | MHHS-Greater Heights | [5 empty] | Central & Greater Heights |  | GH - OR CV PERFUSION | [5 empty] | MONITORS, BEDSIDE, BLOOD PRESSURE |  | .needs class | [5 empty] | Medtronic | [7 empty] | Covered PM Repair - Biomedical | MHHS-Greater Heights
NO | YES | [5 empty] | Medtronic Inc | EC300 |  |  | GH-OR | MHHS-Greater Heights | [5 empty] | Central | MHHS-Greater Heights | GH-OR | Equipment storage | 6/1/19 |  | 6/1/20 |  | HANDPIECES, SURGICAL |  | .needs class | [5 empty] | Medtronic |  |  |  |  | 3/1/15 |  |  | Not Covered Vendor Only - Biomedical | MHHS-Greater Heights
NO | YES |  |  |  | 133-07970 | 133-07970 | Medtronic Inc | EC300 |  |  | Katy-OR | MHHS-Katy |  |  |  | 133-07970 | 133-07970 | Katy | MHHS-Katy | Katy-OR | OR - Equipment | 4/1/19 | 4/1/20 |  |  | HANDPIECES, SURGICAL |  | .needs class | [5 empty] | Medtronic | [7 empty] | Covered PM Repair - Biomedical | MHHS-Katy
NO | YES |  |  |  | 041-19042 | 041-19042 | Medtronic Inc | EC300 |  | NTC65341 | Memorial City-Outpatient Surgery | MHHS-Mem City |  |  |  | 041-19042 | 041-19042 | West | Memorial Hermann Memorial City Medical Center | Memorial City-Outpatient Surgery | W1 300.80 Storage |  |  |  |  | HANDPIECES, SURGICAL |  | .needs class | [5 empty] | Medtronic | [7 empty] | Covered PM Repair - Biomedical | MHHS-Mem City
NO | YES |  |  |  | 041-19043 | 041-19043 | Medtronic Inc | EC300 |  | NTC65340 | MEMORIAL CITY MOR | MHHS-Mem City |  |  |  | 041-19043 | 041-19043 | West | Memorial Hermann Memorial City Medical Center | MEMORIAL CITY MOR | MEMORIAL CITY MOR |  |  |  |  | HANDPIECES, SURGICAL |  | .needs class | [5 empty] | Medtronic | [7 empty] | Covered PM Repair - Biomedical | MHHS-Mem City
NO | YES |  |  |  | 142-06958 | 142-06958 | Medtronic Inc | EC300 |  | NTC64238 | NE-OR | MHHS-Northeast |  |  |  | 142-06958 | 142-06958 | Katy | MHHS-Northeast | NE-OR | Or storage | 4/1/19 | 4/1/20 |  |  | HANDPIECES, SURGICAL |  | .needs class | [5 empty] | Medtronic |  |  |  |  | 8/2/17 |  |  | Covered PM Repair - Biomedical | MHHS-Northeast
NO | YES |  |  |  | 069-38784 | 069-38784 | Medtronic Inc | EC300 |  | NTC63175 | TMC-OR-Pedi OR (2R) | MHHS-TMC |  |  |  | 069-38784 | 069-38784 | TMC | MHHS-TMC | TMC-OR-Pedi OR (2R) | PEDI OR (2R) | 8/1/19 |  | 8/1/20 |  | HANDPIECES, SURGICAL |  | .needs class | [5 empty] | Medtronic |  |  |  |  | 7/21/17 |  |  | Covered PM Repair - Biomedical | MHHS-TMC
NO | NO |  |  |  | 041-32020 |  | Medtronic Inc | EC300 |  | NTC65339 | MEMORIAL CITY - STERILE SUPPLY | MHHS-Mem City |  |  |  | 041-32020 |  | West & Memorial City |  | MEMORIAL CITY - STERILE SUPPLY | [5 empty] | HANDPIECES, SURGICAL |  | .needs class | [5 empty] | Medtronic | [7 empty] | Not Covered Vendor Only - Biomedical | MHHS-Mem City
NO | NO |  |  |  | 069-46598 |  | Medtronic Inc | EC300 |  | NTC68905 | TMC - OR - HERMANN (2HP) | MHHS-TMC |  |  |  | 069-46598 |  | TMC |  | TMC - OR - HERMANN (2HP) | [5 empty] | HANDPIECES, SURGICAL |  | .needs class | [5 empty] | Medtronic | [7 empty] | Covered PM Repair - Biomedical | MHHS-TMC
NO | NO |  |  |  | 069-46599 |  | Medtronic Inc | EC300 |  | NTC68904 | TMC - OR - HERMANN (2HP) | MHHS-TMC |  |  |  | 069-46599 |  | TMC |  | TMC - OR - HERMANN (2HP) | [5 empty] | HANDPIECES, SURGICAL |  | .needs class | [5 empty] | Medtronic | [7 empty] | Covered PM Repair - Biomedical | MHHS-TMC
NO | NO | [5 empty] | Medtronic Inc | EC300 |  |  | TMC - OR - PEDI OR (2R) | MHHS-TMC | [5 empty] | TMC |  | TMC - OR - PEDI OR (2R) | [5 empty] | HANDPIECES, SURGICAL |  | .needs class | [5 empty] | Medtronic | [7 empty] | Covered PM Repair - Biomedical | MHHS-TMC
NO | NO |  |  |  | 069-37994 |  | Medtronic Inc | EC300 |  | NTC60045 | TMC - OR - ROBERTSON (2R) | MHHS-TMC |  |  |  | 069-37994 |  | TMC |  | TMC - OR - ROBERTSON (2R) | [5 empty] | HANDPIECES, SURGICAL |  | .needs class | [5 empty] | Medtronic | [7 empty] | Covered PM Repair - Biomedical | MHHS-TMC
NO | NO |  |  |  | 069-44272 |  | Medtronic Inc | EC300 |  | NTC681133 | TMC - OR - ROBERTSON (2R) | MHHS-TMC |  |  |  | 069-44272 |  | TMC |  | TMC - OR - ROBERTSON (2R) | [5 empty] | HANDPIECES, SURGICAL |  | .needs class | [5 empty] | Medtronic | [7 empty] | Covered PM Repair - Biomedical | MHHS-TMC
NO | NO |  |  |  | NTC63018 |  | Medtronic Inc | EC300 |  | NTC63018 | TMC - OR - ROBERTSON (2R) | MHHS-TMC |  |  |  | NTC63018 |  | TMC |  | TMC - OR - ROBERTSON (2R) | [5 empty] | HANDPIECES, SURGICAL |  | .needs class | [5 empty] | Medtronic | [7 empty] | Covered PM Repair - Biomedical | MHHS-TMC
NO | YES | Asset Tag 069-43151 |  |  | 069-43151 | 069-43151 | Medtronic Inc | EC300RF |  | NTC63381 | TMC - SEROFIM 2 - OR | MHHS-TMC |  |  |  | 069-43151 | 069-43151 | TMC | Memorial Hermann-Texas Medical Center | TMC - SEROFIM 2 - OR | S2 OR 4 | 1/1/20 |  | 7/1/20 |  | ELECTROSURGICAL UNITS |  | .needs class | [5 empty] | Medtronic | [7 empty] | Covered PM Repair - Biomedical | MHHS-TMC
NO | NO |  |  |  | 069-43150 |  | Medtronic Inc | EC300RF |  |  | TMC - OR - ROBERTSON (2R) | MHHS-TMC |  |  |  | 069-43150 |  | TMC |  | TMC - OR - ROBERTSON (2R) | [5 empty] | ELECTROSURGICAL UNITS |  | .needs class | [5 empty] | Medtronic | [7 empty] | Covered PM Repair - Biomedical | MHHS-TMC
NO | NO |  |  |  | 029-12110 |  | Medtronic Inc | EC300RF |  | NTC63475 | WOODLANDS - OR | MHHS-Woodlands |  |  |  | 029-12110 |  | Woodlands |  | WOODLANDS - OR | [5 empty] | ELECTROSURGICAL UNITS |  | .needs class | [5 empty] | Medtronic | [7 empty] | Covered PM Repair - Biomedical | MHHS-Woodlands
NO | YES |  |  |  | 013-16468 | 013-16468 | Medtronic Inc | ENDOSCRUB 2 |  |  | SW-OR | MHHS-Southwest |  | Pumps, Laboratory, Peristaltic |  | 013-16468 | 013-16468 | Southwest | MHHS-Southwest | SW-OR | OR 8 |  |  |  |  | IRRIGATION/DISTENTION SYSTEMS | Pumps, Laboratory, Peristaltic | MISCELLANEOUS-Medtronic-Endo-Scrub 2 | MISCELLANEOUS | Endo-Scrub 2 |  |  |  | Medtronic | Pumps, Laboratory, Peristaltic |  |  | MISCELLANEOUS-Medtronic-Endo-Scrub 2 |  |  |  | Covered PM Repair - Biomedical | MHHS-Southwest | [8 empty] | MISCELLANEOUS | Pumps, Laboratory, Peristaltic | Medtronic
NO | YES |  |  |  | 013-16471 | 013-16471 | Medtronic Inc | ENDOSCRUB 2 |  |  | SW-OR | MHHS-Southwest |  | Pumps, Laboratory, Peristaltic |  | 013-16471 | 013-16471 | Southwest | MHHS-Southwest | SW-OR | OR 8 | 7/1/19 |  | 7/1/20 |  | IRRIGATION/DISTENTION SYSTEMS | Pumps, Laboratory, Peristaltic | MISCELLANEOUS-Medtronic-Endo-Scrub 2 | MISCELLANEOUS | Endo-Scrub 2 |  |  |  | Medtronic | Pumps, Laboratory, Peristaltic |  |  | MISCELLANEOUS-Medtronic-Endo-Scrub 2 |  |  |  | Covered PM Repair - Biomedical | MHHS-Southwest | [8 empty] | MISCELLANEOUS | Pumps, Laboratory, Peristaltic | Medtronic
NO | YES | [5 empty] | Medtronic Inc | ENDOSCRUB 2 |  |  | Woodlands-OR | MHHS-Woodlands |  | Pumps, Laboratory, Peristaltic |  |  |  | Woodlands | MHHS-Woodlands | Woodlands-OR | Equipment Storage | 2/1/20 |  | 8/1/20 |  | IRRIGATION/DISTENTION SYSTEMS | Pumps, Laboratory, Peristaltic | MISCELLANEOUS-Medtronic-Endo-Scrub 2 | MISCELLANEOUS | Endo-Scrub 2 |  |  |  | Medtronic | Pumps, Laboratory, Peristaltic |  |  | MISCELLANEOUS-Medtronic-Endo-Scrub 2 | 8/19/14 |  |  | Covered PM Repair - Biomedical | MHHS-Woodlands | [8 empty] | MISCELLANEOUS | Pumps, Laboratory, Peristaltic | Medtronic
NO | NO |  |  |  | 013-16466 |  | Medtronic Inc | ENDOSCRUB 2 |  |  | SW - OR | MHHS-Southwest |  | Pumps, Laboratory, Peristaltic |  | 013-16466 |  | Southwest |  | SW - OR | [5 empty] | IRRIGATION/DISTENTION SYSTEMS |  | MISCELLANEOUS-Medtronic-Endo-Scrub 2 | MISCELLANEOUS | Endo-Scrub 2 |  |  |  | Medtronic | Pumps, Laboratory, Peristaltic |  |  | MISCELLANEOUS-Medtronic-Endo-Scrub 2 |  |  |  | Not Covered Vendor Only - Biomedical | MHHS-Southwest
NO | YES |  |  |  | 041-17544 | 041-17544 | Medtronic Inc | FUSION ENT |  | N00959817 | Memorial City-Outpatient Surgery | MHHS-Mem City |  |  |  | 041-17544 | 041-17544 | West | Memorial Hermann Memorial City Medical Center | Memorial City-Outpatient Surgery | W1 300.80 Storage |  |  |  |  | STEREOTACTIC SYSTEM |  | .needs class | [5 empty] | Medtronic | [7 empty] | Covered PM Repair - Biomedical | MHHS-Mem City
NO | YES |  |  |  | 013-37855 | 013-37855 | Medtronic Inc | FUSION ENT |  | N07165222 | SW-OR | MHHS-Southwest |  |  |  | 013-37855 | 013-37855 | Southwest | MHHS-Southwest | SW-OR | OR7 | 9/1/19 |  | 3/1/20 |  | STEREOTACTIC SYSTEM |  | .needs class | [5 empty] | Medtronic |  |  |  |  | 7/25/19 |  |  | Covered PM Repair - Biomedical | MHHS-Southwest
NO | YES |  |  |  | 069-37241 | 069-37241 | Medtronic Inc | FUSION ENT |  | N04057572 | TMC-OR-Robertson (2R) | MHHS-TMC |  |  |  | 069-37241 | 069-37241 | TMC | MHHS-TMC | TMC-OR-Robertson (2R) | TMC OR ROBERTSON (2R) | 2/1/18 |  | 2/1/19 |  | STEREOTACTIC SYSTEM |  | .needs class | [5 empty] | Medtronic |  |  |  |  | 7/25/19 |  |  | Covered PM Repair - Biomedical | MHHS-TMC
NO | NO |  |  |  | N04044846 |  | Medtronic Inc | FUSION ENT |  | N04044846 | TMC - OR - ROBERTSON (2R) | MHHS-TMC |  |  |  | N04044846 |  | TMC |  | TMC - OR - ROBERTSON (2R) | [5 empty] | STEREOTACTIC SYSTEM |  | .needs class | [5 empty] | Medtronic | [7 empty] | Covered PM Repair - Biomedical | MHHS-TMC
NO | YES |  |  |  | 041-20566 | 041-20566 | Medtronic Inc | HANDCRANK 150 |  | A0300 | MEMORIAL CITY - MOR | MHHS-Mem City |  |  |  | 041-20566 | 041-20566 | West | Memorial City - Memorial Hermann Hospital | MEMORIAL CITY - MOR | Equipment Storage |  |  |  | No PM sticker | WASHERS, CELL |  | .needs class | [5 empty] | Medtronic | [7 empty] | Covered PM Repair - Biomedical | MHHS-Mem City
NO | NO |  |  |  | 041-20567 |  | Medtronic Inc | HANDCRANK 150 |  | A0152 | MEMORIAL CITY - MOR | MHHS-Mem City |  |  |  | 041-20567 |  | West & Memorial City |  | MEMORIAL CITY - MOR | [5 empty] | WASHERS, CELL |  | .needs class | [5 empty] | Medtronic | [7 empty] | Covered PM Repair - Biomedical | MHHS-Mem City
NO | NO |  |  |  | 041-20569 |  | Medtronic Inc | HANDCRANK 150 |  | HC0938 | MEMORIAL CITY - MOR | MHHS-Mem City |  |  |  | 041-20569 |  | West & Memorial City |  | MEMORIAL CITY - MOR | [5 empty] | WASHERS, CELL |  | .needs class | [5 empty] | Medtronic | [7 empty] | Covered PM Repair - Biomedical | MHHS-Mem City
NO | NO |  |  |  | 041-20571 |  | Medtronic Inc | HANDCRANK 150 |  | HC0940 | MEMORIAL CITY - MOR | MHHS-Mem City |  |  |  | 041-20571 |  | West & Memorial City |  | MEMORIAL CITY - MOR | [5 empty] | WASHERS, CELL |  | .needs class | [5 empty] | Medtronic | [7 empty] | Covered PM Repair - Biomedical | MHHS-Mem City
NO | NO |  |  |  | 041-17511 |  | Medtronic Inc | HC150A |  | HC3010 | MEMORIAL CITY - MOR | MHHS-Mem City |  | Pump, Blood, Extracorporeal Circulation |  | 041-17511 |  | West & Memorial City |  | MEMORIAL CITY - MOR | [5 empty] | PUMPS, EXTRACORPOREAL PERFUSION |  | PUMPBLOODEXTRACORPCIRC-Medtronic-HC150A | PUMPBLOODEXTRACORPCIRC | HC150A |  |  |  | Medtronic | Pump, Blood, Extracorporeal Circulation |  | PUMPBLOODEXTRACORPCIRC-Medtronic-HC150A |  |  |  |  | Covered PM Repair - Biomedical | MHHS-Mem City
NO | YES |  |  |  | 013-08983 | 013-08983 | Medtronic Inc | HMS PLUS |  |  | SW-HVI-OR | MHHS-Southwest |  | Analyzer, Hemostasis |  | 013-08983 | 013-08983 | Southwest | MHHS-Southwest | SW-HVI-OR | CVOR2 | 7/1/19 |  | 7/1/20 | Vendor PMd | ANALYZERS, LABORATORY, COAGULATION | Analyzer, Hemostasis | ANAYLZERHEMOSTASIS-Medtronic-HMS Plus | ANAYLZERHEMOSTASIS | HMS Plus |  |  |  | Medtronic | Analyzer, Hemostasis |  | ANAYLZERHEMOSTASIS-Medtronic-HMS Plus |  | 2/15/11 |  | AHS-A | Covered PM Repair - Biomedical | MHHS-Southwest | [8 empty] | ANAYLZERHEMOSTASIS | Analyzer, Hemostasis | Medtronic
NO | YES |  |  |  | 013-08984 | 013-08984 | Medtronic Inc | HMS PLUS |  |  | SW-Central Supply | MHHS-Southwest |  | Analyzer, Hemostasis |  | 013-08984 | 013-08984 | Southwest | MHHS-Southwest | SW-Central Supply | CVOR4 | 7/1/19 |  | 7/1/20 |  | ANALYZERS, LABORATORY, COAGULATION | Analyzer, Hemostasis | ANAYLZERHEMOSTASIS-Medtronic-HMS Plus | ANAYLZERHEMOSTASIS | HMS Plus |  |  |  | Medtronic | Analyzer, Hemostasis |  | ANAYLZERHEMOSTASIS-Medtronic-HMS Plus |  |  |  | AHS-A | Covered PM Repair - Biomedical | MHHS-Southwest | [8 empty] | ANAYLZERHEMOSTASIS | Analyzer, Hemostasis | Medtronic
NO | YES |  |  |  | 013-08985 | 013-08985 | Medtronic Inc | HMS PLUS |  |  | SW-HVI-OR | MHHS-Southwest |  | Analyzer, Hemostasis |  | 013-08985 | 013-08985 | Southwest | MHHS-Southwest | SW-HVI-OR | SW-HVI-OR | 7/1/19 |  |  |  | ANALYZERS, LABORATORY, COAGULATION | Analyzer, Hemostasis | ANAYLZERHEMOSTASIS-Medtronic-HMS Plus | ANAYLZERHEMOSTASIS | HMS Plus |  |  |  | Medtronic | Analyzer, Hemostasis |  | ANAYLZERHEMOSTASIS-Medtronic-HMS Plus |  |  |  | AHS-A | Covered PM Repair - Biomedical | MHHS-Southwest | [8 empty] | ANAYLZERHEMOSTASIS | Analyzer, Hemostasis | Medtronic
NO | YES |  |  |  | 069-22497 |  | Medtronic Inc | HMS PLUS |  |  | Memorial Hermann- Texas Medical Center-OR-PACU nurse station | MHHS-TMC |  | Analyzer, Hemostasis |  | 069-22497 |  | TMC | TMC | Memorial Hermann- Texas Medical Center-OR-PACU nurse station | OR09 | 3/1/17 |  | 3/1/18 |  | ANALYZERS, LABORATORY, COAGULATION |  | ANAYLZERHEMOSTASIS-Medtronic-HMS Plus | ANAYLZERHEMOSTASIS | HMS Plus |  |  |  | Medtronic | Analyzer, Hemostasis |  | ANAYLZERHEMOSTASIS-Medtronic-HMS Plus |  |  |  |  | Covered PM Repair - Biomedical | MHHS-TMC
NO | YES |  |  |  | 069-37360 | 069-37360 | Medtronic Inc | HMS PLUS |  |  |  | MHHS-TMC |  | Analyzer, Hemostasis |  | 069-37360 | 069-37360 | TMC | Memorial Hermann-Texas Medical Center |  | Storage | 3/1/18 |  | 3/1/19 |  | ANALYZERS, LABORATORY, COAGULATION |  | ANAYLZERHEMOSTASIS-Medtronic-HMS Plus | ANAYLZERHEMOSTASIS | HMS Plus |  |  |  | Medtronic | Analyzer, Hemostasis |  | ANAYLZERHEMOSTASIS-Medtronic-HMS Plus |  | 2/15/11 |  |  | Covered PM Repair - Biomedical | MHHS-TMC
NO | YES |  |  |  | 151-02638 | 151-02638 | Medtronic Inc | IPC SYSTEM |  | ENTC82316 | CY-OR | MHHS-Cypress |  |  |  | 151-02638 | 151-02638 | Northwest | MHHS-Cypress | CY-OR | Or storage | 7/1/19 | 7/1/20 |  |  | ARTHROSCOPIC SHAVER SYSTEMS | Irrigation/Aspiration Unit | IRRIGATIONASPNUNIT-Medtronic-IPC |  |  |  |  | IRRIGATIONASPNUNIT-Medtronic-IPC | Medtronic | [6 empty] | IAU-SA | Covered PM Repair - Biomedical | MHHS-Cypress | [8 empty] | IRRIGATIONASPNUNIT | Irrigation/Aspiration Unit | Medtronic
NO | YES |  |  |  | 041-20645 | 041-20645 | Medtronic Inc | IPC SYSTEM |  |  | Memorial City-Outpatient Surgery | MHHS-Mem City |  |  |  | 041-20645 | 041-20645 | West | Memorial Hermann Memorial City Medical Center | Memorial City-Outpatient Surgery | W1 300.80 Storage |  |  |  |  | ARTHROSCOPIC SHAVER SYSTEMS |  | IRRIGATIONASPNUNIT-Medtronic-IPC |  |  |  |  | IRRIGATIONASPNUNIT-Medtronic-IPC | Medtronic | [7 empty] | Covered PM Repair - Biomedical | MHHS-Mem City
NO | YES |  |  |  | 145-00426 | 145-00426 | Medtronic Inc | IPC SYSTEM |  | ENTC80413 | Pearland-OR | MHHS-Pearland Hospital |  |  |  | 145-00426 | 145-00426 | Pearland | MHHS-Pearland Hospital | Pearland-OR | Room 207 storage | 9/1/19 | 9/1/20 |  |  | ARTHROSCOPIC SHAVER SYSTEMS | Irrigation/Aspiration Unit | IRRIGATIONASPNUNIT-Medtronic-IPC |  |  |  |  | IRRIGATIONASPNUNIT-Medtronic-IPC | Medtronic | [6 empty] | IAU-SA | Covered PM Repair - Biomedical | MHHS-Pearland Hospital | [8 empty] | IRRIGATIONASPNUNIT | Irrigation/Aspiration Unit | Medtronic
NO | YES |  |  |  | 069-37545 | 069-37545 | Medtronic Inc | IPC SYSTEM |  | NTC65810 | TMC-OR-Hermann (2Hp) | MHHS-TMC |  |  |  | 069-37545 | 069-37545 | TMC | MHHS-TMC | TMC-OR-Hermann (2Hp) | Or 6 or206 | 1/1/20 |  | 1/1/21 |  | ARTHROSCOPIC SHAVER SYSTEMS |  | IRRIGATIONASPNUNIT-Medtronic-IPC |  |  |  |  | IRRIGATIONASPNUNIT-Medtronic-IPC | Medtronic | [7 empty] | Covered PM Repair - Biomedical | MHHS-TMC
NO | YES |  |  |  | 069-41626 | 069-41626 | Medtronic Inc | IPC SYSTEM |  |  | TMC - Biomedical | MHHS-TMC |  |  |  | 069-41626 | 069-41626 | TMC | Memorial Hermann-Texas Medical Center | TMC - Biomedical | Biomed shop | 1/1/18 |  | 1/1/19 | Broken | ARTHROSCOPIC SHAVER SYSTEMS |  | IRRIGATIONASPNUNIT-Medtronic-IPC |  |  |  |  | IRRIGATIONASPNUNIT-Medtronic-IPC | Medtronic | [7 empty] | Covered PM Repair - Biomedical | MHHS-TMC
NO | YES |  |  |  | 069-42432 | 069-42432 | Medtronic Inc | IPC SYSTEM |  |  | TMC-OR-Hermann (2Hp) | MHHS-TMC |  |  |  | 069-42432 | 069-42432 | TMC | MHHS-TMC | TMC-OR-Hermann (2Hp) | TMC OR HERMANN (2 JP) | 6/1/19 |  | 6/1/20 |  | ARTHROSCOPIC SHAVER SYSTEMS |  | IRRIGATIONASPNUNIT-Medtronic-IPC |  |  |  |  | IRRIGATIONASPNUNIT-Medtronic-IPC | Medtronic | [7 empty] | Covered PM Repair - Biomedical | MHHS-TMC
NO | YES |  |  |  | 069-43003 | 069-43003 | Medtronic Inc | IPC SYSTEM |  | NTC64156 | TMC-OR-Hermann (2Hp) | MHHS-TMC |  |  |  | 069-43003 | 069-43003 | TMC | MHHS-TMC | TMC-OR-Hermann (2Hp) | OR2 05 | 12/1/19 |  | 12/1/20 |  | ARTHROSCOPIC SHAVER SYSTEMS |  | IRRIGATIONASPNUNIT-Medtronic-IPC |  |  |  |  | IRRIGATIONASPNUNIT-Medtronic-IPC | Medtronic | [7 empty] | Covered PM Repair - Biomedical | MHHS-TMC
NO | YES |  |  |  | 069-43346 | 069-43346 | Medtronic Inc | IPC SYSTEM |  | NTC62344 | TMC-OR-Pedi OR (2R) | MHHS-TMC |  |  |  | 069-43346 | 069-43346 | TMC | MHHS-TMC | TMC-OR-Pedi OR (2R) |  | 10/1/18 |  | 10/1/20 |  | ARTHROSCOPIC SHAVER SYSTEMS |  | IRRIGATIONASPNUNIT-Medtronic-IPC |  |  |  |  | IRRIGATIONASPNUNIT-Medtronic-IPC | Medtronic | [7 empty] | Covered PM Repair - Biomedical | MHHS-TMC
NO | YES | Asset Tag 1140392 |  |  |  | 069-35688 | Medtronic Inc | IPC SYSTEM |  |  | TMC-OR-Robertson (2R) | MHHS-TMC |  |  |  |  | 069-35688 | TMC | MHHS-TMC | TMC-OR-Robertson (2R) |  | 10/1/18 |  |  |  | ARTHROSCOPIC SHAVER SYSTEMS |  | IRRIGATIONASPNUNIT-Medtronic-IPC |  |  |  |  | IRRIGATIONASPNUNIT-Medtronic-IPC | Medtronic | [7 empty] | Covered PM Repair - Biomedical | MHHS-TMC
NO | YES |  |  |  | 029-11083 | 029-11083 | Medtronic Inc | IPC SYSTEM |  | ENTC-81100 | Woodlands-OR | MHHS-Woodlands |  |  |  | 029-11083 | 029-11083 | Woodlands | MHHS-Woodlands | Woodlands-OR | Equipment Storage | 7/1/19 |  | 1/1/20 |  | ARTHROSCOPIC SHAVER SYSTEMS | Irrigation/Aspiration Unit | IRRIGATIONASPNUNIT-Medtronic-IPC |  |  |  |  | IRRIGATIONASPNUNIT-Medtronic-IPC | Medtronic | [6 empty] | IAU-SA | Covered PM Repair - Biomedical | MHHS-Woodlands | [8 empty] | IRRIGATIONASPNUNIT | Irrigation/Aspiration Unit | Medtronic
NO | YES |  |  |  | 029-12109 | 029-12109 | Medtronic Inc | IPC SYSTEM |  |  | Woodlands-OR | MHHS-Woodlands |  |  |  | 029-12109 | 029-12109 | Woodlands | MHHS-Woodlands | Woodlands-OR | OR 11 | 10/1/19 |  | 10/1/20 |  | ARTHROSCOPIC SHAVER SYSTEMS | Irrigation/Aspiration Unit | IRRIGATIONASPNUNIT-Medtronic-IPC |  |  |  |  | IRRIGATIONASPNUNIT-Medtronic-IPC | Medtronic |  |  |  |  | 10/1/10 |  | IAU-SA | Covered PM Repair - Biomedical | MHHS-Woodlands | [8 empty] | IRRIGATIONASPNUNIT | Irrigation/Aspiration Unit | Medtronic
NO | YES |  |  |  | 029-12911 | 029-12911 | Medtronic Inc | IPC SYSTEM |  | NTC68877 | Woodlands-OR | MHHS-Woodlands |  |  |  | 029-12911 | 029-12911 | Woodlands | MHHS-Woodlands | Woodlands-OR | OR | 10/1/19 |  | 10/1/20 |  | ARTHROSCOPIC SHAVER SYSTEMS | Irrigation/Aspiration Unit | IRRIGATIONASPNUNIT-Medtronic-IPC |  |  |  |  | IRRIGATIONASPNUNIT-Medtronic-IPC | Medtronic | [6 empty] | IAU-SA | Covered PM Repair - Biomedical | MHHS-Woodlands | [8 empty] | IRRIGATIONASPNUNIT | Irrigation/Aspiration Unit | Medtronic
NO | NO |  |  |  | 013-20003 |  | Medtronic Inc | IPC SYSTEM |  | ENTC84445 | SW - OR | MHHS-Southwest |  |  |  | 013-20003 |  | Southwest |  | SW - OR | [5 empty] | ARTHROSCOPIC SHAVER SYSTEMS |  | IRRIGATIONASPNUNIT-Medtronic-IPC |  |  |  |  | IRRIGATIONASPNUNIT-Medtronic-IPC | Medtronic | [7 empty] | Covered PM Repair - Biomedical | MHHS-Southwest
NO | NO |  |  |  | 069-37475 |  | Medtronic Inc | IPC SYSTEM |  |  | TMC - OR - HERMANN (2HP) | MHHS-TMC |  |  |  | 069-37475 |  | TMC |  | TMC - OR - HERMANN (2HP) | [5 empty] | ARTHROSCOPIC SHAVER SYSTEMS |  | IRRIGATIONASPNUNIT-Medtronic-IPC |  |  |  |  | IRRIGATIONASPNUNIT-Medtronic-IPC | Medtronic | [7 empty] | Covered PM Repair - Biomedical | MHHS-TMC
NO | NO |  |  |  | 069-37476 |  | Medtronic Inc | IPC SYSTEM |  |  | TMC - OR - HERMANN (2HP) | MHHS-TMC |  |  |  | 069-37476 |  | TMC |  | TMC - OR - HERMANN (2HP) | [5 empty] | ARTHROSCOPIC SHAVER SYSTEMS |  | IRRIGATIONASPNUNIT-Medtronic-IPC |  |  |  |  | IRRIGATIONASPNUNIT-Medtronic-IPC | Medtronic | [7 empty] | Covered PM Repair - Biomedical | MHHS-TMC
NO | NO |  |  |  | 069-40094 |  | Medtronic Inc | IPC SYSTEM |  | NTC58913 | TMC - OR - HERMANN (2HP) | MHHS-TMC |  |  |  | 069-40094 |  | TMC |  | TMC - OR - HERMANN (2HP) | [5 empty] | ARTHROSCOPIC SHAVER SYSTEMS |  | IRRIGATIONASPNUNIT-Medtronic-IPC |  |  |  |  | IRRIGATIONASPNUNIT-Medtronic-IPC | Medtronic | [7 empty] | Covered PM Repair - Biomedical | MHHS-TMC
NO | NO |  |  |  | 069-43134 |  | Medtronic Inc | IPC SYSTEM |  |  | TMC - OR - HERMANN (2HP) | MHHS-TMC |  |  |  | 069-43134 |  | TMC |  | TMC - OR - HERMANN (2HP) | [5 empty] | ARTHROSCOPIC SHAVER SYSTEMS |  | IRRIGATIONASPNUNIT-Medtronic-IPC |  |  |  |  | IRRIGATIONASPNUNIT-Medtronic-IPC | Medtronic | [7 empty] | Covered PM Repair - Biomedical | MHHS-TMC
NO | NO | [5 empty] | Medtronic Inc | IPC SYSTEM |  |  | TMC - OR - ROBERTSON (2R) | MHHS-TMC | [5 empty] | TMC |  | TMC - OR - ROBERTSON (2R) | [5 empty] | ARTHROSCOPIC SHAVER SYSTEMS |  | IRRIGATIONASPNUNIT-Medtronic-IPC |  |  |  |  | IRRIGATIONASPNUNIT-Medtronic-IPC | Medtronic | [7 empty] | Covered PM Repair - Biomedical | MHHS-TMC
NO | NO |  |  |  | 029-10306 |  | Medtronic Inc | IPC SYSTEM |  |  | WOODLANDS - OR | MHHS-Woodlands |  |  |  | 029-10306 |  | Woodlands |  | WOODLANDS - OR | [5 empty] | ARTHROSCOPIC SHAVER SYSTEMS |  | IRRIGATIONASPNUNIT-Medtronic-IPC |  |  |  |  | IRRIGATIONASPNUNIT-Medtronic-IPC | Medtronic | [7 empty] | Covered PM Repair - Biomedical | MHHS-Woodlands
NO | NO |  |  |  | 029-12104 |  | Medtronic Inc | IPC SYSTEM |  |  | WOODLANDS - OR | MHHS-Woodlands |  |  |  | 029-12104 |  | Woodlands |  | WOODLANDS - OR | [5 empty] | ARTHROSCOPIC SHAVER SYSTEMS |  | IRRIGATIONASPNUNIT-Medtronic-IPC |  |  |  |  | IRRIGATIONASPNUNIT-Medtronic-IPC | Medtronic | [7 empty] | Covered PM Repair - Radiology, Low End | MHHS-Woodlands
NO | NO |  |  |  | 029-12912 |  | Medtronic Inc | IPC SYSTEM |  | NTC64080 | WOODLANDS - OR | MHHS-Woodlands |  |  |  | 029-12912 |  | Woodlands |  | WOODLANDS - OR | [5 empty] | ARTHROSCOPIC SHAVER SYSTEMS |  | IRRIGATIONASPNUNIT-Medtronic-IPC |  |  |  |  | IRRIGATIONASPNUNIT-Medtronic-IPC | Medtronic | [7 empty] | Covered PM Repair - Biomedical | MHHS-Woodlands
NO | NO | [5 empty] | Medtronic Inc | LANDMARX ELEMENT |  |  | TMC - OR - ROBERTSON (2R) | MHHS-TMC | [5 empty] | TMC |  | TMC - OR - ROBERTSON (2R) | [5 empty] | ENDOSCOPIC EQUIPMENT |  | .needs class | [5 empty] | Medtronic | [7 empty] | Covered PM Repair - Biomedical | MHHS-TMC
NO | NO |  |  |  | 925-00850 |  | Medtronic Inc | LIFEPAK 1000 |  |  | SMR - (MHOSH) - BELLAIRE | MHHS-SMR |  | Defibrillator, AED |  | 925-00850 |  | Central & Greater Heights |  | SMR - (MHOSH) - BELLAIRE | [5 empty] | DEFIBRILLATORS |  | DEFIBRILLATORAED-Physio-Control-LIFEPAK 1000 | DEFIBRILLATORAED | LIFEPAK 1000 |  |  |  | Physio-Control | Defibrillator, AED |  |  | DEFIBRILLATORAED-Physio-Control-LIFEPAK 1000 |  |  |  | Covered PM Repair - Biomedical | MHHS-SMR
NO | NO |  |  |  | 069-41624 |  | Medtronic Inc | LIFEPAK 1000 |  |  | TMC - MHTMC - RAPID RESPONSE | MHHS-TMC |  | Defibrillator, AED |  | 069-41624 |  | TMC |  | TMC - MHTMC - RAPID RESPONSE | [5 empty] | DEFIBRILLATORS |  | DEFIBRILLATORAED-Physio-Control-LIFEPAK 1000 | DEFIBRILLATORAED | LIFEPAK 1000 |  |  |  | Physio-Control | Defibrillator, AED |  |  | DEFIBRILLATORAED-Physio-Control-LIFEPAK 1000 |  |  |  | Covered PM Repair - Biomedical | MHHS-TMC
NO | NO |  |  |  | 069-41625 |  | Medtronic Inc | LIFEPAK 1000 |  |  | TMC - MHTMC - RAPID RESPONSE | MHHS-TMC |  | Defibrillator, AED |  | 069-41625 |  | TMC |  | TMC - MHTMC - RAPID RESPONSE | [5 empty] | DEFIBRILLATORS |  | DEFIBRILLATORAED-Physio-Control-LIFEPAK 1000 | DEFIBRILLATORAED | LIFEPAK 1000 |  |  |  | Physio-Control | Defibrillator, AED |  |  | DEFIBRILLATORAED-Physio-Control-LIFEPAK 1000 |  |  |  | Covered PM Repair - Biomedical | MHHS-TMC
NO | NO |  |  |  | 069-44230 |  | Medtronic Inc | LIFEPAK 1000 |  |  | TMC - MHTMC - RAPID RESPONSE | MHHS-TMC |  | Defibrillator, AED |  | 069-44230 |  | TMC |  | TMC - MHTMC - RAPID RESPONSE | [5 empty] | DEFIBRILLATORS |  | DEFIBRILLATORAED-Physio-Control-LIFEPAK 1000 | DEFIBRILLATORAED | LIFEPAK 1000 |  |  |  | Physio-Control | Defibrillator, AED |  |  | DEFIBRILLATORAED-Physio-Control-LIFEPAK 1000 |  |  |  | Covered PM Repair - Biomedical | MHHS-TMC
NO | YES | [5 empty] | Medtronic Inc | LIFEPAK 20 |  |  | GH-ER | MHHS-Greater Heights |  | Defibrillator |  |  |  | Central | MHHS-Greater Heights | GH-ER | Nurse station B Alcove | 11/1/19 |  | 11/1/20 |  | DEFIBRILLATORS | Defibrillator | DEFIBRILLATOR-Medtronic-Lifepak 20 | DEFIBRILLATOR | Lifepak 20 |  |  |  | Medtronic | Defibrillator |  | DEFIBRILLATOR-Medtronic-Lifepak 20 |  |  |  | D-SA | Covered PM Repair - Lab Analyzers/Anesth | MHHS-Greater Heights | [8 empty] | DEFIBRILLATOR | Defibrillator | Medtronic
NO | YES |  |  |  | 583-01051 | 583-01051 | Medtronic Inc | LIFEPAK 20 |  |  | Katy Rehab-Nursing | MHHS-Katy Rehab |  | Defibrillator |  | 583-01051 | 583-01051 | Katy | MHHS-Others | Katy Rehab-Nursing | Nurses station | 3/1/19 | 3/1/20 |  |  | DEFIBRILLATORS | Defibrillator | DEFIBRILLATOR-Medtronic-Lifepak 20 | DEFIBRILLATOR | Lifepak 20 |  |  |  | Medtronic | Defibrillator |  | DEFIBRILLATOR-Medtronic-Lifepak 20 |  |  |  | D-SA | Covered PM Repair - Biomedical | MHHS-Katy Rehab | [8 empty] | DEFIBRILLATOR | Defibrillator | Medtronic
NO | YES |  |  |  |  | 041-04779 | Medtronic Inc | LIFEPAK 20 |  |  | MEMORIAL CITY - MOR | MHHS-Mem City |  | Defibrillator |  |  | 041-04779 | West | Memorial City - Memorial Hermann Hospital | MEMORIAL CITY - MOR | Sterile Core |  |  |  |  | DEFIBRILLATORS |  | DEFIBRILLATOR-Medtronic-Lifepak 20 | DEFIBRILLATOR | Lifepak 20 |  |  |  | Medtronic | Defibrillator |  | DEFIBRILLATOR-Medtronic-Lifepak 20 |  |  |  |  | Covered PM Repair - Biomedical | MHHS-Mem City
NO | YES |  |  |  |  | 041-08511 | Medtronic Inc | LIFEPAK 20 |  |  | MEMORIAL CITY - CATH LAB | MHHS-Mem City |  | Defibrillator |  |  | 041-08511 | West | Heart | MEMORIAL CITY - CATH LAB | Vascular Procedure Rm 2 |  |  |  |  | DEFIBRILLATORS |  | DEFIBRILLATOR-Medtronic-Lifepak 20 | DEFIBRILLATOR | Lifepak 20 |  |  |  | Medtronic | Defibrillator |  | DEFIBRILLATOR-Medtronic-Lifepak 20 |  |  |  |  | Not Covered Vendor Only - Biomedical | MHHS-Mem City
NO | YES |  |  |  | 041-34331 | 041-34331 | Medtronic Inc | LIFEPAK 20 |  |  | KATY - CENTRAL SUPPLY | MHHS-Mem City |  | Defibrillator |  | 041-34331 | 041-34331 | West | Memorial Hermann Katy Hospital | KATY - CENTRAL SUPPLY | Biomed shop | 8/1/19 | 7/1/20 |  |  | DEFIBRILLATORS | Defibrillator | DEFIBRILLATOR-Medtronic-Lifepak 20 | DEFIBRILLATOR | Lifepak 20 |  |  |  | Medtronic | Defibrillator |  | DEFIBRILLATOR-Medtronic-Lifepak 20 |  | 11/2/19 |  | D-SA | Covered PM Repair - Biomedical | MHHS-Mem City | [8 empty] | DEFIBRILLATOR | Defibrillator | Medtronic
NO | YES |  |  |  |  | 041-12469 | Medtronic Inc | LIFEPAK 20 |  |  | Memorial City-Labor & Delivery | MHHS-Mem City |  | Defibrillator |  |  | 041-12469 | West | MHHS-Mem City | Memorial City-Labor & Delivery | Crash Cart | 3/1/20 |  | 8/1/20 |  | DEFIBRILLATORS |  | DEFIBRILLATOR-Medtronic-Lifepak 20 | DEFIBRILLATOR | Lifepak 20 |  |  |  | Medtronic | Defibrillator |  | DEFIBRILLATOR-Medtronic-Lifepak 20 |  | 11/1/19 |  |  | Covered PM Repair - Biomedical | MHHS-Mem City
NO | YES |  |  |  |  | 041-12466 | Medtronic Inc | LIFEPAK 20 |  |  | MEMORIAL CITY - MHT - MED/SURG | MHHS-Mem City |  | Defibrillator |  |  | 041-12466 | West | West | MEMORIAL CITY - MHT - MED/SURG | MH6 crash cart |  |  |  |  | DEFIBRILLATORS |  | DEFIBRILLATOR-Medtronic-Lifepak 20 | DEFIBRILLATOR | Lifepak 20 |  |  |  | Medtronic | Defibrillator |  | DEFIBRILLATOR-Medtronic-Lifepak 20 |  |  |  |  | Not Covered Vendor Only - Biomedical | MHHS-Mem City
NO | YES |  |  |  |  | 041-12472 | Medtronic Inc | LIFEPAK 20 |  |  | MEMORIAL CITY - MHT - ONCOLOGY | MHHS-Mem City |  | Defibrillator |  |  | 041-12472 | West | Memorial City-Memorial Hermann Hospital | MEMORIAL CITY - MHT - ONCOLOGY | Repair/TV room |  |  |  |  | DEFIBRILLATORS |  | DEFIBRILLATOR-Medtronic-Lifepak 20 | DEFIBRILLATOR | Lifepak 20 |  |  |  | Medtronic | Defibrillator |  | DEFIBRILLATOR-Medtronic-Lifepak 20 |  |  |  |  | Covered PM Repair - Biomedical | MHHS-Mem City
NO | YES | Serial Number 33154578 |  |  |  |  | Medtronic Inc | LIFEPAK 20 |  |  | (null) | MHHS-Mem City |  | Defibrillator |  |  |  | (null) | (null) | (null) | (null) | (null) | (null) | (null) | (null) | DEFIBRILLATORS |  | DEFIBRILLATOR-Medtronic-Lifepak 20 | DEFIBRILLATOR | Lifepak 20 |  |  |  | Medtronic | Defibrillator |  | DEFIBRILLATOR-Medtronic-Lifepak 20 |  |  |  |  | Covered PM Repair - Biomedical | MHHS-Mem City
NO | YES |  |  |  | 041-15453 | 041-15453 | Medtronic Inc | LIFEPAK 20 |  |  | MH MG - (MC) - MC CARDIOLOGY (MP4) STE400 | MHHS-MG |  | Defibrillator |  | 041-15453 | 041-15453 | West | MHHS-MG | MH MG - (MC) - MC CARDIOLOGY (MP4) STE400 | Hall | 6/1/19 |  | 6/1/20 |  | DEFIBRILLATORS |  | DEFIBRILLATOR-Medtronic-Lifepak 20 | DEFIBRILLATOR | Lifepak 20 |  |  |  | Medtronic | Defibrillator |  | DEFIBRILLATOR-Medtronic-Lifepak 20 |  |  |  |  | Covered PM Repair - Biomedical | MHHS-MG
NO | YES | Serial Number 33829096 |  |  |  |  | Medtronic Inc | LIFEPAK 20 |  |  | MHOSH-3rd Floor | MHHS Orthopedic & Spine |  | Defibrillator |  |  |  | Central & Greater Heights | MHHS-Orthopedic & Spine | MHOSH-3rd Floor |  | 9/5/19 |  |  |  | DEFIBRILLATORS | Defibrillator | DEFIBRILLATOR-Medtronic-Lifepak 20 | DEFIBRILLATOR | Lifepak 20 |  |  |  | Medtronic | Defibrillator |  | DEFIBRILLATOR-Medtronic-Lifepak 20 |  | 12/13/14 | MHOSH Inventory Dec 2019 into 2020 - Copy.xls - Newly Verified | D-SA | Covered PM Repair - Biomedical | MHHS Orthopedic & Spine | [8 empty] | DEFIBRILLATOR | Defibrillator | Medtronic
NO | YES | Serial Number 33829104 |  |  |  |  | Medtronic Inc | LIFEPAK 20 |  |  | MHOSH-3rd Floor | MHHS Orthopedic & Spine |  | Defibrillator |  |  |  | Central & Greater Heights | MHHS-Orthopedic & Spine | MHOSH-3rd Floor |  | 9/10/19 |  |  |  | DEFIBRILLATORS | Defibrillator | DEFIBRILLATOR-Medtronic-Lifepak 20 | DEFIBRILLATOR | Lifepak 20 |  |  |  | Medtronic | Defibrillator |  | DEFIBRILLATOR-Medtronic-Lifepak 20 |  |  | MHOSH Inventory Dec 2019 into 2020 - Copy.xls - Newly Verified | D-SA | Covered PM Repair - Biomedical | MHHS Orthopedic & Spine | [8 empty] | DEFIBRILLATOR | Defibrillator | Medtronic
NO | YES | [5 empty] | Medtronic Inc | LIFEPAK 20 |  |  | MHOSH-3rd Floor | MHHS Orthopedic & Spine |  | Defibrillator |  |  |  | Central & Greater Heights | MHHS-Orthopedic & Spine | MHOSH-3rd Floor |  | 9/10/19 |  |  |  | DEFIBRILLATORS | Defibrillator | DEFIBRILLATOR-Medtronic-Lifepak 20 | DEFIBRILLATOR | Lifepak 20 |  |  |  | Medtronic | Defibrillator |  | DEFIBRILLATOR-Medtronic-Lifepak 20 |  | 1/1/12 | MHOSH Inventory Dec 2019 into 2020 - Copy.xls - Newly Verified | D-SA | Covered PM Repair - Biomedical | MHHS Orthopedic & Spine | [8 empty] | DEFIBRILLATOR | Defibrillator | Medtronic
NO | YES | [5 empty] | Medtronic Inc | LIFEPAK 20 |  |  | MHOSH-3rd Floor | MHHS Orthopedic & Spine |  | Defibrillator |  |  |  | Central & Greater Heights | MHHS-Orthopedic & Spine | MHOSH-3rd Floor |  | 9/5/19 |  |  |  | DEFIBRILLATORS | Defibrillator | DEFIBRILLATOR-Medtronic-Lifepak 20 | DEFIBRILLATOR | Lifepak 20 |  |  |  | Medtronic | Defibrillator |  | DEFIBRILLATOR-Medtronic-Lifepak 20 |  | 1/1/12 | MHOSH Inventory Dec 2019 into 2020 - Copy.xls - Newly Verified | D-SA | Covered PM Repair - Biomedical | MHHS Orthopedic & Spine | [8 empty] | DEFIBRILLATOR | Defibrillator | Medtronic
NO | YES | Serial Number 33829112 |  |  |  |  | Medtronic Inc | LIFEPAK 20 |  |  | MHOSH-4th Floor | MHHS Orthopedic & Spine |  | Defibrillator |  |  |  | Central & Greater Heights | MHHS-Orthopedic & Spine | MHOSH-4th Floor |  | 9/5/19 |  |  |  | DEFIBRILLATORS | Defibrillator | DEFIBRILLATOR-Medtronic-Lifepak 20 | DEFIBRILLATOR | Lifepak 20 |  |  |  | Medtronic | Defibrillator |  | DEFIBRILLATOR-Medtronic-Lifepak 20 |  |  | MHOSH Inventory Dec 2019 into 2020 - Copy.xls - Newly Verified | D-SA | Covered PM Repair - Biomedical | MHHS Orthopedic & Spine | [8 empty] | DEFIBRILLATOR | Defibrillator | Medtronic
NO | YES | [5 empty] | Medtronic Inc | LIFEPAK 20 |  |  | GH-OR | MHHS Orthopedic & Spine |  | Defibrillator |  |  |  | Central | MHHS-Greater Heights | GH-OR | OR Corridor | 3/1/20 |  | 9/1/20 |  | DEFIBRILLATORS | Defibrillator | DEFIBRILLATOR-Medtronic-Lifepak 20 | DEFIBRILLATOR | Lifepak 20 |  |  |  | Medtronic | Defibrillator |  | DEFIBRILLATOR-Medtronic-Lifepak 20 |  | 10/26/20 | MHOSH Inventory Dec 2019 into 2020 - Copy.xls - Already Verified | D-SA | Not Covered Vendor Only - Rad, High End | MHHS Orthopedic & Spine | [8 empty] | DEFIBRILLATOR | Defibrillator | Medtronic
NO | YES | Serial Number 33826035 |  |  |  |  | Medtronic Inc | LIFEPAK 20 |  |  | MHOSH-Radiology | MHHS Orthopedic & Spine |  | Defibrillator |  |  |  | Central & Greater Heights | MHHS-Orthopedic & Spine | MHOSH-Radiology |  | 9/6/19 |  |  |  | DEFIBRILLATORS | Defibrillator | DEFIBRILLATOR-Medtronic-Lifepak 20 | DEFIBRILLATOR | Lifepak 20 |  |  |  | Medtronic | Defibrillator |  | DEFIBRILLATOR-Medtronic-Lifepak 20 |  |  | MHOSH Inventory Dec 2019 into 2020 - Copy.xls - Newly Verified | D-SA | Covered PM Repair - Radiology, Low End | MHHS Orthopedic & Spine | [8 empty] | DEFIBRILLATOR | Defibrillator | Medtronic
NO | YES | [5 empty] | Medtronic Inc | LIFEPAK 20 |  |  | MHOSH-Radiology | MHHS Orthopedic & Spine |  | Defibrillator |  |  |  | Central & Greater Heights | MHHS-Orthopedic & Spine | MHOSH-Radiology |  | 1/28/19 |  |  |  | DEFIBRILLATORS | Defibrillator | DEFIBRILLATOR-Medtronic-Lifepak 20 | DEFIBRILLATOR | Lifepak 20 |  |  |  | Medtronic | Defibrillator |  | DEFIBRILLATOR-Medtronic-Lifepak 20 |  |  | MHOSH Inventory Dec 2019 into 2020 - Copy.xls - Newly Verified | D-SA | Covered PM Repair - Radiology, Low End | MHHS Orthopedic & Spine | [8 empty] | DEFIBRILLATOR | Defibrillator | Medtronic
NO | YES |  |  |  | 142-08442 | 142-08442 | Medtronic Inc | LIFEPAK 20 |  |  | NE-Central Supply | MHHS-Northeast |  | Defibrillator |  | 142-08442 | 142-08442 | Katy | MHHS-Northeast | NE-Central Supply |  | 11/1/19 | 11/1/20 |  |  | DEFIBRILLATORS | Defibrillator | DEFIBRILLATOR-Medtronic-Lifepak 20 | DEFIBRILLATOR | Lifepak 20 |  |  |  | Medtronic | Defibrillator |  | DEFIBRILLATOR-Medtronic-Lifepak 20 |  | 11/27/18 |  | D-SA | Covered PM Repair - Biomedical | MHHS-Northeast | [8 empty] | DEFIBRILLATOR | Defibrillator | Medtronic
NO | YES |  |  |  | 005-04054 | 005-04054 | Medtronic Inc | LIFEPAK 20 |  |  | SE-Cath Lab | MHHS-Southeast |  | Defibrillator |  | 005-04054 | 005-04054 | Southeast | MHHS-Southeast | SE-Cath Lab | Room 2 |  |  |  |  | DEFIBRILLATORS |  | DEFIBRILLATOR-Medtronic-Lifepak 20 | DEFIBRILLATOR | Lifepak 20 |  |  |  | Medtronic | Defibrillator |  | DEFIBRILLATOR-Medtronic-Lifepak 20 |  | 1/8/20 |  |  | Not Covered Vendor Only - Biomedical | MHHS-Southeast
NO | YES |  |  |  | 005-06303 | 005-06303 | Medtronic Inc | LIFEPAK 20 |  |  | SE-Emergency Center | MHHS-Southeast |  | Defibrillator |  | 005-06303 | 005-06303 | Southeast | MHHS-Southeast | SE-Emergency Center | ER | 8/1/19 |  | 8/1/20 |  | DEFIBRILLATORS |  | DEFIBRILLATOR-Medtronic-Lifepak 20 | DEFIBRILLATOR | Lifepak 20 |  |  |  | Medtronic | Defibrillator |  | DEFIBRILLATOR-Medtronic-Lifepak 20 |  | 12/6/18 |  |  | Covered PM Repair - Biomedical | MHHS-Southeast
NO | YES |  |  |  | 005-06865 | 005-06865 | Medtronic Inc | LIFEPAK 20 |  |  | SE - REHAB SERVICES | MHHS-Southeast |  | Defibrillator |  | 005-06865 | 005-06865 | Southeast | Memorial Hermann Southeast Hospital | SE - REHAB SERVICES | Biomed shop | 8/1/19 |  | 8/1/20 |  | DEFIBRILLATORS |  | DEFIBRILLATOR-Medtronic-Lifepak 20 | DEFIBRILLATOR | Lifepak 20 |  |  |  | Medtronic | Defibrillator |  | DEFIBRILLATOR-Medtronic-Lifepak 20 |  | 6/21/14 |  |  | Covered PM Repair - Biomedical | MHHS-Southeast
NO | YES |  |  |  |  | 013-10641 | Medtronic Inc | LIFEPAK 20 |  |  | SW-Endoscopy | MHHS-Southwest |  | Defibrillator |  |  | 013-10641 | Memorial Hermann Hospital - Southwest | MHHS-Southwest | SW-Endoscopy | Endo Pacu | 8/1/19 |  |  |  | DEFIBRILLATORS | Defibrillator | DEFIBRILLATOR-Medtronic-Lifepak 20 | DEFIBRILLATOR | Lifepak 20 |  |  |  | Medtronic | Defibrillator |  | DEFIBRILLATOR-Medtronic-Lifepak 20 |  | 11/12/19 |  | D-SA | Not Covered Vendor Only - Lab Ana/Anes | MHHS-Southwest | [8 empty] | DEFIBRILLATOR | Defibrillator | Medtronic
NO | YES | Asset Tag 1143305 |  |  |  |  | Medtronic Inc | LIFEPAK 20 |  |  | SW-Endoscopy | MHHS-Southwest |  | Defibrillator |  |  |  | Southwest | MHHS-Southwest | SW-Endoscopy |  | 8/7/19 |  |  |  | DEFIBRILLATORS | Defibrillator | DEFIBRILLATOR-Medtronic-Lifepak 20 | DEFIBRILLATOR | Lifepak 20 |  |  |  | Medtronic | Defibrillator |  | DEFIBRILLATOR-Medtronic-Lifepak 20 |  | 11/13/19 | Finished from Script 3/27/2020 12:11:52pm (Central) | D-SA | Not Covered Vendor Only - Lab Ana/Anes | MHHS-Southwest | [8 empty] | DEFIBRILLATOR | Defibrillator | Medtronic
NO | YES |  |  |  |  | 013-13917 | Medtronic Inc | LIFEPAK 20 |  |  | SW-Cardiac Rehab | MHHS-Southwest |  | Defibrillator |  |  | 013-13917 | Southwest | MHHS-Southwest | SW-Cardiac Rehab | Nutsing | 8/1/19 |  |  |  | DEFIBRILLATORS | Defibrillator | DEFIBRILLATOR-Medtronic-Lifepak 20 | DEFIBRILLATOR | Lifepak 20 |  |  |  | Medtronic | Defibrillator |  | DEFIBRILLATOR-Medtronic-Lifepak 20 |  |  |  | D-SA | Not Covered Vendor Only - Lab Ana/Anes | MHHS-Southwest | [8 empty] | DEFIBRILLATOR | Defibrillator | Medtronic
NO | YES | [5 empty] | Medtronic Inc | LIFEPAK 20 |  |  | SW-HVI-CV ICU | MHHS-Southwest |  | Defibrillator |  |  |  | Southwest | MHHS-Southwest | SW-HVI-CV ICU | Crash cart | 8/1/19 |  | 8/1/20 |  | DEFIBRILLATORS | Defibrillator | DEFIBRILLATOR-Medtronic-Lifepak 20 | DEFIBRILLATOR | Lifepak 20 |  |  |  | Medtronic | Defibrillator |  | DEFIBRILLATOR-Medtronic-Lifepak 20 |  |  |  | D-SA | Not Covered Vendor Only - Lab Ana/Anes | MHHS-Southwest | [8 empty] | DEFIBRILLATOR | Defibrillator | Medtronic
NO | YES | [5 empty] | Medtronic Inc | LIFEPAK 20 |  |  | SW-HVI-Holding | MHHS-Southwest |  | Defibrillator |  |  |  | Southwest | MHHS-Southwest | SW-HVI-Holding | Hallway | 8/1/19 |  | 8/1/20 |  | DEFIBRILLATORS | Defibrillator | DEFIBRILLATOR-Medtronic-Lifepak 20 | DEFIBRILLATOR | Lifepak 20 |  |  |  | Medtronic | Defibrillator |  | DEFIBRILLATOR-Medtronic-Lifepak 20 |  | 1/11/15 |  | D-SA | Covered PM Repair - Biomedical | MHHS-Southwest | [8 empty] | DEFIBRILLATOR | Defibrillator | Medtronic
NO | YES |  |  |  |  | 013-14167 | Medtronic Inc | LIFEPAK 20 |  |  | SW-HVI-OR | MHHS-Southwest |  | Defibrillator |  |  | 013-14167 | Southwest | MHHS-Southwest | SW-HVI-OR | HVI OR Core | 8/1/19 |  | 8/1/20 |  | DEFIBRILLATORS | Defibrillator | DEFIBRILLATOR-Medtronic-Lifepak 20 | DEFIBRILLATOR | Lifepak 20 |  |  |  | Medtronic | Defibrillator |  | DEFIBRILLATOR-Medtronic-Lifepak 20 |  | 1/2/16 |  | D-SA | Covered PM Repair - Biomedical | MHHS-Southwest | [8 empty] | DEFIBRILLATOR | Defibrillator | Medtronic
NO | YES |  |  |  |  | 013-13918 | Medtronic Inc | LIFEPAK 20 |  |  | SW-Biomedical Services | MHHS-Southwest |  | Defibrillator |  |  | 013-13918 | Southwest | MHHS-Southwest | SW-Biomedical Services |  | 8/1/19 | 8/1/20 |  |  | DEFIBRILLATORS | Defibrillator | DEFIBRILLATOR-Medtronic-Lifepak 20 | DEFIBRILLATOR | Lifepak 20 |  |  |  | Medtronic | Defibrillator |  | DEFIBRILLATOR-Medtronic-Lifepak 20 |  | 12/7/12 |  | D-SA | Covered PM Repair - Biomedical | MHHS-Southwest | [8 empty] | DEFIBRILLATOR | Defibrillator | Medtronic
NO | YES |  |  |  |  | 013-14171 | Medtronic Inc | LIFEPAK 20 |  |  | SW-HVI-OR | MHHS-Southwest |  | Defibrillator |  |  | 013-14171 | Southwest | MHHS-Southwest | SW-HVI-OR | SW - HVI - OR | 9/1/19 |  | 9/1/20 |  | DEFIBRILLATORS | Defibrillator | DEFIBRILLATOR-Medtronic-Lifepak 20 | DEFIBRILLATOR | Lifepak 20 |  |  |  | Medtronic | Defibrillator |  | DEFIBRILLATOR-Medtronic-Lifepak 20 |  | 1/1/12 |  | D-SA | Covered PM Repair - Biomedical | MHHS-Southwest | [8 empty] | DEFIBRILLATOR | Defibrillator | Medtronic
NO | YES | [5 empty] | Medtronic Inc | LIFEPAK 20 |  |  | SW-Med/Surg Floors | MHHS-Southwest |  | Defibrillator |  |  |  | Southwest | MHHS-Southwest | SW-Med/Surg Floors | A Wing Oxygen storage | 7/1/19 |  | 7/1/20 |  | DEFIBRILLATORS | Defibrillator | DEFIBRILLATOR-Medtronic-Lifepak 20 | DEFIBRILLATOR | Lifepak 20 |  |  |  | Medtronic | Defibrillator |  | DEFIBRILLATOR-Medtronic-Lifepak 20 |  | 1/1/07 |  | D-SA | Covered PM Repair - Biomedical | MHHS-Southwest | [8 empty] | DEFIBRILLATOR | Defibrillator | Medtronic
NO | YES |  |  |  |  | 013-12675 | Medtronic Inc | LIFEPAK 20 |  |  | SW-Med/Surg Floors | MHHS-Southwest |  | Defibrillator |  |  | 013-12675 | Southwest | MHHS-Southwest | SW-Med/Surg Floors | Emergency Cart Room | 7/1/19 |  | 7/1/20 |  | DEFIBRILLATORS | Defibrillator | DEFIBRILLATOR-Medtronic-Lifepak 20 | DEFIBRILLATOR | Lifepak 20 |  |  |  | Medtronic | Defibrillator |  | DEFIBRILLATOR-Medtronic-Lifepak 20 |  |  |  | D-SA | Covered PM Repair - Biomedical | MHHS-Southwest | [8 empty] | DEFIBRILLATOR | Defibrillator | Medtronic
NO | YES |  |  |  | 013-13913 | 013-13913 | Medtronic Inc | LIFEPAK 20 |  |  | SW-OR | MHHS-Southwest |  | Defibrillator |  | 013-13913 | 013-13913 | Southwest | MHHS-Southwest | SW-OR | OR | 8/1/19 |  | 8/1/20 |  | DEFIBRILLATORS | Defibrillator | DEFIBRILLATOR-Medtronic-Lifepak 20 | DEFIBRILLATOR | Lifepak 20 |  |  |  | Medtronic | Defibrillator |  | DEFIBRILLATOR-Medtronic-Lifepak 20 |  |  |  | D-SA | Covered PM Repair - Radiology, Low End | MHHS-Southwest | [8 empty] | DEFIBRILLATOR | Defibrillator | Medtronic
NO | YES |  |  |  |  | 013-14172 | Medtronic Inc | LIFEPAK 20 |  |  | SW-Biomedical Services | MHHS-Southwest |  | Defibrillator |  |  | 013-14172 | Southwest | MHHS-Southwest | SW-Biomedical Services |  | 7/1/19 | 7/1/20 |  |  | DEFIBRILLATORS | Defibrillator | DEFIBRILLATOR-Medtronic-Lifepak 20 | DEFIBRILLATOR | Lifepak 20 |  |  |  | Medtronic | Defibrillator |  | DEFIBRILLATOR-Medtronic-Lifepak 20 |  | 8/1/18 |  | D-SA | Covered PM Repair - Biomedical | MHHS-Southwest | [8 empty] | DEFIBRILLATOR | Defibrillator | Medtronic
NO | YES |  |  |  |  | 013-10642 | Medtronic Inc | LIFEPAK 20 |  |  | ICU D | MHHS-Southwest |  | Defibrillator |  |  | 013-10642 | Southwest | Memorial Hermann Southwest Hospital | ICU D | Crash cart | 7/1/19 |  | 7/1/20 |  | DEFIBRILLATORS | Defibrillator | DEFIBRILLATOR-Medtronic-Lifepak 20 | DEFIBRILLATOR | Lifepak 20 |  |  |  | Medtronic | Defibrillator |  | DEFIBRILLATOR-Medtronic-Lifepak 20 |  | 6/4/15 |  | D-SA | Covered PM Repair - Radiology, High End | MHHS-Southwest | [8 empty] | DEFIBRILLATOR | Defibrillator | Medtronic
NO | YES |  |  |  | 077-06429 | 077-06429 | Medtronic Inc | LIFEPAK 20 |  |  | TMC-Children's-CSC (9Hp) | MHHS-TMC |  | Defibrillator |  | 077-06429 | 077-06429 | TMC | MHHS-TMC | TMC-Children's-CSC (9Hp) |  | 3/1/20 |  | 3/1/21 |  | DEFIBRILLATORS |  | DEFIBRILLATOR-Medtronic-Lifepak 20 | DEFIBRILLATOR | Lifepak 20 |  |  |  | Medtronic | Defibrillator |  | DEFIBRILLATOR-Medtronic-Lifepak 20 |  | 5/19/17 |  |  | Covered PM Repair - Biomedical | MHHS-TMC
NO | NO |  |  |  | 041-04781 |  | Medtronic Inc | LIFEPAK 20 |  |  | MEMORIAL CITY - EAST TOWER - NEUROLOGY | MHHS-Mem City |  | Defibrillator |  | 041-04781 |  | West & Memorial City |  | MEMORIAL CITY - EAST TOWER - NEUROLOGY | [5 empty] | DEFIBRILLATORS |  | DEFIBRILLATOR-Medtronic-Lifepak 20 | DEFIBRILLATOR | Lifepak 20 |  |  |  | Medtronic | Defibrillator |  | DEFIBRILLATOR-Medtronic-Lifepak 20 |  |  |  |  | Covered PM Repair - Biomedical | MHHS-Mem City
NO | NO | [5 empty] | Medtronic Inc | LIFEPAK 20 |  |  | MEMORIAL CITY - MHT - MED/SURG | MHHS-Mem City |  | Defibrillator |  |  |  | West & Memorial City |  | MEMORIAL CITY - MHT - MED/SURG | [5 empty] | DEFIBRILLATORS |  | DEFIBRILLATOR-Medtronic-Lifepak 20 | DEFIBRILLATOR | Lifepak 20 |  |  |  | Medtronic | Defibrillator |  | DEFIBRILLATOR-Medtronic-Lifepak 20 |  |  |  |  | Not Covered Vendor Only - Biomedical | MHHS-Mem City
NO | NO | [5 empty] | Medtronic Inc | LIFEPAK 20 |  |  | MEMORIAL CITY - OUTPATIENT SURGERY | MHHS-Mem City |  | Defibrillator |  |  |  | West & Memorial City |  | MEMORIAL CITY - OUTPATIENT SURGERY | [5 empty] | DEFIBRILLATORS |  | DEFIBRILLATOR-Medtronic-Lifepak 20 | DEFIBRILLATOR | Lifepak 20 |  |  |  | Medtronic | Defibrillator |  | DEFIBRILLATOR-Medtronic-Lifepak 20 |  |  |  |  | Covered PM Repair - Biomedical | MHHS-Mem City
NO | NO |  |  |  | 005-03494 |  | Medtronic Inc | LIFEPAK 20 |  |  | SE - CANCER CENTER | MHHS-Southeast |  | Defibrillator |  | 005-03494 |  | Southeast & Bay Area |  | SE - CANCER CENTER | [5 empty] | DEFIBRILLATORS |  | DEFIBRILLATOR-Medtronic-Lifepak 20 | DEFIBRILLATOR | Lifepak 20 |  |  |  | Medtronic | Defibrillator |  | DEFIBRILLATOR-Medtronic-Lifepak 20 |  |  |  |  | Covered PM Repair - Biomedical | MHHS-Southeast
NO | NO |  |  |  | 005-06866 |  | Medtronic Inc | LIFEPAK 20 |  |  | SE - OR | MHHS-Southeast |  | Defibrillator |  | 005-06866 |  | Southeast & Bay Area |  | SE - OR | [5 empty] | DEFIBRILLATORS |  | DEFIBRILLATOR-Medtronic-Lifepak 20 | DEFIBRILLATOR | Lifepak 20 |  |  |  | Medtronic | Defibrillator |  | DEFIBRILLATOR-Medtronic-Lifepak 20 |  |  |  |  | Covered PM Repair - Biomedical | MHHS-Southeast
NO | NO | [5 empty] | Medtronic Inc | LIFEPAK 20 |  |  | SW - ENDOSCOPY | MHHS-Southwest |  | Defibrillator |  |  |  | Southwest |  | SW - ENDOSCOPY | [5 empty] | DEFIBRILLATORS |  | DEFIBRILLATOR-Medtronic-Lifepak 20 | DEFIBRILLATOR | Lifepak 20 |  |  |  | Medtronic | Defibrillator |  | DEFIBRILLATOR-Medtronic-Lifepak 20 |  |  |  |  | Not Covered Vendor Only - Lab Ana/Anes | MHHS-Southwest
NO | NO | [5 empty] | Medtronic Inc | LIFEPAK 20 |  |  | SW - LABOR & DELIVERY | MHHS-Southwest |  | Defibrillator |  |  |  | Southwest |  | SW - LABOR & DELIVERY | [5 empty] | DEFIBRILLATORS |  | DEFIBRILLATOR-Medtronic-Lifepak 20 | DEFIBRILLATOR | Lifepak 20 |  |  |  | Medtronic | Defibrillator |  | DEFIBRILLATOR-Medtronic-Lifepak 20 |  |  |  |  | Covered PM Repair - Biomedical | MHHS-Southwest
NO | NO |  |  |  | 013-12672 |  | Medtronic Inc | LIFEPAK 20 |  |  | SW - RESPIRATORY | MHHS-Southwest |  | Defibrillator |  | 013-12672 |  | Southwest |  | SW - RESPIRATORY | [5 empty] | DEFIBRILLATORS |  | DEFIBRILLATOR-Medtronic-Lifepak 20 | DEFIBRILLATOR | Lifepak 20 |  |  |  | Medtronic | Defibrillator |  | DEFIBRILLATOR-Medtronic-Lifepak 20 |  |  |  |  | Covered PM Repair - Biomedical | MHHS-Southwest
NO | NO |  |  |  | 069-17596 |  | Medtronic Inc | LIFEPAK 20 |  |  | TMC - MHTMC - RAPID RESPONSE | MHHS-TMC |  | Defibrillator |  | 069-17596 |  | TMC |  | TMC - MHTMC - RAPID RESPONSE | [5 empty] | DEFIBRILLATORS |  | DEFIBRILLATOR-Medtronic-Lifepak 20 | DEFIBRILLATOR | Lifepak 20 |  |  |  | Medtronic | Defibrillator |  | DEFIBRILLATOR-Medtronic-Lifepak 20 |  |  |  |  | Covered PM Repair - Biomedical | MHHS-TMC
NO | YES |  |  |  | 009-33545 | 009-33545 | Medtronic Inc | LIFEPAK CR PLUS |  |  | GH - NON CLINICAL DEPARTMENTS | MHHS-Greater Heights |  | Defibrillator, AED |  | 009-33545 | 009-33545 | Central | GH-Professional Building 1 | GH - NON CLINICAL DEPARTMENTS | [5 empty] | DEFIBRILLATORS |  | DEFIBRILLATORAED-Medtronic-Lifepak CR Plus | DEFIBRILLATORAED | Lifepak CR Plus |  |  |  | Medtronic | Defibrillator, AED |  | DEFIBRILLATORAED-Medtronic-Lifepak CR Plus |  |  |  |  | Covered PM Repair - Biomedical | MHHS-Greater Heights
NO | YES |  |  |  | 142-05567 | 142-05567 | Medtronic Inc | LIFEPAK CR PLUS |  |  | MH MG-(NE)-Summer Creek CCC | MHHS-MG |  | Defibrillator, AED |  | 142-05567 | 142-05567 | Katy | MHHS-MG | MH MG-(NE)-Summer Creek CCC | Nurses station | 7/1/18 | 7/1/19 |  |  | DEFIBRILLATORS | Defibrillator, AED | DEFIBRILLATORAED-Medtronic-Lifepak CR Plus | DEFIBRILLATORAED | Lifepak CR Plus |  |  |  | Medtronic | Defibrillator, AED |  | DEFIBRILLATORAED-Medtronic-Lifepak CR Plus |  | 10/1/19 |  | DAED-A | Covered PM Repair - Biomedical | MHHS-MG | [8 empty] | DEFIBRILLATORAED | Defibrillator, AED | Medtronic
NO | YES |  |  |  | 005-10473 | 005-10473 | Medtronic Inc | LIFEPAK CR PLUS |  |  | OPID - (SE) - BAYSHORE - 403 | MHHS-OPID |  | Defibrillator, AED |  | 005-10473 | 005-10473 | Southeast | Memorial Hermann Imaging Center - Pasadena | OPID - (SE) - BAYSHORE - 403 | OPID SE BATSHOTE 403 | 2/1/19 |  | 2/1/21 |  | DEFIBRILLATORS | Defibrillator, AED | DEFIBRILLATORAED-Medtronic-Lifepak CR Plus | DEFIBRILLATORAED | Lifepak CR Plus |  |  |  | Medtronic | Defibrillator, AED |  | DEFIBRILLATORAED-Medtronic-Lifepak CR Plus |  | 10/1/19 |  | DAED-A | Covered PM Repair - Biomedical | MHHS-OPID | [8 empty] | DEFIBRILLATORAED | Defibrillator, AED | Medtronic
NO | YES |  |  |  | 013-18118 | 013-18118 | Medtronic Inc | LIFEPAK CR PLUS |  |  | MH MG-(SW)-SW Medical Plaza 4 (Mp4) | MHHS-OPID |  | Defibrillator, AED |  | 013-18118 | 013-18118 | Southwest | MHHS-MG | MH MG-(SW)-SW Medical Plaza 4 (Mp4) | Suite 150 |  |  |  |  | DEFIBRILLATORS | Defibrillator, AED | DEFIBRILLATORAED-Medtronic-Lifepak CR Plus | DEFIBRILLATORAED | Lifepak CR Plus |  |  |  | Medtronic | Defibrillator, AED |  | DEFIBRILLATORAED-Medtronic-Lifepak CR Plus |  | 10/1/19 |  | DAED-A | Covered PM Repair - Biomedical | MHHS-OPID | [8 empty] | DEFIBRILLATORAED | Defibrillator, AED | Medtronic
NO | YES |  |  |  | 133-02967 | 133-02967 | Medtronic Inc | LIFEPAK CR PLUS |  |  | SMR-(KY)-Katy (Mp2) | MHHS-SMR |  | Defibrillator, AED |  | 133-02967 | 133-02967 | Katy | MHHS-Others | SMR-(KY)-Katy (Mp2) | Gym Floor | 1/1/20 | 1/1/21 |  |  | DEFIBRILLATORS | Defibrillator, AED | DEFIBRILLATORAED-Medtronic-Lifepak CR Plus | DEFIBRILLATORAED | Lifepak CR Plus |  |  |  | Medtronic | Defibrillator, AED |  | DEFIBRILLATORAED-Medtronic-Lifepak CR Plus |  | 10/1/19 |  | DAED-A | Covered PM Repair - Biomedical | MHHS-SMR | [8 empty] | DEFIBRILLATORAED | Defibrillator, AED | Medtronic
NO | YES |  |  |  | 142-05607 | 142-05607 | Medtronic Inc | LIFEPAK CR PLUS |  |  | SMR-(NE)-Summer Creek CCC | MHHS-SMR |  | Defibrillator, AED |  | 142-05607 | 142-05607 | Katy | MHHS-Others | SMR-(NE)-Summer Creek CCC | Gym Floor | 2/1/19 | 2/1/20 |  |  | DEFIBRILLATORS | Defibrillator, AED | DEFIBRILLATORAED-Medtronic-Lifepak CR Plus | DEFIBRILLATORAED | Lifepak CR Plus |  |  |  | Medtronic | Defibrillator, AED |  | DEFIBRILLATORAED-Medtronic-Lifepak CR Plus |  | 10/1/19 |  | DAED-A | Covered PM Repair - Biomedical | MHHS-SMR | [8 empty] | DEFIBRILLATORAED | Defibrillator, AED | Medtronic
NO | YES |  |  |  | 041-16860 | 041-16860 | Medtronic Inc | LIFEPAK CR PLUS |  |  | TIRR-Memorial City | MHHS-TIRR |  | Defibrillator, AED |  | 041-16860 | 041-16860 | West | MHHS-Others | TIRR-Memorial City |  | 10/1/18 |  |  |  | DEFIBRILLATORS |  | DEFIBRILLATORAED-Medtronic-Lifepak CR Plus | DEFIBRILLATORAED | Lifepak CR Plus |  |  |  | Medtronic | Defibrillator, AED |  | DEFIBRILLATORAED-Medtronic-Lifepak CR Plus |  | 10/1/19 |  |  | Covered PM Repair - Biomedical | MHHS-TIRR
NO | NO |  |  |  | 009-33541 |  | Medtronic Inc | LIFEPAK CR PLUS |  |  | GH - NON CLINICAL DEPARTMENTS | MHHS-Greater Heights |  | Defibrillator, AED |  | 009-33541 |  | Central & Greater Heights |  | GH - NON CLINICAL DEPARTMENTS | [5 empty] | DEFIBRILLATORS |  | DEFIBRILLATORAED-Medtronic-Lifepak CR Plus | DEFIBRILLATORAED | Lifepak CR Plus |  |  |  | Medtronic | Defibrillator, AED |  | DEFIBRILLATORAED-Medtronic-Lifepak CR Plus |  |  |  |  | Covered PM Repair - Biomedical | MHHS-Greater Heights
NO | NO |  |  |  | 009-33542 |  | Medtronic Inc | LIFEPAK CR PLUS |  |  | GH - NON CLINICAL DEPARTMENTS | MHHS-Greater Heights |  | Defibrillator, AED |  | 009-33542 |  | Central & Greater Heights |  | GH - NON CLINICAL DEPARTMENTS | [5 empty] | DEFIBRILLATORS |  | DEFIBRILLATORAED-Medtronic-Lifepak CR Plus | DEFIBRILLATORAED | Lifepak CR Plus |  |  |  | Medtronic | Defibrillator, AED |  | DEFIBRILLATORAED-Medtronic-Lifepak CR Plus |  |  |  |  | Covered PM Repair - Biomedical | MHHS-Greater Heights
NO | NO |  |  |  | 009-33543 |  | Medtronic Inc | LIFEPAK CR PLUS |  |  | GH - NON CLINICAL DEPARTMENTS | MHHS-Greater Heights |  | Defibrillator, AED |  | 009-33543 |  | Central & Greater Heights |  | GH - NON CLINICAL DEPARTMENTS | [5 empty] | DEFIBRILLATORS |  | DEFIBRILLATORAED-Medtronic-Lifepak CR Plus | DEFIBRILLATORAED | Lifepak CR Plus |  |  |  | Medtronic | Defibrillator, AED |  | DEFIBRILLATORAED-Medtronic-Lifepak CR Plus |  |  |  |  | Covered PM Repair - Biomedical | MHHS-Greater Heights
NO | NO |  |  |  | 009-33544 |  | Medtronic Inc | LIFEPAK CR PLUS |  |  | GH - NON CLINICAL DEPARTMENTS | MHHS-Greater Heights |  | Defibrillator, AED |  | 009-33544 |  | Central & Greater Heights |  | GH - NON CLINICAL DEPARTMENTS | [5 empty] | DEFIBRILLATORS |  | DEFIBRILLATORAED-Medtronic-Lifepak CR Plus | DEFIBRILLATORAED | Lifepak CR Plus |  |  |  | Medtronic | Defibrillator, AED |  | DEFIBRILLATORAED-Medtronic-Lifepak CR Plus |  |  |  |  | Covered PM Repair - Biomedical | MHHS-Greater Heights
NO | NO |  |  |  | 009-33546 |  | Medtronic Inc | LIFEPAK CR PLUS |  |  | GH - NON CLINICAL DEPARTMENTS | MHHS-Greater Heights |  | Defibrillator, AED |  | 009-33546 |  | Central & Greater Heights |  | GH - NON CLINICAL DEPARTMENTS | [5 empty] | DEFIBRILLATORS |  | DEFIBRILLATORAED-Medtronic-Lifepak CR Plus | DEFIBRILLATORAED | Lifepak CR Plus |  |  |  | Medtronic | Defibrillator, AED |  | DEFIBRILLATORAED-Medtronic-Lifepak CR Plus |  |  |  |  | Covered PM Repair - Biomedical | MHHS-Greater Heights
NO | NO |  |  |  | 041-10852 |  | Medtronic Inc | LIFEPAK CR PLUS |  |  | MEMORIAL CITY - SLEEP LAB | MHHS-Mem City |  | Defibrillator, AED |  | 041-10852 |  | West & Memorial City |  | MEMORIAL CITY - SLEEP LAB | [5 empty] | DEFIBRILLATORS |  | DEFIBRILLATORAED-Medtronic-Lifepak CR Plus | DEFIBRILLATORAED | Lifepak CR Plus |  |  |  | Medtronic | Defibrillator, AED |  | DEFIBRILLATORAED-Medtronic-Lifepak CR Plus |  |  |  |  | Covered PM Repair - Biomedical | MHHS-Mem City
NO | NO |  |  |  | 009-08355 |  | Medtronic Inc | LIFEPAK CR PLUS |  |  | OPID - (CY) - CY-FAIR MED PLAZA - 426 | MHHS-OPID |  | Defibrillator, AED |  | 009-08355 |  | Northwest & Cypress |  | OPID - (CY) - CY-FAIR MED PLAZA - 426 | [5 empty] | DEFIBRILLATORS |  | DEFIBRILLATORAED-Medtronic-Lifepak CR Plus | DEFIBRILLATORAED | Lifepak CR Plus |  |  |  | Medtronic | Defibrillator, AED |  | DEFIBRILLATORAED-Medtronic-Lifepak CR Plus |  |  |  |  | Covered PM Repair - Biomedical | MHHS-OPID
NO | NO |  |  |  | 009-10739 |  | Medtronic Inc | LIFEPAK CR PLUS |  |  | OPID - (MHOSH) - BELLAIRE - 441 | MHHS-OPID |  | Defibrillator, AED |  | 009-10739 |  | Central & Greater Heights |  | OPID - (MHOSH) - BELLAIRE - 441 | [5 empty] | DEFIBRILLATORS |  | DEFIBRILLATORAED-Medtronic-Lifepak CR Plus | DEFIBRILLATORAED | Lifepak CR Plus |  |  |  | Medtronic | Defibrillator, AED |  | DEFIBRILLATORAED-Medtronic-Lifepak CR Plus |  |  |  |  | Covered PM Repair - Biomedical | MHHS-OPID
NO | NO |  |  |  | 142-05566 |  | Medtronic Inc | LIFEPAK CR PLUS |  |  | OPID - (NE) - SUMMER CREEK CCC - 444 | MHHS-OPID |  | Defibrillator, AED |  | 142-05566 |  | Katy |  | OPID - (NE) - SUMMER CREEK CCC - 444 | [5 empty] | DEFIBRILLATORS |  | DEFIBRILLATORAED-Medtronic-Lifepak CR Plus | DEFIBRILLATORAED | Lifepak CR Plus |  |  |  | Medtronic | Defibrillator, AED |  | DEFIBRILLATORAED-Medtronic-Lifepak CR Plus |  |  |  |  | Covered PM Repair - Biomedical | MHHS-OPID
NO | NO |  |  |  | 142-05568 |  | Medtronic Inc | LIFEPAK CR PLUS |  |  | SC CCC - (NE) - EMERGENCY ROOM | MHHS-Summer Creek CCC |  | Defibrillator, AED |  | 142-05568 |  | Katy |  | SC CCC - (NE) - EMERGENCY ROOM | [5 empty] | DEFIBRILLATORS |  | DEFIBRILLATORAED-Medtronic-Lifepak CR Plus | DEFIBRILLATORAED | Lifepak CR Plus |  |  |  | Medtronic | Defibrillator, AED |  | DEFIBRILLATORAED-Medtronic-Lifepak CR Plus |  |  |  |  | Covered PM Repair - Biomedical | MHHS-Summer Creek CCC
NO | NO |  |  |  | 013-36347 |  | Medtronic Inc | LIFEPAK CR PLUS |  |  | SMR - (NE) - ATASCOCITA | MHHS-SMR |  | Defibrillator, AED |  | 013-36347 |  | Katy |  | SMR - (NE) - ATASCOCITA | [5 empty] | DEFIBRILLATORS |  | DEFIBRILLATORAED-Medtronic-Lifepak CR Plus | DEFIBRILLATORAED | Lifepak CR Plus |  |  |  | Medtronic | Defibrillator, AED |  | DEFIBRILLATORAED-Medtronic-Lifepak CR Plus |  |  |  |  | Covered PM Repair - Biomedical | MHHS-SMR
NO | NO |  |  |  | 005-10155 |  | Medtronic Inc | LIFEPAK CR PLUS |  |  | SE - CENTRAL SUPPLY | MHHS-Southeast |  | Defibrillator, AED |  | 005-10155 |  | Southeast & Bay Area |  | SE - CENTRAL SUPPLY | [5 empty] | DEFIBRILLATORS |  | DEFIBRILLATORAED-Medtronic-Lifepak CR Plus | DEFIBRILLATORAED | Lifepak CR Plus |  |  |  | Medtronic | Defibrillator, AED |  | DEFIBRILLATORAED-Medtronic-Lifepak CR Plus |  |  |  |  | Covered PM Repair - Biomedical | MHHS-Southeast
NO | NO |  |  |  | 005-06163 |  | Medtronic Inc | LIFEPAK CR PLUS |  |  | SE - EMERGENCY CENTER | MHHS-Southeast |  | Defibrillator, AED |  | 005-06163 |  | Southeast & Bay Area |  | SE - EMERGENCY CENTER | [5 empty] | DEFIBRILLATORS |  | DEFIBRILLATORAED-Medtronic-Lifepak CR Plus | DEFIBRILLATORAED | Lifepak CR Plus |  |  |  | Medtronic | Defibrillator, AED |  | DEFIBRILLATORAED-Medtronic-Lifepak CR Plus |  |  |  |  | Covered PM Repair - Biomedical | MHHS-Southeast
NO | YES |  |  |  | 005-11712 | 005-11712 | Medtronic Inc | LIFEPAK EXPRESS |  |  | SE - WOUND CARE | MHHS-Southeast |  | Defibrillator, AED |  | 005-11712 | 005-11712 | Southeast & Bay Area | Memorial Hermann- Fresher building 1 | SE - WOUND CARE | Hyperbarrics- hallway | 11/1/18 |  | 11/1/19 |  | DEFIBRILLATORS |  | DEFIBRILLATORAED-Medtronic-Lifepak Express | DEFIBRILLATORAED | Lifepak Express |  |  |  | Medtronic | Defibrillator, AED |  | DEFIBRILLATORAED-Medtronic-Lifepak Express |  | 10/1/19 |  |  | Covered PM Repair - Biomedical | MHHS-Southeast
NO | NO |  |  |  | 005-33796 |  | Medtronic Inc | LIFEPAK EXPRESS |  |  | MH MG - (SE) - LAKE JACKSON | MHHS-MG |  | Defibrillator, AED |  | 005-33796 |  | Southeast & Bay Area |  | MH MG - (SE) - LAKE JACKSON | [5 empty] | DEFIBRILLATORS |  | DEFIBRILLATORAED-Medtronic-Lifepak Express | DEFIBRILLATORAED | Lifepak Express |  |  |  | Medtronic | Defibrillator, AED |  | DEFIBRILLATORAED-Medtronic-Lifepak Express |  |  |  |  | Covered PM Repair - Biomedical | MHHS-MG
NO | NO |  |  |  | 000-05068 |  | Medtronic Inc | LIFEPAK EXPRESS |  |  | SMR - (MC) - WESTSIDE | MHHS-SMR |  | Defibrillator, AED |  | 000-05068 |  | West & Memorial City |  | SMR - (MC) - WESTSIDE | [5 empty] | DEFIBRILLATORS |  | DEFIBRILLATORAED-Medtronic-Lifepak Express | DEFIBRILLATORAED | Lifepak Express |  |  |  | Medtronic | Defibrillator, AED |  | DEFIBRILLATORAED-Medtronic-Lifepak Express |  |  |  |  | Covered PM Repair - Biomedical | MHHS-SMR
NO | YES |  |  |  | 129-06892 | 129-06892 | Medtronic Inc | MIDAS REX LEGEND EC200 |  |  | Sugar Land-OR | MHHS-Sugarland |  | Drill, Surgical, Electric |  | 129-06892 | 129-06892 | Sugar Land | MHHS-Sugarland | Sugar Land-OR | Outsidw OR 6 | 12/1/19 |  | 3/1/20 |  | HANDPIECES, SURGICAL | Drill, Surgical, Electric | DRILLSURGICALELECT-Medtronic-Midas Rex LegendEC200 | DRILLSURGICALELECT | Midas Rex Legend EC200 |  |  |  | Medtronic | Drill, Surgical, Electric |  | DRILLSURGICALELECT-Medtronic-Midas Rex LegendEC200 |  |  |  |  | Covered PM Repair - Biomedical | MHHS-Sugarland | [8 empty] | DRILLSURGICALELECT | Drill, Surgical, Electric | Medtronic
NO | NO |  |  |  | BTL204994A |  | Medtronic Inc | MYCARELINK |  | BTL204994A | WOODLANDS - CATH LAB | MHHS-Woodlands |  |  |  | BTL204994A |  | Woodlands |  | WOODLANDS - CATH LAB | [5 empty] | MONITORS, TELEMETRIC, TRANSMITTER |  | .needs class | [5 empty] | Medtronic | [7 empty] | Not Covered Vendor Only - Lab Ana/Anes | MHHS-Woodlands
NO | NO |  |  |  | BTL204995A |  | Medtronic Inc | MYCARELINK |  | BTL204995A | WOODLANDS - CATH LAB | MHHS-Woodlands |  |  |  | BTL204995A |  | Woodlands |  | WOODLANDS - CATH LAB | [5 empty] | MONITORS, TELEMETRIC, TRANSMITTER |  | .needs class | [5 empty] | Medtronic | [7 empty] | Covered PM Repair - Biomedical | MHHS-Woodlands
NO | YES |  |  |  | 151-02712 | 151-02712 | Medtronic Inc | NIM RESPONSE 3.0 |  | 1NR3-4120 | CY-OR | MHHS-Cypress |  |  |  | 151-02712 | 151-02712 | Northwest | MHHS-Cypress | CY-OR | Or storage | 12/1/19 | 12/1/20 |  |  | STIMULATORS, ELECTRICAL, NEUROMUSCULAR |  | MONITORNEURALINTEGRITY-Medtronic-NIM 3.0 |  |  |  |  | MONITORNEURALINTEGRITY-Medtronic-NIM 3.0 | Medtronic |  |  |  |  | 9/25/14 |  |  | Covered PM Repair - Biomedical | MHHS-Cypress
NO | YES |  |  |  | 133-09822 | 133-09822 | Medtronic Inc | NIM RESPONSE 3.0 |  | 1NR3-3574 | Katy-OR | MHHS-Katy |  |  |  | 133-09822 | 133-09822 | Katy | MHHS-Katy | Katy-OR | OR | 3/1/19 | 3/1/20 |  |  | STIMULATORS, ELECTRICAL, NEUROMUSCULAR |  | MONITORNEURALINTEGRITY-Medtronic-NIM 3.0 |  |  |  |  | MONITORNEURALINTEGRITY-Medtronic-NIM 3.0 | Medtronic |  |  |  |  | 2/17/17 |  |  | Covered PM Repair - Biomedical | MHHS-Katy
NO | YES |  |  |  | 041-18089 | 041-18089 | Medtronic Inc | NIM RESPONSE 3.0 |  | 1NR3-2105 | Memorial City-Outpatient Surgery | MHHS-Mem City |  |  |  | 041-18089 | 041-18089 | West | Memorial Hermann Memorial City Medical Center | Memorial City-Outpatient Surgery | W1 300.80 Storage |  |  |  |  | STIMULATORS, ELECTRICAL, NEUROMUSCULAR |  | MONITORNEURALINTEGRITY-Medtronic-NIM 3.0 |  |  |  |  | MONITORNEURALINTEGRITY-Medtronic-NIM 3.0 | Medtronic | [7 empty] | Covered PM Repair - Biomedical | MHHS-Mem City
NO | YES |  |  |  | 041-19816 | 041-19816 | Medtronic Inc | NIM RESPONSE 3.0 |  | 1NR3-3460 | Memorial City-Outpatient Surgery | MHHS-Mem City |  |  |  | 041-19816 | 041-19816 | West | Memorial Hermann Memorial City Medical Center | Memorial City-Outpatient Surgery | W1 300.80 Storage |  |  |  |  | STIMULATORS, ELECTRICAL, NEUROMUSCULAR |  | MONITORNEURALINTEGRITY-Medtronic-NIM 3.0 |  |  |  |  | MONITORNEURALINTEGRITY-Medtronic-NIM 3.0 | Medtronic | [7 empty] | Covered PM Repair - Biomedical | MHHS-Mem City
NO | YES |  |  |  | 005-10018 | 005-10018 | Medtronic Inc | NIM RESPONSE 3.0 |  | INR3-2363 | SE-OR | MHHS-Southeast |  |  |  | 005-10018 | 005-10018 | Southeast | MHHS-Southeast | SE-OR |  | 4/1/19 |  |  |  | STIMULATORS, ELECTRICAL, NEUROMUSCULAR |  | MONITORNEURALINTEGRITY-Medtronic-NIM 3.0 |  |  |  |  | MONITORNEURALINTEGRITY-Medtronic-NIM 3.0 | Medtronic |  |  |  |  | 2/17/17 |  |  | Covered PM Repair - Biomedical | MHHS-Southeast
NO | YES |  |  |  | 013-20069 | 013-20069 | Medtronic Inc | NIM RESPONSE 3.0 |  | 1NR3-1643 | SW-OR | MHHS-Southwest |  |  |  | 013-20069 | 013-20069 | Southwest | MHHS-Southwest | SW-OR | Corridor | 11/1/19 |  | 11/1/20 |  | STIMULATORS, ELECTRICAL, NEUROMUSCULAR |  | MONITORNEURALINTEGRITY-Medtronic-NIM 3.0 |  |  |  |  | MONITORNEURALINTEGRITY-Medtronic-NIM 3.0 | Medtronic |  |  |  |  | 2/17/17 |  |  | Covered PM Repair - Biomedical | MHHS-Southwest
NO | YES |  |  |  | 013-37505 | 013-37505 | Medtronic Inc | NIM RESPONSE 3.0 |  | 1NR3-3427 | SW-OR | MHHS-Southwest |  |  |  | 013-37505 | 013-37505 | Southwest | MHHS-Southwest | SW-OR | Corridor | 11/1/19 |  | 11/1/20 |  | STIMULATORS, ELECTRICAL, NEUROMUSCULAR |  | MONITORNEURALINTEGRITY-Medtronic-NIM 3.0 |  |  |  |  | MONITORNEURALINTEGRITY-Medtronic-NIM 3.0 | Medtronic |  |  |  |  | 2/17/17 |  |  | Covered PM Repair - Biomedical | MHHS-Southwest
NO | YES |  |  |  | 069-43779 | 069-43779 | Medtronic Inc | NIM RESPONSE 3.0 |  | 1NR3-3836 | TMC-OR-Robertson (2R) | MHHS-TMC |  |  |  | 069-43779 | 069-43779 | TMC | MHHS-TMC | TMC-OR-Robertson (2R) |  | 6/1/19 |  |  |  | STIMULATORS, ELECTRICAL, NEUROMUSCULAR |  | MONITORNEURALINTEGRITY-Medtronic-NIM 3.0 |  |  |  |  | MONITORNEURALINTEGRITY-Medtronic-NIM 3.0 | Medtronic | [7 empty] | Covered PM Repair - Biomedical | MHHS-TMC
NO | YES |  |  |  | 029-06042 | 029-06042 | Medtronic Inc | NIM RESPONSE 3.0 |  | 1nr3-0015 | Woodlands-OR | MHHS-Woodlands |  |  |  | 029-06042 | 029-06042 | Woodlands | MHHS-Woodlands | Woodlands-OR |  | 11/1/19 |  |  |  | STIMULATORS, ELECTRICAL, NEUROMUSCULAR |  | MONITORNEURALINTEGRITY-Medtronic-NIM 3.0 |  |  |  |  | MONITORNEURALINTEGRITY-Medtronic-NIM 3.0 | Medtronic |  |  |  |  | 3/1/19 |  |  | Covered PM Repair - Biomedical | MHHS-Woodlands
NO | YES |  |  |  | 029-12967 | 029-12967 | Medtronic Inc | NIM RESPONSE 3.0 |  | INR3-4350 | Woodlands-OR | MHHS-Woodlands |  |  |  | 029-12967 | 029-12967 | Woodlands | MHHS-Woodlands | Woodlands-OR | Equipment Storage | 11/1/19 |  | 11/1/20 |  | STIMULATORS, ELECTRICAL, NEUROMUSCULAR |  | MONITORNEURALINTEGRITY-Medtronic-NIM 3.0 |  |  |  |  | MONITORNEURALINTEGRITY-Medtronic-NIM 3.0 | Medtronic |  |  |  |  | 3/1/20 |  |  | Not Covered Vendor Only - Biomedical | MHHS-Woodlands
NO | YES |  |  |  | 029-32405 | 029-32405 | Medtronic Inc | NIM RESPONSE 3.0 |  | 1NR3-4217 | Woodlands-OR | MHHS-Woodlands |  |  |  | 029-32405 | 029-32405 | Woodlands | MHHS-Woodlands | Woodlands-OR | Equipment Storage | 5/1/19 |  | 5/1/20 |  | STIMULATORS, ELECTRICAL, NEUROMUSCULAR |  | MONITORNEURALINTEGRITY-Medtronic-NIM 3.0 |  |  |  |  | MONITORNEURALINTEGRITY-Medtronic-NIM 3.0 | Medtronic | [7 empty] | Covered PM Repair - Biomedical | MHHS-Woodlands
NO | NO |  |  |  | 069-37670 |  | Medtronic Inc | NIM RESPONSE 3.0 |  | 1NR3-2835 | TMC - OR - ROBERTSON (2R) | MHHS-TMC |  |  |  | 069-37670 |  | TMC |  | TMC - OR - ROBERTSON (2R) | [5 empty] | STIMULATORS, ELECTRICAL, NEUROMUSCULAR |  | MONITORNEURALINTEGRITY-Medtronic-NIM 3.0 |  |  |  |  | MONITORNEURALINTEGRITY-Medtronic-NIM 3.0 | Medtronic | [7 empty] | Covered PM Repair - Biomedical | MHHS-TMC
NO | NO |  |  |  | 069-37670 |  | Medtronic Inc | NIM RESPONSE 3.0 |  | 1NR3-2935 | TMC - OR - ROBERTSON (2R) | MHHS-TMC |  |  |  | 069-37670 |  | TMC |  | TMC - OR - ROBERTSON (2R) | [5 empty] | STIMULATORS, ELECTRICAL, NEUROMUSCULAR |  | MONITORNEURALINTEGRITY-Medtronic-NIM 3.0 |  |  |  |  | MONITORNEURALINTEGRITY-Medtronic-NIM 3.0 | Medtronic | [7 empty] | Covered PM Repair - Biomedical | MHHS-TMC
NO | NO |  |  |  | 241-TBD |  | Medtronic Inc | NVISION |  | NHF029888N | TIRR - UROLOGY/SPEC PROC (17) | MHHS-TIRR |  |  |  | 241-TBD |  | TMC |  | TIRR - UROLOGY/SPEC PROC (17) | [5 empty] | STIMULATORS, ELECTRICAL, NEUROMUSCULAR |  | .needs class | [5 empty] | Medtronic | [7 empty] | Covered PM Repair - Biomedical | MHHS-TIRR
NO | YES | Serial Number 280 |  |  | R-069-OARM |  | Medtronic Inc | O-ARM |  |  | TMC - RADIOLOGY - HERMANN PAVILION | MHHS-TMC |  | O-Arm, Portable |  | R-069-OARM |  | TMC |  | TMC - RADIOLOGY - HERMANN PAVILION |  | 11/19/18 |  |  |  | RADIOGRAPHIC/FLUOROSCOPIC UNITS, MOBILE |  | OARMPORTABLE-Medtronic-O-Arm | OARMPORTABLE | O-Arm |  |  |  | Medtronic | O-Arm, Portable |  | OARMPORTABLE-Medtronic-O-Arm |  |  |  |  | Covered PM Repair - Biomedical | MHHS-TMC
NO | YES |  |  |  | R-069-OARM1 |  | Medtronic Inc | O-ARM |  | C2341 | TMC - RADIOLOGY - HERMANN PAVILION | MHHS-TMC |  | O-Arm, Portable |  | R-069-OARM1 |  | TMC |  | TMC - RADIOLOGY - HERMANN PAVILION |  | 10/1/19 |  |  |  | RADIOGRAPHIC/FLUOROSCOPIC UNITS, MOBILE |  | OARMPORTABLE-Medtronic-O-Arm | OARMPORTABLE | O-Arm |  |  |  | Medtronic | O-Arm, Portable |  | OARMPORTABLE-Medtronic-O-Arm |  |  |  |  | Covered PM Repair - Biomedical | MHHS-TMC
NO | YES | [5 empty] | Medtronic Inc | O-ARM |  |  | Woodlands-Radiology | MHHS-Woodlands |  | O-Arm, Portable |  |  |  | Woodlands | MHHS-Woodlands | Woodlands-Radiology |  | 8/1/19 | 8/1/20 |  |  | RADIOGRAPHIC/FLUOROSCOPIC UNITS, MOBILE | O-Arm, Portable | OARMPORTABLE-Medtronic-O-Arm | OARMPORTABLE | O-Arm |  |  |  | Medtronic | O-Arm, Portable |  | OARMPORTABLE-Medtronic-O-Arm |  | 1/1/14 |  |  | Not Covered Vendor Only - Biomedical | MHHS-Woodlands | [8 empty] | OARMPORTABLE | O-Arm, Portable | Medtronic
NO | YES |  |  |  | 041-18365 | 041-18365 | Medtronic Inc | PEAK PLASMABLADE |  | 12c20812 | MEMORIAL CITY - Orthopedics Surgery | MHHS-Mem City |  | Electrosurgical Unit |  | 041-18365 | 041-18365 | West | Memorial City - Memorial Hermann Hospital | MEMORIAL CITY - Orthopedics Surgery | MH11 506 OR 6 |  |  |  |  | ELECTROSURGICAL UNITS |  | ELECTROSURGICALUNIT-Medtronic-PEAK PlasmaBlade | ELECTROSURGICALUNIT | PEAK PlasmaBlade |  |  |  | Medtronic | Electrosurgical Unit |  | ELECTROSURGICALUNIT-Medtronic-PEAK PlasmaBlade |  |  |  |  | Not Covered Vendor Only - Biomedical | MHHS-Mem City
NO | YES |  |  |  | 041-32060 | 041-32060 | Medtronic Inc | PEAK PLASMABLADE |  | 12C20357 | MEMORIAL CITY - ORTHO SURGERY | MHHS-Mem City |  | Electrosurgical Unit |  | 041-32060 | 041-32060 | West | Memorial City - Memorial Hermann Hospital | MEMORIAL CITY - ORTHO SURGERY | MH11 505 OR 5 |  |  |  |  | ELECTROSURGICAL UNITS |  | ELECTROSURGICALUNIT-Medtronic-PEAK PlasmaBlade | ELECTROSURGICALUNIT | PEAK PlasmaBlade |  |  |  | Medtronic | Electrosurgical Unit |  | ELECTROSURGICALUNIT-Medtronic-PEAK PlasmaBlade |  |  |  |  | Not Covered Vendor Only - Biomedical | MHHS-Mem City
NO | YES |  |  |  | 013-38907 | 013-38907 | Medtronic Inc | PEAK PLASMABLADE |  | 12C20759 | SW-OR | MHHS-Southwest |  | Electrosurgical Unit |  | 013-38907 | 013-38907 | Southwest | MHHS-Southwest | SW-OR | Room 10 | 3/1/20 |  | 3/1/21 |  | ELECTROSURGICAL UNITS | Electrosurgical Unit | ELECTROSURGICALUNIT-Medtronic-PEAK PlasmaBlade | ELECTROSURGICALUNIT | PEAK PlasmaBlade |  |  |  | Medtronic | Electrosurgical Unit |  | ELECTROSURGICALUNIT-Medtronic-PEAK PlasmaBlade |  | 8/15/20 |  | ESU-SA | Not Covered Vendor Only - Biomedical | MHHS-Southwest | [8 empty] | ELECTROSURGICALUNIT | Electrosurgical Unit | Medtronic
NO | YES |  |  |  | 029-08850 | 029-08850 | Medtronic Inc | PEAK PLASMABLADE |  | 12C21084 | Woodlands-OR | MHHS-Woodlands |  | Electrosurgical Unit |  | 029-08850 | 029-08850 | Woodlands | MHHS-Woodlands | Woodlands-OR | OR Storage | 2/1/20 |  | 2/1/21 |  | ELECTROSURGICAL UNITS | Electrosurgical Unit | ELECTROSURGICALUNIT-Medtronic-PEAK PlasmaBlade | ELECTROSURGICALUNIT | PEAK PlasmaBlade |  |  |  | Medtronic | Electrosurgical Unit |  | ELECTROSURGICALUNIT-Medtronic-PEAK PlasmaBlade |  | 8/15/20 |  | ESU-SA | Not Covered Vendor Only - Biomedical | MHHS-Woodlands | [8 empty] | ELECTROSURGICALUNIT | Electrosurgical Unit | Medtronic
NO | NO |  |  |  | 129-07625 |  | Medtronic Inc | PEAK PLASMABLADE |  | 12C20397 | SUGAR LAND - OR | MHHS-Sugarland |  | Electrosurgical Unit |  | 129-07625 |  | Sugar Land |  | SUGAR LAND - OR | [5 empty] | ELECTROSURGICAL UNITS |  | ELECTROSURGICALUNIT-Medtronic-PEAK PlasmaBlade | ELECTROSURGICALUNIT | PEAK PlasmaBlade |  |  |  | Medtronic | Electrosurgical Unit |  | ELECTROSURGICALUNIT-Medtronic-PEAK PlasmaBlade |  |  |  |  | Not Covered Vendor Only - Biomedical | MHHS-Sugarland
NO | NO |  |  |  | 069-39601 |  | Medtronic Inc | PEAK PLASMABLADE |  | 14C22713 | TMC - OR - PEDI OR (2R) | MHHS-TMC |  | Electrosurgical Unit |  | 069-39601 |  | TMC |  | TMC - OR - PEDI OR (2R) | [5 empty] | ELECTROSURGICAL UNITS |  | ELECTROSURGICALUNIT-Medtronic-PEAK PlasmaBlade | ELECTROSURGICALUNIT | PEAK PlasmaBlade |  |  |  | Medtronic | Electrosurgical Unit |  | ELECTROSURGICALUNIT-Medtronic-PEAK PlasmaBlade |  |  |  |  | Not Covered Vendor Only - Biomedical | MHHS-TMC
NO | YES |  |  |  | 041-20621 | 041-20621 | Medtronic Inc | PULSAR II GENERATOR |  | 14C24039 | MEMORIAL CITY - CATH LAB | MHHS-Mem City |  |  |  | 041-20621 | 041-20621 | West | Memorial Hermann Heart | MEMORIAL CITY - CATH LAB | Cath Lab Control Area |  |  |  |  | ELECTROSURGICAL UNITS |  | .needs class | [5 empty] | Medtronic | [7 empty] | Not Covered Vendor Only - Lab Ana/Anes | MHHS-Mem City
NO | YES |  |  |  | 013-37479 | 013-37479 | Medtronic Inc | PULSAR II GENERATOR |  | 09P00341 | SW-OR | MHHS-Southwest |  |  |  | 013-37479 | 013-37479 | Southwest | MHHS-Southwest | SW-OR | OR15 | 3/1/20 |  | 9/1/20 |  | ELECTROSURGICAL UNITS |  | .needs class | [5 empty] | Medtronic | [7 empty] | Covered PM Repair - Biomedical | MHHS-Southwest
NO | NO |  |  |  | 142-06930 |  | Medtronic Inc | PULSAR II GENERATOR |  | 14C22589 | NE - CATH LAB | MHHS-Northeast |  |  |  | 142-06930 |  | Katy |  | NE - CATH LAB | [5 empty] | ELECTROSURGICAL UNITS |  | .needs class | [5 empty] | Medtronic | [7 empty] | Covered PM Repair - Biomedical | MHHS-Northeast
NO | YES |  |  |  | 041-34028 | 041-34028 | Medtronic Inc | RIPTIDE MAP-1000 |  |  | MEMORIAL CITY - CATH LAB | MHHS-Mem City |  |  |  | 041-34028 | 041-34028 | West | Memorial Hermann - Memorial City | MEMORIAL CITY - CATH LAB | Cath Lab 1 |  |  |  |  | ASPIRATORS |  | .needs class | [5 empty] | Medtronic | [7 empty] | Covered PM Repair - Biomedical | MHHS-Mem City
NO | NO |  |  |  | 013-38009 |  | Medtronic Inc | RIPTIDE MAP-1000 |  |  | SW - OR | MHHS-Southwest |  |  |  | 013-38009 |  | Southwest |  | SW - OR | [5 empty] | ASPIRATORS |  | .needs class | [5 empty] | Medtronic | [7 empty] | Covered PM Repair - Biomedical | MHHS-Southwest
NO | YES |  |  |  | X19GGI | 099-03181 | Medtronic Inc | SITUATE 01-0043 |  | X19GGI | Katy-OR | MHHS-Katy |  |  |  | X19GGI | 099-03181 | Katy | MHHS-Katy | Katy-OR | OR 7 | 8/1/19 | 8/1/20 |  |  | IDENTIFICATION/TRACKING/SECURITY SYSTEMS, ASSET/PE |  | .needs class | [5 empty] | Medtronic | [7 empty] | Covered PM Repair - Biomedical | MHHS-Katy
NO | YES |  |  |  | X19GGR | 099-03187 | Medtronic Inc | SITUATE 01-0043 |  | X19GGR | Katy-OR | MHHS-Katy |  |  |  | X19GGR | 099-03187 | Katy | MHHS-Katy | Katy-OR | OR 4 | 8/1/19 |  |  |  | IDENTIFICATION/TRACKING/SECURITY SYSTEMS, ASSET/PE |  | .needs class | [5 empty] | Medtronic | [7 empty] | Covered PM Repair - Biomedical | MHHS-Katy
NO | YES |  |  |  | X19GGY | 099-03179 | Medtronic Inc | SITUATE 01-0043 |  | X19GGY | Katy-OR | MHHS-Katy |  |  |  | X19GGY | 099-03179 | Katy | MHHS-Katy | Katy-OR | OR 7 | 8/1/19 |  |  | No pm required sticker | IDENTIFICATION/TRACKING/SECURITY SYSTEMS, ASSET/PE |  | .needs class | [5 empty] | Medtronic | [7 empty] | Covered PM Repair - Biomedical | MHHS-Katy
NO | YES |  |  |  | x19GPQ | x19GPQ | Medtronic Inc | SITUATE 01-0043 |  | X19GPQ | MEMORIAL CITY - Surgery room 10 | MHHS-Mem City |  |  |  | x19GPQ | x19GPQ | West | Memorial Hermann Memorial City Medical Center | MEMORIAL CITY - Surgery room 10 | Surgery room 10 |  |  |  | 1 time inspection sticker on equipment | IDENTIFICATION/TRACKING/SECURITY SYSTEMS, ASSET/PE |  | .needs class | [5 empty] | Medtronic | [7 empty] | Not Covered Vendor Only - Biomedical | MHHS-Mem City
NO | YES |  |  |  | X19GPX | X19GPX | Medtronic Inc | SITUATE 01-0043 |  | X19GPX | MEMORIAL CITY - MOR | MHHS-Mem City |  |  |  | X19GPX | X19GPX | West | Memorial Hermann Memorial City Medical Center | MEMORIAL CITY - MOR | OR 8 |  |  |  |  | IDENTIFICATION/TRACKING/SECURITY SYSTEMS, ASSET/PE |  | .needs class | [5 empty] | Medtronic | [7 empty] | Covered PM Repair - Biomedical | MHHS-Mem City
NO | YES |  |  |  | x19gqv | x19gqv | Medtronic Inc | SITUATE 01-0043 |  | X19GQV | Memorial city Operating room | MHHS-Mem City |  |  |  | x19gqv | x19gqv | West Memorial city | Memorial city - memorial herman hospital | Memorial city Operating room | Procedure room 2 |  |  |  | One time pm | IDENTIFICATION/TRACKING/SECURITY SYSTEMS, ASSET/PE |  | .needs class | [5 empty] | Medtronic | [7 empty] | Covered PM Repair - Biomedical | MHHS-Mem City
NO | NO |  |  |  | X19GGK |  | Medtronic Inc | SITUATE 01-0043 |  | X19GGK | KATY - OR | MHHS-Katy |  |  |  | X19GGK |  | Katy |  | KATY - OR | [5 empty] | IDENTIFICATION/TRACKING/SECURITY SYSTEMS, ASSET/PE |  | .needs class | [5 empty] | Medtronic | [7 empty] | Covered PM Repair - Biomedical | MHHS-Katy
NO | NO |  |  |  | X19GPE |  | Medtronic Inc | SITUATE 01-0043 |  | X19GPE | MEMORIAL CITY - MOR | MHHS-Mem City |  |  |  | X19GPE |  | West & Memorial City |  | MEMORIAL CITY - MOR | [5 empty] | IDENTIFICATION/TRACKING/SECURITY SYSTEMS, ASSET/PE |  | .needs class | [5 empty] | Medtronic | [7 empty] | Covered PM Repair - Biomedical | MHHS-Mem City
NO | NO |  |  |  | X19GPF |  | Medtronic Inc | SITUATE 01-0043 |  | X19GPF | MEMORIAL CITY - MOR | MHHS-Mem City |  |  |  | X19GPF |  | West & Memorial City |  | MEMORIAL CITY - MOR | [5 empty] | IDENTIFICATION/TRACKING/SECURITY SYSTEMS, ASSET/PE |  | .needs class | [5 empty] | Medtronic | [7 empty] | Covered PM Repair - Biomedical | MHHS-Mem City
NO | NO |  |  |  | X19GPG |  | Medtronic Inc | SITUATE 01-0043 |  | X19GPG | MEMORIAL CITY - MOR | MHHS-Mem City |  |  |  | X19GPG |  | West & Memorial City |  | MEMORIAL CITY - MOR | [5 empty] | IDENTIFICATION/TRACKING/SECURITY SYSTEMS, ASSET/PE |  | .needs class | [5 empty] | Medtronic | [7 empty] | Covered PM Repair - Biomedical | MHHS-Mem City
NO | NO |  |  |  | X19GPP |  | Medtronic Inc | SITUATE 01-0043 |  | X19GPP | MEMORIAL CITY - MOR | MHHS-Mem City |  |  |  | X19GPP |  | West & Memorial City |  | MEMORIAL CITY - MOR | [5 empty] | IDENTIFICATION/TRACKING/SECURITY SYSTEMS, ASSET/PE |  | .needs class | [5 empty] | Medtronic | [7 empty] | Covered PM Repair - Biomedical | MHHS-Mem City
NO | NO |  |  |  | X19GPT |  | Medtronic Inc | SITUATE 01-0043 |  | X19GPT | MEMORIAL CITY - MOR | MHHS-Mem City |  |  |  | X19GPT |  | West & Memorial City |  | MEMORIAL CITY - MOR | [5 empty] | IDENTIFICATION/TRACKING/SECURITY SYSTEMS, ASSET/PE |  | .needs class | [5 empty] | Medtronic | [7 empty] | Covered PM Repair - Biomedical | MHHS-Mem City
NO | NO |  |  |  | X19GPY |  | Medtronic Inc | SITUATE 01-0043 |  | X19GPY | MEMORIAL CITY - MOR | MHHS-Mem City |  |  |  | X19GPY |  | West & Memorial City |  | MEMORIAL CITY - MOR | [5 empty] | IDENTIFICATION/TRACKING/SECURITY SYSTEMS, ASSET/PE |  | .needs class | [5 empty] | Medtronic | [7 empty] | Covered PM Repair - Biomedical | MHHS-Mem City
NO | NO |  |  |  | X19GQD |  | Medtronic Inc | SITUATE 01-0043 |  | X19GQD | MEMORIAL CITY - MOR | MHHS-Mem City |  |  |  | X19GQD |  | West & Memorial City |  | MEMORIAL CITY - MOR | [5 empty] | IDENTIFICATION/TRACKING/SECURITY SYSTEMS, ASSET/PE |  | .needs class | [5 empty] | Medtronic | [7 empty] | Covered PM Repair - Radiology, Low End | MHHS-Mem City
NO | NO |  |  |  | X19GQI |  | Medtronic Inc | SITUATE 01-0043 |  | X19GQI | MEMORIAL CITY - MOR | MHHS-Mem City |  |  |  | X19GQI |  | West & Memorial City |  | MEMORIAL CITY - MOR | [5 empty] | IDENTIFICATION/TRACKING/SECURITY SYSTEMS, ASSET/PE |  | .needs class | [5 empty] | Medtronic | [7 empty] | Covered PM Repair - Biomedical | MHHS-Mem City
YES | YES |  |  |  | 099-07573 | 099-07573 | Medtronic Inc | Situate 200x |  | X19GDZ | Surgery |  |  |  |  | 099-07573 | 099-07573 | TMC | Memorial Hermann-Texas Medical Center | Surgery | Or 6 or206 | [6 empty] | SPONGCOU-Medtronic-Situate 200X
NO | YES | Serial Number 6096500622 |  |  | 013-17589 | 013-17589 | Medtronic Inc | STEALTHSTATION S7 |  |  | SW-OR | MHHS-Southwest |  | System, Image Guidance |  | 013-17589 | 013-17589 | Southwest | MHHS-Southwest | SW-OR | Or core 15.5 |  |  |  | No pm sticker | STEREOTACTIC SYSTEM | System, Image Guidance | SYSIMAGEGUIDANCE-Medtronic-StealthStation S7 | SYSIMAGEGUIDANCE | StealthStation S7 |  |  |  | Medtronic | System, Image Guidance |  | SYSIMAGEGUIDANCE-Medtronic-StealthStation S7 |  | 10/14/20 |  | SYIG-SA | Not Covered Vendor Only - Biomedical | MHHS-Southwest | [8 empty] | SYSIMAGEGUIDANCE | System, Image Guidance | Medtronic
NO | NO |  |  |  | 069-37243 |  | Medtronic Inc | STEALTHSTATION S7 |  | N04048427 | TMC - OR - PEDI OR (2R) | MHHS-TMC |  | System, Image Guidance |  | 069-37243 |  | TMC |  | TMC - OR - PEDI OR (2R) | [5 empty] | STEREOTACTIC SYSTEM |  | SYSIMAGEGUIDANCE-Medtronic-StealthStation S7 | SYSIMAGEGUIDANCE | StealthStation S7 |  |  |  | Medtronic | System, Image Guidance |  | SYSIMAGEGUIDANCE-Medtronic-StealthStation S7 |  |  |  |  | Covered PM Repair - Biomedical | MHHS-TMC
NO | NO | [5 empty] | Medtronic Inc | STEALTHSTATION S7 |  |  | TMC - OR - PEDI OR (2R) | MHHS-TMC |  | System, Image Guidance |  |  |  | TMC |  | TMC - OR - PEDI OR (2R) | [5 empty] | STEREOTACTIC SYSTEM |  | SYSIMAGEGUIDANCE-Medtronic-StealthStation S7 | SYSIMAGEGUIDANCE | StealthStation S7 |  |  |  | Medtronic | System, Image Guidance |  | SYSIMAGEGUIDANCE-Medtronic-StealthStation S7 |  |  |  |  | Covered PM Repair - Biomedical | MHHS-TMC
NO | NO | [5 empty] | Medtronic Inc | STEALTHSTATION S7 |  | N01062716 | TMC - OR - PEDI OR (2R) | MHHS-TMC |  | System, Image Guidance |  |  |  | TMC |  | TMC - OR - PEDI OR (2R) | [5 empty] | STEREOTACTIC SYSTEM |  | SYSIMAGEGUIDANCE-Medtronic-StealthStation S7 | SYSIMAGEGUIDANCE | StealthStation S7 |  |  |  | Medtronic | System, Image Guidance |  | SYSIMAGEGUIDANCE-Medtronic-StealthStation S7 |  |  |  |  | Covered PM Repair - Biomedical | MHHS-TMC
NO | NO | [5 empty] | Medtronic Inc | STEALTHSTATION S7 |  | N01061871 | TMC - OR - PEDI OR (2R) | MHHS-TMC |  | System, Image Guidance |  |  |  | TMC |  | TMC - OR - PEDI OR (2R) | [5 empty] | STEREOTACTIC SYSTEM |  | SYSIMAGEGUIDANCE-Medtronic-StealthStation S7 | SYSIMAGEGUIDANCE | StealthStation S7 |  |  |  | Medtronic | System, Image Guidance |  | SYSIMAGEGUIDANCE-Medtronic-StealthStation S7 |  |  |  |  | Covered PM Repair - Biomedical | MHHS-TMC
NO | NO |  |  |  | 069-38248 |  | Medtronic Inc | STEALTHSTATION S7 |  | N01704854 | TMC - OR - ROBERTSON (2R) | MHHS-TMC |  | System, Image Guidance |  | 069-38248 |  | TMC |  | TMC - OR - ROBERTSON (2R) | [5 empty] | STEREOTACTIC SYSTEM |  | SYSIMAGEGUIDANCE-Medtronic-StealthStation S7 | SYSIMAGEGUIDANCE | StealthStation S7 |  |  |  | Medtronic | System, Image Guidance |  | SYSIMAGEGUIDANCE-Medtronic-StealthStation S7 |  |  |  |  | Covered PM Repair - Biomedical | MHHS-TMC
NO | NO |  |  |  | AxiEM N01068985 |  | Medtronic Inc | STEALTHSTATION S7 |  | AxiEM N01068985 | TMC - OR - ROBERTSON (2R) | MHHS-TMC |  | System, Image Guidance |  | AxiEM N01068985 |  | TMC |  | TMC - OR - ROBERTSON (2R) | [5 empty] | STEREOTACTIC SYSTEM |  | SYSIMAGEGUIDANCE-Medtronic-StealthStation S7 | SYSIMAGEGUIDANCE | StealthStation S7 |  |  |  | Medtronic | System, Image Guidance |  | SYSIMAGEGUIDANCE-Medtronic-StealthStation S7 |  |  |  |  | Not Covered Vendor Only - Biomedical | MHHS-TMC
NO | NO |  |  |  | 029-08138 |  | Medtronic Inc | STEALTHSTATION S7 |  | N01114489 | WOODLANDS - OR | MHHS-Woodlands |  | System, Image Guidance |  | 029-08138 |  | Woodlands |  | WOODLANDS - OR | [5 empty] | STEREOTACTIC SYSTEM |  | SYSIMAGEGUIDANCE-Medtronic-StealthStation S7 | SYSIMAGEGUIDANCE | StealthStation S7 |  |  |  | Medtronic | System, Image Guidance |  | SYSIMAGEGUIDANCE-Medtronic-StealthStation S7 |  |  |  |  | Not Covered Vendor Only - Biomedical | MHHS-Woodlands
NO | NO |  |  |  | 029-08139 |  | Medtronic Inc | STEALTHSTATION S7 |  | N01112793 | WOODLANDS - OR | MHHS-Woodlands |  | System, Image Guidance |  | 029-08139 |  | Woodlands |  | WOODLANDS - OR | [5 empty] | STEREOTACTIC SYSTEM |  | SYSIMAGEGUIDANCE-Medtronic-StealthStation S7 | SYSIMAGEGUIDANCE | StealthStation S7 |  |  |  | Medtronic | System, Image Guidance |  | SYSIMAGEGUIDANCE-Medtronic-StealthStation S7 |  |  |  |  | Not Covered Vendor Only - Biomedical | MHHS-Woodlands
NO | NO |  |  |  | 013-38057 |  | Medtronic Inc | STEATHSTATION AXIEM |  |  | SW - OR | MHHS-Southwest |  |  |  | 013-38057 |  | Southwest |  | SW - OR | [5 empty] | STEREOTACTIC SYSTEM |  | .needs class | [5 empty] | Medtronic | [7 empty] | Not Covered Vendor Only - Biomedical | MHHS-Southwest
NO | NO | [5 empty] | Medtronic Inc | STEATHSTATION AXIEM |  |  | TMC - OR - PEDI OR (2R) | MHHS-TMC | [5 empty] | TMC |  | TMC - OR - PEDI OR (2R) | [5 empty] | STEREOTACTIC SYSTEM |  | .needs class | [5 empty] | Medtronic | [7 empty] | Not Covered Vendor Only - Biomedical | MHHS-TMC
NO | NO |  |  |  | 029-10813 |  | Medtronic Inc | SUPERDIMENSION NAVIGATION |  | N13711 | WOODLANDS - OR | MHHS-Woodlands |  |  |  | 029-10813 |  | Woodlands |  | WOODLANDS - OR | [5 empty] | NAVIGATION SYSTEMS, SURGICAL |  | .needs class | [5 empty] | Medtronic | [7 empty] | Covered PM Repair - Biomedical | MHHS-Woodlands
NO | NO |  |  |  | 069-19687 |  | Medtronic Inc | TONOPENXL |  |  | TMC - HERMANN - ADULT ER (1HP) | MHHS-TMC |  | Tonometer |  | 069-19687 |  | TMC |  | TMC - HERMANN - ADULT ER (1HP) | [5 empty] | ANALYZERS, PHYSIOLOGIC, VISUAL FUNCTION |  | TONOMETER-Reichert-TONO-PEN XL | TONOMETER | TONO-PEN XL |  |  |  | Reichert Inc | Tonometer |  |  | TONOMETER-Reichert-TONO-PEN XL |  |  |  | Covered PM Repair - Biomedical | MHHS-TMC
NO | NO |  |  |  | 041-20203 |  | Medtronic Inc | URODYN 1000 |  | 9022G80224681 | MH MG - (MC) - UROLOGY MC (MP3) | MHHS-MG |  | Urodynamic Measurement System |  | 041-20203 |  | West & Memorial City |  | MH MG - (MC) - UROLOGY MC (MP3) | [5 empty] | ANALYZERS, LABORATORY, URINE |  | URODYNAMICMEASURESYS-Mediwatch-URODYN 1000 | URODYNAMICMEASURESYS | URODYN 1000 |  |  |  | Mediwatch | Urodynamic Measurement System |  |  | URODYNAMICMEASURESYS-Mediwatch-URODYN 1000 |  |  |  | Covered PM Repair - Biomedical | MHHS-MG
NO | NO |  |  |  | 069-37581 |  | Medtronic Inc | URODYN 1000 |  |  | MH MG - (TMC) - VANGUARD UROLOGY (STE 2300) | MHHS-MG |  | Urodynamic Measurement System |  | 069-37581 |  | TMC |  | MH MG - (TMC) - VANGUARD UROLOGY (STE 2300) | [5 empty] | ANALYZERS, LABORATORY, URINE |  | URODYNAMICMEASURESYS-Mediwatch-URODYN 1000 | URODYNAMICMEASURESYS | URODYN 1000 |  |  |  | Mediwatch | Urodynamic Measurement System |  |  | URODYNAMICMEASURESYS-Mediwatch-URODYN 1000 |  |  |  | Covered PM Repair - Biomedical | MHHS-MG
NO | YES |  |  |  | 029-09789 | 029-09789 | Medtronic Inc | XHS HYDRODEBRIDER |  | HC-4568 | Woodlands-OR | MHHS-Woodlands |  |  |  | 029-09789 | 029-09789 | Woodlands | MHHS-Woodlands | Woodlands-OR | Equipment Storage | 7/1/19 |  | 7/1/20 |  | IRRIGATION/DISTENTION SYSTEMS |  | .needs class | [5 empty] | Medtronic |  |  |  |  | 2/2/17 |  |  | Covered PM Repair - Biomedical | MHHS-Woodlands
NO | YES |  |  |  | 133-01578 | 133-01578 | Medtronic Inc | XOMED XPS 2000 |  |  | Katy-OR | MHHS-Katy |  |  |  | 133-01578 | 133-01578 | Katy | MHHS-Katy | Katy-OR | OR - Equipment | 8/1/19 | 8/1/20 |  |  | IRRIGATION/DISTENTION SYSTEMS |  | .needs class | [5 empty] | Medtronic |  |  |  |  | 2/15/17 |  |  | Covered PM Repair - Radiology, Low End | MHHS-Katy
NO | YES |  |  |  | 013-16467 | 013-16467 | Medtronic Inc | XPS 3000 |  |  | SW-OR | MHHS-Southwest |  | Cart, ENT |  | 013-16467 | 013-16467 | Southwest | MHHS-Southwest | SW-OR | OR 8 | 9/1/19 |  | 7/1/20 |  | MICROSURGICAL INSTRUMENTS | Cart, ENT | CARTENT-Medtronic-XPS 3000 | CARTENT | XPS 3000 |  |  |  | Medtronic | Cart, ENT |  | CARTENT-Medtronic-XPS 3000 |  | 4/18/17 |  |  | Covered PM Repair - Biomedical | MHHS-Southwest | [8 empty] | CARTENT | Cart, ENT | Medtronic
NO | YES |  |  |  | 013-16470 | 013-16470 | Medtronic Inc | XPS 3000 |  |  | SW-OR | MHHS-Southwest |  | Cart, ENT |  | 013-16470 | 013-16470 | Southwest | MHHS-Southwest | SW-OR | OR 8 | 7/1/19 |  | 7/1/20 |  | MICROSURGICAL INSTRUMENTS | Cart, ENT | CARTENT-Medtronic-XPS 3000 | CARTENT | XPS 3000 |  |  |  | Medtronic | Cart, ENT |  | CARTENT-Medtronic-XPS 3000 |  | 3/1/17 |  |  | Covered PM Repair - Biomedical | MHHS-Southwest | [8 empty] | CARTENT | Cart, ENT | Medtronic
NO | NO |  |  |  | 013-16465 |  | Medtronic Inc | XPS 3000 |  |  | SW - OR | MHHS-Southwest |  | Cart, ENT |  | 013-16465 |  | Southwest |  | SW - OR | [5 empty] | MICROSURGICAL INSTRUMENTS |  | CARTENT-Medtronic-XPS 3000 | CARTENT | XPS 3000 |  |  |  | Medtronic | Cart, ENT |  | CARTENT-Medtronic-XPS 3000 |  |  |  |  | Covered PM Repair - Biomedical | MHHS-Southwest
NO | NO |  |  |  | 129-04701 |  | Medtronic Inc | XPS 3000 |  |  | SUGAR LAND - OR | MHHS-Sugarland |  | Cart, ENT |  | 129-04701 |  | Sugar Land |  | SUGAR LAND - OR | [5 empty] | MICROSURGICAL INSTRUMENTS |  | CARTENT-Medtronic-XPS 3000 | CARTENT | XPS 3000 |  |  |  | Medtronic | Cart, ENT |  | CARTENT-Medtronic-XPS 3000 |  |  |  |  | Covered PM Repair - Biomedical | MHHS-Sugarland
NO | YES |  |  |  | 005-04866 | 005-04866 | Medtronic Inc | XPS3000 |  |  | SE-OR | MHHS-Southeast |  | Cart, ENT |  | 005-04866 | 005-04866 | Southeast | MHHS-Southeast | SE-OR |  | 10/1/19 |  |  |  | ARTHROSCOPIC SHAVER SYSTEMS |  | CARTENT-Medtronic-XPS 3000 | CARTENT | XPS 3000 |  |  |  | Medtronic | Cart, ENT |  |  | CARTENT-Medtronic-XPS 3000 |  |  |  | Covered PM Repair - Radiology, Low End | MHHS-Southeast
NO | YES |  |  |  | 069-27453 | 069-27453 | MedTronics | Lifepak 20 |  |  | TMC-Jones-Neuro ICU (7J) |  |  |  |  | 069-27453 | 069-27453 | TMC | MHHS-TMC | TMC-Jones-Neuro ICU (7J) | Hallway by rm J7 31
YES | YES |  |  |  | 029-13091 | 029-13091 | Medtronics | Situate |  | X19gid | Surgery |  |  |  |  | 029-13091 | 029-13091 | Woodlands | Morial Herman hospital Woodlands | Surgery | OR12
YES | YES | Serial Number X19GIA |  |  | 029-13161 | 029-13161 | Medtronics | Situate |  | X19GIA | WOODLANDS - OR |  |  |  |  | 029-13161 | 029-13161 | Woodlands | Memorial Hermann Hospital Woodlands | WOODLANDS - OR | OR 6
YES | YES | Serial Number X19GJB |  |  | 029-13485 | 029-13485 | Medtronics | Situate |  | X19GJB | L |  |  |  |  | 029-13485 | 029-13485 | Woodlands | Memorial Hermann Hospital Woodlands | L | L
YES | YES |  |  |  | 029-13490 | 029-13490 | Medtronics | Situate |  | X19GIN | L |  |  |  |  | 029-13490 | 029-13490 | Woodlands | Memorial Hermann Hospital Woodlands | L | L
YES | YES |  |  |  | 069-45089 | 069-45089 | MedVantage | M09417P02 |  |  | SW Endoscopy |  |  |  |  | 069-45089 | 069-45089 | Southwest | Memorial Hermann Southwest Hospital | SW Endoscopy | SW Endoscopy scope cleaning room
NO | YES |  |  |  | 069-40714 | 069-40714 | MEDWAVE | AVECURE |  |  | TMC-Radiology-Jones Pavilion | MHHS-TMC |  |  |  | 069-40714 | 069-40714 | TMC | MHHS-TMC | TMC-Radiology-Jones Pavilion | [5 empty] | RADIOFREQUENCY THERAPY SYSTEMS, TISSUE ABLATION |  | .needs class |  |  |  |  | .needs class | [5 empty] | 11/1/20 |  |  | Not Covered Vendor Only - Biomedical | MHHS-TMC
NO | YES | Serial Number 319 |  |  | 069-40715 | 069-40715 | MEDWAVE | AVECURE |  |  | TMC-Radiology-Jones Pavilion | MHHS-TMC |  |  |  | 069-40715 | 069-40715 | TMC | MHHS-TMC | TMC-Radiology-Jones Pavilion | [5 empty] | RADIOFREQUENCY THERAPY SYSTEMS, TISSUE ABLATION |  | .needs class |  |  |  |  | .needs class | [5 empty] | 11/1/20 |  |  | Not Covered Vendor Only - Biomedical | MHHS-TMC
YES | YES |  |  |  | 069-49206 | 069-49206 | MedX Change | Evolution 4K |  | EVO4K-0102-009C | TMC - OR - PEDI OR (2R) |  |  |  |  | 069-49206 | 069-49206 | TMC | Memorial Hermann Texas Medical Center | TMC - OR - PEDI OR (2R) | OR 7
YES | YES |  |  |  | 069-49207 | 069-49207 | Medxchange | Evolution4k |  | Evo4k-0120-008c | TMC - SAROFIM 2 - OR |  |  |  |  | 069-49207 | 069-49207 |  | Memorial Hermann-tmc | TMC - SAROFIM 2 - OR | OR10 |  |  |  | PM Not Required
NO | YES |  |  |  | 009-09946 | 009-09946 | MEGADYNE | MEGA POWER GENERATOR |  |  | GH-OR Endoscopy | MHHS-Greater Heights |  |  |  | 009-09946 | 009-09946 | Central | MHHS-Greater Heights | GH-OR Endoscopy | OR | 12/1/19 |  | 6/1/20 |  | ELECTROSURGICAL UNITS | Electrosurgical Unit | ELECTROSURGICALUNIT-MegaDyne Medi-Mega Power 1000 |  |  |  |  | ELECTROSURGICALUNIT-MegaDyne Medi-Mega Power 1000 | MegaDyne Medi |  |  |  |  | 5/12/16 |  | ESU-SA | Covered PM Repair - Biomedical | MHHS-Greater Heights | [8 empty] | ELECTROSURGICALUNIT | Electrosurgical Unit | MegaDyne Medi
NO | YES |  |  |  | 009-09947 | 009-09947 | MEGADYNE | MEGA POWER GENERATOR |  |  | GH-OR Anesthesia | MHHS-Greater Heights |  |  |  | 009-09947 | 009-09947 | Central | MHHS-Greater Heights | GH-OR Anesthesia | OR | 12/1/19 |  | 12/1/20 |  | ELECTROSURGICAL UNITS | Electrosurgical Unit | ELECTROSURGICALUNIT-MegaDyne Medi-Mega Power 1000 |  |  |  |  | ELECTROSURGICALUNIT-MegaDyne Medi-Mega Power 1000 | MegaDyne Medi |  |  |  |  | 5/12/16 |  | ESU-SA | Covered PM Repair - Biomedical | MHHS-Greater Heights | [8 empty] | ELECTROSURGICALUNIT | Electrosurgical Unit | MegaDyne Medi
NO | YES |  |  |  | 009-10431 | 009-10431 | MEGADYNE | MEGA POWER GENERATOR |  |  | GH-OR | MHHS-Greater Heights |  |  |  | 009-10431 | 009-10431 | Central | MHHS-Greater Heights | GH-OR | OR | 12/1/19 |  |  |  | ELECTROSURGICAL UNITS | Electrosurgical Unit | ELECTROSURGICALUNIT-MegaDyne Medi-Mega Power 1000 |  |  |  |  | ELECTROSURGICALUNIT-MegaDyne Medi-Mega Power 1000 | MegaDyne Medi |  |  |  |  | 5/12/16 |  | ESU-SA | Covered PM Repair - Biomedical | MHHS-Greater Heights | [8 empty] | ELECTROSURGICALUNIT | Electrosurgical Unit | MegaDyne Medi
NO | YES |  |  |  | 041-34252 | 041-34252 | MEGADYNE | MEGA POWER GENERATOR |  |  | Memorial City-Labor & Delivery | MHHS-Mem City |  |  |  | 041-34252 | 041-34252 | West | MHHS-Mem City | Memorial City-Labor & Delivery | L | 7/1/19 |  |  |  | ELECTROSURGICAL UNITS |  | ELECTROSURGICALUNIT-MegaDyne Medi-Mega Power 1000 |  |  |  |  | ELECTROSURGICALUNIT-MegaDyne Medi-Mega Power 1000 | MegaDyne Medi | [7 empty] | Covered PM Repair - Biomedical | MHHS-Mem City
NO | YES |  |  |  | 041-32787 | 041-32787 | MEGADYNE | MEGA POWER GENERATOR |  |  | MEMORIAL CITY - MOR | MHHS-Mem City |  |  |  | 041-32787 | 041-32787 | West | Memorial city -memorial herman hospital center | MEMORIAL CITY - MOR | Procedure room 2 |  |  |  |  | ELECTROSURGICAL UNITS |  | ELECTROSURGICALUNIT-MegaDyne Medi-Mega Power 1000 |  |  |  |  | ELECTROSURGICALUNIT-MegaDyne Medi-Mega Power 1000 | MegaDyne Medi | [7 empty] | Covered PM Repair - Biomedical | MHHS-Mem City
NO | YES |  |  |  | 041-32788 | 041-32788 | MEGADYNE | MEGA POWER GENERATOR |  |  | MEMORIAL CITY - Surgery | MHHS-Mem City |  |  |  | 041-32788 | 041-32788 | West | Memorial Hermann Memorial City Medical Center | MEMORIAL CITY - Surgery | Surgery Equipment Storage Room E2 300 |  |  |  |  | ELECTROSURGICAL UNITS |  | ELECTROSURGICALUNIT-MegaDyne Medi-Mega Power 1000 |  |  |  |  | ELECTROSURGICALUNIT-MegaDyne Medi-Mega Power 1000 | MegaDyne Medi | [7 empty] | Covered PM Repair - Biomedical | MHHS-Mem City
NO | YES |  |  |  | 041-34243 | 041-34243 | MEGADYNE | MEGA POWER GENERATOR |  |  | MEMORIAL CITY - Surgery | MHHS-Mem City |  |  |  | 041-34243 | 041-34243 | West | Memorial Hermann Memorial City Medical Center | MEMORIAL CITY - Surgery | Surgery equipment Room E2 300 |  |  |  |  | ELECTROSURGICAL UNITS |  | ELECTROSURGICALUNIT-MegaDyne Medi-Mega Power 1000 |  |  |  |  | ELECTROSURGICALUNIT-MegaDyne Medi-Mega Power 1000 | MegaDyne Medi | [7 empty] | Covered PM Repair - Biomedical | MHHS-Mem City
NO | YES |  |  |  | 041-34244 | 041-34244 | MEGADYNE | MEGA POWER GENERATOR |  |  | MEMORIAL CITY - Surgery room 10 | MHHS-Mem City |  |  |  | 041-34244 | 041-34244 | West | Memorial Hermann Memorial City Medical Center | MEMORIAL CITY - Surgery room 10 | Surgery room 10 |  |  |  |  | ELECTROSURGICAL UNITS |  | ELECTROSURGICALUNIT-MegaDyne Medi-Mega Power 1000 |  |  |  |  | ELECTROSURGICALUNIT-MegaDyne Medi-Mega Power 1000 | MegaDyne Medi | [7 empty] | Covered PM Repair - Biomedical | MHHS-Mem City
NO | YES |  |  |  | 041-34245 | 041-34245 | MEGADYNE | MEGA POWER GENERATOR |  |  | MEMORIAL CITY MOR | MHHS-Mem City |  |  |  | 041-34245 | 041-34245 | West | Memorial Hermann Memorial City Medical Center | MEMORIAL CITY MOR | MEMORIAL CITY MOR |  |  |  |  | ELECTROSURGICAL UNITS |  | ELECTROSURGICALUNIT-MegaDyne Medi-Mega Power 1000 |  |  |  |  | ELECTROSURGICALUNIT-MegaDyne Medi-Mega Power 1000 | MegaDyne Medi | [7 empty] | Covered PM Repair - Biomedical | MHHS-Mem City
NO | YES |  |  |  | 041-34246 | 041-34246 | MEGADYNE | MEGA POWER GENERATOR |  |  | MEMORIAL CITY - MOR | MHHS-Mem City |  |  |  | 041-34246 | 041-34246 | West | Memorial Hermann Memorial City Medical Center | MEMORIAL CITY - MOR | MEMORIAL CITY - MOR |  |  |  |  | ELECTROSURGICAL UNITS |  | ELECTROSURGICALUNIT-MegaDyne Medi-Mega Power 1000 |  |  |  |  | ELECTROSURGICALUNIT-MegaDyne Medi-Mega Power 1000 | MegaDyne Medi | [7 empty] | Covered PM Repair - Biomedical | MHHS-Mem City
NO | YES |  |  |  | 041-34262 | 041-34262 | MEGADYNE | MEGA POWER GENERATOR |  |  | MEMORIAL CITY MOR | MHHS-Mem City |  |  |  | 041-34262 | 041-34262 | West | Memorial Hermann Memorial City Medical Center | MEMORIAL CITY MOR | MEMORIAL CITY MOR |  |  |  |  | ELECTROSURGICAL UNITS |  | ELECTROSURGICALUNIT-MegaDyne Medi-Mega Power 1000 |  |  |  |  | ELECTROSURGICALUNIT-MegaDyne Medi-Mega Power 1000 | MegaDyne Medi | [7 empty] | Covered PM Repair - Biomedical | MHHS-Mem City
NO | YES |  |  |  | 041-34263 | 041-34263 | MEGADYNE | MEGA POWER GENERATOR |  |  | MEMORIAL CITY - MOR | MHHS-Mem City |  |  |  | 041-34263 | 041-34263 | West | Memorial City - Memorial Hermann Hospital | MEMORIAL CITY - MOR | Sterile Core |  |  |  |  | ELECTROSURGICAL UNITS |  | ELECTROSURGICALUNIT-MegaDyne Medi-Mega Power 1000 |  |  |  |  | ELECTROSURGICALUNIT-MegaDyne Medi-Mega Power 1000 | MegaDyne Medi | [7 empty] | Covered PM Repair - Biomedical | MHHS-Mem City
NO | YES |  |  |  | 041-34264 | 041-34264 | MEGADYNE | MEGA POWER GENERATOR |  |  | MEMORIAL CITY - MOR | MHHS-Mem City |  |  |  | 041-34264 | 041-34264 | West | Memorial City - Memorial Hermann Hospital | MEMORIAL CITY - MOR | E2 321 Surgery Rm 6 |  |  |  | Past PM due date | ELECTROSURGICAL UNITS |  | ELECTROSURGICALUNIT-MegaDyne Medi-Mega Power 1000 |  |  |  |  | ELECTROSURGICALUNIT-MegaDyne Medi-Mega Power 1000 | MegaDyne Medi | [7 empty] | Covered PM Repair - Biomedical | MHHS-Mem City
NO | YES |  |  |  | 041-34254 | 041-34254 | MEGADYNE | MEGA POWER GENERATOR |  |  | MEMORIAL CITY - OUTPATIENT SURGERY | MHHS-Mem City |  |  |  | 041-34254 | 041-34254 | West |  | MEMORIAL CITY - OUTPATIENT SURGERY | O.R1 | 6/1/19 |  |  |  | ELECTROSURGICAL UNITS |  | ELECTROSURGICALUNIT-MegaDyne Medi-Mega Power 1000 |  |  |  |  | ELECTROSURGICALUNIT-MegaDyne Medi-Mega Power 1000 | MegaDyne Medi |  |  |  |  | 5/12/16 |  |  | Covered PM Repair - Biomedical | MHHS-Mem City
NO | YES |  |  |  |  | 142-05296 | MEGADYNE | MEGA POWER GENERATOR |  |  | NE-Endoscopy | MHHS-Northeast |  |  |  |  | 142-05296 | Katy | MHHS-Northeast | NE-Endoscopy | Procedure room 2 | 4/1/19 | 4/1/20 |  |  | ELECTROSURGICAL UNITS | Electrosurgical Unit | ELECTROSURGICALUNIT-MegaDyne Medi-Mega Power 1000 |  |  |  |  | ELECTROSURGICALUNIT-MegaDyne Medi-Mega Power 1000 | MegaDyne Medi |  |  |  |  | 2/2/20 |  | ESU-SA | Not Covered Vendor Only - Biomedical | MHHS-Northeast | [8 empty] | ELECTROSURGICALUNIT | Electrosurgical Unit | MegaDyne Medi
NO | YES |  |  |  |  | 142-05295 | MEGADYNE | MEGA POWER GENERATOR |  |  | NE-Labor & Delivery | MHHS-Northeast |  |  |  |  | 142-05295 | Katy | MHHS-Northeast | NE-Labor & Delivery | OR 1 | 10/1/19 | 4/1/20 |  |  | ELECTROSURGICAL UNITS | Electrosurgical Unit | ELECTROSURGICALUNIT-MegaDyne Medi-Mega Power 1000 |  |  |  |  | ELECTROSURGICALUNIT-MegaDyne Medi-Mega Power 1000 | MegaDyne Medi |  |  |  |  | 2/2/20 |  | ESU-SA | Not Covered Vendor Only - Biomedical | MHHS-Northeast | [8 empty] | ELECTROSURGICALUNIT | Electrosurgical Unit | MegaDyne Medi
NO | YES |  |  |  |  | 142-05247 | MEGADYNE | MEGA POWER GENERATOR |  |  | NE-OR | MHHS-Northeast |  |  |  |  | 142-05247 | Katy | MHHS-Northeast | NE-OR | OR Hybrid Room | 5/1/19 | 11/1/19 |  |  | ELECTROSURGICAL UNITS | Electrosurgical Unit | ELECTROSURGICALUNIT-MegaDyne Medi-Mega Power 1000 |  |  |  |  | ELECTROSURGICALUNIT-MegaDyne Medi-Mega Power 1000 | MegaDyne Medi |  |  |  |  | 2/2/20 |  | ESU-SA | Not Covered Vendor Only - Biomedical | MHHS-Northeast | [8 empty] | ELECTROSURGICALUNIT | Electrosurgical Unit | MegaDyne Medi
NO | YES |  |  |  |  | 142-05248 | MEGADYNE | MEGA POWER GENERATOR |  |  | NE-Anesthesia | MHHS-Northeast |  |  |  |  | 142-05248 | Katy | MHHS-Northeast | NE-Anesthesia | Storage room 5th floor |  |  |  | No pm sticker found | ELECTROSURGICAL UNITS | Electrosurgical Unit | ELECTROSURGICALUNIT-MegaDyne Medi-Mega Power 1000 |  |  |  |  | ELECTROSURGICALUNIT-MegaDyne Medi-Mega Power 1000 | MegaDyne Medi |  |  |  |  | 2/2/20 |  | ESU-SA | Not Covered Vendor Only - Biomedical | MHHS-Northeast | [8 empty] | ELECTROSURGICALUNIT | Electrosurgical Unit | MegaDyne Medi
NO | YES |  |  |  | 013-36213 | 013-36213 | MEGADYNE | MEGA POWER GENERATOR |  |  | SW-HVI-OR | MHHS-Southwest |  |  |  | 013-36213 | 013-36213 | Southwest | MHHS-Southwest | SW-HVI-OR | Hallway | 11/1/19 |  | 5/1/20 |  | ELECTROSURGICAL UNITS | Electrosurgical Unit | ELECTROSURGICALUNIT-MegaDyne Medi-Mega Power 1000 |  |  |  |  | ELECTROSURGICALUNIT-MegaDyne Medi-Mega Power 1000 | MegaDyne Medi |  |  |  |  | 5/12/16 |  | ESU-SA | Covered PM Repair - Biomedical | MHHS-Southwest | [8 empty] | ELECTROSURGICALUNIT | Electrosurgical Unit | MegaDyne Medi
NO | YES |  |  |  | 013-36221 | 013-36221 | MEGADYNE | MEGA POWER GENERATOR |  |  | SW-HVI-OR | MHHS-Southwest |  |  |  | 013-36221 | 013-36221 | Southwest | MHHS-Southwest | SW-HVI-OR | SW-HVI-OR | 11/1/19 |  | 5/1/20 |  | ELECTROSURGICAL UNITS | Electrosurgical Unit | ELECTROSURGICALUNIT-MegaDyne Medi-Mega Power 1000 |  |  |  |  | ELECTROSURGICALUNIT-MegaDyne Medi-Mega Power 1000 | MegaDyne Medi |  |  |  |  | 5/12/16 |  | ESU-SA | Covered PM Repair - Biomedical | MHHS-Southwest | [8 empty] | ELECTROSURGICALUNIT | Electrosurgical Unit | MegaDyne Medi
NO | YES |  |  |  | 013-36225 | 013-36225 | MEGADYNE | MEGA POWER GENERATOR |  |  | SW-HVI-OR | MHHS-Southwest |  |  |  | 013-36225 | 013-36225 | Southwest | MHHS-Southwest | SW-HVI-OR | CVOR3 | 11/1/19 |  | 5/1/20 |  | ELECTROSURGICAL UNITS | Electrosurgical Unit | ELECTROSURGICALUNIT-MegaDyne Medi-Mega Power 1000 |  |  |  |  | ELECTROSURGICALUNIT-MegaDyne Medi-Mega Power 1000 | MegaDyne Medi |  |  |  |  | 5/12/16 |  | ESU-SA | Covered PM Repair - Biomedical | MHHS-Southwest | [8 empty] | ELECTROSURGICALUNIT | Electrosurgical Unit | MegaDyne Medi
NO | YES |  |  |  | 013-36226 | 013-36226 | MEGADYNE | MEGA POWER GENERATOR |  |  | SW-HVI-OR | MHHS-Southwest |  |  |  | 013-36226 | 013-36226 | Southwest | MHHS-Southwest | SW-HVI-OR | Endovascular Room 7 | 11/1/19 |  | 5/1/20 |  | ELECTROSURGICAL UNITS | Electrosurgical Unit | ELECTROSURGICALUNIT-MegaDyne Medi-Mega Power 1000 |  |  |  |  | ELECTROSURGICALUNIT-MegaDyne Medi-Mega Power 1000 | MegaDyne Medi |  |  |  |  | 5/12/16 |  | ESU-SA | Covered PM Repair - Biomedical | MHHS-Southwest | [8 empty] | ELECTROSURGICALUNIT | Electrosurgical Unit | MegaDyne Medi
NO | YES |  |  |  | 013-36227 | 013-36227 | MEGADYNE | MEGA POWER GENERATOR |  |  | SW-HVI-OR | MHHS-Southwest |  |  |  | 013-36227 | 013-36227 | Southwest | MHHS-Southwest | SW-HVI-OR | CVOR4 | 11/1/19 |  | 5/1/20 |  | ELECTROSURGICAL UNITS | Electrosurgical Unit | ELECTROSURGICALUNIT-MegaDyne Medi-Mega Power 1000 |  |  |  |  | ELECTROSURGICALUNIT-MegaDyne Medi-Mega Power 1000 | MegaDyne Medi | [6 empty] | ESU-SA | Covered PM Repair - Biomedical | MHHS-Southwest | [8 empty] | ELECTROSURGICALUNIT | Electrosurgical Unit | MegaDyne Medi
NO | YES |  |  |  | 013-36233 | 013-36233 | MEGADYNE | MEGA POWER GENERATOR |  |  | SW-HVI-OR | MHHS-Southwest |  |  |  | 013-36233 | 013-36233 | Southwest | MHHS-Southwest | SW-HVI-OR | SW-HVI-OR | 11/1/19 |  | 5/1/20 |  | ELECTROSURGICAL UNITS | Electrosurgical Unit | ELECTROSURGICALUNIT-MegaDyne Medi-Mega Power 1000 |  |  |  |  | ELECTROSURGICALUNIT-MegaDyne Medi-Mega Power 1000 | MegaDyne Medi |  |  |  |  | 4/6/13 |  | ESU-SA | Covered PM Repair - Biomedical | MHHS-Southwest | [8 empty] | ELECTROSURGICALUNIT | Electrosurgical Unit | MegaDyne Medi
NO | YES |  |  |  | 013-36236 | 013-36236 | MEGADYNE | MEGA POWER GENERATOR |  |  | SW-HVI-OR | MHHS-Southwest |  |  |  | 013-36236 | 013-36236 | Southwest | MHHS-Southwest | SW-HVI-OR | CVOR2 | 11/1/19 |  | 5/1/20 |  | ELECTROSURGICAL UNITS | Electrosurgical Unit | ELECTROSURGICALUNIT-MegaDyne Medi-Mega Power 1000 |  |  |  |  | ELECTROSURGICALUNIT-MegaDyne Medi-Mega Power 1000 | MegaDyne Medi |  |  |  |  | 4/6/13 |  | ESU-SA | Covered PM Repair - Biomedical | MHHS-Southwest | [8 empty] | ELECTROSURGICALUNIT | Electrosurgical Unit | MegaDyne Medi
NO | YES |  |  |  | 013-36242 | 013-36242 | MEGADYNE | MEGA POWER GENERATOR |  |  | SW-HVI-OR | MHHS-Southwest |  |  |  | 013-36242 | 013-36242 | Southwest | MHHS-Southwest | SW-HVI-OR | Hallway | 11/1/19 |  | 5/1/20 |  | ELECTROSURGICAL UNITS | Electrosurgical Unit | ELECTROSURGICALUNIT-MegaDyne Medi-Mega Power 1000 |  |  |  |  | ELECTROSURGICALUNIT-MegaDyne Medi-Mega Power 1000 | MegaDyne Medi |  |  |  |  | 4/6/13 |  | ESU-SA | Covered PM Repair - Biomedical | MHHS-Southwest | [8 empty] | ELECTROSURGICALUNIT | Electrosurgical Unit | MegaDyne Medi
NO | YES | Serial Number 176268001 |  |  | 013-38957 | 013-38957 | MEGADYNE | MEGA POWER GENERATOR |  |  | SW-Labor | MHHS-Southwest |  |  |  | 013-38957 | 013-38957 | Southwest | MHHS-Southwest | SW-Labor | OR 2 |  |  |  |  | ELECTROSURGICAL UNITS | Electrosurgical Unit | ELECTROSURGICALUNIT-MegaDyne Medi-Mega Power 1000 |  |  |  |  | ELECTROSURGICALUNIT-MegaDyne Medi-Mega Power 1000 | MegaDyne Medi |  |  |  |  | 4/6/13 |  | ESU-SA | Covered PM Repair - Biomedical | MHHS-Southwest | [8 empty] | ELECTROSURGICALUNIT | Electrosurgical Unit | MegaDyne Medi
NO | YES | Serial Number 176283001 |  |  | 013-38958 | 013-38958 | MEGADYNE | MEGA POWER GENERATOR |  |  | SW-Labor | MHHS-Southwest |  |  |  | 013-38958 | 013-38958 | Southwest | MHHS-Southwest | SW-Labor | Delivery 3 |  |  |  |  | ELECTROSURGICAL UNITS | Electrosurgical Unit | ELECTROSURGICALUNIT-MegaDyne Medi-Mega Power 1000 |  |  |  |  | ELECTROSURGICALUNIT-MegaDyne Medi-Mega Power 1000 | MegaDyne Medi |  |  |  |  | 4/6/13 |  | ESU-SA | Covered PM Repair - Biomedical | MHHS-Southwest | [8 empty] | ELECTROSURGICALUNIT | Electrosurgical Unit | MegaDyne Medi
NO | YES |  |  |  | 013-36214 | 013-36214 | MEGADYNE | MEGA POWER GENERATOR |  |  | SW-OR | MHHS-Southwest |  |  |  | 013-36214 | 013-36214 | Southwest | MHHS-Southwest | SW-OR | Room 24 | 11/1/19 |  | 5/1/20 |  | ELECTROSURGICAL UNITS | Electrosurgical Unit | ELECTROSURGICALUNIT-MegaDyne Medi-Mega Power 1000 |  |  |  |  | ELECTROSURGICALUNIT-MegaDyne Medi-Mega Power 1000 | MegaDyne Medi |  |  |  |  | 4/6/13 |  | ESU-SA | Covered PM Repair - Biomedical | MHHS-Southwest | [8 empty] | ELECTROSURGICALUNIT | Electrosurgical Unit | MegaDyne Medi
NO | YES |  |  |  | 013-36215 | 013-36215 | MEGADYNE | MEGA POWER GENERATOR |  |  | SW-OR | MHHS-Southwest |  |  |  | 013-36215 | 013-36215 | Southwest | MHHS-Southwest | SW-OR | OR | 11/1/19 |  | 5/1/20 |  | ELECTROSURGICAL UNITS | Electrosurgical Unit | ELECTROSURGICALUNIT-MegaDyne Medi-Mega Power 1000 |  |  |  |  | ELECTROSURGICALUNIT-MegaDyne Medi-Mega Power 1000 | MegaDyne Medi |  |  |  |  | 6/10/13 |  | ESU-SA | Covered PM Repair - Biomedical | MHHS-Southwest | [8 empty] | ELECTROSURGICALUNIT | Electrosurgical Unit | MegaDyne Medi
NO | YES |  |  |  | 013-36216 | 013-36216 | MEGADYNE | MEGA POWER GENERATOR |  |  | SW-OR | MHHS-Southwest |  |  |  | 013-36216 | 013-36216 | Southwest | MHHS-Southwest | SW-OR | OR5 | 11/1/19 |  | 5/1/20 |  | ELECTROSURGICAL UNITS | Electrosurgical Unit | ELECTROSURGICALUNIT-MegaDyne Medi-Mega Power 1000 |  |  |  |  | ELECTROSURGICALUNIT-MegaDyne Medi-Mega Power 1000 | MegaDyne Medi |  |  |  |  | 5/12/16 |  | ESU-SA | Covered PM Repair - Biomedical | MHHS-Southwest | [8 empty] | ELECTROSURGICALUNIT | Electrosurgical Unit | MegaDyne Medi
NO | YES |  |  |  | 013-36217 | 013-36217 | MEGADYNE | MEGA POWER GENERATOR |  |  | SW-HVI-OR | MHHS-Southwest |  |  |  | 013-36217 | 013-36217 | Southwest | MHHS-Southwest | SW-HVI-OR | Hallway | 11/1/19 |  | 5/1/20 |  | ELECTROSURGICAL UNITS | Electrosurgical Unit | ELECTROSURGICALUNIT-MegaDyne Medi-Mega Power 1000 |  |  |  |  | ELECTROSURGICALUNIT-MegaDyne Medi-Mega Power 1000 | MegaDyne Medi |  |  |  |  | 5/12/16 |  | ESU-SA | Covered PM Repair - Biomedical | MHHS-Southwest | [8 empty] | ELECTROSURGICALUNIT | Electrosurgical Unit | MegaDyne Medi
NO | YES |  |  |  | 013-36218 | 013-36218 | MEGADYNE | MEGA POWER GENERATOR |  |  | SW-OR | MHHS-Southwest |  |  |  | 013-36218 | 013-36218 | Southwest | MHHS-Southwest | SW-OR | OR23 | 11/1/19 |  | 5/1/20 |  | ELECTROSURGICAL UNITS | Electrosurgical Unit | ELECTROSURGICALUNIT-MegaDyne Medi-Mega Power 1000 |  |  |  |  | ELECTROSURGICALUNIT-MegaDyne Medi-Mega Power 1000 | MegaDyne Medi |  |  |  |  | 5/12/16 |  | ESU-SA | Covered PM Repair - Biomedical | MHHS-Southwest | [8 empty] | ELECTROSURGICALUNIT | Electrosurgical Unit | MegaDyne Medi
NO | YES |  |  |  | 013-36219 | 013-36219 | MEGADYNE | MEGA POWER GENERATOR |  |  | SW-OR | MHHS-Southwest |  |  |  | 013-36219 | 013-36219 | Southwest | MHHS-Southwest | SW-OR | OR15 | 11/1/19 |  | 5/1/20 |  | ELECTROSURGICAL UNITS | Electrosurgical Unit | ELECTROSURGICALUNIT-MegaDyne Medi-Mega Power 1000 |  |  |  |  | ELECTROSURGICALUNIT-MegaDyne Medi-Mega Power 1000 | MegaDyne Medi |  |  |  |  | 5/12/16 |  | ESU-SA | Covered PM Repair - Biomedical | MHHS-Southwest | [8 empty] | ELECTROSURGICALUNIT | Electrosurgical Unit | MegaDyne Medi
NO | YES |  |  |  | 013-36220 | 013-36220 | MEGADYNE | MEGA POWER GENERATOR |  |  | SW-OR | MHHS-Southwest |  |  |  | 013-36220 | 013-36220 | Southwest | MHHS-Southwest | SW-OR | OR22 | 11/1/19 |  | 5/1/20 |  | ELECTROSURGICAL UNITS | Electrosurgical Unit | ELECTROSURGICALUNIT-MegaDyne Medi-Mega Power 1000 |  |  |  |  | ELECTROSURGICALUNIT-MegaDyne Medi-Mega Power 1000 | MegaDyne Medi |  |  |  |  | 5/12/16 |  | ESU-SA | Covered PM Repair - Biomedical | MHHS-Southwest | [8 empty] | ELECTROSURGICALUNIT | Electrosurgical Unit | MegaDyne Medi
NO | YES |  |  |  | 013-36222 | 013-36222 | MEGADYNE | MEGA POWER GENERATOR |  |  | SW-OR | MHHS-Southwest |  |  |  | 013-36222 | 013-36222 | Southwest | MHHS-Southwest | SW-OR | OR 2 | 11/1/19 |  | 5/1/20 |  | ELECTROSURGICAL UNITS | Electrosurgical Unit | ELECTROSURGICALUNIT-MegaDyne Medi-Mega Power 1000 |  |  |  |  | ELECTROSURGICALUNIT-MegaDyne Medi-Mega Power 1000 | MegaDyne Medi |  |  |  |  | 5/12/16 |  | ESU-SA | Covered PM Repair - Biomedical | MHHS-Southwest | [8 empty] | ELECTROSURGICALUNIT | Electrosurgical Unit | MegaDyne Medi
NO | YES |  |  |  | 013-36223 | 013-36223 | MEGADYNE | MEGA POWER GENERATOR |  |  | SW-OR | MHHS-Southwest |  |  |  | 013-36223 | 013-36223 | Southwest | MHHS-Southwest | SW-OR | OR7 | 11/1/19 |  | 5/1/20 |  | ELECTROSURGICAL UNITS | Electrosurgical Unit | ELECTROSURGICALUNIT-MegaDyne Medi-Mega Power 1000 |  |  |  |  | ELECTROSURGICALUNIT-MegaDyne Medi-Mega Power 1000 | MegaDyne Medi |  |  |  |  | 5/12/16 |  | ESU-SA | Covered PM Repair - Biomedical | MHHS-Southwest | [8 empty] | ELECTROSURGICALUNIT | Electrosurgical Unit | MegaDyne Medi
NO | YES |  |  |  | 013-36224 | 013-36224 | MEGADYNE | MEGA POWER GENERATOR |  |  | SW-OR | MHHS-Southwest |  |  |  | 013-36224 | 013-36224 | Southwest | MHHS-Southwest | SW-OR | OR 1 | 11/1/19 |  | 11/1/20 |  | ELECTROSURGICAL UNITS | Electrosurgical Unit | ELECTROSURGICALUNIT-MegaDyne Medi-Mega Power 1000 |  |  |  |  | ELECTROSURGICALUNIT-MegaDyne Medi-Mega Power 1000 | MegaDyne Medi |  |  |  |  | 5/12/16 |  | ESU-SA | Covered PM Repair - Biomedical | MHHS-Southwest | [8 empty] | ELECTROSURGICALUNIT | Electrosurgical Unit | MegaDyne Medi
NO | YES |  |  |  | 013-36228 | 013-36228 | MEGADYNE | MEGA POWER GENERATOR |  |  | SW-OR | MHHS-Southwest |  |  |  | 013-36228 | 013-36228 | Southwest | MHHS-Southwest | SW-OR | OR5 | 11/1/19 |  | 5/1/20 |  | ELECTROSURGICAL UNITS | Electrosurgical Unit | ELECTROSURGICALUNIT-MegaDyne Medi-Mega Power 1000 |  |  |  |  | ELECTROSURGICALUNIT-MegaDyne Medi-Mega Power 1000 | MegaDyne Medi |  |  |  |  | 5/12/16 |  | ESU-SA | Covered PM Repair - Biomedical | MHHS-Southwest | [8 empty] | ELECTROSURGICALUNIT | Electrosurgical Unit | MegaDyne Medi
NO | YES |  |  |  | 013-36229 | 013-36229 | MEGADYNE | MEGA POWER GENERATOR |  |  | SW-OR | MHHS-Southwest |  |  |  | 013-36229 | 013-36229 | Southwest | MHHS-Southwest | SW-OR | OR3 | 11/1/19 |  | 5/1/20 |  | ELECTROSURGICAL UNITS | Electrosurgical Unit | ELECTROSURGICALUNIT-MegaDyne Medi-Mega Power 1000 |  |  |  |  | ELECTROSURGICALUNIT-MegaDyne Medi-Mega Power 1000 | MegaDyne Medi |  |  |  |  | 5/12/16 |  | ESU-SA | Covered PM Repair - Biomedical | MHHS-Southwest | [8 empty] | ELECTROSURGICALUNIT | Electrosurgical Unit | MegaDyne Medi
NO | YES |  |  |  | 013-36230 | 013-36230 | MEGADYNE | MEGA POWER GENERATOR |  |  | SW-OR | MHHS-Southwest |  |  |  | 013-36230 | 013-36230 | Southwest | MHHS-Southwest | SW-OR | OR6 | 11/1/19 |  | 5/1/20 |  | ELECTROSURGICAL UNITS | Electrosurgical Unit | ELECTROSURGICALUNIT-MegaDyne Medi-Mega Power 1000 |  |  |  |  | ELECTROSURGICALUNIT-MegaDyne Medi-Mega Power 1000 | MegaDyne Medi |  |  |  |  | 5/12/16 |  | ESU-SA | Covered PM Repair - Biomedical | MHHS-Southwest | [8 empty] | ELECTROSURGICALUNIT | Electrosurgical Unit | MegaDyne Medi
NO | YES |  |  |  | 013-36231 | 013-36231 | MEGADYNE | MEGA POWER GENERATOR |  |  | SW-OR | MHHS-Southwest |  |  |  | 013-36231 | 013-36231 | Southwest | MHHS-Southwest | SW-OR | OR12 | 11/1/19 |  | 5/1/20 |  | ELECTROSURGICAL UNITS | Electrosurgical Unit | ELECTROSURGICALUNIT-MegaDyne Medi-Mega Power 1000 |  |  |  |  | ELECTROSURGICALUNIT-MegaDyne Medi-Mega Power 1000 | MegaDyne Medi |  |  |  |  | 5/8/15 |  | ESU-SA | Covered PM Repair - Biomedical | MHHS-Southwest | [8 empty] | ELECTROSURGICALUNIT | Electrosurgical Unit | MegaDyne Medi
NO | YES |  |  |  | 013-36232 | 013-36232 | MEGADYNE | MEGA POWER GENERATOR |  |  | SW-OR | MHHS-Southwest |  |  |  | 013-36232 | 013-36232 | Southwest | MHHS-Southwest | SW-OR | Room 26 - Cysto | 11/1/19 |  | 5/1/20 |  | ELECTROSURGICAL UNITS | Electrosurgical Unit | ELECTROSURGICALUNIT-MegaDyne Medi-Mega Power 1000 |  |  |  |  | ELECTROSURGICALUNIT-MegaDyne Medi-Mega Power 1000 | MegaDyne Medi |  |  |  |  | 3/5/14 |  | ESU-SA | Covered PM Repair - Biomedical | MHHS-Southwest | [8 empty] | ELECTROSURGICALUNIT | Electrosurgical Unit | MegaDyne Medi
NO | YES |  |  |  | 013-36234 | 013-36234 | MEGADYNE | MEGA POWER GENERATOR |  |  | SW-OR | MHHS-Southwest |  |  |  | 013-36234 | 013-36234 | Southwest | MHHS-Southwest | SW-OR | Room 17 | 11/1/19 |  |  | No PM Sticker visible | ELECTROSURGICAL UNITS | Electrosurgical Unit | ELECTROSURGICALUNIT-MegaDyne Medi-Mega Power 1000 |  |  |  |  | ELECTROSURGICALUNIT-MegaDyne Medi-Mega Power 1000 | MegaDyne Medi |  |  |  |  | 3/6/14 |  | ESU-SA | Covered PM Repair - Biomedical | MHHS-Southwest | [8 empty] | ELECTROSURGICALUNIT | Electrosurgical Unit | MegaDyne Medi
NO | YES |  |  |  | 013-36235 | 013-36235 | MEGADYNE | MEGA POWER GENERATOR |  |  | SW-OR | MHHS-Southwest |  |  |  | 013-36235 | 013-36235 | Southwest | MHHS-Southwest | SW-OR | Room 16 | 11/1/19 |  | 5/1/20 |  | ELECTROSURGICAL UNITS | Electrosurgical Unit | ELECTROSURGICALUNIT-MegaDyne Medi-Mega Power 1000 |  |  |  |  | ELECTROSURGICALUNIT-MegaDyne Medi-Mega Power 1000 | MegaDyne Medi |  |  |  |  | 3/6/14 |  | ESU-SA | Covered PM Repair - Biomedical | MHHS-Southwest | [8 empty] | ELECTROSURGICALUNIT | Electrosurgical Unit | MegaDyne Medi
NO | YES |  |  |  | 013-36237 | 013-36237 | MEGADYNE | MEGA POWER GENERATOR |  |  | SW-OR | MHHS-Southwest |  |  |  | 013-36237 | 013-36237 | Southwest | MHHS-Southwest | SW-OR | Room 10 | 11/1/19 |  | 5/1/20 |  | ELECTROSURGICAL UNITS | Electrosurgical Unit | ELECTROSURGICALUNIT-MegaDyne Medi-Mega Power 1000 |  |  |  |  | ELECTROSURGICALUNIT-MegaDyne Medi-Mega Power 1000 | MegaDyne Medi | [6 empty] | ESU-SA | Covered PM Repair - Biomedical | MHHS-Southwest | [8 empty] | ELECTROSURGICALUNIT | Electrosurgical Unit | MegaDyne Medi
NO | YES |  |  |  | 013-36238 | 013-36238 | MEGADYNE | MEGA POWER GENERATOR |  |  | SW-OR | MHHS-Southwest |  |  |  | 013-36238 | 013-36238 | Southwest | MHHS-Southwest | SW-OR | OR25 | 11/1/19 |  | 5/1/20 |  | ELECTROSURGICAL UNITS | Electrosurgical Unit | ELECTROSURGICALUNIT-MegaDyne Medi-Mega Power 1000 |  |  |  |  | ELECTROSURGICALUNIT-MegaDyne Medi-Mega Power 1000 | MegaDyne Medi |  |  |  |  | 5/1/20 |  | ESU-SA | Covered PM Repair - Biomedical | MHHS-Southwest | [8 empty] | ELECTROSURGICALUNIT | Electrosurgical Unit | MegaDyne Medi
NO | YES |  |  |  | 013-36239 | 013-36239 | MEGADYNE | MEGA POWER GENERATOR |  |  | SW-OR | MHHS-Southwest |  |  |  | 013-36239 | 013-36239 | Southwest | MHHS-Southwest | SW-OR | Room 21 | 11/1/19 |  | 5/1/20 |  | ELECTROSURGICAL UNITS | Electrosurgical Unit | ELECTROSURGICALUNIT-MegaDyne Medi-Mega Power 1000 |  |  |  |  | ELECTROSURGICALUNIT-MegaDyne Medi-Mega Power 1000 | MegaDyne Medi |  |  |  |  | 1/2/18 |  | ESU-SA | Covered PM Repair - Biomedical | MHHS-Southwest | [8 empty] | ELECTROSURGICALUNIT | Electrosurgical Unit | MegaDyne Medi
NO | YES |  |  |  | 013-36241 | 013-36241 | MEGADYNE | MEGA POWER GENERATOR |  |  | SW-OR | MHHS-Southwest |  |  |  | 013-36241 | 013-36241 | Southwest | MHHS-Southwest | SW-OR | OR11 | 11/1/19 |  | 5/1/20 |  | ELECTROSURGICAL UNITS | Electrosurgical Unit | ELECTROSURGICALUNIT-MegaDyne Medi-Mega Power 1000 |  |  |  |  | ELECTROSURGICALUNIT-MegaDyne Medi-Mega Power 1000 | MegaDyne Medi |  |  |  |  | 2/2/20 |  | ESU-SA | Not Covered Vendor Only - Biomedical | MHHS-Southwest | [8 empty] | ELECTROSURGICALUNIT | Electrosurgical Unit | MegaDyne Medi
NO | YES |  |  |  | 013-37890 | 013-37890 | MEGADYNE | MEGA POWER GENERATOR |  |  | SW-OR | MHHS-Southwest |  |  |  | 013-37890 | 013-37890 | Southwest | MHHS-Southwest | SW-OR | OR19 | 11/1/19 |  | 5/1/20 |  | ELECTROSURGICAL UNITS | Electrosurgical Unit | ELECTROSURGICALUNIT-MegaDyne Medi-Mega Power 1000 |  |  |  |  | ELECTROSURGICALUNIT-MegaDyne Medi-Mega Power 1000 | MegaDyne Medi |  |  |  |  | 2/2/20 |  | ESU-SA | Not Covered Vendor Only - Biomedical | MHHS-Southwest | [8 empty] | ELECTROSURGICALUNIT | Electrosurgical Unit | MegaDyne Medi
NO | NO |  |  |  | 041-32789 |  | MEGADYNE | MEGA POWER GENERATOR |  |  | MEMORIAL CITY - MOR | MHHS-Mem City |  |  |  | 041-32789 |  | West & Memorial City |  | MEMORIAL CITY - MOR | [5 empty] | ELECTROSURGICAL UNITS |  | ELECTROSURGICALUNIT-MegaDyne Medi-Mega Power 1000 |  |  |  |  | ELECTROSURGICALUNIT-MegaDyne Medi-Mega Power 1000 | MegaDyne Medi | [7 empty] | Covered PM Repair - Biomedical | MHHS-Mem City
NO | NO |  |  |  | 041-32790 |  | MEGADYNE | MEGA POWER GENERATOR |  |  | MEMORIAL CITY - MOR | MHHS-Mem City |  |  |  | 041-32790 |  | West & Memorial City |  | MEMORIAL CITY - MOR | [5 empty] | ELECTROSURGICAL UNITS |  | ELECTROSURGICALUNIT-MegaDyne Medi-Mega Power 1000 |  |  |  |  | ELECTROSURGICALUNIT-MegaDyne Medi-Mega Power 1000 | MegaDyne Medi | [7 empty] | Covered PM Repair - Biomedical | MHHS-Mem City
NO | NO |  |  |  | 041-34247 |  | MEGADYNE | MEGA POWER GENERATOR |  |  | MEMORIAL CITY - MOR | MHHS-Mem City |  |  |  | 041-34247 |  | West & Memorial City |  | MEMORIAL CITY - MOR | [5 empty] | ELECTROSURGICAL UNITS |  | ELECTROSURGICALUNIT-MegaDyne Medi-Mega Power 1000 |  |  |  |  | ELECTROSURGICALUNIT-MegaDyne Medi-Mega Power 1000 | MegaDyne Medi | [7 empty] | Covered PM Repair - Biomedical | MHHS-Mem City
NO | NO |  |  |  | 142-08008 |  | MEGADYNE | MEGA POWER GENERATOR |  |  | NE - ENDOSCOPY | MHHS-Northeast |  |  |  | 142-08008 |  | Katy |  | NE - ENDOSCOPY | [5 empty] | ELECTROSURGICAL UNITS |  | ELECTROSURGICALUNIT-MegaDyne Medi-Mega Power 1000 |  |  |  |  | ELECTROSURGICALUNIT-MegaDyne Medi-Mega Power 1000 | MegaDyne Medi | [7 empty] | Not Covered Vendor Only - Biomedical | MHHS-Northeast
NO | NO |  |  |  | 013-36240 |  | MEGADYNE | MEGA POWER GENERATOR |  |  | SW - OR | MHHS-Southwest |  |  |  | 013-36240 |  | Southwest |  | SW - OR | [5 empty] | ELECTROSURGICAL UNITS |  | ELECTROSURGICALUNIT-MegaDyne Medi-Mega Power 1000 |  |  |  |  | ELECTROSURGICALUNIT-MegaDyne Medi-Mega Power 1000 | MegaDyne Medi | [7 empty] | Covered PM Repair - Biomedical | MHHS-Southwest
NO | YES |  |  |  | 133-07341 | 133-07341 | MEGADYNE | MINIVAC ECVV120 |  | V10052 | Katy-Labor & Delivery OR | MHHS-Katy |  |  |  | 133-07341 | 133-07341 | Katy | MHHS-Katy | Katy-Labor & Delivery OR | Csection or 2 | 1/1/20 | 7/1/20 |  |  | SMOKE EVACUATION SYSTEMS, SURGICAL |  | .needs class | [5 empty] | MegaDyne Medi |  |  |  |  | 3/6/14 |  |  | Covered PM Repair - Biomedical | MHHS-Katy
NO | YES |  |  |  | 133-07342 | 133-07342 | MEGADYNE | MINIVAC ECVV120 |  | V10074 | Katy-OR | MHHS-Katy |  |  |  | 133-07342 | 133-07342 | Katy | MHHS-Katy | Katy-OR | C SECTION OR1 | 1/1/20 | 7/1/20 |  |  | SMOKE EVACUATION SYSTEMS, SURGICAL |  | .needs class | [5 empty] | MegaDyne Medi |  |  |  |  | 3/6/14 |  |  | Covered PM Repair - Biomedical | MHHS-Katy
NO | NO |  |  |  | V05473 |  | MEGADYNE | MINIVAC ECVV120 |  | V05473 | SE - OR | MHHS-Southeast |  |  |  | V05473 |  | Southeast & Bay Area |  | SE - OR | [5 empty] | SMOKE EVACUATION SYSTEMS, SURGICAL |  | .needs class | [5 empty] | MegaDyne Medi | [7 empty] | Covered PM Repair - Biomedical | MHHS-Southeast
NO | NO |  |  |  | V06006 |  | MEGADYNE | MINIVAC ECVV120 |  | V06006 | SE - OR | MHHS-Southeast |  |  |  | V06006 |  | Southeast & Bay Area |  | SE - OR | [5 empty] | SMOKE EVACUATION SYSTEMS, SURGICAL |  | .needs class | [5 empty] | MegaDyne Medi | [7 empty] | Covered PM Repair - Biomedical | MHHS-Southeast
NO | NO |  |  |  | V06006 |  | MEGADYNE | MINIVAC ECVV120 |  | V06006 | SE - OR | MHHS-Southeast |  |  |  | V06006 |  | Southeast & Bay Area |  | SE - OR | [5 empty] | SMOKE EVACUATION SYSTEMS, SURGICAL |  | .needs class | [5 empty] | MegaDyne Medi | [7 empty] | Covered PM Repair - Biomedical | MHHS-Southeast
NO | NO |  |  |  | V10200 |  | MEGADYNE | MINIVAC ECVV120 |  | V10200 | SE - OR | MHHS-Southeast |  |  |  | V10200 |  | Southeast & Bay Area |  | SE - OR | [5 empty] | SMOKE EVACUATION SYSTEMS, SURGICAL |  | .needs class | [5 empty] | MegaDyne Medi | [7 empty] | Covered PM Repair - Biomedical | MHHS-Southeast
NO | NO |  |  |  | V11212 |  | MEGADYNE | MINIVAC ECVV120 |  | V11212 | SE - OR | MHHS-Southeast |  |  |  | V11212 |  | Southeast & Bay Area |  | SE - OR | [5 empty] | SMOKE EVACUATION SYSTEMS, SURGICAL |  | .needs class | [5 empty] | MegaDyne Medi | [7 empty] | Covered PM Repair - Biomedical | MHHS-Southeast
NO | NO |  |  |  | V11284 |  | MEGADYNE | MINIVAC ECVV120 |  | V11284 | SE - OR | MHHS-Southeast |  |  |  | V11284 |  | Southeast & Bay Area |  | SE - OR | [5 empty] | SMOKE EVACUATION SYSTEMS, SURGICAL |  | .needs class | [5 empty] | MegaDyne Medi | [7 empty] | Covered PM Repair - Biomedical | MHHS-Southeast
NO | NO |  |  |  | V11314 |  | MEGADYNE | MINIVAC ECVV120 |  | V11314 | SE - OR | MHHS-Southeast |  |  |  | V11314 |  | Southeast & Bay Area |  | SE - OR | [5 empty] | SMOKE EVACUATION SYSTEMS, SURGICAL |  | .needs class | [5 empty] | MegaDyne Medi | [7 empty] | Covered PM Repair - Biomedical | MHHS-Southeast
NO | NO |  |  |  | V11317 |  | MEGADYNE | MINIVAC ECVV120 |  | V11317 | SE - OR | MHHS-Southeast |  |  |  | V11317 |  | Southeast & Bay Area |  | SE - OR | [5 empty] | SMOKE EVACUATION SYSTEMS, SURGICAL |  | .needs class | [5 empty] | MegaDyne Medi | [7 empty] | Covered PM Repair - Biomedical | MHHS-Southeast
NO | NO |  |  |  | V11319 |  | MEGADYNE | MINIVAC ECVV120 |  | V11319 | SE - OR | MHHS-Southeast |  |  |  | V11319 |  | Southeast & Bay Area |  | SE - OR | [5 empty] | SMOKE EVACUATION SYSTEMS, SURGICAL |  | .needs class | [5 empty] | MegaDyne Medi | [7 empty] | Covered PM Repair - Biomedical | MHHS-Southeast
NO | NO |  |  |  | V12812 |  | MEGADYNE | MINIVAC ECVV120 |  | V12812 | SE - OR | MHHS-Southeast |  |  |  | V12812 |  | Southeast & Bay Area |  | SE - OR | [5 empty] | SMOKE EVACUATION SYSTEMS, SURGICAL |  | .needs class | [5 empty] | MegaDyne Medi | [7 empty] | Covered PM Repair - Biomedical | MHHS-Southeast
NO | NO |  |  |  | V12850 |  | MEGADYNE | MINIVAC ECVV120 |  | V12850 | SE - OR | MHHS-Southeast |  |  |  | V12850 |  | Southeast & Bay Area |  | SE - OR | [5 empty] | SMOKE EVACUATION SYSTEMS, SURGICAL |  | .needs class | [5 empty] | MegaDyne Medi | [7 empty] | Covered PM Repair - Biomedical | MHHS-Southeast
NO | NO |  |  |  | V17395 |  | MEGADYNE | MINIVAC ECVV120 |  | V17395 | SE - OR | MHHS-Southeast |  |  |  | V17395 |  | Southeast & Bay Area |  | SE - OR | [5 empty] | SMOKE EVACUATION SYSTEMS, SURGICAL |  | .needs class | [5 empty] | MegaDyne Medi | [7 empty] | Covered PM Repair - Biomedical | MHHS-Southeast
NO | YES |  |  |  | 041-34253 | 041-34253 | MegaDyne Medi |  |  |  | Memorial City-Labor & Delivery | MHHS-Mem City |  |  |  | 041-34253 | 041-34253 | West | MHHS-Mem City | Memorial City-Labor & Delivery | L |  |  |  |  | ELECTROSURGICAL UNITS |  | ELECTROSURGICALUNIT-MegaDyne Medi-Mega Power 1000 |  |  |  |  | ELECTROSURGICALUNIT-MegaDyne Medi-Mega Power 1000 | MegaDyne Medi | [7 empty] | Covered PM Repair - Biomedical | MHHS-Mem City
YES | YES |  |  |  | 069-48493 | 069-48493 | MegaDyne Medi | Mega Power 1000 |  |  | TMC - OR - CVOR (7HVI) |  |  |  |  | 069-48493 | 069-48493 | TMC | Memorial Hermann Heart | TMC - OR - CVOR (7HVI) | Sterile Core | 1/1/20 |  | 1/1/21 |  |  | Electrosurgical Unit | ELECTROSURGICALUNIT-MegaDyne Medi-Mega Power 1000 | [12 empty] | ESU-SA | [9 empty] | Electrosurgical Unit | ELECTROSURGICALUNIT | Electrosurgical Unit | MegaDyne Medi
YES | YES |  |  |  | 99D080 | 99D080 | Mentor | Tono-Pen XL |  | 99D080 | MEMORIAL CITY - ER |  |  |  |  | 99D080 | 99D080 | West | West | MEMORIAL CITY - ER | ERNurs station
NO | NO |  |  |  | 142-06266 |  | Mentor Corporation | TONO-PEN XL |  | 28248-0115 | SC CCC - (NE) - EMERGENCY ROOM | MHHS-Summer Creek CCC |  | Tonometer |  | 142-06266 |  | Katy |  | SC CCC - (NE) - EMERGENCY ROOM | [5 empty] | ANALYZERS, PHYSIOLOGIC, VISUAL FUNCTION |  | TONOMETER-Reichert-TONO-PEN XL | TONOMETER | TONO-PEN XL |  |  |  | Reichert Inc | Tonometer |  |  | TONOMETER-Reichert-TONO-PEN XL |  |  |  | Covered PM Repair - Biomedical | MHHS-Summer Creek CCC
YES | YES |  |  |  | 142-09051 | 142-09051 | Mercury Medical | Powermate |  | Lot: 051515 | SUGAR LAND |  |  |  |  | 142-09051 | 142-09051 | Sugar Land | Memorial Hermann Sugar Land Hospital | SUGAR LAND | In Biomed Shop
YES | YES |  |  |  | 005-33290 | 005-33290 | Mercury Medical | Powermate |  | 005-33290 | SUGAR LAND - OR |  |  |  |  | 005-33290 | 005-33290 | Sugar Land | Memorial Hermann Sugar Land Hospital | SUGAR LAND - OR | OR 6
NO | YES |  |  |  | 009-10428 | 009-10428 | Mesa Laboratories Inc. |  |  |  | MH MG-(GH)-Urgent Care-Washington Ave | MHHS-MG |  | Oven, Laboratory |  | 009-10428 | 009-10428 | Central | MHHS-MG | MH MG-(GH)-Urgent Care-Washington Ave | Lab | 4/1/18 |  | 4/1/19 |  | HEATING BLOCKS | Oven, Laboratory | OVENLAB-VWR Intern-1410 | OVENLAB |  |  |  |  | VWR Intern | Oven, Laboratory |  |  | OVENLAB-VWR Intern-1410 |  |  |  | Covered PM Repair - Biomedical | MHHS-MG | [8 empty] | OVENLAB | Oven, Laboratory | VWR Intern
NO | YES |  |  |  | 069-38839 | 069-38839 | Mesa Laboratories Inc. | PHOENIX |  | P16843 | TMC-Dialysis-Adult (9J) | MHHS-TMC |  | Meter, Conductivity |  | 069-38839 | 069-38839 | TMC | MHHS-TMC | TMC-Dialysis-Adult (9J) | Work Room | 4/1/19 |  | 4/1/20 |  | TESTERS, CONDUCTIVITY | Meter, Conductivity | METERCONDUCTIVITY-Mesa Labs-Phoenix | METERCONDUCTIVITY | Phoenix |  |  |  | Mesa Labs | Meter, Conductivity |  |  | METERCONDUCTIVITY-Mesa Labs-Phoenix | 3/1/14 |  | TEST-A | Covered PM Repair - Biomedical | MHHS-TMC | [8 empty] | METERCONDUCTIVITY | Meter, Conductivity | Mesa Labs
NO | NO |  |  |  | 069-38722 |  | Mesa Laboratories Inc. | PHOENIX |  | P34608 | TMC - DIALYSIS - ADULT (9J) | MHHS-TMC |  | Meter, Conductivity |  | 069-38722 |  | TMC |  | TMC - DIALYSIS - ADULT (9J) | [5 empty] | TESTERS, CONDUCTIVITY |  | METERCONDUCTIVITY-Mesa Labs-Phoenix | METERCONDUCTIVITY | Phoenix |  |  |  | Mesa Labs | Meter, Conductivity |  |  | METERCONDUCTIVITY-Mesa Labs-Phoenix |  |  |  | Covered PM Repair - Biomedical | MHHS-TMC
NO | NO |  |  |  | 069-38723 |  | Mesa Laboratories Inc. | PHOENIX |  | P34607 | TMC - DIALYSIS - ADULT (9J) | MHHS-TMC |  | Meter, Conductivity |  | 069-38723 |  | TMC |  | TMC - DIALYSIS - ADULT (9J) | [5 empty] | TESTERS, CONDUCTIVITY |  | METERCONDUCTIVITY-Mesa Labs-Phoenix | METERCONDUCTIVITY | Phoenix |  |  |  | Mesa Labs | Meter, Conductivity |  |  | METERCONDUCTIVITY-Mesa Labs-Phoenix |  |  |  | Covered PM Repair - Biomedical | MHHS-TMC
NO | NO |  |  |  | 069-38836 |  | Mesa Laboratories Inc. | PHOENIX |  | P16842 | TMC - DIALYSIS - ADULT (9J) | MHHS-TMC |  | Meter, Conductivity |  | 069-38836 |  | TMC |  | TMC - DIALYSIS - ADULT (9J) | [5 empty] | TESTERS, CONDUCTIVITY |  | METERCONDUCTIVITY-Mesa Labs-Phoenix | METERCONDUCTIVITY | Phoenix |  |  |  | Mesa Labs | Meter, Conductivity |  |  | METERCONDUCTIVITY-Mesa Labs-Phoenix |  |  |  | Covered PM Repair - Biomedical | MHHS-TMC
NO | NO |  |  |  | 069-38837 |  | Mesa Laboratories Inc. | PHOENIX |  | P16844 | TMC - DIALYSIS - ADULT (9J) | MHHS-TMC |  | Meter, Conductivity |  | 069-38837 |  | TMC |  | TMC - DIALYSIS - ADULT (9J) | [5 empty] | TESTERS, CONDUCTIVITY |  | METERCONDUCTIVITY-Mesa Labs-Phoenix | METERCONDUCTIVITY | Phoenix |  |  |  | Mesa Labs | Meter, Conductivity |  |  | METERCONDUCTIVITY-Mesa Labs-Phoenix |  |  |  | Covered PM Repair - Biomedical | MHHS-TMC
NO | NO |  |  |  | 069-38838 |  | Mesa Laboratories Inc. | PHOENIX |  | P16835 | TMC - DIALYSIS - ADULT (9J) | MHHS-TMC |  | Meter, Conductivity |  | 069-38838 |  | TMC |  | TMC - DIALYSIS - ADULT (9J) | [5 empty] | TESTERS, CONDUCTIVITY |  | METERCONDUCTIVITY-Mesa Labs-Phoenix | METERCONDUCTIVITY | Phoenix |  |  |  | Mesa Labs | Meter, Conductivity |  |  | METERCONDUCTIVITY-Mesa Labs-Phoenix |  |  |  | Covered PM Repair - Biomedical | MHHS-TMC
NO | NO |  |  |  | 077-07729 |  | Mesa Laboratories Inc. | PHOENIX |  | P32192 | TMC - DIALYSIS - CHILDRENS (9HP) | MHHS-TMC |  | Meter, Conductivity |  | 077-07729 |  | TMC |  | TMC - DIALYSIS - CHILDRENS (9HP) | [5 empty] | TESTERS, CONDUCTIVITY |  | METERCONDUCTIVITY-Mesa Labs-Phoenix | METERCONDUCTIVITY | Phoenix |  |  |  | Mesa Labs | Meter, Conductivity |  |  | METERCONDUCTIVITY-Mesa Labs-Phoenix |  |  |  | Covered PM Repair - Biomedical | MHHS-TMC
NO | NO |  |  |  | 077-07730 |  | Mesa Laboratories Inc. | PHOENIX |  | P31994 | TMC - DIALYSIS - CHILDRENS (9HP) | MHHS-TMC |  | Meter, Conductivity |  | 077-07730 |  | TMC |  | TMC - DIALYSIS - CHILDRENS (9HP) | [5 empty] | TESTERS, CONDUCTIVITY |  | METERCONDUCTIVITY-Mesa Labs-Phoenix | METERCONDUCTIVITY | Phoenix |  |  |  | Mesa Labs | Meter, Conductivity |  |  | METERCONDUCTIVITY-Mesa Labs-Phoenix |  |  |  | Covered PM Repair - Biomedical | MHHS-TMC
NO | YES |  |  |  | 005-12963 | 005-12963 | MESI | ABPI MD |  | ME01V14-101805960 | SE - WOUND CARE | MHHS-Southeast |  | Plethysmograph |  | 005-12963 | 005-12963 | Southeast & Bay Area | Memorial Hermann- Fresher building 1 | SE - WOUND CARE | reception | 2/1/19 |  | 2/1/20 |  | MONITORS, BEDSIDE, BLOOD PRESSURE |  | PLETHYSMOGRAPH-Mesi-ABPIMD | PLETHYSMOGRAPH | ABPIMD |  |  |  | Mesi | Plethysmograph |  | PLETHYSMOGRAPH-Mesi-ABPIMD |  |  |  |  | Covered PM Repair - Biomedical | MHHS-Southeast
YES | YES |  |  |  | 142-08909 | 142-08909 | Meterk | MK09 - Sound Level Meter |  | H1783702 | TiRR |  |  |  |  | 142-08909 | 142-08909 | Sugar Land | TIRR Memorial Hermann Sugar Land - Outpatient (#195) | TiRR
NO | NO | [5 empty] | Metro | MPE-7800 |  | 8780058-0940028 | SW - BIOMEDICAL SERVICES | MHHS-Southwest | [5 empty] | Southwest |  | SW - BIOMEDICAL SERVICES | [5 empty] | POWER SUPPLIES |  | .needs class | [13 empty] | Covered PM Repair - Biomedical | MHHS-Southwest
NO | NO | [5 empty] | Metro | MPE-7800 |  | 87800-58 | SW - BIOMEDICAL SERVICES | MHHS-Southwest | [5 empty] | Southwest |  | SW - BIOMEDICAL SERVICES | [5 empty] | POWER SUPPLIES |  | .needs class | [13 empty] | Covered PM Repair - Biomedical | MHHS-Southwest
NO | NO | [5 empty] | Metro | MPE-7800 |  | 8780059-1030441 | SW - PROF BLDG 1 - SAME DAY SURGERY | MHHS-Southwest | [5 empty] | Southwest |  | SW - PROF BLDG 1 - SAME DAY SURGERY | [5 empty] | POWER SUPPLIES |  | .needs class | [13 empty] | Covered PM Repair - Biomedical | MHHS-Southwest
NO | YES |  |  |  | 241-00725 | 241-00725 | Metron Med | Ap170 |  | T071197100825 | SMR-(TMC)-Shepherd Square |  |  |  |  | 241-00725 | 241-00725 | TMC | MHHS-Others | SMR-(TMC)-Shepherd Square | Sports Medicine Institute | 8/1/18 | 2/1/20
YES | YES |  |  |  | 129-06830 | 129-06830 | Metron Med | Ap170 |  | Mt2014050079 | TIRR - SUGAR LAND |  |  |  |  | 129-06830 | 129-06830 | Sugar Land | Memorial Hermann Sports Medicine | TIRR - SUGAR LAND | Gym | 3/1/19 | 3/1/20
YES | YES | Serial Number Cnf |  |  | 129-02072 | 129-02072 | Metron Med | CNF |  | CNF | [5 empty] | 129-02072 | 129-02072 | Sugar Land | Memorial Hermann Sports Medicine |  | Room 2 | [6 empty] | .needs class
YES | YES |  |  |  | 241-01676 | 241-01676 | Metron Med | Elite 7 |  |  | Katy Rehab-Outpatient Rehab 3rd Floor |  |  |  |  | 241-01676 | 241-01676 | Katy | MHHS-Others | Katy Rehab-Outpatient Rehab 3rd Floor | Rehab 304
YES | YES |  |  |  | 099-03934 | 099-03934 | Metron Med | TSB86EB39BL |  |  | NE - WOUND CARE |  |  |  |  | 099-03934 | 099-03934 | Katy | Memorial Hermann Cancer Center - Northeast | NE - WOUND CARE | Ex 5
YES | YES |  |  |  | 099-04280 | 099-04280 | Metron Med | TSB86EB39BL |  | BD2017060109 | Wound care |  |  |  |  | 099-04280 | 099-04280 | Katy | Memorial Hermann Cancer Center - Northeast | Wound care | Room 6
NO | YES |  |  |  | 241-02885 | 241-02885 | Metron Medical | 922594DG |  | BD2015020094 | TIRR-Therapy Gym | MHHS-TIRR |  |  |  | 241-02885 | 241-02885 | TMC | MHHS-Others | TIRR-Therapy Gym | Rehab | 9/1/19 |  |  |  | TABLES, EXAMINATION/TREATMENT | Table, Traction | TABLETRACTION-Metron-Elite |  |  |  |  | TABLETRACTION-Metron-Elite | Metron Med |  |  |  |  | 7/12/20 |  |  | Not Covered Vendor Only - Biomedical | MHHS-TIRR | [8 empty] | TABLETRACTION | Table, Traction | Metron Med
NO | YES |  |  |  | 241-02887 | 241-02887 | Metron Medical | 922594DG |  | BD2015020057 | TIRR-Kirby Glenn | MHHS-TIRR |  |  |  | 241-02887 | 241-02887 | TMC | MHHS-Others | TIRR-Kirby Glenn | Area B | 10/1/17 |  |  |  | TABLES, EXAMINATION/TREATMENT | Table, Traction | TABLETRACTION-Metron-Elite |  |  |  |  | TABLETRACTION-Metron-Elite | Metron Med |  |  |  |  | 7/12/20 |  |  | Not Covered Vendor Only - Biomedical | MHHS-TIRR | [8 empty] | TABLETRACTION | Table, Traction | Metron Med
YES | YES |  |  |  | 241-01267 | 241-01267 | Metron Medical | 922594DG |  |  | Tirr |  |  |  |  | 241-01267 | 241-01267 | TMC | TIRR Memorial Hermann | Tirr | Rehab
YES | YES |  |  |  | 241-01996 | 241-01996 | Metron Medical | 922594DG |  |  | TIRR - KIRBY GLENN |  |  |  |  | 241-01996 | 241-01996 | TMC | TIRR Memorial Hermann | TIRR - KIRBY GLENN | Rehab
NO | NO |  |  |  | 241-03264 |  | Metron Medical | 922595T METRON ELITE BARIATRIC POWER MAT PLATFORM |  | BD2016050102 | TIRR - OP - WEST UNIVERSITY CLINIC | MHHS-TIRR |  |  |  | 241-03264 |  | TMC |  | TIRR - OP - WEST UNIVERSITY CLINIC | [5 empty] | TABLES, EXAMINATION/TREATMENT |  | TABLETRACTION-Metron-Elite |  |  |  |  | TABLETRACTION-Metron-Elite | Metron Med | [7 empty] | Not Covered Vendor Only - Biomedical | MHHS-TIRR
NO | YES |  |  |  | 029-11383 | 029-11383 | Metron Medical | 927195T METRON PLUS BARIATRIC ELECTRIC TILT TABLE |  | BD2016030218 | TIRR-Woodlands Inpatient | MHHS-TIRR |  |  |  | 029-11383 | 029-11383 | Woodlands | MHHS-Others | TIRR-Woodlands Inpatient | TIRR | 9/1/18 |  | 9/1/19 |  | TABLES, EXAMINATION/TREATMENT | Table, Traction | TABLETRACTION-Metron-Elite |  |  |  |  | TABLETRACTION-Metron-Elite | Metron Med |  |  |  |  | 5/1/14 |  |  | Covered PM Repair - Biomedical | MHHS-TIRR | [8 empty] | TABLETRACTION | Table, Traction | Metron Med
NO | YES |  |  |  | 029-11659 | 029-11659 | Metron Medical | 927195T METRON PLUS BARIATRIC ELECTRIC TILT TABLE |  | BD2016030219 | TIRR-Woodlands Inpatient | MHHS-TIRR |  |  |  | 029-11659 | 029-11659 | Woodlands | MHHS-Others | TIRR-Woodlands Inpatient | GYM |  |  |  |  | TABLES, EXAMINATION/TREATMENT | Table, Traction | TABLETRACTION-Metron-Elite |  |  |  |  | TABLETRACTION-Metron-Elite | Metron Med | [7 empty] | Covered PM Repair - Biomedical | MHHS-TIRR | [8 empty] | TABLETRACTION | Table, Traction | Metron Med
NO | YES |  |  |  | 029-11660 | 029-11660 | Metron Medical | 927195T METRON PLUS BARIATRIC ELECTRIC TILT TABLE |  | BD201603220 | TIRR-Woodlands Inpatient | MHHS-TIRR |  |  |  | 029-11660 | 029-11660 | Woodlands | MHHS-Others | TIRR-Woodlands Inpatient | GYM | 4/1/19 |  | 4/1/20 |  | TABLES, EXAMINATION/TREATMENT | Table, Traction | TABLETRACTION-Metron-Elite |  |  |  |  | TABLETRACTION-Metron-Elite | Metron Med | [7 empty] | Covered PM Repair - Biomedical | MHHS-TIRR | [8 empty] | TABLETRACTION | Table, Traction | Metron Med
NO | YES |  |  |  | 029-11661 | 029-11661 | Metron Medical | 927195T METRON PLUS BARIATRIC ELECTRIC TILT TABLE |  | BD2016030158 | TIRR-Woodlands Inpatient | MHHS-TIRR |  |  |  | 029-11661 | 029-11661 | Woodlands | MHHS-Others | TIRR-Woodlands Inpatient | TIRR | 9/1/18 |  | 9/1/19 |  | TABLES, EXAMINATION/TREATMENT | Table, Traction | TABLETRACTION-Metron-Elite |  |  |  |  | TABLETRACTION-Metron-Elite | Metron Med |  |  |  |  | 6/24/14 |  |  | Covered PM Repair - Biomedical | MHHS-TIRR | [8 empty] | TABLETRACTION | Table, Traction | Metron Med
NO | YES |  |  |  | 041-16859 | 041-16859 | Metron Medical | ACCUSONIC PLUS AP170 |  | T021297100839 | TIRR-Memorial City | MHHS-TIRR |  |  |  | 041-16859 | 041-16859 | West | MHHS-Others | TIRR-Memorial City | Treatment RM 1 | 12/1/19 |  | 12/1/20 |  | STIMULATORS, ELECTRICAL, NEUROMUSCULAR |  | .needs class |  |  |  |  | .needs class | Metron Med | [7 empty] | Covered PM Repair - Biomedical | MHHS-TIRR
NO | NO |  |  |  | 241-03283 |  | Metron Medical | ACCUSONIC PLUS AP170 |  | T011297100806 | TIRR - OP - WEST UNIVERSITY CLINIC | MHHS-TIRR |  |  |  | 241-03283 |  | TMC |  | TIRR - OP - WEST UNIVERSITY CLINIC | [5 empty] | STIMULATORS, ELECTRICAL, NEUROMUSCULAR |  | .needs class |  |  |  |  | .needs class | Metron Med | [7 empty] | Covered PM Repair - Biomedical | MHHS-TIRR
NO | YES |  |  |  | 009-05234 | 009-05234 | Metron Medical | ELITE ASTER |  |  | SMR-(GH)-Greater Heights | MHHS-SMR |  | Table, Exam |  | 009-05234 | 009-05234 | Central | MHHS-Others | SMR-(GH)-Greater Heights | Gym floor | 4/1/18 | 4/1/19 |  |  | TABLES, EXAMINATION/TREATMENT | Table, Exam | TABLEEXAM-Metron Med-Elite Aster | TABLEEXAM | Elite Aster |  |  |  | Metron Med | Table, Exam |  | TABLEEXAM-Metron Med-Elite Aster |  | 1/11/17 |  |  | Covered PM Repair - Biomedical | MHHS-SMR | [8 empty] | TABLEEXAM | Table, Exam | Metron Med
NO | YES |  |  |  | 041-17079 | 041-17079 | Metron Medical | ELITE ASTER |  |  | SMR - (MC) - TOWN | MHHS-SMR |  | Table, Exam |  | 041-17079 | 041-17079 | West | Memorial Hermann Sports Medicine | SMR - (MC) - TOWN | Gym Floor | 6/1/18 |  |  |  | TABLES, EXAMINATION/TREATMENT | Table, Exam | TABLEEXAM-Metron Med-Elite Aster | TABLEEXAM | Elite Aster |  |  |  | Metron Med | Table, Exam |  | TABLEEXAM-Metron Med-Elite Aster |  | 8/1/18 |  |  | Covered PM Repair - Biomedical | MHHS-SMR | [8 empty] | TABLEEXAM | Table, Exam | Metron Med
NO | YES |  |  |  | 041-16133 | 041-16133 | Metron Medical | ELITE ASTER |  | MT2013060105 | TIRR-Memorial City | MHHS-TIRR |  | Table, Exam |  | 041-16133 | 041-16133 | West | MHHS-Others | TIRR-Memorial City | Treatment RM 1 | 10/1/18 |  | 10/1/19 |  | TABLES, EXAMINATION/TREATMENT |  | TABLEEXAM-Metron Med-Elite Aster | TABLEEXAM | Elite Aster |  |  |  | Metron Med | Table, Exam |  | TABLEEXAM-Metron Med-Elite Aster |  |  |  |  | Covered PM Repair - Biomedical | MHHS-TIRR
NO | YES |  |  |  | 241-02620 | 241-02620 | Metron Medical | ELITE ASTER |  | MT2014040389 | TIRR-Memorial City | MHHS-TIRR |  | Table, Exam |  | 241-02620 | 241-02620 | West | MHHS-Others | TIRR-Memorial City |  | 2/1/18 |  |  |  | TABLES, EXAMINATION/TREATMENT |  | TABLEEXAM-Metron Med-Elite Aster | TABLEEXAM | Elite Aster |  |  |  | Metron Med | Table, Exam |  | TABLEEXAM-Metron Med-Elite Aster |  | 1/11/17 |  |  | Covered PM Repair - Biomedical | MHHS-TIRR
NO | YES |  |  |  | 029-09138 | 029-09138 | Metron Medical | ELITE ASTER |  | T8718WTHT90090B | TIRR-Op-Woodlands (Mp2, Ste 200) | MHHS-TIRR |  | Table, Exam |  | 029-09138 | 029-09138 | Woodlands | MHHS-Others | TIRR-Op-Woodlands (Mp2, Ste 200) | Gym | 8/1/18 |  | 3/1/19 |  | TABLES, EXAMINATION/TREATMENT | Table, Exam | TABLEEXAM-Metron Med-Elite Aster | TABLEEXAM | Elite Aster |  |  |  | Metron Med | Table, Exam |  | TABLEEXAM-Metron Med-Elite Aster |  | 1/11/17 |  |  | Covered PM Repair - Biomedical | MHHS-TIRR | [8 empty] | TABLEEXAM | Table, Exam | Metron Med
NO | YES |  |  |  | 029-09505 | 029-09505 | Metron Medical | ELITE ASTER |  | MT2014040393 | TIRR-Op-Woodlands (Mp2, Ste 200) | MHHS-TIRR |  | Table, Exam |  | 029-09505 | 029-09505 | Woodlands | MHHS-Others | TIRR-Op-Woodlands (Mp2, Ste 200) | Gym | 8/1/18 |  | 8/1/19 |  | TABLES, EXAMINATION/TREATMENT | Table, Exam | TABLEEXAM-Metron Med-Elite Aster | TABLEEXAM | Elite Aster |  |  |  | Metron Med | Table, Exam |  | TABLEEXAM-Metron Med-Elite Aster |  | 2/12/17 |  |  | Covered PM Repair - Biomedical | MHHS-TIRR | [8 empty] | TABLEEXAM | Table, Exam | Metron Med
NO | YES |  |  |  | 129-05899 | 129-05899 | Metron Medical | ELITE ASTER |  | MT2014070727 | TIRR-Sugar Land | MHHS-TIRR |  | Table, Exam |  | 129-05899 | 129-05899 | Sugar Land | MHHS-Others | TIRR-Sugar Land | Balance/Treatment | 2/1/17 |  |  |  | TABLES, EXAMINATION/TREATMENT | Table, Exam | TABLEEXAM-Metron Med-Elite Aster | TABLEEXAM | Elite Aster |  |  |  | Metron Med | Table, Exam |  | TABLEEXAM-Metron Med-Elite Aster |  | 1/11/17 |  |  | Covered PM Repair - Biomedical | MHHS-TIRR | [8 empty] | TABLEEXAM | Table, Exam | Metron Med
NO | NO |  |  |  | 041-16132 |  | Metron Medical | ELITE ASTER |  | MT2014020163 | TIRR - MEMORIAL CITY | MHHS-TIRR |  | Table, Exam |  | 041-16132 |  | West & Memorial City |  | TIRR - MEMORIAL CITY | [5 empty] | TABLES, EXAMINATION/TREATMENT |  | TABLEEXAM-Metron Med-Elite Aster | TABLEEXAM | Elite Aster |  |  |  | Metron Med | Table, Exam |  | TABLEEXAM-Metron Med-Elite Aster |  |  |  |  | Covered PM Repair - Biomedical | MHHS-TIRR
NO | NO |  |  |  | 129-05898 |  | Metron Medical | ELITE ASTER |  | MT2014070716 | TIRR - SUGAR LAND | MHHS-TIRR |  | Table, Exam |  | 129-05898 |  | Sugar Land |  | TIRR - SUGAR LAND | [5 empty] | TABLES, EXAMINATION/TREATMENT |  | TABLEEXAM-Metron Med-Elite Aster | TABLEEXAM | Elite Aster |  |  |  | Metron Med | Table, Exam |  | TABLEEXAM-Metron Med-Elite Aster |  |  |  |  | Covered PM Repair - Biomedical | MHHS-TIRR
NO | YES |  |  |  |  | 241-01676 | Metron Medical | ELITE T8721W |  |  | Katy Rehab-1St Fl Physical Therapy | MHHS-TIRR |  |  |  |  | 241-01676 | Katy | MHHS-Others | Katy Rehab-1St Fl Physical Therapy | Gym floor | 9/1/18 |  |  |  | TABLES, EXAMINATION/TREATMENT |  | .needs class | [5 empty] | Metron Med | [7 empty] | Covered PM Repair - Biomedical | MHHS-TIRR
NO | NO |  |  |  | 129-02508 |  | Metron Medical | T7330 |  |  | SMR - (SL) - WILLIAMS TRACE | MHHS-SMR |  |  |  | 129-02508 |  | Sugar Land |  | SMR - (SL) - WILLIAMS TRACE | [5 empty] | TABLES, EXAMINATION/TREATMENT |  | .needs class | [5 empty] | Metron Med | [7 empty] | Covered PM Repair - Biomedical | MHHS-SMR
YES | YES | Serial Number Cnf |  |  | 142-00119 | 142-00119 | Mettler | AE163 |  | CNF | Lab |  |  |  |  | 142-00119 | 142-00119 | northeast | Memorial Hermann Northeast Hospital | Lab | Blood Bank | [5 empty] | Balance, Mechanical | BALANCEMECHANICAL-Mettler-AE163 | [22 empty] | Balance, Mechanical | BALANCEMECHANICAL | Balance, Mechanical | Mettler
YES | YES |  |  |  | 241-00479 | 241-00479 | Mettler Electronics Corp | ME 7005 |  |  | Bellaire Sports Rehab |  |  |  |  | 241-00479 | 241-00479 | Southwest | Belllaire Sports Rehab | Bellaire Sports Rehab | Check in desk
NO | YES |  |  |  | 029-09735 | 029-09735 | Mettler Electronics Corp | ME8200 |  |  | TIRR-Op-Woodlands (Mp2, Ste 200) | MHHS-TIRR |  |  |  | 029-09735 | 029-09735 | Woodlands | MHHS-Others | TIRR-Op-Woodlands (Mp2, Ste 200) | MP2 suite 270 | 8/1/19 |  | 8/1/20 |  | EXERCISERS |  | .needs class | [5 empty] | Mettler Electronics |  |  |  |  | 5/13/20 |  |  | Clinical Miscellaneous | MHHS-TIRR
NO | YES |  |  |  | 005-02429 | 005-02429 | Mettler Electronics Corp | SONICATOR 730 |  | 32u5466 | SMR-(PL)-Pearland East | MHHS-SMR |  | Therapy Unit, Dry Heat |  | 005-02429 | 005-02429 | Pearland | MHHS-Others | SMR-(PL)-Pearland East | Storage Area | 9/1/19 | 3/1/20 |  |  | ULTRASOUND THERAPY SYSTEM | Therapy Unit, Dry Heat | THERAPYUNITDRYHEAT-Mettler-Sonicator 730 | THERAPYUNITDRYHEAT | Sonicator 730 |  |  |  | Mettler | Therapy Unit, Dry Heat |  |  | THERAPYUNITDRYHEAT-Mettler-Sonicator 730 |  |  | TUDH-A | Covered PM Repair - Radiology, Low End | MHHS-SMR | [8 empty] | THERAPYUNITDRYHEAT | Therapy Unit, Dry Heat | Mettler
NO | YES |  |  |  | 009-06307 | 009-06307 | Mettler Electronics Corp | SONICATOR 740 |  | 98UB1286 | SMR-(GH)-Greater Heights | MHHS-SMR |  |  |  | 009-06307 | 009-06307 | Central | MHHS-Others | SMR-(GH)-Greater Heights | Storage | 10/1/19 | 10/1/20 |  |  | ULTRASOUND THERAPY SYSTEM |  | .needs class | [5 empty] | Mettler Electronics |  |  |  |  | 10/1/16 |  |  | Covered PM Repair - Radiology, Low End | MHHS-SMR
NO | YES |  |  |  | 069-37634 | 069-37634 | Mettler Electronics Corp | SONICATOR 740 |  | 712UB4522 | Hyperbaric | MHHS-TMC |  |  |  | 069-37634 | 069-37634 | TMC | Memorial Herman-TMC | Hyperbaric | Gym | 1/1/20 |  | 7/1/20 | (null) | ULTRASOUND THERAPY SYSTEM |  | .needs class | [5 empty] | Mettler Electronics |  |  |  |  | 9/9/20 |  |  | Not Covered Vendor Only - Rad, Low End | MHHS-TMC
NO | YES |  |  |  |  | 241-01797 | Mettler Toledo |  |  | 4271380-4TS | TIRR-Patient Care Unit 5-2414376 | MHHS-TIRR |  |  |  |  | 241-01797 | TMC | MHHS-Others | TIRR-Patient Care Unit 5-2414376 | TIRR - PCU 5 | 10/1/19 |  | 9/1/20 |  | SCALES, PATIENT |  | .needs class |  |  |  |  | .needs class | Mettler Toledo | [7 empty] | Not Covered Vendor Only - Lab Ana/Anes | MHHS-TIRR
NO | YES |  |  |  | 241-02607 | 241-0260 | Mettler Toledo | PANTHER PLUS |  | 0049239-6KE | TIRR-PCU 4 | MHHS-TIRR |  |  |  | 241-02607 | 241-0260 | TMC | MHHS-Others | TIRR-PCU 4 | TIRR - PCU 4 | 10/1/19 |  | 10/1/20 |  | SCALES, PATIENT |  | .needs class | [5 empty] | Mettler Toledo |  |  |  |  | 6/29/20 |  |  | Not Covered Vendor Only - Biomedical | MHHS-TIRR
NO | YES |  |  |  | 069-43387 | 069-43387 | Mettler Toledo | XS105 |  |  | TMC-Laboratory-HLA Lab (1R) | MHHS-TMC |  |  |  | 069-43387 | 069-43387 | TMC | MHHS-TMC | TMC-Laboratory-HLA Lab (1R) | Lab | 3/1/17 |  |  |  | SCALES, CLINICAL, LABORATORY |  | .needs class | [5 empty] | Mettler Toledo |  |  |  |  | 4/1/17 |  |  | Covered PM Repair - Biomedical | MHHS-TMC
YES | YES |  |  |  | 099-09272 | 099-09272 | MGC Diagnostics Corporation | Ultima sustems cpx |  |  | TMC - JONES - HYPERBARIC/WOUND CARE (JG) |  |  |  |  | 099-09272 | 099-09272 | TMC | Jones building wound care | TMC - JONES - HYPERBARIC/WOUND CARE (JG) | By exam 16
YES | YES |  |  |  | 069-00012 | 069-00012 | Michigan Instr | 5601i |  | AI00130 | Memorial Hermann- Texas Medical - Robertson Pavilion - RT |  |  |  |  | 069-00012 | 069-00012 |  | TMC | Memorial Hermann- Texas Medical - Robertson Pavilion - RT | Simulation lab | 4/1/00 |  | 4/1/02
YES | YES |  |  |  | 099-04928 | 099-04928 | Micopace Pty Ltd. | Micropace EPS320 |  |  | KATY - CATH LAB |  |  |  |  | 099-04928 | 099-04928 | Katy | Memorial Hermann Katy Hospital | KATY - CATH LAB | Cath lab 1 | 2/1/20
YES | YES | Asset Tag 029-07725 |  |  | 029-07725 | 029-07725 | Micro Pace | Entgitive |  | G102001504 | Cath Lab |  |  |  |  | 029-07725 | 029-07725 | Woodlands | Memorial Hermann Hospital Woodlands | Cath Lab | Cath Lab 2 | 5/1/11
NO | NO |  |  |  | 129-02385 |  | MicroAire Surgical Instruments |  |  |  | SUGAR LAND - OR | MHHS-Sugarland |  | Controller |  | 129-02385 |  | Sugar Land |  | SUGAR LAND - OR | [5 empty] | ASPIRATORS |  | CONTROLLER-MicroAire Surg-1020 | CONTROLLER |  |  |  |  | MicroAire Surg | Controller |  | CONTROLLER-MicroAire Surg-1020 |  |  |  |  | Covered PM Repair - Biomedical | MHHS-Sugarland
NO | YES |  |  |  | 005-04030 | 005-04030 | MicroAire Surgical Instruments |  |  |  | SE-OR | MHHS-Southeast |  | Shaver System Control Unit |  | 005-04030 | 005-04030 | Southeast | MHHS-Southeast | SE-OR |  | 10/1/16 |  |  |  | POWER SUPPLIES |  | SHAVERSYSCONTROLUNIT-MicroAire Surg-1025 | SHAVERSYSCONTROLUNIT |  |  |  |  | MicroAire Surg | Shaver System Control Unit |  | SHAVERSYSCONTROLUNIT-MicroAire Surg-1025 |  | 7/1/18 |  |  | Covered PM Repair - Biomedical | MHHS-Southeast
NO | YES |  |  |  | 151-02838 | 151-02838 | MicroAire Surgical Instruments | 5020 ISIS ELECTRIC CONSOLE |  |  | CY-OR | MHHS-Cypress |  |  |  | 151-02838 | 151-02838 | Northwest | MHHS-Cypress | CY-OR | Rm 235 OR storage | 1/1/19 | 2/1/20 |  |  | CONTROLLERS |  | .needs class |  |  |  |  | .needs class | MicroAire Surg | [7 empty] | Covered PM Repair - Biomedical | MHHS-Cypress
NO | NO |  |  |  | 129-07430 |  | MicroAire Surgical Instruments | 5020 ISIS ELECTRIC CONSOLE |  |  | SUGAR LAND - OR | MHHS-Sugarland |  |  |  | 129-07430 |  | Sugar Land |  | SUGAR LAND - OR | [5 empty] | CONTROLLERS |  | .needs class |  |  |  |  | .needs class | MicroAire Surg | [7 empty] | Covered PM Repair - Biomedical | MHHS-Sugarland
NO | YES |  |  |  | 151-02698 | 151-02698 | MicroAire Surgical Instruments | LIPOTOWER |  |  | CY-OR | MHHS-Cypress |  |  |  | 151-02698 | 151-02698 | Northwest | MHHS-Cypress | CY-OR | Rm 235 OR storage | 12/1/19 | 12/1/20 |  |  | ASPIRATORS |  | .needs class | [5 empty] | MicroAire Surg |  |  |  |  | 10/1/19 |  |  | Covered PM Repair - Biomedical | MHHS-Cypress
NO | YES |  |  |  | 029-09494 | 029-09494 | MicroAire Surgical Instruments | Unknown |  |  | Woodlands-OR | MHHS-Woodlands |  |  |  | 029-09494 | 029-09494 | Woodlands | MHHS-Woodlands | Woodlands-OR | OR Storage | 7/1/19 |  | 1/1/20 |  | DERMABRASION UNITS |  | .needs class |  |  |  |  | .needs class | MicroAire Surg |  |  |  |  | 4/1/18 |  |  | Covered PM Repair - Biomedical | MHHS-Woodlands
NO | NO |  |  |  | 145-01204 |  | Microline Surgical | 200-006R |  | U71883 | PEARLAND - OR | MHHS-Pearland Hospital |  | Power Supply, UPS |  | 145-01204 |  | Pearland |  | PEARLAND - OR | [5 empty] | POWER SUPPLIES |  | POWERSUPPLYUPS-STARION-200-006R | POWERSUPPLYUPS | 200-006R |  |  |  | STARION | Power Supply, UPS |  |  | POWERSUPPLYUPS-STARION-200-006R |  |  |  | Covered PM Repair - Biomedical | MHHS-Pearland Hospital
NO | YES |  |  |  | 013-36106 | 013-36106 | Microm | HM 340 E |  | S14110861 | SW-Laboratory-Histology | MHHS-Southwest |  |  |  | 013-36106 | 013-36106 | Southwest | MHHS-Southwest | SW-Laboratory-Histology | Histology | 1/1/20 |  |  | New Add - SPBS performed PM | MICROTOMES |  | .needs class | [5 empty] | Micromedics |  |  |  |  | 3/23/17 |  |  | Covered PM Repair - Biomedical | MHHS-Southwest
NO | YES |  |  |  | 013-17094 | 013-17094 | Microm | HM 340 E |  |  | SW-Laboratory-Histology |  |  |  |  | 013-17094 | 013-17094 | Southwest | MHHS-Southwest | SW-Laboratory-Histology | Histology | 1/1/20 |  |  | New Lab - PM performed by SPBS
NO | YES |  |  |  | 013-37969 | 013-37969 | Microm | HM340E |  |  | SW-Laboratory-Histology | MHHS-Southwest |  |  |  | 013-37969 | 013-37969 | Southwest | MHHS-Southwest | SW-Laboratory-Histology | Histology | 1/1/20 |  |  | SPBS performed PM | MICROTOMES |  | .needs class | [5 empty] | Micromedics |  |  |  |  | 3/23/17 |  |  | Covered PM Repair - Biomedical | MHHS-Southwest
NO | YES |  |  |  | 013-38076 | 013-38076 | Microm | HM340E |  |  | SW-Laboratory-Histology | MHHS-Southwest |  |  |  | 013-38076 | 013-38076 | Southwest | MHHS-Southwest | SW-Laboratory-Histology | [5 empty] | MICROTOMES |  | .needs class | [5 empty] | Micromedics |  |  |  |  | 3/23/17 |  |  | Covered PM Repair - Biomedical | MHHS-Southwest
NO | YES |  |  |  | 013-38077 | 013-38077 | Microm | HM340E |  |  | SW-Laboratory-Histology | MHHS-Southwest |  |  |  | 013-38077 | 013-38077 | Southwest | MHHS-Southwest | SW-Laboratory-Histology | Histomolgy |  |  |  |  | MICROTOMES |  | .needs class | [5 empty] | Micromedics | [7 empty] | Covered PM Repair - Biomedical | MHHS-Southwest
NO | YES |  |  |  | 013-38078 | 013-38078 | Microm | HM340E |  |  | SW-Laboratory-Histology | MHHS-Southwest |  |  |  | 013-38078 | 013-38078 | Southwest | MHHS-Southwest | SW-Laboratory-Histology | Histology | 1/1/17 |  |  | No PM Sticker | MICROTOMES |  | .needs class | [5 empty] | Micromedics | [7 empty] | Covered PM Repair - Biomedical | MHHS-Southwest
NO | YES |  |  |  | 013-38079 | 013-38079 | Microm | HM340E |  |  | SW-Laboratory-Histology | MHHS-Southwest |  |  |  | 013-38079 | 013-38079 | Southwest | MHHS-Southwest | SW-Laboratory-Histology | Histology | 1/1/20 |  |  | SPBS performed PM | MICROTOMES |  | .needs class | [5 empty] | Micromedics | [7 empty] | Covered PM Repair - Biomedical | MHHS-Southwest
NO | YES |  |  |  | 013-38080 | 013-38080 | Microm | HM340E |  |  | SW-Laboratory-Histology | MHHS-Southwest |  |  |  | 013-38080 | 013-38080 | Southwest | MHHS-Southwest | SW-Laboratory-Histology | Histology | 1/1/20 |  |  | SPBS performed PM | MICROTOMES |  | .needs class | [5 empty] | Micromedics |  |  |  |  | 8/24/19 |  |  | Covered PM Repair - Biomedical | MHHS-Southwest
NO | YES |  |  |  | 013-38081 | 013-38081 | Microm | HM340E |  |  | SW-Laboratory-Histology | MHHS-Southwest |  |  |  | 013-38081 | 013-38081 | Southwest | MHHS-Southwest | SW-Laboratory-Histology | Histology | 1/1/20 |  |  | SPBS performed PM | MICROTOMES |  | .needs class | [5 empty] | Micromedics |  |  |  |  | 3/19/20 |  |  | Not Covered Vendor Only - Biomedical | MHHS-Southwest
NO | YES |  |  |  | 013-38082 | 013-38082 | Microm | HM340E |  |  | SW-Laboratory-Histology | MHHS-Southwest |  |  |  | 013-38082 | 013-38082 | Southwest | MHHS-Southwest | SW-Laboratory-Histology | Histology | 1/1/20 |  |  | SPBS performed PM | MICROTOMES |  | .needs class | [5 empty] | Micromedics |  |  |  |  | 3/19/20 |  |  | Not Covered Vendor Only - Biomedical | MHHS-Southwest
NO | YES |  |  |  | 013-17089 | 013-17089 | Microm | HM340E |  |  | SW-Laboratory-Histology |  |  |  |  | 013-17089 | 013-17089 | Southwest | MHHS-Southwest | SW-Laboratory-Histology | Histology | 1/1/20 |  |  | New Add - SPBS performed PM
NO | NO |  |  |  | 013-36107 |  | Microm | HM340E |  | S14100706 | SW - LABORATORY - HISTOLOGY | MHHS-Southwest |  |  |  | 013-36107 |  | Southwest |  | SW - LABORATORY - HISTOLOGY | [5 empty] | MICROTOMES |  | .needs class | [5 empty] | Micromedics | [7 empty] | Covered PM Repair - Biomedical | MHHS-Southwest
NO | NO |  |  |  | 583-01408 |  | Micromedical Tech | REAL EYES XDVR |  | CWLJN12 | KATY REHAB - OUTPATIENT REHAB 3RD FLOOR | MHHS-Katy Rehab |  | Tester, Vision |  | 583-01408 |  | Katy |  | KATY REHAB - OUTPATIENT REHAB 3RD FLOOR | [5 empty] | ANALYZERS, PHYSIOLOGIC, VISUAL FUNCTION |  | TESTERVISION-MicromedicalTech-RealEyes xDVR | TESTERVISION | RealEyes xDVR |  |  |  | MicromedicalTech | Tester, Vision |  |  | TESTERVISION-MicromedicalTech-RealEyes xDVR |  |  |  | Not Covered Vendor Only - Biomedical | MHHS-Katy Rehab
YES | YES |  |  |  | 029-13178 | 029-13178 | Micromedics | DuploSpray MIS |  | Lot: 209396-033 | WOODLANDS - OR |  |  |  |  | 029-13178 | 029-13178 | Woodlands | Memorial Hermann The Woodlands Medical Center | WOODLANDS - OR | Equipment Storage |  |  |  | New Add |  | Pressure Infuser | PRESSUREINFUSER-Micromedics-DuploSpray MIS | [12 empty] | PRI-A | [9 empty] | Pressure Infuser | PRESSUREINFUSER | Pressure Infuser | Micromedics
YES | YES |  |  |  | 029-13180 | 029-13180 | Micromedics | DuploSpray MIS |  | Lot: 126820-124 | WOODLANDS - OR |  |  |  |  | 029-13180 | 029-13180 | Woodlands | Memorial Hermann The Woodlands Medical Center | WOODLANDS - OR | Equipment Storage | 1/1/19 |  | 1/1/20 | New add |  | Pressure Infuser | PRESSUREINFUSER-Micromedics-DuploSpray MIS | [12 empty] | PRI-A | [9 empty] | Pressure Infuser | PRESSUREINFUSER | Pressure Infuser | Micromedics
YES | YES |  |  |  |  | 069-38303 | Micromedics | DuploSpray MIS |  |  | Biomed TMC | [5 empty] | 069-38303 | TMC | Memorial Hermann-Texas Medical Center | Biomed TMC | Biomed shop | 3/1/20 |  |  | No PM Sticker |  | Pressure Infuser | PRESSUREINFUSER-Micromedics-DuploSpray MIS | [12 empty] | PRI-A | [9 empty] | Pressure Infuser | PRESSUREINFUSER | Pressure Infuser | Micromedics
YES | YES |  |  |  | 041-33502 | 041-33502 | Micronta | FET Analog |  |  | Memorial Hermann- Southeast |  |  |  |  | 041-33502 | 041-33502 |  | Memorial Hermann- Southeast | Memorial Hermann- Southeast | Storage | 4/1/20 |  | 4/1/20 | Can not read
YES | YES |  |  |  | 099-12631 | 099-12631 | Micropace | EPS320 |  |  | TMC - OR - CVOR (7HVI) |  |  |  |  | 099-12631 | 099-12631 | TMC | Memorial Hermann Heart | TMC - OR - CVOR (7HVI) | Sterile Core | [5 empty] | Stimulators, Electrical, Cardiac Diagnostic | STIMEP-MicroPace-EPS320 | [12 empty] | SE-SA | [9 empty] | Stimulators, Electrical, Cardiac Diagnostic | STIMEP | Stimulators, Electrical, Cardiac Diagnostic | MicroPace
YES | YES |  |  |  | 099-12632 | 099-12632 | micropace | Light System |  | LG8779-1670150600015 | TMC - OR - CVOR (7HVI) |  |  |  |  | 099-12632 | 099-12632 | TMC | Memorial Hermann Heart | TMC - OR - CVOR (7HVI) | Sterile Core
YES | YES | Asset Tag 029-07725 |  |  | 029-07725 | 029-07725 | Micropace | MP3114 |  |  | WOODLANDS - PCU5 |  |  |  |  | 029-07725 | 029-07725 | Woodlands | Herman woodland hospital | WOODLANDS - PCU5 | Cath lab 2 | 3/1/20 |  | 3/1/20
NO | YES |  |  |  | 099-07487 | 099-07487 | Micropace EP Inc. | Elo |  | C15C022260 | SE-OR |  |  |  |  | 099-07487 | 099-07487 | Southeast | MHHS-Southeast | SE-OR |  |  |  | 4/1/20
NO | YES |  |  |  | 151-02907 | 151-02907 | Micropace EP Inc. | EPS320 |  |  | CY-Cardiac Cath Lab | MHHS-Cypress |  | Stimulators, Electrical, Cardiac Diagnostic |  | 151-02907 | 151-02907 | Northwest | MHHS-Cypress | CY-Cardiac Cath Lab | Cath Lab | 3/1/19 | 3/1/20 |  |  | PACEMAKERS, CARDIAC | Stimulators, Electrical, Cardiac Diagnostic | STIMEP-MicroPace-EPS320 | STIMEP | EPS320 |  |  |  | MicroPace | Stimulators, Electrical, Cardiac Diagnostic |  | STIMEP-MicroPace-EPS320 |  |  |  | SE-SA | Covered PM Repair - Biomedical | MHHS-Cypress | [8 empty] | STIMEP | Stimulators, Electrical, Cardiac Diagnostic | MicroPace
NO | YES |  |  |  | 009-06470 | 009-06470 | Micropace EP Inc. | EPS320 |  |  | GH-OR | MHHS-Greater Heights |  | Stimulators, Electrical, Cardiac Diagnostic |  | 009-06470 | 009-06470 | Central & Greater Heights | MHHS-Greater Heights | GH-OR | Storage room | 6/1/19 |  | 8/1/20 |  | PACEMAKERS, CARDIAC | Stimulators, Electrical, Cardiac Diagnostic | STIMEP-MicroPace-EPS320 | STIMEP | EPS320 |  |  |  | MicroPace | Stimulators, Electrical, Cardiac Diagnostic |  | STIMEP-MicroPace-EPS320 |  |  |  | SE-SA | Covered PM Repair - Biomedical | MHHS-Greater Heights | [8 empty] | STIMEP | Stimulators, Electrical, Cardiac Diagnostic | MicroPace
NO | YES |  |  |  | 133-09905 | 133-09905 | Micropace EP Inc. | EPS320 |  | MP3008 | Katy-Cath Lab | MHHS-Katy |  | Stimulators, Electrical, Cardiac Diagnostic |  | 133-09905 | 133-09905 | Katy | MHHS-Katy | Katy-Cath Lab | Cath lab 1 | 6/1/19 | 7/1/20 |  |  | PACEMAKERS, CARDIAC | Stimulators, Electrical, Cardiac Diagnostic | STIMEP-MicroPace-EPS320 | STIMEP | EPS320 |  |  |  | MicroPace | Stimulators, Electrical, Cardiac Diagnostic |  | STIMEP-MicroPace-EPS320 |  |  |  | SE-SA | Covered PM Repair - Biomedical | MHHS-Katy | [8 empty] | STIMEP | Stimulators, Electrical, Cardiac Diagnostic | MicroPace
NO | YES |  |  |  | 041-11635 | 041-11635 | Micropace EP Inc. | EPS320 |  |  | MEMORIAL CITY - CENTRAL SUPPLY | MHHS-Mem City |  | Stimulators, Electrical, Cardiac Diagnostic |  | 041-11635 | 041-11635 | West | Memorial city hear and vascular - memorial city | MEMORIAL CITY - CENTRAL SUPPLY | Cath lab control |  |  |  |  | PACEMAKERS, CARDIAC |  | STIMEP-MicroPace-EPS320 | STIMEP | EPS320 |  |  |  | MicroPace | Stimulators, Electrical, Cardiac Diagnostic |  | STIMEP-MicroPace-EPS320 |  |  |  |  | Covered PM Repair - Biomedical | MHHS-Mem City
NO | YES | Asset Tag 041-32695 |  |  | 041-32695 | 041-32695 | Micropace EP Inc. | EPS320 |  |  | MEMORIAL CITY - CATH LAB | MHHS-Mem City |  | Stimulators, Electrical, Cardiac Diagnostic |  | 041-32695 | 041-32695 | West | Memorial herman heart and vascular - memorial city | MEMORIAL CITY - CATH LAB | Cath lab 4 |  |  |  | One pm needed | PACEMAKERS, CARDIAC |  | STIMEP-MicroPace-EPS320 | STIMEP | EPS320 |  |  |  | MicroPace | Stimulators, Electrical, Cardiac Diagnostic |  | STIMEP-MicroPace-EPS320 |  |  |  |  | Covered PM Repair - Biomedical | MHHS-Mem City
NO | YES |  |  |  | 013-35921 | 013-35921 | Micropace EP Inc. | EPS320 |  |  | SW-Cath Lab | MHHS-Southwest |  | Stimulators, Electrical, Cardiac Diagnostic |  | 013-35921 | 013-35921 | Southwest | MHHS-Southwest | SW-Cath Lab | HVI EP3 | 11/1/19 |  | 11/1/20 |  | PACEMAKERS, CARDIAC | Stimulators, Electrical, Cardiac Diagnostic | STIMEP-MicroPace-EPS320 | STIMEP | EPS320 |  |  |  | MicroPace | Stimulators, Electrical, Cardiac Diagnostic |  | STIMEP-MicroPace-EPS320 |  |  |  | SE-SA | Covered PM Repair - Biomedical | MHHS-Southwest | [8 empty] | STIMEP | Stimulators, Electrical, Cardiac Diagnostic | MicroPace
NO | YES |  |  |  | 074-04643 | 074-04643 | Micropace EP Inc. | EPS320 |  |  | Cath lab | MHHS-TMC |  | Stimulators, Electrical, Cardiac Diagnostic |  | 074-04643 | 074-04643 | TMC | Memorial Hermann-Texas Medical Center | Cath lab | Cath lab 3 | 3/1/19 |  | 3/1/20 |  | PACEMAKERS, CARDIAC | Stimulators, Electrical, Cardiac Diagnostic | STIMEP-MicroPace-EPS320 | STIMEP | EPS320 |  |  |  | MicroPace | Stimulators, Electrical, Cardiac Diagnostic |  | STIMEP-MicroPace-EPS320 |  |  |  | SE-SA | Covered PM Repair - Biomedical | MHHS-TMC | [8 empty] | STIMEP | Stimulators, Electrical, Cardiac Diagnostic | MicroPace
NO | YES |  |  |  | 074-05166 | 074-05166 | Micropace EP Inc. | EPS320 |  |  | TMC-Cath Lab-Adult (2Hvi) | MHHS-TMC |  | Stimulators, Electrical, Cardiac Diagnostic |  | 074-05166 | 074-05166 | TMC | MHHS-TMC | TMC-Cath Lab-Adult (2Hvi) | OR6 | 8/1/19 |  | 8/1/20 |  | PACEMAKERS, CARDIAC | Stimulators, Electrical, Cardiac Diagnostic | STIMEP-MicroPace-EPS320 | STIMEP | EPS320 |  |  |  | MicroPace | Stimulators, Electrical, Cardiac Diagnostic |  | STIMEP-MicroPace-EPS320 |  |  |  | SE-SA | Covered PM Repair - Biomedical | MHHS-TMC | [8 empty] | STIMEP | Stimulators, Electrical, Cardiac Diagnostic | MicroPace
NO | YES | Serial Number 2084 |  |  | 029-07724 | 029-07724 | Micropace EP Inc. | EPS320 |  |  | Woodlands-Cath Lab | MHHS-Woodlands |  | Stimulators, Electrical, Cardiac Diagnostic |  | 029-07724 | 029-07724 | Woodlands | MHHS-Woodlands | Woodlands-Cath Lab | Cath Lab 2 | 1/1/18 |  | 1/1/19 |  | PACEMAKERS, CARDIAC | Stimulators, Electrical, Cardiac Diagnostic | STIMEP-MicroPace-EPS320 | STIMEP | EPS320 |  |  |  | MicroPace | Stimulators, Electrical, Cardiac Diagnostic |  | STIMEP-MicroPace-EPS320 |  |  |  | SE-SA | Covered PM Repair - Biomedical | MHHS-Woodlands | [8 empty] | STIMEP | Stimulators, Electrical, Cardiac Diagnostic | MicroPace
YES | YES |  |  |  | 099-12494 | 099-12494 | Micropace EP Inc. | EPS320 |  |  | TMC - OR - HERMANN (2HP) |  |  |  |  | 099-12494 | 099-12494 | TMC | Memorial Hermann-Texas Medical Center | TMC - OR - HERMANN (2HP) | Equipment room |  |  |  | No PM Sticker
NO | NO | [5 empty] | Micropace EP Inc. | EPS320 |  |  | GH - CATH LAB | MHHS-Greater Heights |  | Stimulators, Electrical, Cardiac Diagnostic |  |  |  | Central & Greater Heights |  | GH - CATH LAB | [5 empty] | PACEMAKERS, CARDIAC |  | STIMEP-MicroPace-EPS320 | STIMEP | EPS320 |  |  |  | MicroPace | Stimulators, Electrical, Cardiac Diagnostic |  | STIMEP-MicroPace-EPS320 |  |  |  |  | Covered PM Repair - Biomedical | MHHS-Greater Heights
NO | NO |  |  |  | 013-18146 |  | Micropace EP Inc. | EPS320 |  |  | SW - HVI - OR | MHHS-Southwest |  | Stimulators, Electrical, Cardiac Diagnostic |  | 013-18146 |  | Southwest |  | SW - HVI - OR | [5 empty] | PACEMAKERS, CARDIAC |  | STIMEP-MicroPace-EPS320 | STIMEP | EPS320 |  |  |  | MicroPace | Stimulators, Electrical, Cardiac Diagnostic |  | STIMEP-MicroPace-EPS320 |  |  |  |  | Covered PM Repair - Biomedical | MHHS-Southwest
NO | NO |  |  |  | 074-00820 |  | Micropace EP Inc. | EPS320 |  |  | TMC - CATH LAB - ADULT (2HVI) | MHHS-TMC |  | Stimulators, Electrical, Cardiac Diagnostic |  | 074-00820 |  | TMC |  | TMC - CATH LAB - ADULT (2HVI) | [5 empty] | PACEMAKERS, CARDIAC |  | STIMEP-MicroPace-EPS320 | STIMEP | EPS320 |  |  |  | MicroPace | Stimulators, Electrical, Cardiac Diagnostic |  | STIMEP-MicroPace-EPS320 |  |  |  |  | Covered PM Repair - Biomedical | MHHS-TMC
NO | NO |  |  |  | 074-04670 |  | Micropace EP Inc. | EPS320 |  |  | TMC - CATH LAB - ADULT (2HVI) | MHHS-TMC |  | Stimulators, Electrical, Cardiac Diagnostic |  | 074-04670 |  | TMC |  | TMC - CATH LAB - ADULT (2HVI) | [5 empty] | PACEMAKERS, CARDIAC |  | STIMEP-MicroPace-EPS320 | STIMEP | EPS320 |  |  |  | MicroPace | Stimulators, Electrical, Cardiac Diagnostic |  | STIMEP-MicroPace-EPS320 |  |  |  |  | Covered PM Repair - Biomedical | MHHS-TMC
NO | NO |  |  |  | 029-11391 |  | Micropace EP Inc. | EPS320 |  |  | WOODLANDS - CATH LAB | MHHS-Woodlands |  | Stimulators, Electrical, Cardiac Diagnostic |  | 029-11391 |  | Woodlands |  | WOODLANDS - CATH LAB | [5 empty] | PACEMAKERS, CARDIAC |  | STIMEP-MicroPace-EPS320 | STIMEP | EPS320 |  |  |  | MicroPace | Stimulators, Electrical, Cardiac Diagnostic |  | STIMEP-MicroPace-EPS320 |  |  |  |  | Covered PM Repair - Biomedical | MHHS-Woodlands
YES | YES | [5 empty] | Micropace EP Inc. | EPS320no |  |  | SE - CATH LAB | [6 empty] | Southeast | Memorial Hermann Southeast Hospital | SE - CATH LAB | Cath lab1 |  |  |  | No pm stickers
NO | YES | Serial Number 2084 |  |  |  |  | Micropace EP Inc. | EPS520 |  |  | WOODLANDS - PCU5 | [6 empty] | Woodlands | Cath lab 2 | WOODLANDS - PCU5 | Suite 240 | 1/1/18 |  | 1/1/19
YES | YES |  |  |  | 151-05038 | 151-05038 | Micropace EP Inc. | Mp3086 |  |  | Cath Lab |  |  |  |  | 151-05038 | 151-05038 | Northwest | Memorial Hermann Cypress Hospital | Cath Lab | Cath Lab
NO | NO |  |  |  | 074-02896 |  | Micropace EP Inc. | MP3107 |  |  | TMC - CATH LAB - ADULT (2HVI) | MHHS-TMC |  |  |  | 074-02896 |  | TMC |  | TMC - CATH LAB - ADULT (2HVI) | [5 empty] | POWER SUPPLIES |  | .needs class | [5 empty] | MICROPACE | [7 empty] | Not Covered Vendor Only - Biomedical | MHHS-TMC
NO | NO |  |  |  | 074-04672 |  | Micropace EP Inc. | MP3107 |  |  | TMC - CATH LAB - ADULT (2HVI) | MHHS-TMC |  |  |  | 074-04672 |  | TMC |  | TMC - CATH LAB - ADULT (2HVI) | [5 empty] | POWER SUPPLIES |  | .needs class | [5 empty] | MICROPACE | [7 empty] | Covered PM Repair - Biomedical | MHHS-TMC
NO | NO |  |  |  | 074-05515 |  | Micropace EP Inc. | MP3107 |  | MP3107 | TMC - CATH LAB - ADULT (2HVI) | MHHS-TMC |  |  |  | 074-05515 |  | TMC |  | TMC - CATH LAB - ADULT (2HVI) | [5 empty] | POWER SUPPLIES |  | .needs class | [5 empty] | MICROPACE | [7 empty] | Covered PM Repair - Biomedical | MHHS-TMC
NO | NO |  |  |  | 074-04840 |  | Micropace EP Inc. | MP3107 |  |  | TMC - CATH LAB - PEDI (GHP) | MHHS-TMC |  |  |  | 074-04840 |  | TMC |  | TMC - CATH LAB - PEDI (GHP) | [5 empty] | POWER SUPPLIES |  | .needs class | [5 empty] | MICROPACE | [7 empty] | Covered PM Repair - Biomedical | MHHS-TMC
YES | YES |  |  |  | 009-34239 | 009-34239 | Micropace EP Inc. | MP3168 |  | 12-176 | HVI OR |  |  |  |  | 009-34239 | 009-34239 | Southwest | Memorial Hermann Heart | HVI OR | Hallway
NO | NO | [5 empty] | Micropace EP Inc. | MP3197 |  | MC0573-08277 | GH - OR | MHHS-Greater Heights | [5 empty] | Central & Greater Heights |  | GH - OR | [5 empty] | COMPUTERS |  | .needs class | [5 empty] | MICROPACE | [7 empty] | Covered PM Repair - Biomedical | MHHS-Greater Heights
NO | YES | Serial Number 4394 |  |  | 099-07488 | 099-07488 | Micropace EP Inc. | Sitmulus Generator Unit |  |  | SE-OR |  |  |  |  | 099-07488 | 099-07488 | Southeast | MHHS-Southeast | SE-OR |  |  |  | 4/1/20
YES | YES |  |  |  | 099-04791 | 099-04791 | Microsoft | 086-B013-01 |  | CCP27801390099012 | PEARLAND - LABORATORY - MAIN |  |  |  |  | 099-04791 | 099-04791 | Pearland | Memorial Hermann Pearland Hospital | PEARLAND - LABORATORY - MAIN | Speciman Processing
NO | NO | [5 empty] | Middle Atlantic Prod | MRK-4426 |  |  | NE - MOTHER & BABY | MHHS-Northeast | [5 empty] | Katy |  | NE - MOTHER & BABY | [5 empty] | NON-CLINICAL EQUIPMENT |  | .needs class | [5 empty] | Middle Atlantic Prod | [7 empty] | Covered PM Repair - Biomedical | MHHS-Northeast
NO | YES |  |  |  | 029-09512 | 029-09512 | Midland Mfg Co Inc |  |  | BD2013110187 | TIRR-Op-Woodlands (Mp2, Ste 200) | MHHS-TIRR |  | Bars, Parallel |  | 029-09512 | 029-09512 | Woodlands | MHHS-Others | TIRR-Op-Woodlands (Mp2, Ste 200) | MP2 suite 270 | 8/1/19 |  | 8/1/20 |  | EXERCISERS, PARALLEL BARS | Bars, Parallel | PARALLELBARS-Midland-1412 | PARALLELBARS |  |  |  |  | Midland | Bars, Parallel |  |  | PARALLELBARS-Midland-1412 |  |  |  | Covered PM Repair - Biomedical | MHHS-TIRR | [8 empty] | PARALLELBARS | Bars, Parallel | Midland
NO | YES |  |  |  | 069-38922 | 069-38922 | Midland Mfg Co Inc |  |  |  | TMC-Rehab-Ot/Pt Clinic (4J) | MHHS-TMC |  | Bars, Parallel |  | 069-38922 | 069-38922 | TMC | MHHS-TMC | TMC-Rehab-Ot/Pt Clinic (4J) |  | 4/22/19 |  |  |  | EXERCISERS, PARALLEL BARS |  | PARALLELBARS-Midland-1412 | PARALLELBARS |  |  |  |  | Midland | Bars, Parallel |  |  | PARALLELBARS-Midland-1412 |  | Verified 3/29/2020 11:26:am (Central) |  | Covered PM Repair - Biomedical | MHHS-TMC
NO | YES |  |  |  | 029-09228 | 029-09228 | Midland Mfg Co Inc | 1412EL |  | BD2013120114 | TIRR-Woodlands Inpatient | MHHS-TIRR |  | Bars, Parallel |  | 029-09228 | 029-09228 | Woodlands | MHHS-Others | TIRR-Woodlands Inpatient | TIRR |  |  |  |  | EXERCISERS | Bars, Parallel | PARALLELBARS-Midland-1412EL | PARALLELBARS | 1412EL |  |  |  | Midland | Bars, Parallel |  |  | PARALLELBARS-Midland-1412EL | 1/16/14 |  |  | Not Covered Vendor Only - Biomedical | MHHS-TIRR | [8 empty] | PARALLELBARS | Bars, Parallel | Midland
NO | NO |  |  |  | 145-00648 |  | Midland Mfg Co Inc | 1412EL |  | BD2016010125 | PEARLAND - REHAB SERVICES | MHHS-Pearland Hospital |  | Bars, Parallel |  | 145-00648 |  | Pearland |  | PEARLAND - REHAB SERVICES | [5 empty] | EXERCISERS |  | PARALLELBARS-Midland-1412EL | PARALLELBARS | 1412EL |  |  |  | Midland | Bars, Parallel |  |  | PARALLELBARS-Midland-1412EL |  |  |  | Covered PM Repair - Biomedical | MHHS-Pearland Hospital
NO | NO |  |  |  | D2025 |  | Midland Mfg Co Inc | 2200E |  |  | GH - CARDIOLOGY | MHHS-Greater Heights |  | Aspirator (Suction Pump) |  | D2025 |  | Central & Greater Heights |  | GH - CARDIOLOGY | [5 empty] | TABLES, EXAMINATION/TREATMENT |  | ASPIRATORSUCTPUMP-Trycom Inc-2200E | ASPIRATORSUCTPUMP | 2200E |  |  |  | Trycom Inc | Aspirator (Suction Pump) |  |  | ASPIRATORSUCTPUMP-Trycom Inc-2200E |  |  |  | Covered PM Repair - Biomedical | MHHS-Greater Heights
NO | YES |  |  |  | 005-03356 | 005-03356 | Midland Mfg Co Inc |  |  |  | SMR - (SE) - SOUTHEAST (MP1) | MHHS-SMR |  | Table, Exam |  | 005-03356 | 005-03356 | Southeast | Memorial Hermann Sports Medicine | SMR - (SE) - SOUTHEAST (MP1) | Gym Floor | 11/1/18 |  |  |  | TABLES, EXAMINATION/TREATMENT | Table, Exam | TABLEEXAM-Midland-22265 | TABLEEXAM |  |  |  |  | Midland | Table, Exam |  |  | TABLEEXAM-Midland-22265 | 11/30/17 |  |  | Covered PM Repair - Biomedical | MHHS-SMR | [8 empty] | TABLEEXAM | Table, Exam | Midland
NO | YES |  |  |  |  | 241-01675 | Midland Mfg Co Inc |  |  |  | TIRR-Kirby Glenn | MHHS-TIRR |  | Table, Exam |  |  | 241-01675 | TMC | MHHS-Others | TIRR-Kirby Glenn | TIRR - KIRBY GLENN | 10/1/18 |  |  |  | TABLES, EXAMINATION/TREATMENT | Table, Exam | TABLEEXAM-Midland-22265 | TABLEEXAM |  |  |  |  | Midland | Table, Exam |  |  | TABLEEXAM-Midland-22265 | 11/30/17 |  |  | Covered PM Repair - Biomedical | MHHS-TIRR | [8 empty] | TABLEEXAM | Table, Exam | Midland
NO | YES |  |  |  | 241-01622 |  | Midland Mfg Co Inc | 22265IB |  |  | TIRR-Therapy Gym | MHHS-TIRR |  |  |  | 241-01622 |  | TMC | MHHS-Others | TIRR-Therapy Gym | Rehab | 9/1/19 |  |  |  | TABLES, EXAMINATION/TREATMENT, ADJUSTABLE, ORTHOPE | Table, Exam | TABLEEXAM-Midland-22265 |  |  |  |  | TABLEEXAM-Midland-22265 | [5 empty] | 11/30/17 |  |  | Covered PM Repair - Biomedical | MHHS-TIRR | [8 empty] | TABLEEXAM | Table, Exam | Midland
NO | YES |  |  |  | 241-02886 | 241-02886 | Midland Mfg Co Inc | 22265IB |  |  | TIRR-Kirby Glenn | MHHS-TIRR |  |  |  | 241-02886 | 241-02886 | TMC | MHHS-Others | TIRR-Kirby Glenn | Area A | 10/1/18 |  |  |  | TABLES, EXAMINATION/TREATMENT, ADJUSTABLE, ORTHOPE | Table, Exam | TABLEEXAM-Midland-22265 |  |  |  |  | TABLEEXAM-Midland-22265 | [5 empty] | 11/30/17 |  |  | Covered PM Repair - Biomedical | MHHS-TIRR | [8 empty] | TABLEEXAM | Table, Exam | Midland
NO | NO |  |  |  | 241-02532 |  | Midland Mfg Co Inc | 22265IB |  |  | TIRR - KIRBY GLENN | MHHS-TIRR |  |  |  | 241-02532 |  | TMC |  | TIRR - KIRBY GLENN | [5 empty] | TABLES, EXAMINATION/TREATMENT, ADJUSTABLE, ORTHOPE |  | TABLEEXAM-Midland-22265 |  |  |  |  | TABLEEXAM-Midland-22265 | [8 empty] | Covered PM Repair - Biomedical | MHHS-TIRR
NO | NO |  |  |  | 241-02533 |  | Midland Mfg Co Inc | 22265IB |  |  | TIRR - KIRBY GLENN | MHHS-TIRR |  |  |  | 241-02533 |  | TMC |  | TIRR - KIRBY GLENN | [5 empty] | TABLES, EXAMINATION/TREATMENT, ADJUSTABLE, ORTHOPE |  | TABLEEXAM-Midland-22265 |  |  |  |  | TABLEEXAM-Midland-22265 | [8 empty] | Covered PM Repair - Biomedical | MHHS-TIRR
NO | NO |  |  |  | 241-02536 |  | Midland Mfg Co Inc | 22265IB |  |  | TIRR - KIRBY GLENN | MHHS-TIRR |  |  |  | 241-02536 |  | TMC |  | TIRR - KIRBY GLENN | [5 empty] | TABLES, EXAMINATION/TREATMENT, ADJUSTABLE, ORTHOPE |  | TABLEEXAM-Midland-22265 |  |  |  |  | TABLEEXAM-Midland-22265 | [8 empty] | Covered PM Repair - Biomedical | MHHS-TIRR
NO | YES |  |  |  |  | 099-01332 | Midland Mfg Co Inc |  |  |  | SMR-(NE)-Ne Hospital | MHHS-SMR |  |  |  |  | 099-01332 | Katy | MHHS-Others | SMR-(NE)-Ne Hospital | Sports medicine |  |  |  |  | TABLES, EXAMINATION/TREATMENT |  | .needs class |  |  |  |  | .needs class | [5 empty] | 11/30/17 |  |  | Covered PM Repair - Biomedical | MHHS-SMR
NO | YES |  |  |  | 241-01873 |  | Midland Mfg Co Inc | 2226B |  |  | TIRR-Therapy Gym | MHHS-TIRR |  |  |  | 241-01873 |  | TMC | MHHS-Others | TIRR-Therapy Gym | Reb | 9/1/18 |  |  |  | TABLES, EXAMINATION/TREATMENT |  | .needs class |  |  |  |  | .needs class | [5 empty] | 11/30/17 |  |  | Covered PM Repair - Biomedical | MHHS-TIRR
NO | YES |  |  |  | 009-10383 | 009-10383 | Midland Mfg Co Inc | 2340HLT |  |  | SMR-(GH)-Greater Heights | MHHS-SMR |  | Table, Exam |  | 009-10383 | 009-10383 | Central | MHHS-Others | SMR-(GH)-Greater Heights |  | 4/1/18 | 4/1/20 |  |  | TABLES, EXAMINATION/TREATMENT | Table, Exam | TABLEEXAM-Midland-2340-HLT | TABLEEXAM | 2340-HLT |  |  |  | Midland | Table, Exam |  |  | TABLEEXAM-Midland-2340-HLT |  |  |  | Covered PM Repair - Biomedical | MHHS-SMR | [8 empty] | TABLEEXAM | Table, Exam | Midland
NO | NO |  |  |  | 005-03093 |  | Midland Mfg Co Inc | 4512E |  |  | SE - REHAB SERVICES | MHHS-Southeast |  | Table, Exam |  | 005-03093 |  | Southeast & Bay Area |  | SE - REHAB SERVICES | [5 empty] | TABLES, EXAMINATION/TREATMENT |  | TABLEEXAM-Patterson Medical-4512E | TABLEEXAM | 4512E |  |  |  | Patterson Medical | Table, Exam |  |  | TABLEEXAM-Patterson Medical-4512E |  |  |  | Covered PM Repair - Biomedical | MHHS-Southeast
NO | YES |  |  |  | 009-00840 | 009-00840 | Midland Mfg Co Inc | 6011-CE |  |  | SMR-(GH)-Greater Heights | MHHS-SMR |  | Table, Exam |  | 009-00840 | 009-00840 | Central | MHHS-Others | SMR-(GH)-Greater Heights | Gym floor | 4/1/18 |  |  | One time safety | TABLES, EXAMINATION/TREATMENT | Table, Exam | TABLEEXAM-Midland-6011CE | TABLEEXAM | 6011CE |  |  |  | Midland | Table, Exam |  |  | TABLEEXAM-Midland-6011CE |  |  |  | Covered PM Repair - Biomedical | MHHS-SMR | [8 empty] | TABLEEXAM | Table, Exam | Midland
NO | NO |  |  |  | 009-00842 |  | Midland Mfg Co Inc | 6011-CE |  |  | SMR - (GH) - GREATER HEIGHTS | MHHS-SMR |  | Table, Exam |  | 009-00842 |  | Central & Greater Heights |  | SMR - (GH) - GREATER HEIGHTS | [5 empty] | TABLES, EXAMINATION/TREATMENT |  | TABLEEXAM-Midland-6011CE | TABLEEXAM | 6011CE |  |  |  | Midland | Table, Exam |  |  | TABLEEXAM-Midland-6011CE |  |  |  | Covered PM Repair - Biomedical | MHHS-SMR
NO | NO |  |  |  | 005-06571 |  | Midland Mfg Co Inc |  |  |  | SE - CATH LAB - RECOVERY | MHHS-Southeast |  | Table, Exam |  | 005-06571 |  | Southeast & Bay Area |  | SE - CATH LAB - RECOVERY | [5 empty] | TABLES, EXAMINATION/TREATMENT, NON-ELECTRIC |  | TABLEEXAM-Midland-7195 | TABLEEXAM |  |  |  |  | Midland | Table, Exam |  |  | TABLEEXAM-Midland-7195 |  |  |  | Covered PM Repair - Biomedical | MHHS-Southeast
NO | YES |  |  |  | 241-00753 | 241-00753 | Midland Mfg Co Inc | 8859M |  |  | TIRR-Therapy Gym | MHHS-TIRR |  |  |  | 241-00753 | 241-00753 | TMC | MHHS-Others | TIRR-Therapy Gym | Rehab | 12/1/18 |  |  |  | TABLES, EXAMINATION/TREATMENT |  | .needs class |  |  |  |  | .needs class | [5 empty] | 10/7/14 |  |  | Covered PM Repair - Biomedical | MHHS-TIRR
NO | NO | [5 empty] | Midland Mfg Co Inc | 8859M |  |  | TIRR - THERAPY GYM | MHHS-TIRR | [5 empty] | TMC |  | TIRR - THERAPY GYM | [5 empty] | TABLES, EXAMINATION/TREATMENT |  | .needs class |  |  |  |  | .needs class | [8 empty] | Covered PM Repair - Biomedical | MHHS-TIRR
NO | YES |  |  |  | 009-05236 | 009-05236 | Midland Mfg Co Inc |  |  |  | Dialysis | MHHS-Greater Heights |  |  |  | 009-05236 | 009-05236 | Central | Memorial Hermann Hospital greater heights | Dialysis | Theapy | 7/1/18 |  |  |  | TABLES, EXAMINATION/TREATMENT | Table, Exam | TABLEEXAM-Midland-922595S |  |  |  |  | TABLEEXAM-Midland-922595S | [8 empty] | Covered PM Repair - Biomedical | MHHS-Greater Heights | [8 empty] | TABLEEXAM | Table, Exam | Midland
NO | YES |  |  |  | 009-05238 | 009-05238 | Midland Mfg Co Inc |  |  |  | GH-Therapy Services | MHHS-Greater Heights |  |  |  | 009-05238 | 009-05238 | Central | MHHS-Greater Heights | GH-Therapy Services | Therapy treatment room 1 | 7/1/18 |  |  |  | TABLES, EXAMINATION/TREATMENT | Table, Exam | TABLEEXAM-Midland-922595S |  |  |  |  | TABLEEXAM-Midland-922595S | [8 empty] | Covered PM Repair - Biomedical | MHHS-Greater Heights | [8 empty] | TABLEEXAM | Table, Exam | Midland
NO | YES |  |  |  | 041-18985 | 041-18985 | Midland Mfg Co Inc |  |  | bd2014070230 | TIRR-Memorial City | MHHS-TIRR |  |  |  | 041-18985 | 041-18985 | West | MHHS-Others | TIRR-Memorial City |  | 10/1/18 |  |  |  | TABLES, EXAMINATION/TREATMENT |  | TABLEEXAM-Midland-922595S |  |  |  |  | TABLEEXAM-Midland-922595S | [8 empty] | Covered PM Repair - Biomedical | MHHS-TIRR
NO | YES |  |  |  | 029-09354 | 029-09354 | Midland Mfg Co Inc |  |  | B02014020189 | TIRR-Op-Woodlands (Mp2, Ste 200) | MHHS-TIRR |  | Table, Exam |  | 029-09354 | 029-09354 | Woodlands | MHHS-Others | TIRR-Op-Woodlands (Mp2, Ste 200) | MP2 suite 270 | 8/1/18 |  |  |  | BEDS, ELECTRIC | Table, Exam | TABLEEXAM-Midland-927195 | TABLEEXAM |  |  |  |  | Midland | Table, Exam |  |  | TABLEEXAM-Midland-927195 | 7/12/14 |  |  | Covered PM Repair - Biomedical | MHHS-TIRR | [8 empty] | TABLEEXAM | Table, Exam | Midland
NO | YES |  |  |  | 029-09234 | 029-09234 | Midland Mfg Co Inc |  |  | BD2014010098 | TIRR-Woodlands Inpatient | MHHS-TIRR |  | Table, Exam |  | 029-09234 | 029-09234 | Woodlands | MHHS-Others | TIRR-Woodlands Inpatient |  | 9/1/18 |  | 9/1/19 |  | BEDS, ELECTRIC | Table, Exam | TABLEEXAM-Midland-927195 | TABLEEXAM |  |  |  |  | Midland | Table, Exam |  |  | TABLEEXAM-Midland-927195 |  |  |  | Covered PM Repair - Biomedical | MHHS-TIRR | [8 empty] | TABLEEXAM | Table, Exam | Midland
NO | NO |  |  |  | 142-06003 |  | Midmark | 2000E |  | 05W284186 | MH MG - (NE) - KINGWOOD OB/GYN | MHHS-MG |  |  |  | 142-06003 |  | Katy |  | MH MG - (NE) - KINGWOOD OB/GYN | [5 empty] | TABLES, EXAMINATION/TREATMENT |  | .needs class |  |  |  |  | .needs class | [8 empty] | Covered PM Repair - Biomedical | MHHS-MG
YES | YES |  |  |  | 133-10015 | 133-10015 | Midmark |  |  | V1608334 | [5 empty] | 133-10015 | 133-10015 | TMC | Urgent care Bel Air |  | Exam room 7 | [5 empty] | Table, Exam | TABLEEXAM-Midmark Corp-204 | [23 empty] | TABLEEXAM | Table, Exam | Midmark Corp
NO | YES |  |  |  | 143-01782 | 143-01782 | Midmark | 224-002 |  | V2126119 | MH MG-(CY)-Cypress Multi Specialty | MHHS-MG |  | Table, Exam |  | 143-01782 | 143-01782 | Northwest | MHHS-MG | MH MG-(CY)-Cypress Multi Specialty | [5 empty] | TABLES, EXAMINATION/TREATMENT | Table, Exam | TABLEEXAM-Midmark Corp-224-002 | TABLEEXAM | 224-002 |  |  |  | Midmark Corp | Table, Exam |  |  | TABLEEXAM-Midmark Corp-224-002 |  |  |  | Covered PM Repair - Biomedical | MHHS-MG | [8 empty] | TABLEEXAM | Table, Exam | Midmark Corp
NO | YES |  |  |  | 143-01794 | 143-01794 | Midmark | 224-002 |  | V2126093 | MH MG-(CY)-Cypress Multi Specialty | MHHS-MG |  | Table, Exam |  | 143-01794 | 143-01794 | Northwest | MHHS-MG | MH MG-(CY)-Cypress Multi Specialty | Procedure 1 |  |  |  |  | TABLES, EXAMINATION/TREATMENT | Table, Exam | TABLEEXAM-Midmark Corp-224-002 | TABLEEXAM | 224-002 |  |  |  | Midmark Corp | Table, Exam |  |  | TABLEEXAM-Midmark Corp-224-002 |  |  |  | Covered PM Repair - Biomedical | MHHS-MG | [8 empty] | TABLEEXAM | Table, Exam | Midmark Corp
NO | YES |  |  |  | 143-01798 | 143-01798 | Midmark | 224-002 |  | V2126086 | MH MG-(CY)-Cypress Multi Specialty | MHHS-MG |  | Table, Exam |  | 143-01798 | 143-01798 | Northwest | MHHS-MG | MH MG-(CY)-Cypress Multi Specialty | Mutispecialty |  |  |  |  | TABLES, EXAMINATION/TREATMENT | Table, Exam | TABLEEXAM-Midmark Corp-224-002 | TABLEEXAM | 224-002 |  |  |  | Midmark Corp | Table, Exam |  |  | TABLEEXAM-Midmark Corp-224-002 | 3/1/14 |  |  | Covered PM Repair - Biomedical | MHHS-MG | [8 empty] | TABLEEXAM | Table, Exam | Midmark Corp
NO | YES |  |  |  | 017-01460 | 017-01460 | Midmark | 224-002 |  | V2031443 | SMR-(GH)-Greater Heights | MHHS-MG |  | Table, Exam |  | 017-01460 | 017-01460 | Central | MHHS-Others | SMR-(GH)-Greater Heights | Treatment room |  |  |  | One time safety | TABLES, EXAMINATION/TREATMENT | Table, Exam | TABLEEXAM-Midmark Corp-224-002 | TABLEEXAM | 224-002 |  |  |  | Midmark Corp | Table, Exam |  |  | TABLEEXAM-Midmark Corp-224-002 | 3/1/14 |  |  | Covered PM Repair - Biomedical | MHHS-MG | [8 empty] | TABLEEXAM | Table, Exam | Midmark Corp
NO | YES |  |  |  | 000-05085 | 000-05085 | Midmark | 224-002 |  | V2153423 | MH MG-(KY)-Katy Sports Medicine | MHHS-MG |  | Table, Exam |  | 000-05085 | 000-05085 | Katy | MHHS-MG | MH MG-(KY)-Katy Sports Medicine | Sports rehab | 10/1/19 |  |  |  | TABLES, EXAMINATION/TREATMENT | Table, Exam | TABLEEXAM-Midmark Corp-224-002 | TABLEEXAM | 224-002 |  |  |  | Midmark Corp | Table, Exam |  |  | TABLEEXAM-Midmark Corp-224-002 | 3/1/14 |  |  | Covered PM Repair - Biomedical | MHHS-MG | [8 empty] | TABLEEXAM | Table, Exam | Midmark Corp
NO | YES |  |  |  | 000-03849 | 000-03849 | Midmark | 224-002 |  | V2053575 | MH MG-(KY)-Katy Urology (Mp2) | MHHS-MG |  | Table, Exam |  | 000-03849 | 000-03849 | Katy | MHHS-MG | MH MG-(KY)-Katy Urology (Mp2) | Ex 12 |  |  |  |  | TABLES, EXAMINATION/TREATMENT | Table, Exam | TABLEEXAM-Midmark Corp-224-002 | TABLEEXAM | 224-002 |  |  |  | Midmark Corp | Table, Exam |  |  | TABLEEXAM-Midmark Corp-224-002 |  |  |  | Covered PM Repair - Biomedical | MHHS-MG | [8 empty] | TABLEEXAM | Table, Exam | Midmark Corp
NO | YES |  |  |  | 009-10669 | 009-10669 | Midmark | 224-002 |  | V1978527 | MH MG-(NE)-Kingwood Ob/Gyn | MHHS-MG |  | Table, Exam |  | 009-10669 | 009-10669 | Katy | MHHS-MG | MH MG-(NE)-Kingwood Ob/Gyn |  | 2/1/19 | 2/1/20 |  |  | TABLES, EXAMINATION/TREATMENT | Table, Exam | TABLEEXAM-Midmark Corp-224-002 | TABLEEXAM | 224-002 |  |  |  | Midmark Corp | Table, Exam |  |  | TABLEEXAM-Midmark Corp-224-002 |  |  |  | Covered PM Repair - Biomedical | MHHS-MG | [8 empty] | TABLEEXAM | Table, Exam | Midmark Corp
NO | YES |  |  |  | 005-33032 | 005-33032 | Midmark | 224-002 |  | V2078584 | MH MG-(SL)-Sugar Land Multi-Specialty (Mp1) | MHHS-MG |  | Table, Exam |  | 005-33032 | 005-33032 | Sugar Land | MHHS-MG | MH MG-(SL)-Sugar Land Multi-Specialty (Mp1) | Exam 3 | 4/1/19 |  |  | No pm required | TABLES, EXAMINATION/TREATMENT | Table, Exam | TABLEEXAM-Midmark Corp-224-002 | TABLEEXAM | 224-002 |  |  |  | Midmark Corp | Table, Exam |  |  | TABLEEXAM-Midmark Corp-224-002 |  |  |  | Covered PM Repair - Biomedical | MHHS-MG | [8 empty] | TABLEEXAM | Table, Exam | Midmark Corp
NO | YES |  |  |  | 929-01575 | 929-01575 | Midmark | 224-002 |  | V2168769 | MH MG-(TMC)-Urgent Care-West University | MHHS-MG |  | Table, Exam |  | 929-01575 | 929-01575 | TMC | MHHS-MG | MH MG-(TMC)-Urgent Care-West University | Exam room 8 |  |  |  | No pm required | TABLES, EXAMINATION/TREATMENT | Table, Exam | TABLEEXAM-Midmark Corp-224-002 | TABLEEXAM | 224-002 |  |  |  | Midmark Corp | Table, Exam |  |  | TABLEEXAM-Midmark Corp-224-002 | 3/1/14 |  |  | Covered PM Repair - Biomedical | MHHS-MG | [8 empty] | TABLEEXAM | Table, Exam | Midmark Corp
NO | YES |  |  |  | 005-33645 | 005-33645 | Midmark | 224-002 |  | V2023831 | MH MG-(WDLS)-Ob/Gyn (Mp3) | MHHS-MG |  | Table, Exam |  | 005-33645 | 005-33645 | Woodlands | MHHS-MG | MH MG-(WDLS)-Ob/Gyn (Mp3) | OB | 10/1/18 |  | 10/1/19 |  | TABLES, EXAMINATION/TREATMENT | Table, Exam | TABLEEXAM-Midmark Corp-224-002 | TABLEEXAM | 224-002 |  |  |  | Midmark Corp | Table, Exam |  |  | TABLEEXAM-Midmark Corp-224-002 | 3/1/14 |  |  | Covered PM Repair - Biomedical | MHHS-MG | [8 empty] | TABLEEXAM | Table, Exam | Midmark Corp
NO | YES |  |  |  | 005-33648 | 005-33648 | Midmark | 224-002 |  | V2023832 | MH MG-(WDLS)-Ob/Gyn (Mp3) | MHHS-MG |  | Table, Exam |  | 005-33648 | 005-33648 | Woodlands | MHHS-MG | MH MG-(WDLS)-Ob/Gyn (Mp3) | OB | 10/1/18 |  |  |  | TABLES, EXAMINATION/TREATMENT | Table, Exam | TABLEEXAM-Midmark Corp-224-002 | TABLEEXAM | 224-002 |  |  |  | Midmark Corp | Table, Exam |  |  | TABLEEXAM-Midmark Corp-224-002 | 3/1/14 |  |  | Covered PM Repair - Biomedical | MHHS-MG | [8 empty] | TABLEEXAM | Table, Exam | Midmark Corp
YES | YES |  |  |  | 151-05059 | 151-05059 | Midmark | 250-002 |  | V1879130 | Biomed |  |  |  |  | 151-05059 | 151-05059 | Northwest | Memorial Hermann Cypress Hospital | Biomed | Biomed shop |  | 2/1/20 |  | No pm sticker.
NO | YES |  |  |  | 000-04308 | 000-04308 | Midmark |  |  | ET039514 | MH MG-(GH)-Urgent Care-Greater Heights | MHHS-MG |  | Warmer, Patient |  | 000-04308 | 000-04308 | Central | MHHS-MG | MH MG-(GH)-Urgent Care-Greater Heights | Exam room 2 | 10/1/18 |  |  | One time safety | TABLES, EXAMINATION/TREATMENT | Warmer, Patient | WARMERPATIENT-Arizant-500 | WARMERPATIENT |  |  |  |  | Arizant | Warmer, Patient |  |  | WARMERPATIENT-Arizant-500 |  |  | WP-A | Covered PM Repair - Biomedical | MHHS-MG | [8 empty] | WARMERPATIENT | Warmer, Patient | Arizant
NO | YES |  |  |  | 000-04309 | 000-04309 | Midmark |  |  | ET039645 | MH MG-(GH)-Urgent Care-Greater Heights | MHHS-MG |  | Warmer, Patient |  | 000-04309 | 000-04309 | Central | MHHS-MG | MH MG-(GH)-Urgent Care-Greater Heights | Exam room 3 | 10/1/18 |  |  | One time safety | TABLES, EXAMINATION/TREATMENT | Warmer, Patient | WARMERPATIENT-Arizant-500 | WARMERPATIENT |  |  |  |  | Arizant | Warmer, Patient |  |  | WARMERPATIENT-Arizant-500 |  |  | WP-A | Covered PM Repair - Biomedical | MHHS-MG | [8 empty] | WARMERPATIENT | Warmer, Patient | Arizant
NO | YES |  |  |  | 005-33565 | 005-33565 | Midmark |  |  | 005-33565 | CBC - (STX) - LAMAR HIGH SCHOOL | MHHS-Neighborhood Clinics |  | Table, Exam |  | 005-33565 | 005-33565 | South |  | CBC - (STX) - LAMAR HIGH SCHOOL | [5 empty] | SCALES, PATIENT |  | TABLEEXAM-United Metal Fab-509 | TABLEEXAM |  |  |  |  | United Metal Fab | Table, Exam |  |  | TABLEEXAM-United Metal Fab-509 | 07/01/2020 |  |  | Not Covered Vendor Only - Biomedical | MHHS-Neighborhood Clinics
NO | NO |  |  |  | 017-01196 |  | Midmark | 625 BARRIER-FREE |  | V1341473 | MH MG - (SE) - URGENT CARE - FRIENDSWOOD | MHHS-MG |  | Table, Exam |  | 017-01196 |  | Southeast & Bay Area |  | MH MG - (SE) - URGENT CARE - FRIENDSWOOD | [5 empty] | TABLES, EXAMINATION/TREATMENT |  | TABLEEXAM-Midmark Corp-625 Barrier-Free | TABLEEXAM | 625 Barrier-Free |  |  |  | Midmark Corp | Table, Exam |  |  | TABLEEXAM-Midmark Corp-625 Barrier-Free |  |  |  | Covered PM Repair - Biomedical | MHHS-MG
NO | YES |  |  |  |  | 099-06730 | Midmark | 630-005 |  | v309386 | MH MG - (MC) - MEMORIAL CITY (MP3) | MHHS-MG |  | Table, Exam |  |  | 099-06730 | West | MHHS-MG | MH MG - (MC) - MEMORIAL CITY (MP3) |  | 3/1/18 |  |  |  | TABLES, OPERATING |  | TABLEEXAM-Ritter-Tycos-630-005 | TABLEEXAM | 630-005 |  |  |  | Ritter-Tycos | Table, Exam |  |  | TABLEEXAM-Ritter-Tycos-630-005 | 11/2/16 |  |  | Not Covered Vendor Only - Biomedical | MHHS-MG
NO | YES |  |  |  |  | 099-06968 | Midmark | 630-005 |  | v309750 | MH MG - (MC) - MEMORIAL CITY (MP3) | MHHS-MG |  | Table, Exam |  |  | 099-06968 | MHHS-MG | MHHS-MG | MH MG - (MC) - MEMORIAL CITY (MP3) | (null) |  |  |  | (null) | TABLES, OPERATING |  | TABLEEXAM-Ritter-Tycos-630-005 | TABLEEXAM | 630-005 |  |  |  | Ritter-Tycos | Table, Exam |  |  | TABLEEXAM-Ritter-Tycos-630-005 | 11/2/16 |  |  | Not Covered Vendor Only - Biomedical | MHHS-MG
NO | YES |  |  |  | 041-10484 | 041-10484 | Midmark | 630-005 |  | v309347 | MH MG - (MC) - MEMORIAL CITY (MP3) | MHHS-MG |  | Table, Exam |  | 041-10484 | 041-10484 | West | MHHS-MG | MH MG - (MC) - MEMORIAL CITY (MP3) | Suite 100 | 10/1/17 |  |  |  | TABLES, OPERATING |  | TABLEEXAM-Ritter-Tycos-630-005 | TABLEEXAM | 630-005 |  |  |  | Ritter-Tycos | Table, Exam |  |  | TABLEEXAM-Ritter-Tycos-630-005 | 10/19/17 |  |  | Not Covered Vendor Only - Biomedical | MHHS-MG
NO | NO | [5 empty] | Midmark | 630-005 |  | v131314 | MEMORIAL CITY - LABOR & DELIVERY | MHHS-Mem City |  | Table, Exam |  |  |  | West & Memorial City |  | MEMORIAL CITY - LABOR & DELIVERY | [5 empty] | TABLES, OPERATING |  | TABLEEXAM-Ritter-Tycos-630-005 | TABLEEXAM | 630-005 |  |  |  | Ritter-Tycos | Table, Exam |  |  | TABLEEXAM-Ritter-Tycos-630-005 |  |  |  | Covered PM Repair - Biomedical | MHHS-Mem City
NO | YES |  |  |  | 041-17459 | 041-17459 | Midmark | 647-001 |  | V1850235 | MEMORIAL CITY - WOUND CARE | MHHS-Mem City |  | Chair, Exam, Electric |  | 041-17459 | 041-17459 | West | Memorial Hermann Memorial City Medical Center | MEMORIAL CITY - WOUND CARE | W1 143 Treatment 3 |  |  |  |  | TABLES, EXAMINATION/TREATMENT |  | CHAIREXAMELECTRIC-Midmark Corp-647-001 | CHAIREXAMELECTRIC | 647-001 |  |  |  | Midmark Corp | Chair, Exam, Electric |  |  | CHAIREXAMELECTRIC-Midmark Corp-647-001 |  |  |  | Not Covered Vendor Only - Biomedical | MHHS-Mem City
NO | YES |  |  |  | 041-17460 | 041-17460 | Midmark | 647-001 |  | V1850142 | MEMORIAL CITY - WOUND CARE | MHHS-Mem City |  | Chair, Exam, Electric |  | 041-17460 | 041-17460 | West | West | MEMORIAL CITY - WOUND CARE | Treatment Room 4 |  |  |  |  | TABLES, EXAMINATION/TREATMENT |  | CHAIREXAMELECTRIC-Midmark Corp-647-001 | CHAIREXAMELECTRIC | 647-001 |  |  |  | Midmark Corp | Chair, Exam, Electric |  |  | CHAIREXAMELECTRIC-Midmark Corp-647-001 |  |  |  | Not Covered Vendor Only - Biomedical | MHHS-Mem City
NO | YES |  |  |  | 041-17461 | 041-17461 | Midmark | 647-001 |  | V1850111 | MEMORIAL CITY - WOUND CARE | MHHS-Mem City |  | Chair, Exam, Electric |  | 041-17461 | 041-17461 | West |  | MEMORIAL CITY - WOUND CARE | [5 empty] | TABLES, EXAMINATION/TREATMENT |  | CHAIREXAMELECTRIC-Midmark Corp-647-001 | CHAIREXAMELECTRIC | 647-001 |  |  |  | Midmark Corp | Chair, Exam, Electric |  |  | CHAIREXAMELECTRIC-Midmark Corp-647-001 |  |  |  | Not Covered Vendor Only - Biomedical | MHHS-Mem City
NO | YES |  |  |  | 013-20150 | 013-20150 | Midmark | 647-001 |  | V1313444 | SW-Wound Care | MHHS-Southwest |  | Chair, Exam, Electric |  | 013-20150 | 013-20150 | Southwest | MHHS-Southwest | SW-Wound Care | Wound Care | 10/1/17 |  |  |  | TABLES, EXAMINATION/TREATMENT | Chair, Exam, Electric | CHAIREXAMELECTRIC-Midmark Corp-647-001 | CHAIREXAMELECTRIC | 647-001 |  |  |  | Midmark Corp | Chair, Exam, Electric |  |  | CHAIREXAMELECTRIC-Midmark Corp-647-001 | 10/4/20 |  |  | Not Covered Vendor Only - Biomedical | MHHS-Southwest | [8 empty] | CHAIREXAMELECTRIC | Chair, Exam, Electric | Midmark Corp
NO | YES | Asset Tag 1142225 |  |  |  | 041-33365 | Midmark | IQ CLASSIC |  |  | MH MG - (MC) - MC CARDIOLOGY (MP4) STE400 | MHHS-MG |  |  |  |  | 041-33365 | West | MHHS-MG | MH MG - (MC) - MC CARDIOLOGY (MP4) STE400 | Hall | 8/1/18 |  | 2/1/19 |  | ELECTROCARDIOGRAPHS |  | .needs class | [13 empty] | Covered PM Repair - Biomedical | MHHS-MG
NO | YES |  |  |  | 013-38290 | 013-38290 | Midmark | IQ CLASSIC |  |  | MH MG-(SW)-SW Medical Plaza 4 (Mp4) | MHHS-MG |  |  |  | 013-38290 | 013-38290 | Southwest | MHHS-MG | MH MG-(SW)-SW Medical Plaza 4 (Mp4) | Hallway | 10/1/19 |  | 4/1/20 |  | ELECTROCARDIOGRAPHS |  | .needs class | [10 empty] | 3/1/17 |  |  | Covered PM Repair - Biomedical | MHHS-MG
NO | YES |  |  |  | 041-20164 |  | Midmark | IQ ECG |  |  | MH MG - (MC) - PHILLIPS 66 | MHHS-MG |  | ECG Machine |  | 041-20164 |  | West & Memorial City |  | MH MG - (MC) - PHILLIPS 66 |  | 06/27/2019 |  |  |  | ELECTROCARDIOGRAPHS |  | ECGMACHINE-Midmark Corp-IQecg | ECGMACHINE | IQecg |  |  |  | Midmark Corp | ECG Machine |  |  | ECGMACHINE-Midmark Corp-IQecg |  |  |  | Covered PM Repair - Biomedical | MHHS-MG
NO | YES |  |  |  | 583-00975 | 583-00975 | Midmark | IQ ECG |  |  | MH MG-(KY)-Katy CCC | MHHS-MG |  | ECG Machine |  | 583-00975 | 583-00975 | Katy | MHHS-MG | MH MG-(KY)-Katy CCC | Hall |  |  |  |  | ELECTROCARDIOGRAPHS | ECG Machine | ECGMACHINE-Midmark Corp-IQecg | ECGMACHINE | IQecg |  |  |  | Midmark Corp | ECG Machine |  |  | ECGMACHINE-Midmark Corp-IQecg |  |  |  | Covered PM Repair - Biomedical | MHHS-MG | [8 empty] | ECGMACHINE | ECG Machine | Midmark Corp
NO | YES |  |  |  | 583-00976 | 583-00976 | Midmark | IQ ECG |  |  | MH MG-(KY)-Katy CCC | MHHS-MG |  | ECG Machine |  | 583-00976 | 583-00976 | Katy | MHHS-MG | MH MG-(KY)-Katy CCC |  | 4/1/17 | 4/1/18 |  |  | ELECTROCARDIOGRAPHS | ECG Machine | ECGMACHINE-Midmark Corp-IQecg | ECGMACHINE | IQecg |  |  |  | Midmark Corp | ECG Machine |  |  | ECGMACHINE-Midmark Corp-IQecg |  |  |  | Covered PM Repair - Biomedical | MHHS-MG | [8 empty] | ECGMACHINE | ECG Machine | Midmark Corp
NO | YES |  |  |  | 129-07988 | 129-07988 | Midmark | IQ ECG |  |  | MH MG - (SL) - SUGAR LAND CARDIOLOGY | MHHS-MG |  | ECG Machine |  | 129-07988 | 129-07988 | Sugar Land |  | MH MG - (SL) - SUGAR LAND CARDIOLOGY |  | 6/1/17 | 6/1/18 |  |  | ELECTROCARDIOGRAPHS | ECG Machine | ECGMACHINE-Midmark Corp-IQecg | ECGMACHINE | IQecg |  |  |  | Midmark Corp | ECG Machine |  |  | ECGMACHINE-Midmark Corp-IQecg | 6/11/19 |  |  | Covered PM Repair - Biomedical | MHHS-MG | [8 empty] | ECGMACHINE | ECG Machine | Midmark Corp
NO | YES |  |  |  | 129-06545 | 129-06545 | Midmark | IQ ECG |  |  | MH MG-(SL)-Sugar Land Multi-Specialty (Mp1) | MHHS-MG |  | ECG Machine |  | 129-06545 | 129-06545 | Sugar Land | MHHS-MG | MH MG-(SL)-Sugar Land Multi-Specialty (Mp1) | Work Room 2 | 5/1/19 |  |  |  | ELECTROCARDIOGRAPHS | ECG Machine | ECGMACHINE-Midmark Corp-IQecg | ECGMACHINE | IQecg |  |  |  | Midmark Corp | ECG Machine |  |  | ECGMACHINE-Midmark Corp-IQecg | 6/7/19 |  |  | Covered PM Repair - Biomedical | MHHS-MG | [8 empty] | ECGMACHINE | ECG Machine | Midmark Corp
NO | NO |  |  |  | 005-10686 |  | Midmark | IQ ECG |  |  | MH MG - (PL) - CENTRAL PEARLAND | MHHS-MG |  | ECG Machine |  | 005-10686 |  | Pearland |  | MH MG - (PL) - CENTRAL PEARLAND | [5 empty] | ELECTROCARDIOGRAPHS |  | ECGMACHINE-Midmark Corp-IQecg | ECGMACHINE | IQecg |  |  |  | Midmark Corp | ECG Machine |  |  | ECGMACHINE-Midmark Corp-IQecg |  |  |  | Covered PM Repair - Biomedical | MHHS-MG
NO | NO |  |  |  | 583-00892 |  | Midmark | IQ ECG |  |  | MH MG - (KY) - KATY [MP2-STE400] | MHHS-MG |  | ECG Machine |  | 583-00892 |  | Katy |  | MH MG - (KY) - KATY [MP2-STE400] | [5 empty] | ELECTROCARDIOGRAPHS |  | ECGMACHINE-Midmark Corp-IQecg | ECGMACHINE | IQecg |  |  |  | Midmark Corp | ECG Machine |  |  | ECGMACHINE-Midmark Corp-IQecg |  |  |  | Covered PM Repair - Biomedical | MHHS-MG
NO | NO |  |  |  | 005-07588 |  | Midmark | IQ ECG |  |  | MH MG - (SE) - FRIENDSWOOD | MHHS-MG |  | ECG Machine |  | 005-07588 |  | Southeast & Bay Area |  | MH MG - (SE) - FRIENDSWOOD | [5 empty] | ELECTROCARDIOGRAPHS |  | ECGMACHINE-Midmark Corp-IQecg | ECGMACHINE | IQecg |  |  |  | Midmark Corp | ECG Machine |  |  | ECGMACHINE-Midmark Corp-IQecg |  |  |  | Covered PM Repair - Biomedical | MHHS-MG
NO | NO |  |  |  | 005-10595 |  | Midmark | IQ ECG |  |  | MH MG - (SE) - URGENT CARE - FRIENDSWOOD | MHHS-MG |  | ECG Machine |  | 005-10595 |  | Southeast & Bay Area |  | MH MG - (SE) - URGENT CARE - FRIENDSWOOD | [5 empty] | ELECTROCARDIOGRAPHS |  | ECGMACHINE-Midmark Corp-IQecg | ECGMACHINE | IQecg |  |  |  | Midmark Corp | ECG Machine |  |  | ECGMACHINE-Midmark Corp-IQecg |  |  |  | Covered PM Repair - Biomedical | MHHS-MG
NO | NO |  |  |  | 929-01102 |  | Midmark | IQ ECG |  |  | MH MG - (SL) - SWEETWATER | MHHS-MG |  | ECG Machine |  | 929-01102 |  | Sugar Land |  | MH MG - (SL) - SWEETWATER | [5 empty] | ELECTROCARDIOGRAPHS |  | ECGMACHINE-Midmark Corp-IQecg | ECGMACHINE | IQecg |  |  |  | Midmark Corp | ECG Machine |  |  | ECGMACHINE-Midmark Corp-IQecg |  |  |  | Covered PM Repair - Biomedical | MHHS-MG
NO | NO |  |  |  | 069-39331 |  | Midmark | IQ ECG |  |  | MH MG - (TMC) - UPPER KIRBY | MHHS-MG |  | ECG Machine |  | 069-39331 |  | TMC |  | MH MG - (TMC) - UPPER KIRBY | [5 empty] | ELECTROCARDIOGRAPHS |  | ECGMACHINE-Midmark Corp-IQecg | ECGMACHINE | IQecg |  |  |  | Midmark Corp | ECG Machine |  |  | ECGMACHINE-Midmark Corp-IQecg |  |  |  | Covered PM Repair - Biomedical | MHHS-MG
NO | NO |  |  |  | 000-05065 |  | Midmark | IQ ECG |  |  | SMR - (MC) - WESTSIDE | MHHS-SMR |  | ECG Machine |  | 000-05065 |  | West & Memorial City |  | SMR - (MC) - WESTSIDE | [5 empty] | ELECTROCARDIOGRAPHS |  | ECGMACHINE-Midmark Corp-IQecg | ECGMACHINE | IQecg |  |  |  | Midmark Corp | ECG Machine |  |  | ECGMACHINE-Midmark Corp-IQecg |  |  |  | Covered PM Repair - Biomedical | MHHS-SMR
NO | YES |  |  |  | 069-38812 | 069-38812 | Midmark | IQVITALS |  | IFD6051 | TMC-Jones-Transplant Clinic (1J) | MHHS-TMC |  | Monitor, Vital Signs |  | 069-38812 | 069-38812 | TMC | MHHS-TMC | TMC-Jones-Transplant Clinic (1J) | Exam room hallway | 2/1/19 |  |  |  | MONITORS, PHYSIOLOGIC, VITAL SIGNS |  | MONITORVITALSIGNS-Midmark Corp-IQvitals | MONITORVITALSIGNS | IQvitals |  |  |  | Midmark Corp | Monitor, Vital Signs |  |  | MONITORVITALSIGNS-Midmark Corp-IQvitals |  |  |  | Covered PM Repair - Biomedical | MHHS-TMC
NO | NO | [5 empty] | Midmark | IQVITALS |  | IFD3330 | PARC - GESSNER INPATIENT REHAB | MHHS-PARC |  | Monitor, Vital Signs |  |  |  | Central & Greater Heights |  | PARC - GESSNER INPATIENT REHAB | [5 empty] | MONITORS, PHYSIOLOGIC, VITAL SIGNS |  | MONITORVITALSIGNS-Midmark Corp-IQvitals | MONITORVITALSIGNS | IQvitals |  |  |  | Midmark Corp | Monitor, Vital Signs |  |  | MONITORVITALSIGNS-Midmark Corp-IQvitals |  |  |  | Covered PM Repair - Biomedical | MHHS-PARC
NO | NO | [5 empty] | Midmark | IQVITALS |  | IFD3275 | PARC - GESSNER INPATIENT REHAB | MHHS-PARC |  | Monitor, Vital Signs |  |  |  | Central & Greater Heights |  | PARC - GESSNER INPATIENT REHAB | [5 empty] | MONITORS, PHYSIOLOGIC, VITAL SIGNS |  | MONITORVITALSIGNS-Midmark Corp-IQvitals | MONITORVITALSIGNS | IQvitals |  |  |  | Midmark Corp | Monitor, Vital Signs |  |  | MONITORVITALSIGNS-Midmark Corp-IQvitals |  |  |  | Covered PM Repair - Biomedical | MHHS-PARC
NO | NO | [5 empty] | Midmark | IQVITALS |  | IFD3265 | PARC - GESSNER INPATIENT REHAB | MHHS-PARC |  | Monitor, Vital Signs |  |  |  | Central & Greater Heights |  | PARC - GESSNER INPATIENT REHAB | [5 empty] | MONITORS, PHYSIOLOGIC, VITAL SIGNS |  | MONITORVITALSIGNS-Midmark Corp-IQvitals | MONITORVITALSIGNS | IQvitals |  |  |  | Midmark Corp | Monitor, Vital Signs |  |  | MONITORVITALSIGNS-Midmark Corp-IQvitals |  |  |  | Covered PM Repair - Biomedical | MHHS-PARC
NO | NO |  |  |  | 069-38813 |  | Midmark | IQVITALS |  | IFD6107 | TMC - JONES - TRANSPLANT CLINIC (1J) | MHHS-TMC |  | Monitor, Vital Signs |  | 069-38813 |  | TMC |  | TMC - JONES - TRANSPLANT CLINIC (1J) | [5 empty] | MONITORS, PHYSIOLOGIC, VITAL SIGNS |  | MONITORVITALSIGNS-Midmark Corp-IQvitals | MONITORVITALSIGNS | IQvitals |  |  |  | Midmark Corp | Monitor, Vital Signs |  |  | MONITORVITALSIGNS-Midmark Corp-IQvitals |  |  |  | Covered PM Repair - Biomedical | MHHS-TMC
NO | YES |  |  |  | 009-10779 | 009-10779 | Midmark | LEG PRESS |  | STLE058 | SMR-(GH)-Greater Heights | MHHS-SMR |  |  |  | 009-10779 | 009-10779 | Central | MHHS-Others | SMR-(GH)-Greater Heights | Gym floor | 3/1/18 |  |  | One time safety | EXERCISERS |  | .needs class | [13 empty] | Covered PM Repair - Biomedical | MHHS-SMR
NO | YES |  |  |  | 029-10791 | 029-10791 | Midmark | NEOCUSSOR |  |  | Woodlands-NICU | MHHS-Woodlands |  |  |  | 029-10791 | 029-10791 | Woodlands | MHHS-Woodlands | Woodlands-NICU | Respiratory | 10/1/17 |  |  |  | AIR-WAY CLEARANCE UNIT, HIGH-FREQUENCY CHEST WALL |  | .needs class | [13 empty] | Covered PM Repair - Biomedical | MHHS-Woodlands
NO | NO | [5 empty] | Midmark | NEOCUSSOR |  |  | WOODLANDS - RESPIRATORY | MHHS-Woodlands | [5 empty] | Woodlands |  | WOODLANDS - RESPIRATORY | [5 empty] | AIR-WAY CLEARANCE UNIT, HIGH-FREQUENCY CHEST WALL |  | .needs class | [13 empty] | Covered PM Repair - Biomedical | MHHS-Woodlands
YES | YES | [5 empty] | Midmark | Ritter |  |  | MH MG - (NE) - SUMMER CREEK CCC | [6 empty] | Katy | Memorial Hermann Summer Creek Primary Care | MH MG - (NE) - SUMMER CREEK CCC | Exam 20
NO | NO |  |  |  | 069-43437 |  | Midmark | RITTER 300 |  | NO S/N | TMC - PLAZA - CARDIAC REHAB (UT POB) | MHHS-TMC |  |  |  | 069-43437 |  | TMC |  | TMC - PLAZA - CARDIAC REHAB (UT POB) | [5 empty] | TABLES, EXAMINATION/TREATMENT |  | .needs class | [13 empty] | Covered PM Repair - Biomedical | MHHS-TMC
YES | YES |  |  |  | 151-04960 | 151-04960 | Midmark Corp | 1-100-0007 |  | 557-50526 | Fairfield suite 100 |  |  |  |  | 151-04960 | 151-04960 | Northwest | Cypress | Fairfield suite 100 | C1 124
YES | YES |  |  |  | 151-04880 | 151-04880 | Midmark Corp | 1-100-0007 |  | 557-33592 | MH MG - (PL) - PEARLAND CLINIC |  |  |  |  | 151-04880 | 151-04880 | Pearland | Memorial Hermann Medical Group Central Pearland | MH MG - (PL) - PEARLAND CLINIC | Suite 100 exam room 21
YES | YES |  |  |  | 069-41878 | 069-41878 | Midmark Corp | 1-100-0007 |  | 069-41878 | Pediatrics 2110 |  |  |  |  | 069-41878 | 069-41878 | TMC | Memorial Hermann-Texas Medical Center | Pediatrics 2110 |  | 11/1/17 |  | 11/1/18
NO | YES |  |  |  | 129-07336 | 129-07336 | Midmark Corp |  |  | CD057856 | MH MG-(STX)-South Texas-Rosenberg | MHHS-MG |  | Table, Exam |  | 129-07336 | 129-07336 | South | MHHS-MG | MH MG-(STX)-South Texas-Rosenberg | Exam Room 23 |  |  |  |  | TABLES, EXAMINATION/TREATMENT | Table, Exam | TABLEEXAM-Midmark Corp-100 | TABLEEXAM |  |  |  |  | Midmark Corp | Table, Exam |  | TABLEEXAM-Midmark Corp-100 |  |  |  |  | Covered PM Repair - Biomedical | MHHS-MG | [7 empty] | Table, Exam | TABLEEXAM | Table, Exam | Midmark Corp
NO | YES |  |  |  | 000-02847 | 000-02847 | Midmark Corp |  |  | NSN | MH MG-(STX)-South Texas-Wharton | MHHS-MG |  | Table, Exam |  | 000-02847 | 000-02847 | South | MHHS-MG | MH MG-(STX)-South Texas-Wharton | Exam 1 | 10/1/17 |  |  |  | TABLES, EXAMINATION/TREATMENT | Table, Exam | TABLEEXAM-Midmark Corp-100 | TABLEEXAM |  |  |  |  | Midmark Corp | Table, Exam |  | TABLEEXAM-Midmark Corp-100 |  |  |  |  | Covered PM Repair - Biomedical | MHHS-MG | [7 empty] | Table, Exam | TABLEEXAM | Table, Exam | Midmark Corp
NO | YES |  |  |  | 017-00866 | 017-00866 | Midmark Corp |  |  | BS027923 | MH MG-(STX)-South Texas-Wharton | MHHS-MG |  | Table, Exam |  | 017-00866 | 017-00866 | South | MHHS-MG | MH MG-(STX)-South Texas-Wharton | Gynecology | 10/1/17 | 10/1/20 |  |  | TABLES, EXAMINATION/TREATMENT | Table, Exam | TABLEEXAM-Midmark Corp-100 | TABLEEXAM |  |  |  |  | Midmark Corp | Table, Exam |  | TABLEEXAM-Midmark Corp-100 |  |  |  |  | Covered PM Repair - Biomedical | MHHS-MG | [7 empty] | Table, Exam | TABLEEXAM | Table, Exam | Midmark Corp
NO | YES |  |  |  | 017-00870 | 017-00870 | Midmark Corp |  |  | 017-00870 | MH MG-(STX)-South Texas-Wharton | MHHS-MG |  | Table, Exam |  | 017-00870 | 017-00870 | South | MHHS-MG | MH MG-(STX)-South Texas-Wharton | Exam 2 | 10/1/17 |  |  |  | TABLES, EXAMINATION/TREATMENT | Table, Exam | TABLEEXAM-Midmark Corp-100 | TABLEEXAM |  |  |  |  | Midmark Corp | Table, Exam |  | TABLEEXAM-Midmark Corp-100 |  |  |  |  | Covered PM Repair - Biomedical | MHHS-MG | [7 empty] | Table, Exam | TABLEEXAM | Table, Exam | Midmark Corp
NO | YES |  |  |  | 017-00982 | 017-00982 | Midmark Corp |  |  | AE022501 | MH MG-(STX)-South Texas-Wharton | MHHS-MG |  | Table, Exam |  | 017-00982 | 017-00982 | South | MHHS-MG | MH MG-(STX)-South Texas-Wharton | Exam 3 | 10/1/17 |  |  |  | TABLES, EXAMINATION/TREATMENT | Table, Exam | TABLEEXAM-Midmark Corp-100 | TABLEEXAM |  |  |  |  | Midmark Corp | Table, Exam |  | TABLEEXAM-Midmark Corp-100 |  |  |  |  | Covered PM Repair - Biomedical | MHHS-MG | [7 empty] | Table, Exam | TABLEEXAM | Table, Exam | Midmark Corp
NO | YES |  |  |  | 129-06553 | 129-06553 | Midmark Corp |  |  | AE022491 | MH MG-(STX)-South Texas-Wharton | MHHS-MG |  | Table, Exam |  | 129-06553 | 129-06553 | South | MHHS-MG | MH MG-(STX)-South Texas-Wharton | Exam 7 | 10/1/17 |  |  |  | TABLES, EXAMINATION/TREATMENT | Table, Exam | TABLEEXAM-Midmark Corp-100 | TABLEEXAM |  |  |  |  | Midmark Corp | Table, Exam |  | TABLEEXAM-Midmark Corp-100 |  |  |  |  | Covered PM Repair - Biomedical | MHHS-MG | [7 empty] | Table, Exam | TABLEEXAM | Table, Exam | Midmark Corp
NO | YES |  |  |  | 129-06556 | 129-06556 | Midmark Corp |  |  | AE022485 | MH MG-(STX)-South Texas-Wharton | MHHS-MG |  | Table, Exam |  | 129-06556 | 129-06556 | South | MHHS-MG | MH MG-(STX)-South Texas-Wharton | Exam 4 | 10/1/17 | 10/1/18 |  |  | TABLES, EXAMINATION/TREATMENT | Table, Exam | TABLEEXAM-Midmark Corp-100 | TABLEEXAM |  |  |  |  | Midmark Corp | Table, Exam |  | TABLEEXAM-Midmark Corp-100 |  | 9/30/14 |  |  | Covered PM Repair - Biomedical | MHHS-MG | [7 empty] | Table, Exam | TABLEEXAM | Table, Exam | Midmark Corp
NO | YES |  |  |  | 129-06561 | 129-06561 | Midmark Corp |  |  | AE022498 | MH MG-(STX)-South Texas-Wharton | MHHS-MG |  | Table, Exam |  | 129-06561 | 129-06561 | South | MHHS-MG | MH MG-(STX)-South Texas-Wharton | Exam 30 | 10/1/17 |  |  |  | TABLES, EXAMINATION/TREATMENT | Table, Exam | TABLEEXAM-Midmark Corp-100 | TABLEEXAM |  |  |  |  | Midmark Corp | Table, Exam |  | TABLEEXAM-Midmark Corp-100 |  | 9/30/14 |  |  | Covered PM Repair - Biomedical | MHHS-MG | [7 empty] | Table, Exam | TABLEEXAM | Table, Exam | Midmark Corp
YES | YES | Serial Number Cnf |  |  | 151-03742 | 151-03742 | Midmark Corp |  |  | Cnf | MH MG - (STX) - SOUTH TEXAS - WHARTON |  |  |  |  | 151-03742 | 151-03742 | MH Med Group | Memorial Hermann Medical Group Wharton | MH MG - (STX) - SOUTH TEXAS - WHARTON | Exam 21 | [5 empty] | Table, Exam | TABLEEXAM-Midmark Corp-100 | [22 empty] | Table, Exam | TABLEEXAM | Table, Exam | Midmark Corp
NO | YES |  |  |  | 129-06552 | 129-06552 | Midmark Corp |  |  | NSN | Primary care |  |  |  |  | 129-06552 | 129-06552 | South | Memorial Hermann Medical Group Wharton | Primary care | Exam 6 | [5 empty] | Table, Exam | TABLEEXAM-Midmark Corp-100 | [22 empty] | Table, Exam | TABLEEXAM | Table, Exam | Midmark Corp
NO | YES |  |  |  | 069-42728 | 069-42728 | Midmark Corp | 100-007 |  | NSN | MH MG-(GH)-GH CCC | MHHS-MG |  |  |  | 069-42728 | 069-42728 | Central | MHHS-MG | MH MG-(GH)-GH CCC | TMC Suite 1160 | 3/1/17 |  |  |  | TABLES, EXAMINATION/TREATMENT |  | TABLEEXAM-Midmark Corp-100 |  |  |  |  | TABLEEXAM-Midmark Corp-100 | Midmark Corp | [7 empty] | Covered PM Repair - Biomedical | MHHS-MG
NO | YES |  |  |  | 069-42730 | 069-42730 | Midmark Corp | 100-007 |  | NSN | MH MG-(GH)-GH CCC | MHHS-MG |  |  |  | 069-42730 | 069-42730 | Central | MHHS-MG | MH MG-(GH)-GH CCC | Storage RM | 3/1/17 |  |  |  | TABLES, EXAMINATION/TREATMENT |  | TABLEEXAM-Midmark Corp-100 |  |  |  |  | TABLEEXAM-Midmark Corp-100 | Midmark Corp | [7 empty] | Covered PM Repair - Biomedical | MHHS-MG
NO | YES |  |  |  | 069-42731 | 069-42731 | Midmark Corp | 100-007 |  | NSN | MH MG-(GH)-GH CCC | MHHS-MG |  |  |  | 069-42731 | 069-42731 | Central | MHHS-MG | MH MG-(GH)-GH CCC | TMC Suite 1160 | 3/1/17 |  |  |  | TABLES, EXAMINATION/TREATMENT |  | TABLEEXAM-Midmark Corp-100 |  |  |  |  | TABLEEXAM-Midmark Corp-100 | Midmark Corp | [7 empty] | Covered PM Repair - Biomedical | MHHS-MG
NO | YES |  |  |  | 069-43384 | 069-43384 | Midmark Corp | 100-007 |  | NSN | MH MG-(GH)-GH CCC | MHHS-MG |  |  |  | 069-43384 | 069-43384 | Central | MHHS-MG | MH MG-(GH)-GH CCC | TMC Suite 1160 | 3/1/17 |  |  |  | TABLES, EXAMINATION/TREATMENT |  | TABLEEXAM-Midmark Corp-100 |  |  |  |  | TABLEEXAM-Midmark Corp-100 | Midmark Corp | [7 empty] | Covered PM Repair - Biomedical | MHHS-MG
NO | NO |  |  |  | 041-20146 |  | Midmark Corp | 100-035 |  | KC007023 | MH MG - (MC) - UROLOGY MC (MP3) | MHHS-MG |  | Table, Exam |  | 041-20146 |  | West & Memorial City |  | MH MG - (MC) - UROLOGY MC (MP3) | [5 empty] | TABLES, EXAMINATION/TREATMENT |  | TABLEEXAM-Midmark Corp-100-035 | TABLEEXAM | 100-035 |  |  |  | Midmark Corp | Table, Exam |  | TABLEEXAM-Midmark Corp-100-035 |  |  |  |  | Covered PM Repair - Biomedical | MHHS-MG
NO | NO |  |  |  | 041-20199 |  | Midmark Corp | 100-035 |  | KC007022 | MH MG - (MC) - UROLOGY MC (MP3) | MHHS-MG |  | Table, Exam |  | 041-20199 |  | West & Memorial City |  | MH MG - (MC) - UROLOGY MC (MP3) | [5 empty] | TABLES, EXAMINATION/TREATMENT |  | TABLEEXAM-Midmark Corp-100-035 | TABLEEXAM | 100-035 |  |  |  | Midmark Corp | Table, Exam |  | TABLEEXAM-Midmark Corp-100-035 |  |  |  |  | Covered PM Repair - Biomedical | MHHS-MG
NO | NO |  |  |  | 041-20200 |  | Midmark Corp | 100-035 |  | KC007310 | MH MG - (MC) - UROLOGY MC (MP3) | MHHS-MG |  | Table, Exam |  | 041-20200 |  | West & Memorial City |  | MH MG - (MC) - UROLOGY MC (MP3) | [5 empty] | TABLES, EXAMINATION/TREATMENT |  | TABLEEXAM-Midmark Corp-100-035 | TABLEEXAM | 100-035 |  |  |  | Midmark Corp | Table, Exam |  | TABLEEXAM-Midmark Corp-100-035 |  |  |  |  | Covered PM Repair - Biomedical | MHHS-MG
NO | NO |  |  |  | 041-20849 |  | Midmark Corp | 100-035 |  | 104945d | MH MG - (MC) - UROLOGY MC (MP3) | MHHS-MG |  | Table, Exam |  | 041-20849 |  | West & Memorial City |  | MH MG - (MC) - UROLOGY MC (MP3) | [5 empty] | TABLES, EXAMINATION/TREATMENT |  | TABLEEXAM-Midmark Corp-100-035 | TABLEEXAM | 100-035 |  |  |  | Midmark Corp | Table, Exam |  | TABLEEXAM-Midmark Corp-100-035 |  |  |  |  | Covered PM Repair - Biomedical | MHHS-MG
NO | NO |  |  |  | 041-20850 |  | Midmark Corp | 100-035 |  | 104945e | MH MG - (MC) - UROLOGY MC (MP3) | MHHS-MG |  | Table, Exam |  | 041-20850 |  | West & Memorial City |  | MH MG - (MC) - UROLOGY MC (MP3) | [5 empty] | TABLES, EXAMINATION/TREATMENT |  | TABLEEXAM-Midmark Corp-100-035 | TABLEEXAM | 100-035 |  |  |  | Midmark Corp | Table, Exam |  | TABLEEXAM-Midmark Corp-100-035 |  |  |  |  | Covered PM Repair - Biomedical | MHHS-MG
NO | NO |  |  |  | 041-20851 |  | Midmark Corp | 100-035 |  |  | MH MG - (MC) - UROLOGY MC (MP3) | MHHS-MG |  | Table, Exam |  | 041-20851 |  | West & Memorial City |  | MH MG - (MC) - UROLOGY MC (MP3) | [5 empty] | TABLES, EXAMINATION/TREATMENT |  | TABLEEXAM-Midmark Corp-100-035 | TABLEEXAM | 100-035 |  |  |  | Midmark Corp | Table, Exam |  | TABLEEXAM-Midmark Corp-100-035 |  |  |  |  | Covered PM Repair - Biomedical | MHHS-MG
NO | NO |  |  |  | 041-20852 |  | Midmark Corp | 100-035 |  | 105431c | MH MG - (MC) - UROLOGY MC (MP3) | MHHS-MG |  | Table, Exam |  | 041-20852 |  | West & Memorial City |  | MH MG - (MC) - UROLOGY MC (MP3) | [5 empty] | TABLES, EXAMINATION/TREATMENT |  | TABLEEXAM-Midmark Corp-100-035 | TABLEEXAM | 100-035 |  |  |  | Midmark Corp | Table, Exam |  | TABLEEXAM-Midmark Corp-100-035 |  |  |  |  | Covered PM Repair - Biomedical | MHHS-MG
NO | NO |  |  |  | 041-20853 |  | Midmark Corp | 100-035 |  | 104945a | MH MG - (MC) - UROLOGY MC (MP3) | MHHS-MG |  | Table, Exam |  | 041-20853 |  | West & Memorial City |  | MH MG - (MC) - UROLOGY MC (MP3) | [5 empty] | TABLES, EXAMINATION/TREATMENT |  | TABLEEXAM-Midmark Corp-100-035 | TABLEEXAM | 100-035 |  |  |  | Midmark Corp | Table, Exam |  | TABLEEXAM-Midmark Corp-100-035 |  |  |  |  | Covered PM Repair - Biomedical | MHHS-MG
NO | NO |  |  |  | 041-20854 |  | Midmark Corp | 100-035 |  | 104945c | MH MG - (MC) - UROLOGY MC (MP3) | MHHS-MG |  | Table, Exam |  | 041-20854 |  | West & Memorial City |  | MH MG - (MC) - UROLOGY MC (MP3) | [5 empty] | TABLES, EXAMINATION/TREATMENT |  | TABLEEXAM-Midmark Corp-100-035 | TABLEEXAM | 100-035 |  |  |  | Midmark Corp | Table, Exam |  | TABLEEXAM-Midmark Corp-100-035 |  |  |  |  | Covered PM Repair - Biomedical | MHHS-MG
NO | NO |  |  |  | 041-20855 |  | Midmark Corp | 100-035 |  | 104945b | MH MG - (MC) - UROLOGY MC (MP3) | MHHS-MG |  | Table, Exam |  | 041-20855 |  | West & Memorial City |  | MH MG - (MC) - UROLOGY MC (MP3) | [5 empty] | TABLES, EXAMINATION/TREATMENT |  | TABLEEXAM-Midmark Corp-100-035 | TABLEEXAM | 100-035 |  |  |  | Midmark Corp | Table, Exam |  | TABLEEXAM-Midmark Corp-100-035 |  |  |  |  | Covered PM Repair - Biomedical | MHHS-MG
NO | NO |  |  |  | 041-20202 |  | Midmark Corp | 100-037 |  | KE028506 | MH MG - (MC) - UROLOGY MC (MP3) | MHHS-MG |  | Table, Exam |  | 041-20202 |  | West & Memorial City |  | MH MG - (MC) - UROLOGY MC (MP3) | [5 empty] | TABLES, EXAMINATION/TREATMENT |  | TABLEEXAM-Midmark Corp-100-037 | TABLEEXAM | 100-037 |  |  |  | Midmark Corp | Table, Exam |  | TABLEEXAM-Midmark Corp-100-037 |  |  |  |  | Covered PM Repair - Biomedical | MHHS-MG
NO | YES |  |  |  | 000-02830 | 000-02830 | Midmark Corp |  |  | C2364 | MH MG-(STX)-South Texas-Wharton | MHHS-MG |  | Table, Exam |  | 000-02830 | 000-02830 | South | MHHS-MG | MH MG-(STX)-South Texas-Wharton | Exam room 2 | 10/1/17 | 10/1/18 |  |  | TABLES, EXAMINATION/TREATMENT | Table, Exam | TABLEEXAM-Midmark Corp-102 | TABLEEXAM |  |  |  |  | Midmark Corp | Table, Exam |  | TABLEEXAM-Midmark Corp-102 |  | 7/1/18 |  |  | Covered PM Repair - Biomedical | MHHS-MG | [7 empty] | Table, Exam | TABLEEXAM | Table, Exam | Midmark Corp
NO | YES |  |  |  | 129-06559 | 129-06559 | Midmark Corp |  |  | C2348 | MH MG-(STX)-South Texas-Wharton | MHHS-MG |  | Table, Exam |  | 129-06559 | 129-06559 | South | MHHS-MG | MH MG-(STX)-South Texas-Wharton | Primary care exam room 16 | 10/1/17 | 10/1/20 |  |  | TABLES, EXAMINATION/TREATMENT | Table, Exam | TABLEEXAM-Midmark Corp-102 | TABLEEXAM |  |  |  |  | Midmark Corp | Table, Exam |  | TABLEEXAM-Midmark Corp-102 |  | 7/1/18 |  |  | Covered PM Repair - Biomedical | MHHS-MG | [7 empty] | Table, Exam | TABLEEXAM | Table, Exam | Midmark Corp
NO | YES |  |  |  | 129-07298 | 129-07298 | Midmark Corp |  |  | C2349 | MH MG-(STX)-South Texas-Wharton | MHHS-MG |  | Table, Exam |  | 129-07298 | 129-07298 | South | MHHS-MG | MH MG-(STX)-South Texas-Wharton | Exam room 29 | 10/1/17 | 10/1/20 |  |  | TABLES, EXAMINATION/TREATMENT | Table, Exam | TABLEEXAM-Midmark Corp-102 | TABLEEXAM |  |  |  |  | Midmark Corp | Table, Exam |  | TABLEEXAM-Midmark Corp-102 |  | 7/1/18 |  |  | Covered PM Repair - Biomedical | MHHS-MG | [7 empty] | Table, Exam | TABLEEXAM | Table, Exam | Midmark Corp
YES | YES |  |  |  | 000-02827 | 000-02827 | Midmark Corp |  |  | NSN | Peds 1 |  |  |  |  | 000-02827 | 000-02827 | South | Memorial Hermann Medical Group Wharton | Peds 1 | Exam room 3 | 10/1/19 | 10/1/20 |  |  |  | Table, Exam | [23 empty] | Table, Exam | TABLEEXAM | Table, Exam | Midmark Corp
NO | NO |  |  |  | 041-32049 |  | Midmark Corp |  |  | None | CAHF - (MC) - MEMORIAL CITY [MP3-STE300] | MHHS - Heart Failure Clinics |  | Table, Exam |  | 041-32049 |  | West & Memorial City |  | CAHF - (MC) - MEMORIAL CITY [MP3-STE300] | [5 empty] | TABLES, EXAMINATION/TREATMENT |  | TABLEEXAM-Midmark Corp-102 | TABLEEXAM |  |  |  |  | Midmark Corp | Table, Exam |  | TABLEEXAM-Midmark Corp-102 |  |  |  |  | Covered PM Repair - Biomedical | MHHS - Heart Failure Clinics
NO | YES |  |  |  | 017-00167 | 017-00167 | Midmark Corp |  |  | CD041556 | MH MG-(SL)-Physicians At Sugar Creek | MHHS-MG |  | Table, Exam |  | 017-00167 | 017-00167 | Sugar Land | MHHS-MG | MH MG-(SL)-Physicians At Sugar Creek | Exam 2 | 11/1/18 |  |  | One time safety | TABLES, EXAMINATION/TREATMENT | Table, Exam | TABLEEXAM-Midmark Corp-104 | TABLEEXAM |  |  |  |  | Midmark Corp | Table, Exam |  | TABLEEXAM-Midmark Corp-104 |  | 3/5/15 |  |  | Covered PM Repair - Biomedical | MHHS-MG | [7 empty] | Table, Exam | TABLEEXAM | Table, Exam | Midmark Corp
NO | YES |  |  |  | 017-00170 | 017-00170 | Midmark Corp |  |  | CD046004 | MH MG-(SL)-Physicians At Sugar Creek | MHHS-MG |  | Table, Exam |  | 017-00170 | 017-00170 | Sugar Land | MHHS-MG | MH MG-(SL)-Physicians At Sugar Creek | Exam 7 | 11/1/18 |  |  |  | TABLES, EXAMINATION/TREATMENT | Table, Exam | TABLEEXAM-Midmark Corp-104 | TABLEEXAM |  |  |  |  | Midmark Corp | Table, Exam |  | TABLEEXAM-Midmark Corp-104 |  | 3/5/15 |  |  | Covered PM Repair - Biomedical | MHHS-MG | [7 empty] | Table, Exam | TABLEEXAM | Table, Exam | Midmark Corp
NO | YES |  |  |  | 017-00173 | 017-00173 | Midmark Corp |  |  | CD042387 | MH MG-(SL)-Physicians At Sugar Creek | MHHS-MG |  | Table, Exam |  | 017-00173 | 017-00173 | Sugar Land | MHHS-MG | MH MG-(SL)-Physicians At Sugar Creek | Exam 5 | 11/1/18 |  |  |  | TABLES, EXAMINATION/TREATMENT | Table, Exam | TABLEEXAM-Midmark Corp-104 | TABLEEXAM |  |  |  |  | Midmark Corp | Table, Exam |  | TABLEEXAM-Midmark Corp-104 |  | 3/5/15 |  |  | Covered PM Repair - Biomedical | MHHS-MG | [7 empty] | Table, Exam | TABLEEXAM | Table, Exam | Midmark Corp
NO | YES |  |  |  | 017-00179 | 017-00179 | Midmark Corp |  |  | CD046009 | MH MG-(SL)-Physicians At Sugar Creek | MHHS-MG |  | Table, Exam |  | 017-00179 | 017-00179 | Sugar Land | MHHS-MG | MH MG-(SL)-Physicians At Sugar Creek | Exam 4 | 11/1/18 |  |  |  | TABLES, EXAMINATION/TREATMENT | Table, Exam | TABLEEXAM-Midmark Corp-104 | TABLEEXAM |  |  |  |  | Midmark Corp | Table, Exam |  | TABLEEXAM-Midmark Corp-104 |  | 3/5/15 |  |  | Covered PM Repair - Biomedical | MHHS-MG | [7 empty] | Table, Exam | TABLEEXAM | Table, Exam | Midmark Corp
NO | YES |  |  |  | 017-00185 | 017-00185 | Midmark Corp |  |  | CD042198 | MH MG-(SL)-Physicians At Sugar Creek | MHHS-MG |  | Table, Exam |  | 017-00185 | 017-00185 | Sugar Land | MHHS-MG | MH MG-(SL)-Physicians At Sugar Creek | Exam 8 | 11/1/18 |  |  | One time safety | TABLES, EXAMINATION/TREATMENT | Table, Exam | TABLEEXAM-Midmark Corp-104 | TABLEEXAM |  |  |  |  | Midmark Corp | Table, Exam |  | TABLEEXAM-Midmark Corp-104 |  | 3/5/15 |  |  | Covered PM Repair - Biomedical | MHHS-MG | [7 empty] | Table, Exam | TABLEEXAM | Table, Exam | Midmark Corp
NO | YES |  |  |  | 017-00193 | 017-00193 | Midmark Corp |  |  | CD042196 | MH MG-(SL)-Physicians At Sugar Creek | MHHS-MG |  | Table, Exam |  | 017-00193 | 017-00193 | Sugar Land | MHHS-MG | MH MG-(SL)-Physicians At Sugar Creek | Orange Exam 10 | 11/1/18 |  |  |  | TABLES, EXAMINATION/TREATMENT | Table, Exam | TABLEEXAM-Midmark Corp-104 | TABLEEXAM |  |  |  |  | Midmark Corp | Table, Exam |  | TABLEEXAM-Midmark Corp-104 |  | 3/5/15 |  |  | Covered PM Repair - Biomedical | MHHS-MG | [7 empty] | Table, Exam | TABLEEXAM | Table, Exam | Midmark Corp
NO | YES |  |  |  | 017-00216 | 017-00216 | Midmark Corp |  |  | CD046012 | MH MG-(SL)-Physicians At Sugar Creek | MHHS-MG |  | Table, Exam |  | 017-00216 | 017-00216 | Sugar Land | MHHS-MG | MH MG-(SL)-Physicians At Sugar Creek | Exam NW.3 | 11/1/18 |  |  |  | TABLES, EXAMINATION/TREATMENT | Table, Exam | TABLEEXAM-Midmark Corp-104 | TABLEEXAM |  |  |  |  | Midmark Corp | Table, Exam |  | TABLEEXAM-Midmark Corp-104 |  | 3/5/15 |  |  | Covered PM Repair - Biomedical | MHHS-MG | [7 empty] | Table, Exam | TABLEEXAM | Table, Exam | Midmark Corp
NO | YES |  |  |  | 017-00225 | 017-00225 | Midmark Corp |  |  | CD042199 | MH MG-(SL)-Physicians At Sugar Creek | MHHS-MG |  | Table, Exam |  | 017-00225 | 017-00225 | Sugar Land | MHHS-MG | MH MG-(SL)-Physicians At Sugar Creek | SW.3 | 11/1/18 |  |  |  | TABLES, EXAMINATION/TREATMENT | Table, Exam | TABLEEXAM-Midmark Corp-104 | TABLEEXAM |  |  |  |  | Midmark Corp | Table, Exam |  | TABLEEXAM-Midmark Corp-104 |  | 3/5/15 |  |  | Covered PM Repair - Biomedical | MHHS-MG | [7 empty] | Table, Exam | TABLEEXAM | Table, Exam | Midmark Corp
NO | YES |  |  |  | 017-00584 | 017-00584 | Midmark Corp |  |  | KE056831 | MH MG-(SL)-Physicians At Sugar Creek | MHHS-MG |  | Table, Exam |  | 017-00584 | 017-00584 | Sugar Land | MHHS-MG | MH MG-(SL)-Physicians At Sugar Creek | Green Pod | 11/1/17 |  |  |  | TABLES, EXAMINATION/TREATMENT | Table, Exam | TABLEEXAM-Midmark Corp-104 | TABLEEXAM |  |  |  |  | Midmark Corp | Table, Exam |  | TABLEEXAM-Midmark Corp-104 |  | 3/5/15 |  |  | Covered PM Repair - Biomedical | MHHS-MG | [7 empty] | Table, Exam | TABLEEXAM | Table, Exam | Midmark Corp
NO | YES |  |  |  | 017-00588 | 017-00588 | Midmark Corp |  |  | KE056827 | MH MG-(SL)-Physicians At Sugar Creek | MHHS-MG |  | Table, Exam |  | 017-00588 | 017-00588 | Sugar Land | MHHS-MG | MH MG-(SL)-Physicians At Sugar Creek | Grey Pod | 11/1/17 |  |  |  | TABLES, EXAMINATION/TREATMENT | Table, Exam | TABLEEXAM-Midmark Corp-104 | TABLEEXAM |  |  |  |  | Midmark Corp | Table, Exam |  | TABLEEXAM-Midmark Corp-104 |  | 3/5/15 |  |  | Covered PM Repair - Biomedical | MHHS-MG | [7 empty] | Table, Exam | TABLEEXAM | Table, Exam | Midmark Corp
NO | YES |  |  |  | 017-00590 | 017-00590 | Midmark Corp |  |  | KE056828 | MH MG-(SL)-Physicians At Sugar Creek | MHHS-MG |  | Table, Exam |  | 017-00590 | 017-00590 | Sugar Land | MHHS-MG | MH MG-(SL)-Physicians At Sugar Creek | Green Pod | 11/1/17 |  |  |  | TABLES, EXAMINATION/TREATMENT | Table, Exam | TABLEEXAM-Midmark Corp-104 | TABLEEXAM |  |  |  |  | Midmark Corp | Table, Exam |  | TABLEEXAM-Midmark Corp-104 |  | 3/5/15 |  |  | Covered PM Repair - Biomedical | MHHS-MG | [7 empty] | Table, Exam | TABLEEXAM | Table, Exam | Midmark Corp
NO | YES |  |  |  | 017-00617 | 017-00617 | Midmark Corp |  |  | KE056822 | MH MG-(SL)-Physicians At Sugar Creek | MHHS-MG |  | Table, Exam |  | 017-00617 | 017-00617 | Sugar Land | MHHS-MG | MH MG-(SL)-Physicians At Sugar Creek | Purple Exam 4 | 11/1/17 |  |  |  | TABLES, EXAMINATION/TREATMENT | Table, Exam | TABLEEXAM-Midmark Corp-104 | TABLEEXAM |  |  |  |  | Midmark Corp | Table, Exam |  | TABLEEXAM-Midmark Corp-104 |  | 3/5/15 |  |  | Covered PM Repair - Biomedical | MHHS-MG | [7 empty] | Table, Exam | TABLEEXAM | Table, Exam | Midmark Corp
NO | YES |  |  |  | 017-00729 | 017-00729 | Midmark Corp |  |  | KE056829 | MH MG-(SL)-Physicians At Sugar Creek | MHHS-MG |  | Table, Exam |  | 017-00729 | 017-00729 | Sugar Land | MHHS-MG | MH MG-(SL)-Physicians At Sugar Creek | Purple Exam 5 | 11/1/17 |  |  |  | TABLES, EXAMINATION/TREATMENT | Table, Exam | TABLEEXAM-Midmark Corp-104 | TABLEEXAM |  |  |  |  | Midmark Corp | Table, Exam |  | TABLEEXAM-Midmark Corp-104 |  | 3/6/15 |  |  | Covered PM Repair - Biomedical | MHHS-MG | [7 empty] | Table, Exam | TABLEEXAM | Table, Exam | Midmark Corp
NO | YES |  |  |  | 017-00756 | 017-00756 | Midmark Corp |  |  | KE056832 | MH MG-(SL)-Physicians At Sugar Creek | MHHS-MG |  | Table, Exam |  | 017-00756 | 017-00756 | Sugar Land | MHHS-MG | MH MG-(SL)-Physicians At Sugar Creek | Exam 5 | 11/1/18 |  |  | One time safety | TABLES, EXAMINATION/TREATMENT | Table, Exam | TABLEEXAM-Midmark Corp-104 | TABLEEXAM |  |  |  |  | Midmark Corp | Table, Exam |  | TABLEEXAM-Midmark Corp-104 |  | 7/19/13 |  |  | Covered PM Repair - Biomedical | MHHS-MG | [7 empty] | Table, Exam | TABLEEXAM | Table, Exam | Midmark Corp
NO | YES |  |  |  | 017-00758 | 017-00758 | Midmark Corp |  |  | CD039859 | MH MG-(SL)-Physicians At Sugar Creek | MHHS-MG |  | Table, Exam |  | 017-00758 | 017-00758 | Sugar Land | MHHS-MG | MH MG-(SL)-Physicians At Sugar Creek |  | 11/1/18 | 11/1/19 |  |  | TABLES, EXAMINATION/TREATMENT | Table, Exam | TABLEEXAM-Midmark Corp-104 | TABLEEXAM |  |  |  |  | Midmark Corp | Table, Exam |  | TABLEEXAM-Midmark Corp-104 |  | 7/19/14 |  |  | Covered PM Repair - Biomedical | MHHS-MG | [7 empty] | Table, Exam | TABLEEXAM | Table, Exam | Midmark Corp
NO | YES |  |  |  | 017-00760 | 017-00760 | Midmark Corp |  |  | CD020928 | MH MG-(SL)-Physicians At Sugar Creek | MHHS-MG |  | Table, Exam |  | 017-00760 | 017-00760 | Sugar Land | MHHS-MG | MH MG-(SL)-Physicians At Sugar Creek | Exam 6 | 11/1/18 |  |  | One time safety | TABLES, EXAMINATION/TREATMENT | Table, Exam | TABLEEXAM-Midmark Corp-104 | TABLEEXAM |  |  |  |  | Midmark Corp | Table, Exam |  | TABLEEXAM-Midmark Corp-104 |  | 7/19/13 |  |  | Covered PM Repair - Biomedical | MHHS-MG | [7 empty] | Table, Exam | TABLEEXAM | Table, Exam | Midmark Corp
NO | YES |  |  |  | 129-01518 | 129-01518 | Midmark Corp |  |  | KE056826 | MH MG-(SL)-Physicians At Sugar Creek | MHHS-MG |  | Table, Exam |  | 129-01518 | 129-01518 | Sugar Land | MHHS-MG | MH MG-(SL)-Physicians At Sugar Creek | Green Pod | 11/1/17 |  |  |  | TABLES, EXAMINATION/TREATMENT | Table, Exam | TABLEEXAM-Midmark Corp-104 | TABLEEXAM |  |  |  |  | Midmark Corp | Table, Exam |  | TABLEEXAM-Midmark Corp-104 |  | 7/19/13 |  |  | Covered PM Repair - Biomedical | MHHS-MG | [7 empty] | Table, Exam | TABLEEXAM | Table, Exam | Midmark Corp
NO | YES |  |  |  | 129-01520 | 129-01520 | Midmark Corp |  |  | KE056830 | MH MG-(SL)-Physicians At Sugar Creek | MHHS-MG |  | Table, Exam |  | 129-01520 | 129-01520 | Sugar Land | MHHS-MG | MH MG-(SL)-Physicians At Sugar Creek | Green Pod | 11/1/17 |  |  |  | TABLES, EXAMINATION/TREATMENT | Table, Exam | TABLEEXAM-Midmark Corp-104 | TABLEEXAM |  |  |  |  | Midmark Corp | Table, Exam |  | TABLEEXAM-Midmark Corp-104 |  | 7/19/14 |  |  | Covered PM Repair - Biomedical | MHHS-MG | [7 empty] | Table, Exam | TABLEEXAM | Table, Exam | Midmark Corp
NO | YES |  |  |  | 129-01524 | 129-01524 | Midmark Corp |  |  | KE056825 | MH MG-(SL)-Physicians At Sugar Creek | MHHS-MG |  | Table, Exam |  | 129-01524 | 129-01524 | Sugar Land | MHHS-MG | MH MG-(SL)-Physicians At Sugar Creek | Green room 5 | 11/1/17 |  |  |  | TABLES, EXAMINATION/TREATMENT | Table, Exam | TABLEEXAM-Midmark Corp-104 | TABLEEXAM |  |  |  |  | Midmark Corp | Table, Exam |  | TABLEEXAM-Midmark Corp-104 |  | 7/19/14 |  |  | Covered PM Repair - Biomedical | MHHS-MG | [7 empty] | Table, Exam | TABLEEXAM | Table, Exam | Midmark Corp
NO | YES |  |  |  | 129-01526 | 129-01526 | Midmark Corp |  |  | KE054661 | MH MG-(SL)-Physicians At Sugar Creek | MHHS-MG |  | Table, Exam |  | 129-01526 | 129-01526 | Sugar Land | MHHS-MG | MH MG-(SL)-Physicians At Sugar Creek | Green room 4 | 11/1/17 |  |  |  | TABLES, EXAMINATION/TREATMENT | Table, Exam | TABLEEXAM-Midmark Corp-104 | TABLEEXAM |  |  |  |  | Midmark Corp | Table, Exam |  | TABLEEXAM-Midmark Corp-104 |  | 7/19/14 |  |  | Covered PM Repair - Biomedical | MHHS-MG | [7 empty] | Table, Exam | TABLEEXAM | Table, Exam | Midmark Corp
NO | YES |  |  |  | 129-01528 | 129-01528 | Midmark Corp |  |  | KE056823 | MH MG-(SL)-Physicians At Sugar Creek | MHHS-MG |  | Table, Exam |  | 129-01528 | 129-01528 | Sugar Land | MHHS-MG | MH MG-(SL)-Physicians At Sugar Creek | Green Exam 6 | 11/1/17 |  |  |  | TABLES, EXAMINATION/TREATMENT | Table, Exam | TABLEEXAM-Midmark Corp-104 | TABLEEXAM |  |  |  |  | Midmark Corp | Table, Exam |  | TABLEEXAM-Midmark Corp-104 |  | 7/19/14 |  |  | Covered PM Repair - Biomedical | MHHS-MG | [7 empty] | Table, Exam | TABLEEXAM | Table, Exam | Midmark Corp
NO | YES |  |  |  | 129-01532 | 129-01532 | Midmark Corp |  |  | KE056821 | MH MG-(SL)-Physicians At Sugar Creek | MHHS-MG |  | Table, Exam |  | 129-01532 | 129-01532 | Sugar Land | MHHS-MG | MH MG-(SL)-Physicians At Sugar Creek |  | 11/1/16 | 11/1/17 |  |  | TABLES, EXAMINATION/TREATMENT | Table, Exam | TABLEEXAM-Midmark Corp-104 | TABLEEXAM |  |  |  |  | Midmark Corp | Table, Exam |  | TABLEEXAM-Midmark Corp-104 |  | 7/19/13 |  |  | Covered PM Repair - Biomedical | MHHS-MG | [7 empty] | Table, Exam | TABLEEXAM | Table, Exam | Midmark Corp
NO | YES |  |  |  | 129-01539 | 129-01539 | Midmark Corp |  |  | KE056833 | MH MG-(SL)-Physicians At Sugar Creek | MHHS-MG |  | Table, Exam |  | 129-01539 | 129-01539 | Sugar Land | MHHS-MG | MH MG-(SL)-Physicians At Sugar Creek | NW.3 | 11/1/18 |  |  |  | TABLES, EXAMINATION/TREATMENT | Table, Exam | TABLEEXAM-Midmark Corp-104 | TABLEEXAM |  |  |  |  | Midmark Corp | Table, Exam |  | TABLEEXAM-Midmark Corp-104 |  | 7/19/14 |  |  | Covered PM Repair - Biomedical | MHHS-MG | [7 empty] | Table, Exam | TABLEEXAM | Table, Exam | Midmark Corp
NO | YES |  |  |  | 069-03903 | 069-03903 | Midmark Corp |  |  | NSN | Neighborhood Clinic-(GH)-Northwest Cc | MHHS-Neighborhood Clinics |  | Table, Exam |  | 069-03903 | 069-03903 | Central | MHHS-Others | Neighborhood Clinic-(GH)-Northwest Cc |  | 4/1/18 | 3/1/19 |  |  | TABLES, EXAMINATION/TREATMENT | Table, Exam | TABLEEXAM-Midmark Corp-104 | TABLEEXAM |  |  |  |  | Midmark Corp | Table, Exam |  | TABLEEXAM-Midmark Corp-104 |  | 7/19/14 |  |  | Covered PM Repair - Biomedical | MHHS-Neighborhood Clinics | [7 empty] | Table, Exam | TABLEEXAM | Table, Exam | Midmark Corp
NO | YES |  |  |  | 069-03906 | 069-03906 | Midmark Corp |  |  | NSN | Neighborhood Clinic-(GH)-Northwest Cc | MHHS-Neighborhood Clinics |  | Table, Exam |  | 069-03906 | 069-03906 | Central | MHHS-Others | Neighborhood Clinic-(GH)-Northwest Cc |  |  | 2/1/20 |  |  | TABLES, EXAMINATION/TREATMENT | Table, Exam | TABLEEXAM-Midmark Corp-104 | TABLEEXAM |  |  |  |  | Midmark Corp | Table, Exam |  | TABLEEXAM-Midmark Corp-104 |  | 7/19/14 |  |  | Covered PM Repair - Biomedical | MHHS-Neighborhood Clinics | [7 empty] | Table, Exam | TABLEEXAM | Table, Exam | Midmark Corp
YES | YES | Serial Number Cnf |  |  | 005-12006 | 005-12006 | Midmark Corp |  |  | Cnf | SE - NEONATAL ICU |  |  |  |  | 005-12006 | 005-12006 | Southeast | Memorial Hermann Southeast Hospital | SE - NEONATAL ICU |  |  |  | 4/1/20 |  |  | Table, Exam | TABLEEXAM-Midmark Corp-104 | [22 empty] | Table, Exam | TABLEEXAM | Table, Exam | Midmark Corp
NO | NO |  |  |  | 041-32047 |  | Midmark Corp |  |  | None | CAHF - (MC) - MEMORIAL CITY [MP3-STE300] | MHHS - Heart Failure Clinics |  | Table, Exam |  | 041-32047 |  | West & Memorial City |  | CAHF - (MC) - MEMORIAL CITY [MP3-STE300] | [5 empty] | TABLES, EXAMINATION/TREATMENT |  | TABLEEXAM-Midmark Corp-104 | TABLEEXAM |  |  |  |  | Midmark Corp | Table, Exam |  | TABLEEXAM-Midmark Corp-104 |  |  |  |  | Covered PM Repair - Biomedical | MHHS - Heart Failure Clinics
NO | NO |  |  |  | 017-00182 |  | Midmark Corp |  |  | CD046010 | MH MG - (SL) - PHYSICIANS AT SUGAR CREEK | MHHS-MG |  | Table, Exam |  | 017-00182 |  | Sugar Land |  | MH MG - (SL) - PHYSICIANS AT SUGAR CREEK | [5 empty] | TABLES, EXAMINATION/TREATMENT |  | TABLEEXAM-Midmark Corp-104 | TABLEEXAM |  |  |  |  | Midmark Corp | Table, Exam |  | TABLEEXAM-Midmark Corp-104 |  |  |  |  | Covered PM Repair - Biomedical | MHHS-MG
NO | NO |  |  |  | 017-00188 |  | Midmark Corp |  |  | CD046008 | MH MG - (SL) - PHYSICIANS AT SUGAR CREEK | MHHS-MG |  | Table, Exam |  | 017-00188 |  | Sugar Land |  | MH MG - (SL) - PHYSICIANS AT SUGAR CREEK | [5 empty] | TABLES, EXAMINATION/TREATMENT |  | TABLEEXAM-Midmark Corp-104 | TABLEEXAM |  |  |  |  | Midmark Corp | Table, Exam |  | TABLEEXAM-Midmark Corp-104 |  |  |  |  | Covered PM Repair - Biomedical | MHHS-MG
NO | NO |  |  |  | 013-08786 |  | Midmark Corp |  |  | NSN | NEIGHBORHOOD CLINIC - (GH) - NORTHWEST CC | MHHS-Neighborhood Clinics |  | Table, Exam |  | 013-08786 |  | Central & Greater Heights |  | NEIGHBORHOOD CLINIC - (GH) - NORTHWEST CC | [5 empty] | TABLES, EXAMINATION/TREATMENT |  | TABLEEXAM-Midmark Corp-104 | TABLEEXAM |  |  |  |  | Midmark Corp | Table, Exam |  | TABLEEXAM-Midmark Corp-104 |  |  |  |  | Covered PM Repair - Biomedical | MHHS-Neighborhood Clinics
NO | NO |  |  |  | 041-20192 |  | Midmark Corp | 104-035-200 |  | KC042250 | MH MG - (MC) - UROLOGY MC (MP3) | MHHS-MG |  | Table, Exam |  | 041-20192 |  | West & Memorial City |  | MH MG - (MC) - UROLOGY MC (MP3) | [5 empty] | TABLES, EXAMINATION/TREATMENT |  | TABLEEXAM-Midmark Corp-104-035-200 | TABLEEXAM | 104-035-200 |  |  |  | Midmark Corp | Table, Exam |  | TABLEEXAM-Midmark Corp-104-035-200 |  |  |  |  | Covered PM Repair - Biomedical | MHHS-MG
NO | NO |  |  |  | 041-20193 |  | Midmark Corp | 104-035-200 |  | V42207 | MH MG - (MC) - UROLOGY MC (MP3) | MHHS-MG |  | Table, Exam |  | 041-20193 |  | West & Memorial City |  | MH MG - (MC) - UROLOGY MC (MP3) | [5 empty] | TABLES, EXAMINATION/TREATMENT |  | TABLEEXAM-Midmark Corp-104-035-200 | TABLEEXAM | 104-035-200 |  |  |  | Midmark Corp | Table, Exam |  | TABLEEXAM-Midmark Corp-104-035-200 |  |  |  |  | Covered PM Repair - Biomedical | MHHS-MG
NO | NO |  |  |  | 041-20194 |  | Midmark Corp | 104-035-200 |  | V42205 | MH MG - (MC) - UROLOGY MC (MP3) | MHHS-MG |  | Table, Exam |  | 041-20194 |  | West & Memorial City |  | MH MG - (MC) - UROLOGY MC (MP3) | [5 empty] | TABLES, EXAMINATION/TREATMENT |  | TABLEEXAM-Midmark Corp-104-035-200 | TABLEEXAM | 104-035-200 |  |  |  | Midmark Corp | Table, Exam |  | TABLEEXAM-Midmark Corp-104-035-200 |  |  |  |  | Covered PM Repair - Biomedical | MHHS-MG
NO | NO |  |  |  | 041-20195 |  | Midmark Corp | 104-035-200 |  | V42198 | MH MG - (MC) - UROLOGY MC (MP3) | MHHS-MG |  | Table, Exam |  | 041-20195 |  | West & Memorial City |  | MH MG - (MC) - UROLOGY MC (MP3) | [5 empty] | TABLES, EXAMINATION/TREATMENT |  | TABLEEXAM-Midmark Corp-104-035-200 | TABLEEXAM | 104-035-200 |  |  |  | Midmark Corp | Table, Exam |  | TABLEEXAM-Midmark Corp-104-035-200 |  |  |  |  | Covered PM Repair - Biomedical | MHHS-MG
NO | NO | [5 empty] | Midmark Corp |  |  | K2900 | PARC - GESSNER INPATIENT REHAB | MHHS-PARC |  | Table, Exam |  |  |  | Central & Greater Heights |  | PARC - GESSNER INPATIENT REHAB | [5 empty] | TABLES, EXAMINATION/TREATMENT |  | TABLEEXAM-Midmark Corp-111 | TABLEEXAM |  |  |  |  | Midmark Corp | Table, Exam |  | TABLEEXAM-Midmark Corp-111 |  |  |  |  | Covered PM Repair - Biomedical | MHHS-PARC
NO | YES |  |  |  | 129-06369 | 129-06369 | Midmark Corp |  |  | EY006697 | MH MG-(STX)-South Texas-Wharton | MHHS-MG |  | Table, Exam |  | 129-06369 | 129-06369 | South | MHHS-MG | MH MG-(STX)-South Texas-Wharton | Exam 9 | 10/1/18 |  |  |  | TABLES, EXAMINATION/TREATMENT | Chair, Exam, Electric | TABLEEXAM-Midmark Corp-119 | TABLEEXAM |  |  |  |  | Midmark Corp | Table, Exam |  | TABLEEXAM-Midmark Corp-119 |  | 7/1/18 |  |  | Covered PM Repair - Biomedical | MHHS-MG | [7 empty] | Chair, Exam, Electric | CHAIREXAMELECTRIC | Chair, Exam, Electric | Midmark Corp
NO | YES |  |  |  | 017-01137 | 017-01137 | Midmark Corp |  |  | NSN | MH MG-(PL)-Pearland Multi-Specialty (Mp 2) |  |  |  |  | 017-01137 | 017-01137 | Pearland | MHHS-MG | MH MG-(PL)-Pearland Multi-Specialty (Mp 2) | Pearland | 2/1/20 |  |  |  |  | Table, Exam | TABLEEXAM-Midmark Corp-204 | [22 empty] | Table, Exam | TABLEEXAM | Table, Exam | Midmark Corp
NO | YES |  |  |  | 929-01274 | 929-01274 | Midmark Corp |  |  | NSN | MH MG-(PL)-Pearland Multi-Specialty (Mp 2) |  |  |  |  | 929-01274 | 929-01274 | Pearland | MHHS-MG | MH MG-(PL)-Pearland Multi-Specialty (Mp 2) | Timeshare | 2/1/20 |  |  |  |  | Table, Exam | TABLEEXAM-Midmark Corp-204 | [22 empty] | Table, Exam | TABLEEXAM | Table, Exam | Midmark Corp
YES | YES |  |  |  | 133-10016 | 133-10016 | Midmark Corp |  |  | V1622097 | Urgent care West University |  |  |  |  | 133-10016 | 133-10016 | TMC | Urgent care centerBelair | Urgent care West University | Exam room 5 | [5 empty] | Table, Exam | TABLEEXAM-Midmark Corp-204 | [22 empty] | Table, Exam | TABLEEXAM | Table, Exam | Midmark Corp
YES | YES | Serial Number Cnf |  |  | 099-01172 | 099-01172 | Midmark Corp |  |  | Cnf | NE - ER |  |  |  |  | 099-01172 | 099-01172 | Katy | Memorial Hermann Northeast Hospital | NE - ER | Main Lobby Desk | [5 empty] | Table, Exam | TABLEEXAM-Midmark Corp-204 | [22 empty] | Table, Exam | TABLEEXAM | Table, Exam | Midmark Corp
YES | YES |  |  |  | 929-01207 | 929-01207 | Midmark Corp |  |  | V1664935 | TWL CARDIO |  |  |  |  | 929-01207 | 929-01207 | Woodlands | Memorial Hermann The Woodlands Medical Center | TWL CARDIO | TWL CADRIO | [5 empty] | Table, Exam | TABLEEXAM-Midmark Corp-204 | [22 empty] | Table, Exam | TABLEEXAM | Table, Exam | Midmark Corp
YES | YES |  |  |  | 929-01212 | 929-01212 | Midmark Corp |  |  | V1664943 | TWL CARDIO |  |  |  |  | 929-01212 | 929-01212 | Woodlands | Memorial Hermann The Woodlands Medical Center | TWL CARDIO | TWL CARDIO | [5 empty] | Table, Exam | TABLEEXAM-Midmark Corp-204 | [22 empty] | Table, Exam | TABLEEXAM | Table, Exam | Midmark Corp
YES | YES |  |  |  | 099-14941 | 099-14941 | Midmark Corp |  |  | V399091 | SE - CANCER CENTER |  |  |  |  | 099-14941 | 099-14941 | Southeast | Memorial Hermann Cancer Center - Southeast (#100) | SE - CANCER CENTER | MHCC | [5 empty] | Table, Exam | TABLEEXAM-Midmark Corp-204 | [22 empty] | Table, Exam | TABLEEXAM | Table, Exam | Midmark Corp
YES | YES |  |  |  | 099-09150 | 099-09150 | Midmark Corp |  |  | V1532358 | Transplant |  |  |  |  | 099-09150 | 099-09150 | TMC | Memorial Hermann-Texas Medical Center | Transplant | Room7 | [5 empty] | Table, Exam | TABLEEXAM-Midmark Corp-204 | [22 empty] | Table, Exam | TABLEEXAM | Table, Exam | Midmark Corp
YES | YES |  |  |  | 099-09698 | 099-09698 | Midmark Corp |  |  | V1532415 | TMC - JONES - TRANSPLANT CLINIC (1J) |  |  |  |  | 099-09698 | 099-09698 | TMC | Memorial Hermann-Texas Medical Center | TMC - JONES - TRANSPLANT CLINIC (1J) | J1. 425 | [5 empty] | Table, Exam | TABLEEXAM-Midmark Corp-204 | [22 empty] | Table, Exam | TABLEEXAM | Table, Exam | Midmark Corp
NO | YES |  |  |  | 017-01146 | 017-01146 | Midmark Corp | 204-001 |  | V1506175 | MH MG-(PL)-Pearland Clinic | MHHS-MG |  | Table, Exam |  | 017-01146 | 017-01146 | Pearland | MHHS-MG | MH MG-(PL)-Pearland Clinic | Exam 13 | 5/1/17 |  |  |  | TABLES, EXAMINATION/TREATMENT | Table, Exam | TABLEEXAM-Midmark Corp-204-001 | TABLEEXAM | 204-001 |  |  |  | Midmark Corp | Table, Exam |  | TABLEEXAM-Midmark Corp-204-001 |  | 1/5/19 |  |  | Covered PM Repair - Biomedical | MHHS-MG | [7 empty] | Table, Exam | TABLEEXAM | Table, Exam | Midmark Corp
NO | YES |  |  |  | 017-01148 | 017-01148 | Midmark Corp | 204-001 |  | V1506163 | MH MG-(PL)-Pearland Clinic | MHHS-MG |  | Table, Exam |  | 017-01148 | 017-01148 | Pearland | MHHS-MG | MH MG-(PL)-Pearland Clinic | Exam 14 | 8/1/17 |  |  | No pm required | TABLES, EXAMINATION/TREATMENT | Table, Exam | TABLEEXAM-Midmark Corp-204-001 | TABLEEXAM | 204-001 |  |  |  | Midmark Corp | Table, Exam |  | TABLEEXAM-Midmark Corp-204-001 |  | 1/5/19 |  |  | Covered PM Repair - Biomedical | MHHS-MG | [7 empty] | Table, Exam | TABLEEXAM | Table, Exam | Midmark Corp
NO | YES |  |  |  | 017-01150 | 017-01150 | Midmark Corp | 204-001 |  | V1506172 | MH MG-(PL)-Pearland Clinic | MHHS-MG |  | Table, Exam |  | 017-01150 | 017-01150 | Pearland | MHHS-MG | MH MG-(PL)-Pearland Clinic | Exam 15 |  |  |  |  | TABLES, EXAMINATION/TREATMENT | Table, Exam | TABLEEXAM-Midmark Corp-204-001 | TABLEEXAM | 204-001 |  |  |  | Midmark Corp | Table, Exam |  | TABLEEXAM-Midmark Corp-204-001 |  | 1/5/19 |  |  | Covered PM Repair - Biomedical | MHHS-MG | [7 empty] | Table, Exam | TABLEEXAM | Table, Exam | Midmark Corp
NO | YES |  |  |  | 017-01152 | 017-01152 | Midmark Corp | 204-001 |  | V1506180 | MH MG-(PL)-Pearland Clinic | MHHS-MG |  | Table, Exam |  | 017-01152 | 017-01152 | Pearland | MHHS-MG | MH MG-(PL)-Pearland Clinic | Exam 12 | 8/1/17 |  |  |  | TABLES, EXAMINATION/TREATMENT | Table, Exam | TABLEEXAM-Midmark Corp-204-001 | TABLEEXAM | 204-001 |  |  |  | Midmark Corp | Table, Exam |  | TABLEEXAM-Midmark Corp-204-001 |  | 1/5/19 |  |  | Covered PM Repair - Biomedical | MHHS-MG | [7 empty] | Table, Exam | TABLEEXAM | Table, Exam | Midmark Corp
NO | YES |  |  |  | 041-20209 |  | Midmark Corp | 204-001 |  | V1766802 | MH MG - (MC) - PHILLIPS 66 | MHHS-MG |  | Table, Exam |  | 041-20209 |  | West & Memorial City |  | MH MG - (MC) - PHILLIPS 66 |  | 06/15/2017 |  |  |  | TABLES, EXAMINATION/TREATMENT |  | TABLEEXAM-Midmark Corp-204-001 | TABLEEXAM | 204-001 |  |  |  | Midmark Corp | Table, Exam |  | TABLEEXAM-Midmark Corp-204-001 |  |  |  |  | Covered PM Repair - Biomedical | MHHS-MG
NO | YES |  |  |  | V1542722 | V1542722 | Midmark Corp | 204-001 |  | V1542722 | CBC - (NE) - NIMITZ [DUNN ELEMENTARY] | MHHS-Neighborhood Clinics |  | Table, Exam |  | V1542722 | V1542722 | Katy |  | CBC - (NE) - NIMITZ [DUNN ELEMENTARY] |  | 07/16/2018 |  |  |  | TABLES, EXAMINATION/TREATMENT |  | TABLEEXAM-Midmark Corp-204-001 | TABLEEXAM | 204-001 |  |  |  | Midmark Corp | Table, Exam |  | TABLEEXAM-Midmark Corp-204-001 |  |  |  |  | Covered PM Repair - Biomedical | MHHS-Neighborhood Clinics
NO | YES |  |  |  | V1542728 | V1542728 | Midmark Corp | 204-001 |  | V1542728 | CBC - (NE) - NIMITZ [DUNN ELEMENTARY] | MHHS-Neighborhood Clinics |  | Table, Exam |  | V1542728 | V1542728 | Katy |  | CBC - (NE) - NIMITZ [DUNN ELEMENTARY] |  | 07/16/2018 |  |  |  | TABLES, EXAMINATION/TREATMENT |  | TABLEEXAM-Midmark Corp-204-001 | TABLEEXAM | 204-001 |  |  |  | Midmark Corp | Table, Exam |  | TABLEEXAM-Midmark Corp-204-001 |  |  |  |  | Covered PM Repair - Biomedical | MHHS-Neighborhood Clinics
NO | YES |  |  |  | V1559401 | V1559401 | Midmark Corp | 204-001 |  | V1559401 | CBC - (NE) - NIMITZ [DUNN ELEMENTARY] | MHHS-Neighborhood Clinics |  | Table, Exam |  | V1559401 | V1559401 | Katy |  | CBC - (NE) - NIMITZ [DUNN ELEMENTARY] |  | 07/16/2018 |  |  |  | TABLES, EXAMINATION/TREATMENT |  | TABLEEXAM-Midmark Corp-204-001 | TABLEEXAM | 204-001 |  |  |  | Midmark Corp | Table, Exam |  | TABLEEXAM-Midmark Corp-204-001 |  |  |  |  | Covered PM Repair - Biomedical | MHHS-Neighborhood Clinics
NO | YES |  |  |  | 000-03787 | 000-03787 | Midmark Corp | 204-001 |  | V1981369 | MH MG-(NE)-Kingwood CCC-Timeshare | MHHS-MG |  | Table, Exam |  | 000-03787 | 000-03787 | Katy | MHHS-MG | MH MG-(NE)-Kingwood CCC-Timeshare | Exam 1 |  |  |  |  | TABLES, EXAMINATION/TREATMENT | Table, Exam | TABLEEXAM-Midmark Corp-204-001 | TABLEEXAM | 204-001 |  |  |  | Midmark Corp | Table, Exam |  | TABLEEXAM-Midmark Corp-204-001 |  |  |  |  | Covered PM Repair - Biomedical | MHHS-MG | [7 empty] | Table, Exam | TABLEEXAM | Table, Exam | Midmark Corp
NO | YES |  |  |  | 000-03788 | 000-03788 | Midmark Corp | 204-001 |  | V1981355 | MH MG-(NE)-Kingwood CCC-Timeshare | MHHS-MG |  | Table, Exam |  | 000-03788 | 000-03788 | Katy | MHHS-MG | MH MG-(NE)-Kingwood CCC-Timeshare | Ex 2 |  |  |  |  | TABLES, EXAMINATION/TREATMENT | Table, Exam | TABLEEXAM-Midmark Corp-204-001 | TABLEEXAM | 204-001 |  |  |  | Midmark Corp | Table, Exam |  | TABLEEXAM-Midmark Corp-204-001 |  |  |  |  | Covered PM Repair - Biomedical | MHHS-MG | [7 empty] | Table, Exam | TABLEEXAM | Table, Exam | Midmark Corp
NO | YES |  |  |  | 142-07462 | 142-07462 | Midmark Corp | 204-001 |  | V1914016 | MH MG-(NE)-Kingwood CCC-Timeshare | MHHS-MG |  | Table, Exam |  | 142-07462 | 142-07462 | Katy | MHHS-MG | MH MG-(NE)-Kingwood CCC-Timeshare | Ex 7 |  |  |  |  | TABLES, EXAMINATION/TREATMENT | Table, Exam | TABLEEXAM-Midmark Corp-204-001 | TABLEEXAM | 204-001 |  |  |  | Midmark Corp | Table, Exam |  | TABLEEXAM-Midmark Corp-204-001 |  |  |  |  | Covered PM Repair - Biomedical | MHHS-MG | [7 empty] | Table, Exam | TABLEEXAM | Table, Exam | Midmark Corp
NO | YES |  |  |  | 142-07463 | 142-07463 | Midmark Corp | 204-001 |  | V1914004 | MH MG-(NE)-Kingwood CCC-Timeshare | MHHS-MG |  | Table, Exam |  | 142-07463 | 142-07463 | Katy | MHHS-MG | MH MG-(NE)-Kingwood CCC-Timeshare | Exam 8 | 7/1/18 |  |  |  | TABLES, EXAMINATION/TREATMENT | Table, Exam | TABLEEXAM-Midmark Corp-204-001 | TABLEEXAM | 204-001 |  |  |  | Midmark Corp | Table, Exam |  | TABLEEXAM-Midmark Corp-204-001 |  |  |  |  | Covered PM Repair - Biomedical | MHHS-MG | [7 empty] | Table, Exam | TABLEEXAM | Table, Exam | Midmark Corp
NO | YES |  |  |  | 142-07464 | 142-07464 | Midmark Corp | 204-001 |  | V1914002 | MH MG-(NE)-Kingwood CCC-Timeshare | MHHS-MG |  | Table, Exam |  | 142-07464 | 142-07464 | Katy | MHHS-MG | MH MG-(NE)-Kingwood CCC-Timeshare | Exam 9 | 7/1/18 |  |  |  | TABLES, EXAMINATION/TREATMENT | Table, Exam | TABLEEXAM-Midmark Corp-204-001 | TABLEEXAM | 204-001 |  |  |  | Midmark Corp | Table, Exam |  | TABLEEXAM-Midmark Corp-204-001 |  | 11/9/16 |  |  | Covered PM Repair - Biomedical | MHHS-MG | [7 empty] | Table, Exam | TABLEEXAM | Table, Exam | Midmark Corp
NO | YES |  |  |  | 142-07465 | 142-07465 | Midmark Corp | 204-001 |  | V1916750 | MH MG-(NE)-Kingwood CCC-Timeshare | MHHS-MG |  | Table, Exam |  | 142-07465 | 142-07465 | Katy | MHHS-MG | MH MG-(NE)-Kingwood CCC-Timeshare | Exam 11 | 7/1/18 |  |  |  | TABLES, EXAMINATION/TREATMENT | Table, Exam | TABLEEXAM-Midmark Corp-204-001 | TABLEEXAM | 204-001 |  |  |  | Midmark Corp | Table, Exam |  | TABLEEXAM-Midmark Corp-204-001 |  | 11/9/16 |  |  | Covered PM Repair - Biomedical | MHHS-MG | [7 empty] | Table, Exam | TABLEEXAM | Table, Exam | Midmark Corp
NO | YES |  |  |  | 142-07466 | 142-07466 | Midmark Corp | 204-001 |  | V1914015 | MH MG-(NE)-Kingwood CCC-Timeshare | MHHS-MG |  | Table, Exam |  | 142-07466 | 142-07466 | Katy | MHHS-MG | MH MG-(NE)-Kingwood CCC-Timeshare | Ex 6 | 7/1/18 |  |  |  | TABLES, EXAMINATION/TREATMENT | Table, Exam | TABLEEXAM-Midmark Corp-204-001 | TABLEEXAM | 204-001 |  |  |  | Midmark Corp | Table, Exam |  | TABLEEXAM-Midmark Corp-204-001 |  | 11/9/16 |  |  | Covered PM Repair - Biomedical | MHHS-MG | [7 empty] | Table, Exam | TABLEEXAM | Table, Exam | Midmark Corp
NO | YES |  |  |  | 142-07467 | 142-07467 | Midmark Corp | 204-001 |  | V1914009 | MH MG-(NE)-Kingwood CCC-Timeshare | MHHS-MG |  | Table, Exam |  | 142-07467 | 142-07467 | Katy | MHHS-MG | MH MG-(NE)-Kingwood CCC-Timeshare | Ex 05 |  |  |  |  | TABLES, EXAMINATION/TREATMENT | Table, Exam | TABLEEXAM-Midmark Corp-204-001 | TABLEEXAM | 204-001 |  |  |  | Midmark Corp | Table, Exam |  | TABLEEXAM-Midmark Corp-204-001 |  | 11/9/16 |  |  | Covered PM Repair - Biomedical | MHHS-MG | [7 empty] | Table, Exam | TABLEEXAM | Table, Exam | Midmark Corp
NO | YES |  |  |  | 142-07468 | 142-07468 | Midmark Corp | 204-001 |  | V1914018 | MH MG-(NE)-Kingwood CCC-Timeshare | MHHS-MG |  | Table, Exam |  | 142-07468 | 142-07468 | Katy | MHHS-MG | MH MG-(NE)-Kingwood CCC-Timeshare | Ex 4 | 7/1/18 |  |  |  | TABLES, EXAMINATION/TREATMENT | Table, Exam | TABLEEXAM-Midmark Corp-204-001 | TABLEEXAM | 204-001 |  |  |  | Midmark Corp | Table, Exam |  | TABLEEXAM-Midmark Corp-204-001 |  | 11/9/16 |  |  | Covered PM Repair - Biomedical | MHHS-MG | [7 empty] | Table, Exam | TABLEEXAM | Table, Exam | Midmark Corp
NO | YES |  |  |  | 142-07469 | 142-07469 | Midmark Corp | 204-001 |  | V1916744 | MH MG-(NE)-Kingwood CCC-Timeshare | MHHS-MG |  | Table, Exam |  | 142-07469 | 142-07469 | Katy | MHHS-MG | MH MG-(NE)-Kingwood CCC-Timeshare | Exam 3 | 7/1/18 |  |  |  | TABLES, EXAMINATION/TREATMENT | Table, Exam | TABLEEXAM-Midmark Corp-204-001 | TABLEEXAM | 204-001 |  |  |  | Midmark Corp | Table, Exam |  | TABLEEXAM-Midmark Corp-204-001 |  | 11/9/16 |  |  | Covered PM Repair - Biomedical | MHHS-MG | [7 empty] | Table, Exam | TABLEEXAM | Table, Exam | Midmark Corp
NO | YES |  |  |  | 142-07470 | 142-07470 | Midmark Corp | 204-001 |  | V1914006 | MH MG-(NE)-Kingwood CCC-Timeshare | MHHS-MG |  | Table, Exam |  | 142-07470 | 142-07470 | Katy | MHHS-MG | MH MG-(NE)-Kingwood CCC-Timeshare | Ex 10 |  |  |  |  | TABLES, EXAMINATION/TREATMENT | Table, Exam | TABLEEXAM-Midmark Corp-204-001 | TABLEEXAM | 204-001 |  |  |  | Midmark Corp | Table, Exam |  | TABLEEXAM-Midmark Corp-204-001 |  | 11/9/16 |  |  | Covered PM Repair - Biomedical | MHHS-MG | [7 empty] | Table, Exam | TABLEEXAM | Table, Exam | Midmark Corp
NO | YES |  |  |  |  | 142-05624 | Midmark Corp | 204-001 |  | V1298509 | MH MG-(NE)-Summer Creek CCC | MHHS-MG |  | Table, Exam |  |  | 142-05624 | Katy | MHHS-MG | MH MG-(NE)-Summer Creek CCC | Room 10 | 12/1/16 |  |  |  | TABLES, EXAMINATION/TREATMENT | Table, Exam | TABLEEXAM-Midmark Corp-204-001 | TABLEEXAM | 204-001 |  |  |  | Midmark Corp | Table, Exam |  | TABLEEXAM-Midmark Corp-204-001 |  | 11/9/16 |  |  | Covered PM Repair - Biomedical | MHHS-MG | [7 empty] | Table, Exam | TABLEEXAM | Table, Exam | Midmark Corp
NO | YES |  |  |  | 142-05609 | 142-05609 | Midmark Corp | 204-001 |  | V1298507 | MH MG-(NE)-Summer Creek CCC | MHHS-MG |  | Table, Exam |  | 142-05609 | 142-05609 | Katy | MHHS-MG | MH MG-(NE)-Summer Creek CCC | Exam 2 | 12/1/16 |  |  |  | TABLES, EXAMINATION/TREATMENT | Table, Exam | TABLEEXAM-Midmark Corp-204-001 | TABLEEXAM | 204-001 |  |  |  | Midmark Corp | Table, Exam |  | TABLEEXAM-Midmark Corp-204-001 |  | 11/9/16 |  |  | Covered PM Repair - Biomedical | MHHS-MG | [7 empty] | Table, Exam | TABLEEXAM | Table, Exam | Midmark Corp
NO | YES |  |  |  | 142-05614 | 142-05614 | Midmark Corp | 204-001 |  | V1298503 | MH MG-(NE)-Summer Creek CCC | MHHS-MG |  | Table, Exam |  | 142-05614 | 142-05614 | Katy | MHHS-MG | MH MG-(NE)-Summer Creek CCC | Exam 1 | 12/1/16 |  |  | No pm required | TABLES, EXAMINATION/TREATMENT | Table, Exam | TABLEEXAM-Midmark Corp-204-001 | TABLEEXAM | 204-001 |  |  |  | Midmark Corp | Table, Exam |  | TABLEEXAM-Midmark Corp-204-001 |  | 1/5/19 |  |  | Covered PM Repair - Biomedical | MHHS-MG | [7 empty] | Table, Exam | TABLEEXAM | Table, Exam | Midmark Corp
NO | YES |  |  |  | 142-05615 | 142-05615 | Midmark Corp | 204-001 |  | V1298505 | MH MG-(NE)-Summer Creek CCC | MHHS-MG |  | Table, Exam |  | 142-05615 | 142-05615 | Katy | MHHS-MG | MH MG-(NE)-Summer Creek CCC |  | 12/1/16 | 12/1/17 |  |  | TABLES, EXAMINATION/TREATMENT | Table, Exam | TABLEEXAM-Midmark Corp-204-001 | TABLEEXAM | 204-001 |  |  |  | Midmark Corp | Table, Exam |  | TABLEEXAM-Midmark Corp-204-001 |  | 1/5/19 |  |  | Covered PM Repair - Biomedical | MHHS-MG | [7 empty] | Table, Exam | TABLEEXAM | Table, Exam | Midmark Corp
NO | YES |  |  |  | 142-05616 | 142-05616 | Midmark Corp | 204-001 |  | V1298542 | MH MG-(NE)-Summer Creek CCC | MHHS-MG |  | Table, Exam |  | 142-05616 | 142-05616 | Katy | MHHS-MG | MH MG-(NE)-Summer Creek CCC |  | 12/1/16 | 12/1/20 |  |  | TABLES, EXAMINATION/TREATMENT | Table, Exam | TABLEEXAM-Midmark Corp-204-001 | TABLEEXAM | 204-001 |  |  |  | Midmark Corp | Table, Exam |  | TABLEEXAM-Midmark Corp-204-001 |  | 1/5/19 |  |  | Covered PM Repair - Biomedical | MHHS-MG | [7 empty] | Table, Exam | TABLEEXAM | Table, Exam | Midmark Corp
NO | YES |  |  |  | 142-05617 | 142-05617 | Midmark Corp | 204-001 |  | V1298508 | MH MG-(NE)-Summer Creek CCC | MHHS-MG |  | Table, Exam |  | 142-05617 | 142-05617 | Katy | MHHS-MG | MH MG-(NE)-Summer Creek CCC |  | 12/1/16 | 12/1/17 |  |  | TABLES, EXAMINATION/TREATMENT | Table, Exam | TABLEEXAM-Midmark Corp-204-001 | TABLEEXAM | 204-001 |  |  |  | Midmark Corp | Table, Exam |  | TABLEEXAM-Midmark Corp-204-001 |  | 1/5/19 |  |  | Covered PM Repair - Biomedical | MHHS-MG | [7 empty] | Table, Exam | TABLEEXAM | Table, Exam | Midmark Corp
NO | YES |  |  |  | 142-05620 | 142-05620 | Midmark Corp | 204-001 |  | V1298534 | MH MG-(NE)-Summer Creek CCC | MHHS-MG |  | Table, Exam |  | 142-05620 | 142-05620 | Katy | MHHS-MG | MH MG-(NE)-Summer Creek CCC | Exam 16 | 12/1/16 |  |  |  | TABLES, EXAMINATION/TREATMENT | Table, Exam | TABLEEXAM-Midmark Corp-204-001 | TABLEEXAM | 204-001 |  |  |  | Midmark Corp | Table, Exam |  | TABLEEXAM-Midmark Corp-204-001 |  | 1/5/19 |  |  | Covered PM Repair - Biomedical | MHHS-MG | [7 empty] | Table, Exam | TABLEEXAM | Table, Exam | Midmark Corp
NO | YES |  |  |  | 142-05622 | 142-05622 | Midmark Corp | 204-001 |  | V1298519 | MH MG-(NE)-Summer Creek CCC | MHHS-MG |  | Table, Exam |  | 142-05622 | 142-05622 | Katy | MHHS-MG | MH MG-(NE)-Summer Creek CCC | Exam 20 | 12/1/16 |  |  |  | TABLES, EXAMINATION/TREATMENT | Table, Exam | TABLEEXAM-Midmark Corp-204-001 | TABLEEXAM | 204-001 |  |  |  | Midmark Corp | Table, Exam |  | TABLEEXAM-Midmark Corp-204-001 |  | 1/5/19 |  |  | Covered PM Repair - Biomedical | MHHS-MG | [7 empty] | Table, Exam | TABLEEXAM | Table, Exam | Midmark Corp
NO | YES |  |  |  | 142-05625 | 142-05625 | Midmark Corp | 204-001 |  | V1298504 | MH MG-(NE)-Summer Creek CCC | MHHS-MG |  | Table, Exam |  | 142-05625 | 142-05625 | Katy | MHHS-MG | MH MG-(NE)-Summer Creek CCC | Exam18 | 12/1/16 |  |  |  | TABLES, EXAMINATION/TREATMENT | Table, Exam | TABLEEXAM-Midmark Corp-204-001 | TABLEEXAM | 204-001 |  |  |  | Midmark Corp | Table, Exam |  | TABLEEXAM-Midmark Corp-204-001 |  | 1/5/19 |  |  | Covered PM Repair - Biomedical | MHHS-MG | [7 empty] | Table, Exam | TABLEEXAM | Table, Exam | Midmark Corp
NO | YES |  |  |  | 000-04043 | 000-04043 | Midmark Corp | 204-001 |  | V1946542 | MH MG - (SE) - LC CCC - TIMESHARE | MHHS-MG |  | Table, Exam |  | 000-04043 | 000-04043 | Southeast | MHHS-MG | MH MG - (SE) - LC CCC - TIMESHARE | C1 602 Exam 2 |  |  |  |  | TABLES, EXAMINATION/TREATMENT | Table, Exam | TABLEEXAM-Midmark Corp-204-001 | TABLEEXAM | 204-001 |  |  |  | Midmark Corp | Table, Exam |  | TABLEEXAM-Midmark Corp-204-001 |  |  |  |  | Covered PM Repair - Biomedical | MHHS-MG | [7 empty] | Table, Exam | TABLEEXAM | Table, Exam | Midmark Corp
NO | YES |  |  |  | 000-04045 | 000-04045 | Midmark Corp | 204-001 |  | V1946508 | MH MG - (SE) - LC CCC - TIMESHARE | MHHS-MG |  | Table, Exam |  | 000-04045 | 000-04045 | Southeast | MHHS-MG | MH MG - (SE) - LC CCC - TIMESHARE | C1 603 Exam 3 |  |  |  |  | TABLES, EXAMINATION/TREATMENT | Table, Exam | TABLEEXAM-Midmark Corp-204-001 | TABLEEXAM | 204-001 |  |  |  | Midmark Corp | Table, Exam |  | TABLEEXAM-Midmark Corp-204-001 |  |  |  |  | Covered PM Repair - Biomedical | MHHS-MG | [7 empty] | Table, Exam | TABLEEXAM | Table, Exam | Midmark Corp
NO | YES |  |  |  | 000-04047 | 000-04047 | Midmark Corp | 204-001 |  | V1949396 | MH MG - (SE) - LC CCC - TIMESHARE | MHHS-MG |  | Table, Exam |  | 000-04047 | 000-04047 | Southeast | MHHS-MG | MH MG - (SE) - LC CCC - TIMESHARE | Family Medicine |  |  |  |  | TABLES, EXAMINATION/TREATMENT | Table, Exam | TABLEEXAM-Midmark Corp-204-001 | TABLEEXAM | 204-001 |  |  |  | Midmark Corp | Table, Exam |  | TABLEEXAM-Midmark Corp-204-001 |  |  |  |  | Covered PM Repair - Biomedical | MHHS-MG | [7 empty] | Table, Exam | TABLEEXAM | Table, Exam | Midmark Corp
NO | YES |  |  |  | 000-04049 | 000-04049 | Midmark Corp | 204-001 |  | V1946540 | MH MG - (SE) - LC CCC - TIMESHARE | MHHS-MG |  | Table, Exam |  | 000-04049 | 000-04049 | Southeast | MHHS-MG | MH MG - (SE) - LC CCC - TIMESHARE | C1 605 exam 5 |  |  |  |  | TABLES, EXAMINATION/TREATMENT | Table, Exam | TABLEEXAM-Midmark Corp-204-001 | TABLEEXAM | 204-001 |  |  |  | Midmark Corp | Table, Exam |  | TABLEEXAM-Midmark Corp-204-001 |  |  |  |  | Covered PM Repair - Biomedical | MHHS-MG | [7 empty] | Table, Exam | TABLEEXAM | Table, Exam | Midmark Corp
NO | YES |  |  |  | 000-04055 | 000-04055 | Midmark Corp | 204-001 |  | V1949575 | MH MG - (SE) - LC CCC - TIMESHARE | MHHS-MG |  | Table, Exam |  | 000-04055 | 000-04055 | Southeast | MHHS-MG | MH MG - (SE) - LC CCC - TIMESHARE | C1 608 Exam 8 |  |  |  |  | TABLES, EXAMINATION/TREATMENT | Table, Exam | TABLEEXAM-Midmark Corp-204-001 | TABLEEXAM | 204-001 |  |  |  | Midmark Corp | Table, Exam |  | TABLEEXAM-Midmark Corp-204-001 |  |  |  |  | Covered PM Repair - Biomedical | MHHS-MG | [7 empty] | Table, Exam | TABLEEXAM | Table, Exam | Midmark Corp
NO | YES |  |  |  | 000-04077 | 000-04077 | Midmark Corp | 204-001 |  | V1946494 | MH MG-(CY)-Cypress Multi Specialty | MHHS-MG |  | Table, Exam |  | 000-04077 | 000-04077 | Northwest | MHHS-MG | MH MG-(CY)-Cypress Multi Specialty | Ultrasound |  | 2/1/20 |  |  | TABLES, EXAMINATION/TREATMENT | Table, Exam | TABLEEXAM-Midmark Corp-204-001 | TABLEEXAM | 204-001 |  |  |  | Midmark Corp | Table, Exam |  | TABLEEXAM-Midmark Corp-204-001 |  | 8/7/16 |  |  | Covered PM Repair - Biomedical | MHHS-MG | [7 empty] | Table, Exam | TABLEEXAM | Table, Exam | Midmark Corp
NO | YES |  |  |  | 000-04083 | 000-04083 | Midmark Corp | 204-001 |  | V1949577 | MH MG - (SE) - LC CCC - OCC MED | MHHS-MG |  | Table, Exam |  | 000-04083 | 000-04083 | Sugar Land | Memorial Hermann Medical Group Sugar Land Multi-Specialty (#350) | MH MG - (SE) - LC CCC - OCC MED | Exam 1 | 2/1/20 |  |  |  | TABLES, EXAMINATION/TREATMENT | Table, Exam | TABLEEXAM-Midmark Corp-204-001 | TABLEEXAM | 204-001 |  |  |  | Midmark Corp | Table, Exam |  | TABLEEXAM-Midmark Corp-204-001 |  | 10/29/20 |  |  | Not Covered Vendor Only - Biomedical | MHHS-MG | [7 empty] | Table, Exam | TABLEEXAM | Table, Exam | Midmark Corp
NO | YES |  |  |  | 000-04087 | 000-04087 | Midmark Corp | 204-001 |  | V1946363 | MH MG - (SL) - PHYSICIANS AT SUGAR CREEK | MHHS-MG |  | Table, Exam |  | 000-04087 | 000-04087 | Southeast | Physicians at Sugar Creek | MH MG - (SL) - PHYSICIANS AT SUGAR CREEK | Occupational Health |  |  |  |  | TABLES, EXAMINATION/TREATMENT | Table, Exam | TABLEEXAM-Midmark Corp-204-001 | TABLEEXAM | 204-001 |  |  |  | Midmark Corp | Table, Exam |  | TABLEEXAM-Midmark Corp-204-001 |  | 10/29/20 |  |  | Not Covered Vendor Only - Biomedical | MHHS-MG | [7 empty] | Table, Exam | TABLEEXAM | Table, Exam | Midmark Corp
NO | YES |  |  |  | 000-04024 | 000-04024 | Midmark Corp | 204-001 |  | V1946514 | MH MG - (SE) - LC CCC - TIMESHARE | MHHS-MG |  | Table, Exam |  | 000-04024 | 000-04024 | Southeast | MHHS-MG | MH MG - (SE) - LC CCC - TIMESHARE | Ste500 |  |  |  |  | TABLES, EXAMINATION/TREATMENT | Table, Exam | TABLEEXAM-Midmark Corp-204-001 | TABLEEXAM | 204-001 |  |  |  | Midmark Corp | Table, Exam |  | TABLEEXAM-Midmark Corp-204-001 |  | 10/29/20 |  |  | Not Covered Vendor Only - Biomedical | MHHS-MG | [7 empty] | Table, Exam | TABLEEXAM | Table, Exam | Midmark Corp
NO | YES |  |  |  | 000-04026 | 000-04026 | Midmark Corp | 204-001 |  | V1946533 | MH MG - (SE) - LC CCC - TIMESHARE | MHHS-MG |  | Table, Exam |  | 000-04026 | 000-04026 | Southeast | MHHS-MG | MH MG - (SE) - LC CCC - TIMESHARE | Ste500 |  |  |  |  | TABLES, EXAMINATION/TREATMENT | Table, Exam | TABLEEXAM-Midmark Corp-204-001 | TABLEEXAM | 204-001 |  |  |  | Midmark Corp | Table, Exam |  | TABLEEXAM-Midmark Corp-204-001 |  | 10/29/20 |  |  | Not Covered Vendor Only - Biomedical | MHHS-MG | [7 empty] | Table, Exam | TABLEEXAM | Table, Exam | Midmark Corp
NO | YES |  |  |  | 000-04028 | 000-04028 | Midmark Corp | 204-001 |  | V1949456 | MH MG - (SE) - LC CCC - TIMESHARE | MHHS-MG |  | Table, Exam |  | 000-04028 | 000-04028 | Southeast | MHHS-MG | MH MG - (SE) - LC CCC - TIMESHARE | Ste500 |  |  |  |  | TABLES, EXAMINATION/TREATMENT | Table, Exam | TABLEEXAM-Midmark Corp-204-001 | TABLEEXAM | 204-001 |  |  |  | Midmark Corp | Table, Exam |  | TABLEEXAM-Midmark Corp-204-001 |  | 7/12/12 |  |  | Covered PM Repair - Biomedical | MHHS-MG | [7 empty] | Table, Exam | TABLEEXAM | Table, Exam | Midmark Corp
NO | YES |  |  |  | 000-04030 | 000-04030 | Midmark Corp | 204-001 |  | V1946485 | MH MG - (SE) - LC CCC - TIMESHARE | MHHS-MG |  | Table, Exam |  | 000-04030 | 000-04030 | Southeast | MHHS-MG | MH MG - (SE) - LC CCC - TIMESHARE | Ste500 |  |  |  |  | TABLES, EXAMINATION/TREATMENT | Table, Exam | TABLEEXAM-Midmark Corp-204-001 | TABLEEXAM | 204-001 |  |  |  | Midmark Corp | Table, Exam |  | TABLEEXAM-Midmark Corp-204-001 |  |  |  |  | Covered PM Repair - Biomedical | MHHS-MG | [7 empty] | Table, Exam | TABLEEXAM | Table, Exam | Midmark Corp
NO | YES |  |  |  | 000-04032 | 000-04032 | Midmark Corp | 204-001 |  | V1949461 | MH MG - (SE) - LC CCC - TIMESHARE | MHHS-MG |  | Table, Exam |  | 000-04032 | 000-04032 | Southeast | MHHS-MG | MH MG - (SE) - LC CCC - TIMESHARE | Ste500 |  |  |  |  | TABLES, EXAMINATION/TREATMENT | Table, Exam | TABLEEXAM-Midmark Corp-204-001 | TABLEEXAM | 204-001 |  |  |  | Midmark Corp | Table, Exam |  | TABLEEXAM-Midmark Corp-204-001 |  |  |  |  | Covered PM Repair - Biomedical | MHHS-MG | [7 empty] | Table, Exam | TABLEEXAM | Table, Exam | Midmark Corp
NO | YES |  |  |  | 000-04034 | 000-04034 | Midmark Corp | 204-001 |  | V1946532 | MH MG - (SE) - LC CCC - TIMESHARE | MHHS-MG |  | Table, Exam |  | 000-04034 | 000-04034 | Southeast | MHHS-MG | MH MG - (SE) - LC CCC - TIMESHARE | Ste500 |  |  |  |  | TABLES, EXAMINATION/TREATMENT | Table, Exam | TABLEEXAM-Midmark Corp-204-001 | TABLEEXAM | 204-001 |  |  |  | Midmark Corp | Table, Exam |  | TABLEEXAM-Midmark Corp-204-001 |  |  |  |  | Covered PM Repair - Biomedical | MHHS-MG | [7 empty] | Table, Exam | TABLEEXAM | Table, Exam | Midmark Corp
NO | YES |  |  |  | 000-04036 | 000-04036 | Midmark Corp | 204-001 |  | V1946537 | MH MG - (SE) - LC CCC - TIMESHARE | MHHS-MG |  | Table, Exam |  | 000-04036 | 000-04036 | Southeast | MHHS-MG | MH MG - (SE) - LC CCC - TIMESHARE | Ste500 |  |  |  |  | TABLES, EXAMINATION/TREATMENT | Table, Exam | TABLEEXAM-Midmark Corp-204-001 | TABLEEXAM | 204-001 |  |  |  | Midmark Corp | Table, Exam |  | TABLEEXAM-Midmark Corp-204-001 |  |  |  |  | Covered PM Repair - Biomedical | MHHS-MG | [7 empty] | Table, Exam | TABLEEXAM | Table, Exam | Midmark Corp
NO | YES |  |  |  | 000-04038 | 000-04038 | Midmark Corp | 204-001 |  | V1949387 | MH MG - (SE) - LC CCC - TIMESHARE | MHHS-MG |  | Table, Exam |  | 000-04038 | 000-04038 | Southeast | MHHS-MG | MH MG - (SE) - LC CCC - TIMESHARE | Ste500 |  |  |  |  | TABLES, EXAMINATION/TREATMENT | Table, Exam | TABLEEXAM-Midmark Corp-204-001 | TABLEEXAM | 204-001 |  |  |  | Midmark Corp | Table, Exam |  | TABLEEXAM-Midmark Corp-204-001 |  |  |  |  | Covered PM Repair - Radiology, Low End | MHHS-MG | [7 empty] | Table, Exam | TABLEEXAM | Table, Exam | Midmark Corp
NO | YES |  |  |  | 000-04040 | 000-04040 | Midmark Corp | 204-001 |  | V1946535 | MH MG - (SE) - LC CCC - TIMESHARE | MHHS-MG |  | Table, Exam |  | 000-04040 | 000-04040 | Southeast | MHHS-MG | MH MG - (SE) - LC CCC - TIMESHARE | Ste500 |  |  |  |  | TABLES, EXAMINATION/TREATMENT | Table, Exam | TABLEEXAM-Midmark Corp-204-001 | TABLEEXAM | 204-001 |  |  |  | Midmark Corp | Table, Exam |  | TABLEEXAM-Midmark Corp-204-001 |  |  |  |  | Covered PM Repair - Radiology, Low End | MHHS-MG | [7 empty] | Table, Exam | TABLEEXAM | Table, Exam | Midmark Corp
NO | YES |  |  |  | 129-06502 | 129-06502 | Midmark Corp | 204-001 |  | V242222 | MH MG - (SL) - SUGAR LAND CARDIOLOGY | MHHS-MG |  | Table, Exam |  | 129-06502 | 129-06502 | Sugar Land |  | MH MG - (SL) - SUGAR LAND CARDIOLOGY |  | 6/1/17 | 6/1/18 |  |  | TABLES, EXAMINATION/TREATMENT | Table, Exam | TABLEEXAM-Midmark Corp-204-001 | TABLEEXAM | 204-001 |  |  |  | Midmark Corp | Table, Exam |  | TABLEEXAM-Midmark Corp-204-001 |  |  |  |  | Covered PM Repair - Biomedical | MHHS-MG | [7 empty] | Table, Exam | TABLEEXAM | Table, Exam | Midmark Corp
NO | YES |  |  |  | 013-36183 | 013-36183 | Midmark Corp | 204-001 |  | V1305129 | MH MG-(STX)-South Texas-Needville | MHHS-MG |  | Table, Exam |  | 013-36183 | 013-36183 | South | MHHS-MG | MH MG-(STX)-South Texas-Needville | Ex 9 |  |  |  |  | TABLES, EXAMINATION/TREATMENT | Table, Exam | TABLEEXAM-Midmark Corp-204-001 | TABLEEXAM | 204-001 |  |  |  | Midmark Corp | Table, Exam |  | TABLEEXAM-Midmark Corp-204-001 |  | 12/20/20 |  |  | No Coverage Specified | MHHS-MG | [7 empty] | Table, Exam | TABLEEXAM | Table, Exam | Midmark Corp
NO | YES |  |  |  | 013-36185 | 013-36185 | Midmark Corp | 204-001 |  | V1305648 | MH MG-(STX)-South Texas-Needville | MHHS-MG |  | Table, Exam |  | 013-36185 | 013-36185 | South | MHHS-MG | MH MG-(STX)-South Texas-Needville | Ex 3 |  |  |  |  | TABLES, EXAMINATION/TREATMENT | Table, Exam | TABLEEXAM-Midmark Corp-204-001 | TABLEEXAM | 204-001 |  |  |  | Midmark Corp | Table, Exam |  | TABLEEXAM-Midmark Corp-204-001 |  | 6/1/18 |  |  | Not Covered Vendor Only - Biomedical | MHHS-MG | [7 empty] | Table, Exam | TABLEEXAM | Table, Exam | Midmark Corp
NO | YES |  |  |  | 029-11950 | 029-11950 | Midmark Corp | 204-001 |  | V1226654 | MH MG - (WDLS) - IMPERIAL OAKS | MHHS-MG |  | Table, Exam |  | 029-11950 | 029-11950 | Woodlands | MHMG Imperial Oaks Suite100 | MH MG - (WDLS) - IMPERIAL OAKS | [5 empty] | TABLES, EXAMINATION/TREATMENT |  | TABLEEXAM-Midmark Corp-204-001 | TABLEEXAM | 204-001 |  |  |  | Midmark Corp | Table, Exam |  | TABLEEXAM-Midmark Corp-204-001 |  |  |  |  | Covered PM Repair - Biomedical | MHHS-MG
NO | YES |  |  |  | 029-11951 | 029-11951 | Midmark Corp | 204-001 |  | V1234913 | MH MG - (WDLS) - IMPERIAL OAKS | MHHS-MG |  | Table, Exam |  | 029-11951 | 029-11951 | Woodlands | MHMG Imperial Oaks Site100 | MH MG - (WDLS) - IMPERIAL OAKS | [5 empty] | TABLES, EXAMINATION/TREATMENT |  | TABLEEXAM-Midmark Corp-204-001 | TABLEEXAM | 204-001 |  |  |  | Midmark Corp | Table, Exam |  | TABLEEXAM-Midmark Corp-204-001 |  |  |  |  | Covered PM Repair - Radiology, Low End | MHHS-MG
NO | YES |  |  |  | 029-12002 | 029-12002 | Midmark Corp | 204-001 |  | V1234917 | MH MG - (WDLS) - IMPERIAL OAKS | MHHS-MG |  | Table, Exam |  | 029-12002 | 029-12002 | Woodlands | MHMG Imperial Oaks Suite100 | MH MG - (WDLS) - IMPERIAL OAKS | [5 empty] | TABLES, EXAMINATION/TREATMENT |  | TABLEEXAM-Midmark Corp-204-001 | TABLEEXAM | 204-001 |  |  |  | Midmark Corp | Table, Exam |  | TABLEEXAM-Midmark Corp-204-001 |  |  |  |  | Covered PM Repair - Biomedical | MHHS-MG
NO | YES |  |  |  | 029-12003 | 029-12003 | Midmark Corp | 204-001 |  | V1226617 | MH MG - (WDLS) - IMPERIAL OAKS | MHHS-MG |  | Table, Exam |  | 029-12003 | 029-12003 | Woodlands | MHMG Imperial Oaks Suite100 | MH MG - (WDLS) - IMPERIAL OAKS | [5 empty] | TABLES, EXAMINATION/TREATMENT |  | TABLEEXAM-Midmark Corp-204-001 | TABLEEXAM | 204-001 |  |  |  | Midmark Corp | Table, Exam |  | TABLEEXAM-Midmark Corp-204-001 |  |  |  |  | Covered PM Repair - Biomedical | MHHS-MG
NO | YES |  |  |  | 029-12004 | 029-12004 | Midmark Corp | 204-001 |  | V1226650 | MH MG - (WDLS) - IMPERIAL OAKS | MHHS-MG |  | Table, Exam |  | 029-12004 | 029-12004 | Woodlands | MHMG Imperial Oaks Suite100 | MH MG - (WDLS) - IMPERIAL OAKS | [5 empty] | TABLES, EXAMINATION/TREATMENT |  | TABLEEXAM-Midmark Corp-204-001 | TABLEEXAM | 204-001 |  |  |  | Midmark Corp | Table, Exam |  | TABLEEXAM-Midmark Corp-204-001 |  |  |  |  | Covered PM Repair - Biomedical | MHHS-MG
NO | YES |  |  |  | 929-01247 | 929-01247 | Midmark Corp | 204-001 |  | V1246625 | MH MG-(WDLS)-Twl Endocrinology (Ste 302) | MHHS-MG |  | Table, Exam |  | 929-01247 | 929-01247 | Woodlands | MHHS-MG | MH MG-(WDLS)-Twl Endocrinology (Ste 302) | Suite 302 | 6/1/17 |  |  |  | TABLES, EXAMINATION/TREATMENT | Table, Exam | TABLEEXAM-Midmark Corp-204-001 | TABLEEXAM | 204-001 |  |  |  | Midmark Corp | Table, Exam |  | TABLEEXAM-Midmark Corp-204-001 |  |  |  |  | Covered PM Repair - Radiology, Low End | MHHS-MG | [7 empty] | Table, Exam | TABLEEXAM | Table, Exam | Midmark Corp
NO | YES |  |  |  | 929-01330 | 929-01330 | Midmark Corp | 204-001 |  | V1241981 | MH MG-(WDLS)-Twl Exec Health (Ste 301) | MHHS-MG |  | Table, Exam |  | 929-01330 | 929-01330 | Woodlands | MHHS-MG | MH MG-(WDLS)-Twl Exec Health (Ste 301) | Exam room 1 |  |  |  |  | TABLES, EXAMINATION/TREATMENT | Table, Exam | TABLEEXAM-Midmark Corp-204-001 | TABLEEXAM | 204-001 |  |  |  | Midmark Corp | Table, Exam |  | TABLEEXAM-Midmark Corp-204-001 |  |  |  |  | Covered PM Repair - Biomedical | MHHS-MG | [7 empty] | Table, Exam | TABLEEXAM | Table, Exam | Midmark Corp
NO | YES |  |  |  | 929-01333 | 929-01333 | Midmark Corp | 204-001 |  | V1242164 | MH MG-(WDLS)-Twl Exec Health (Ste 301) | MHHS-MG |  | Table, Exam |  | 929-01333 | 929-01333 | Woodlands | MHHS-MG | MH MG-(WDLS)-Twl Exec Health (Ste 301) | Exam room 4 |  |  |  |  | TABLES, EXAMINATION/TREATMENT | Table, Exam | TABLEEXAM-Midmark Corp-204-001 | TABLEEXAM | 204-001 |  |  |  | Midmark Corp | Table, Exam |  | TABLEEXAM-Midmark Corp-204-001 |  |  |  |  | Covered PM Repair - Biomedical | MHHS-MG | [7 empty] | Table, Exam | TABLEEXAM | Table, Exam | Midmark Corp
NO | YES |  |  |  | 929-01336 | 929-01336 | Midmark Corp | 204-001 |  | V1242159 | MH MG-(WDLS)-Twl Exec Health (Ste 301) | MHHS-MG |  | Table, Exam |  | 929-01336 | 929-01336 | Woodlands | MHHS-MG | MH MG-(WDLS)-Twl Exec Health (Ste 301) | Exam room 3 |  |  |  | No pm | TABLES, EXAMINATION/TREATMENT | Table, Exam | TABLEEXAM-Midmark Corp-204-001 | TABLEEXAM | 204-001 |  |  |  | Midmark Corp | Table, Exam |  | TABLEEXAM-Midmark Corp-204-001 |  |  |  |  | Covered PM Repair - Biomedical | MHHS-MG | [7 empty] | Table, Exam | TABLEEXAM | Table, Exam | Midmark Corp
NO | YES |  |  |  | 929-01264 | 929-01264 | Midmark Corp | 204-001 |  | V1242163 | MH MG-(WDLS)-Twl Pinecroft (100/101) | MHHS-MG |  | Table, Exam |  | 929-01264 | 929-01264 | Woodlands | MHHS-MG | MH MG-(WDLS)-Twl Pinecroft (100/101) | Family practice |  |  |  |  | TABLES, EXAMINATION/TREATMENT | Table, Exam | TABLEEXAM-Midmark Corp-204-001 | TABLEEXAM | 204-001 |  |  |  | Midmark Corp | Table, Exam |  | TABLEEXAM-Midmark Corp-204-001 |  |  |  |  | *** ERROR - No In Date for Schedule(s) *** | MHHS-MG | [7 empty] | Table, Exam | TABLEEXAM | Table, Exam | Midmark Corp
NO | YES |  |  |  | 929-01267 | 929-01267 | Midmark Corp | 204-001 |  | V1241851 | MH MG-(WDLS)-Twl Pinecroft (100/101) | MHHS-MG |  | Table, Exam |  | 929-01267 | 929-01267 | Woodlands | MHHS-MG | MH MG-(WDLS)-Twl Pinecroft (100/101) | Family practice |  |  |  |  | TABLES, EXAMINATION/TREATMENT | Table, Exam | TABLEEXAM-Midmark Corp-204-001 | TABLEEXAM | 204-001 |  |  |  | Midmark Corp | Table, Exam |  | TABLEEXAM-Midmark Corp-204-001 |  | 7/26/18 |  |  | Covered PM Repair - Biomedical | MHHS-MG | [7 empty] | Table, Exam | TABLEEXAM | Table, Exam | Midmark Corp
NO | YES |  |  |  | 029-11942 | 029-11942 | Midmark Corp | 204-001 |  | V1770046 | Urgent Care | MHHS-MG |  | Table, Exam |  | 029-11942 | 029-11942 | Spring | Memorial Herman Spring | Urgent Care | Spring |  |  |  | No p.m. required | TABLES, EXAMINATION/TREATMENT | Table, Exam | TABLEEXAM-Midmark Corp-204-001 | TABLEEXAM | 204-001 |  |  |  | Midmark Corp | Table, Exam |  | TABLEEXAM-Midmark Corp-204-001 |  | 9/2/20 |  |  | Not Covered Vendor Only - Biomedical | MHHS-MG | [7 empty] | Table, Exam | TABLEEXAM | Table, Exam | Midmark Corp
NO | YES |  |  |  | 029-11947 | 029-11947 | Midmark Corp | 204-001 |  | V1770049 | Urgent Care | MHHS-MG |  | Table, Exam |  | 029-11947 | 029-11947 | Spring | Memorial Herman Spring | Urgent Care | Spring |  |  |  | No p.m. | TABLES, EXAMINATION/TREATMENT | Table, Exam | TABLEEXAM-Midmark Corp-204-001 | TABLEEXAM | 204-001 |  |  |  | Midmark Corp | Table, Exam |  | TABLEEXAM-Midmark Corp-204-001 |  | 9/2/20 |  |  | Not Covered Vendor Only - Biomedical | MHHS-MG | [7 empty] | Table, Exam | TABLEEXAM | Table, Exam | Midmark Corp
YES | YES |  |  |  | 133-10014 | 133-10014 | Midmark Corp | 204-001 |  | V1622117 | MH MG - (TMC) - URGENT CARE - WEST UNIVERSITY |  |  |  |  | 133-10014 | 133-10014 | TMC | Urgent care bellaire | MH MG - (TMC) - URGENT CARE - WEST UNIVERSITY | Exam room 9 |  |  |  | No pm required |  | Table, Exam | TABLEEXAM-Midmark Corp-204-001 | [22 empty] | Table, Exam | TABLEEXAM | Table, Exam | Midmark Corp
YES | YES |  |  |  | 133-10013 | 133-10013 | Midmark Corp | 204-001 |  | V1622120 | Urgent care |  |  |  |  | 133-10013 | 133-10013 | TMC | Urgent care bellaire | Urgent care | Exam room 10 | 2/1/20 |  |  | No pm required |  | Table, Exam | TABLEEXAM-Midmark Corp-204-001 | [22 empty] | Table, Exam | TABLEEXAM | Table, Exam | Midmark Corp
YES | YES |  |  |  | 099-09172 | 099-09172 | Midmark Corp | 204-001 |  | V1532399 | TMC - JONES - TRANSPLANT CLINIC (1J) |  |  |  |  | 099-09172 | 099-09172 | TMC | Memorial Hermann-Texas Medical Center | TMC - JONES - TRANSPLANT CLINIC (1J) | Room 5 | [5 empty] | Table, Exam | TABLEEXAM-Midmark Corp-204-001 | [22 empty] | Table, Exam | TABLEEXAM | Table, Exam | Midmark Corp
YES | YES | Serial Number Check the pic |  |  | 929-01201 | 929-01201 | Midmark Corp | 204-001 |  | Check the pic | MH MG - (WDLS) - IMPERIAL OAKS |  |  |  |  | 929-01201 | 929-01201 | Woodlands | MHMG Imperial Oaks Suite100 | MH MG - (WDLS) - IMPERIAL OAKS
NO | NO |  |  |  | 017-01144 |  | Midmark Corp | 204-001 |  | V1506166 | MH MG - (PL) - PEARLAND CLINIC | MHHS-MG |  | Table, Exam |  | 017-01144 |  | Pearland |  | MH MG - (PL) - PEARLAND CLINIC | [5 empty] | TABLES, EXAMINATION/TREATMENT |  | TABLEEXAM-Midmark Corp-204-001 | TABLEEXAM | 204-001 |  |  |  | Midmark Corp | Table, Exam |  | TABLEEXAM-Midmark Corp-204-001 |  |  |  |  | Covered PM Repair - Biomedical | MHHS-MG
NO | NO |  |  |  | 000-03786 |  | Midmark Corp | 204-001 |  | V1981376 | MH MG - (NE) - KINGWOOD CCC | MHHS-MG |  | Table, Exam |  | 000-03786 |  | Katy |  | MH MG - (NE) - KINGWOOD CCC | [5 empty] | TABLES, EXAMINATION/TREATMENT |  | TABLEEXAM-Midmark Corp-204-001 | TABLEEXAM | 204-001 |  |  |  | Midmark Corp | Table, Exam |  | TABLEEXAM-Midmark Corp-204-001 |  |  |  |  | Covered PM Repair - Biomedical | MHHS-MG
NO | NO |  |  |  | 142-07471 |  | Midmark Corp | 204-001 |  | V1916739 | MH MG - (NE) - KINGWOOD CCC | MHHS-MG |  | Table, Exam |  | 142-07471 |  | Katy |  | MH MG - (NE) - KINGWOOD CCC | [5 empty] | TABLES, EXAMINATION/TREATMENT |  | TABLEEXAM-Midmark Corp-204-001 | TABLEEXAM | 204-001 |  |  |  | Midmark Corp | Table, Exam |  | TABLEEXAM-Midmark Corp-204-001 |  |  |  |  | Covered PM Repair - Biomedical | MHHS-MG
NO | NO |  |  |  | 142-05627 |  | Midmark Corp | 204-001 |  | V1298554 | MH MG - (NE) - SUMMER CREEK CCC | MHHS-MG |  | Table, Exam |  | 142-05627 |  | Katy |  | MH MG - (NE) - SUMMER CREEK CCC | [5 empty] | TABLES, EXAMINATION/TREATMENT |  | TABLEEXAM-Midmark Corp-204-001 | TABLEEXAM | 204-001 |  |  |  | Midmark Corp | Table, Exam |  | TABLEEXAM-Midmark Corp-204-001 |  |  |  |  | Covered PM Repair - Biomedical | MHHS-MG
NO | NO |  |  |  | 142-05628 |  | Midmark Corp | 204-001 |  | V1298587 | MH MG - (NE) - SUMMER CREEK CCC | MHHS-MG |  | Table, Exam |  | 142-05628 |  | Katy |  | MH MG - (NE) - SUMMER CREEK CCC | [5 empty] | TABLES, EXAMINATION/TREATMENT |  | TABLEEXAM-Midmark Corp-204-001 | TABLEEXAM | 204-001 |  |  |  | Midmark Corp | Table, Exam |  | TABLEEXAM-Midmark Corp-204-001 |  |  |  |  | Covered PM Repair - Biomedical | MHHS-MG
NO | NO |  |  |  | 142-05629 |  | Midmark Corp | 204-001 |  | V1298578 | MH MG - (NE) - SUMMER CREEK CCC | MHHS-MG |  | Table, Exam |  | 142-05629 |  | Katy |  | MH MG - (NE) - SUMMER CREEK CCC | [5 empty] | TABLES, EXAMINATION/TREATMENT |  | TABLEEXAM-Midmark Corp-204-001 | TABLEEXAM | 204-001 |  |  |  | Midmark Corp | Table, Exam |  | TABLEEXAM-Midmark Corp-204-001 |  |  |  |  | Covered PM Repair - Biomedical | MHHS-MG
NO | NO |  |  |  | 017-01164 |  | Midmark Corp | 204-001 |  | V534634 | MH MG - (SE) - FRIENDSWOOD | MHHS-MG |  | Table, Exam |  | 017-01164 |  | Southeast & Bay Area |  | MH MG - (SE) - FRIENDSWOOD | [5 empty] | TABLES, EXAMINATION/TREATMENT |  | TABLEEXAM-Midmark Corp-204-001 | TABLEEXAM | 204-001 |  |  |  | Midmark Corp | Table, Exam |  | TABLEEXAM-Midmark Corp-204-001 |  |  |  |  | Covered PM Repair - Biomedical | MHHS-MG
NO | NO |  |  |  | 017-01167 |  | Midmark Corp | 204-001 |  | V424363 | MH MG - (SE) - FRIENDSWOOD | MHHS-MG |  | Table, Exam |  | 017-01167 |  | Southeast & Bay Area |  | MH MG - (SE) - FRIENDSWOOD | [5 empty] | TABLES, EXAMINATION/TREATMENT |  | TABLEEXAM-Midmark Corp-204-001 | TABLEEXAM | 204-001 |  |  |  | Midmark Corp | Table, Exam |  | TABLEEXAM-Midmark Corp-204-001 |  |  |  |  | Covered PM Repair - Biomedical | MHHS-MG
NO | NO |  |  |  | 017-01169 |  | Midmark Corp | 204-001 |  | V534967 | MH MG - (SE) - FRIENDSWOOD | MHHS-MG |  | Table, Exam |  | 017-01169 |  | Southeast & Bay Area |  | MH MG - (SE) - FRIENDSWOOD | [5 empty] | TABLES, EXAMINATION/TREATMENT |  | TABLEEXAM-Midmark Corp-204-001 | TABLEEXAM | 204-001 |  |  |  | Midmark Corp | Table, Exam |  | TABLEEXAM-Midmark Corp-204-001 |  |  |  |  | Covered PM Repair - Biomedical | MHHS-MG
NO | NO |  |  |  | 017-01172 |  | Midmark Corp | 204-001 |  | V534798 | MH MG - (SE) - FRIENDSWOOD | MHHS-MG |  | Table, Exam |  | 017-01172 |  | Southeast & Bay Area |  | MH MG - (SE) - FRIENDSWOOD | [5 empty] | TABLES, EXAMINATION/TREATMENT |  | TABLEEXAM-Midmark Corp-204-001 | TABLEEXAM | 204-001 |  |  |  | Midmark Corp | Table, Exam |  | TABLEEXAM-Midmark Corp-204-001 |  |  |  |  | Covered PM Repair - Biomedical | MHHS-MG
NO | NO |  |  |  | 017-01173 |  | Midmark Corp | 204-001 |  | V534715 | MH MG - (SE) - FRIENDSWOOD | MHHS-MG |  | Table, Exam |  | 017-01173 |  | Southeast & Bay Area |  | MH MG - (SE) - FRIENDSWOOD | [5 empty] | TABLES, EXAMINATION/TREATMENT |  | TABLEEXAM-Midmark Corp-204-001 | TABLEEXAM | 204-001 |  |  |  | Midmark Corp | Table, Exam |  | TABLEEXAM-Midmark Corp-204-001 |  |  |  |  | Covered PM Repair - Biomedical | MHHS-MG
NO | NO |  |  |  | 017-01175 |  | Midmark Corp | 204-001 |  | V135917 | MH MG - (SE) - FRIENDSWOOD | MHHS-MG |  | Table, Exam |  | 017-01175 |  | Southeast & Bay Area |  | MH MG - (SE) - FRIENDSWOOD | [5 empty] | TABLES, EXAMINATION/TREATMENT |  | TABLEEXAM-Midmark Corp-204-001 | TABLEEXAM | 204-001 |  |  |  | Midmark Corp | Table, Exam |  | TABLEEXAM-Midmark Corp-204-001 |  |  |  |  | Covered PM Repair - Biomedical | MHHS-MG
NO | NO |  |  |  | 017-01178 |  | Midmark Corp | 204-001 |  | V491850 | MH MG - (SE) - FRIENDSWOOD | MHHS-MG |  | Table, Exam |  | 017-01178 |  | Southeast & Bay Area |  | MH MG - (SE) - FRIENDSWOOD | [5 empty] | TABLES, EXAMINATION/TREATMENT |  | TABLEEXAM-Midmark Corp-204-001 | TABLEEXAM | 204-001 |  |  |  | Midmark Corp | Table, Exam |  | TABLEEXAM-Midmark Corp-204-001 |  |  |  |  | Covered PM Repair - Biomedical | MHHS-MG
NO | NO |  |  |  | 017-01181 |  | Midmark Corp | 204-001 |  | V415688 | MH MG - (SE) - FRIENDSWOOD | MHHS-MG |  | Table, Exam |  | 017-01181 |  | Southeast & Bay Area |  | MH MG - (SE) - FRIENDSWOOD | [5 empty] | TABLES, EXAMINATION/TREATMENT |  | TABLEEXAM-Midmark Corp-204-001 | TABLEEXAM | 204-001 |  |  |  | Midmark Corp | Table, Exam |  | TABLEEXAM-Midmark Corp-204-001 |  |  |  |  | Covered PM Repair - Biomedical | MHHS-MG
NO | NO |  |  |  | 017-01183 |  | Midmark Corp | 204-001 |  | V434365 | MH MG - (SE) - FRIENDSWOOD | MHHS-MG |  | Table, Exam |  | 017-01183 |  | Southeast & Bay Area |  | MH MG - (SE) - FRIENDSWOOD | [5 empty] | TABLES, EXAMINATION/TREATMENT |  | TABLEEXAM-Midmark Corp-204-001 | TABLEEXAM | 204-001 |  |  |  | Midmark Corp | Table, Exam |  | TABLEEXAM-Midmark Corp-204-001 |  |  |  |  | Covered PM Repair - Biomedical | MHHS-MG
NO | NO |  |  |  | 017-01185 |  | Midmark Corp | 204-001 |  | V941849 | MH MG - (SE) - FRIENDSWOOD | MHHS-MG |  | Table, Exam |  | 017-01185 |  | Southeast & Bay Area |  | MH MG - (SE) - FRIENDSWOOD | [5 empty] | TABLES, EXAMINATION/TREATMENT |  | TABLEEXAM-Midmark Corp-204-001 | TABLEEXAM | 204-001 |  |  |  | Midmark Corp | Table, Exam |  | TABLEEXAM-Midmark Corp-204-001 |  |  |  |  | Covered PM Repair - Biomedical | MHHS-MG
NO | NO |  |  |  | 017-01187 |  | Midmark Corp | 204-001 |  | V534823 | MH MG - (SE) - FRIENDSWOOD | MHHS-MG |  | Table, Exam |  | 017-01187 |  | Southeast & Bay Area |  | MH MG - (SE) - FRIENDSWOOD | [5 empty] | TABLES, EXAMINATION/TREATMENT |  | TABLEEXAM-Midmark Corp-204-001 | TABLEEXAM | 204-001 |  |  |  | Midmark Corp | Table, Exam |  | TABLEEXAM-Midmark Corp-204-001 |  |  |  |  | Covered PM Repair - Biomedical | MHHS-MG
NO | NO |  |  |  | 017-01191 |  | Midmark Corp | 204-001 |  | V534856 | MH MG - (SE) - FRIENDSWOOD | MHHS-MG |  | Table, Exam |  | 017-01191 |  | Southeast & Bay Area |  | MH MG - (SE) - FRIENDSWOOD | [5 empty] | TABLES, EXAMINATION/TREATMENT |  | TABLEEXAM-Midmark Corp-204-001 | TABLEEXAM | 204-001 |  |  |  | Midmark Corp | Table, Exam |  | TABLEEXAM-Midmark Corp-204-001 |  |  |  |  | Covered PM Repair - Biomedical | MHHS-MG
NO | NO |  |  |  | 000-04051 |  | Midmark Corp | 204-001 |  | V1946526 | MH MG - (SE) - LC CCC | MHHS-MG |  | Table, Exam |  | 000-04051 |  | Southeast & Bay Area |  | MH MG - (SE) - LC CCC | [5 empty] | TABLES, EXAMINATION/TREATMENT |  | TABLEEXAM-Midmark Corp-204-001 | TABLEEXAM | 204-001 |  |  |  | Midmark Corp | Table, Exam |  | TABLEEXAM-Midmark Corp-204-001 |  |  |  |  | Covered PM Repair - Biomedical | MHHS-MG
NO | NO |  |  |  | 000-04053 |  | Midmark Corp | 204-001 |  | V1946529 | MH MG - (SE) - LC CCC | MHHS-MG |  | Table, Exam |  | 000-04053 |  | Southeast & Bay Area |  | MH MG - (SE) - LC CCC | [5 empty] | TABLES, EXAMINATION/TREATMENT |  | TABLEEXAM-Midmark Corp-204-001 | TABLEEXAM | 204-001 |  |  |  | Midmark Corp | Table, Exam |  | TABLEEXAM-Midmark Corp-204-001 |  |  |  |  | Covered PM Repair - Biomedical | MHHS-MG
NO | NO |  |  |  | 000-04057 |  | Midmark Corp | 204-001 |  | V1949463 | MH MG - (SE) - LC CCC | MHHS-MG |  | Table, Exam |  | 000-04057 |  | Southeast & Bay Area |  | MH MG - (SE) - LC CCC | [5 empty] | TABLES, EXAMINATION/TREATMENT |  | TABLEEXAM-Midmark Corp-204-001 | TABLEEXAM | 204-001 |  |  |  | Midmark Corp | Table, Exam |  | TABLEEXAM-Midmark Corp-204-001 |  |  |  |  | Covered PM Repair - Biomedical | MHHS-MG
NO | NO |  |  |  | 000-04059 |  | Midmark Corp | 204-001 |  | V1949467 | MH MG - (SE) - LC CCC | MHHS-MG |  | Table, Exam |  | 000-04059 |  | Southeast & Bay Area |  | MH MG - (SE) - LC CCC | [5 empty] | TABLES, EXAMINATION/TREATMENT |  | TABLEEXAM-Midmark Corp-204-001 | TABLEEXAM | 204-001 |  |  |  | Midmark Corp | Table, Exam |  | TABLEEXAM-Midmark Corp-204-001 |  |  |  |  | Covered PM Repair - Biomedical | MHHS-MG
NO | NO |  |  |  | 000-04061 |  | Midmark Corp | 204-001 |  | V1949579 | MH MG - (SE) - LC CCC | MHHS-MG |  | Table, Exam |  | 000-04061 |  | Southeast & Bay Area |  | MH MG - (SE) - LC CCC | [5 empty] | TABLES, EXAMINATION/TREATMENT |  | TABLEEXAM-Midmark Corp-204-001 | TABLEEXAM | 204-001 |  |  |  | Midmark Corp | Table, Exam |  | TABLEEXAM-Midmark Corp-204-001 |  |  |  |  | Not Covered Vendor Only - Lab Ana/Anes | MHHS-MG
NO | NO |  |  |  | 000-04063 |  | Midmark Corp | 204-001 |  | V1946525 | MH MG - (SE) - LC CCC | MHHS-MG |  | Table, Exam |  | 000-04063 |  | Southeast & Bay Area |  | MH MG - (SE) - LC CCC | [5 empty] | TABLES, EXAMINATION/TREATMENT |  | TABLEEXAM-Midmark Corp-204-001 | TABLEEXAM | 204-001 |  |  |  | Midmark Corp | Table, Exam |  | TABLEEXAM-Midmark Corp-204-001 |  |  |  |  | Covered PM Repair - Biomedical | MHHS-MG
NO | NO |  |  |  | 000-04075 |  | Midmark Corp | 204-001 |  | V1946481 | MH MG - (SE) - LC CCC - OCC MED | MHHS-MG |  | Table, Exam |  | 000-04075 |  | Southeast & Bay Area |  | MH MG - (SE) - LC CCC - OCC MED | [5 empty] | TABLES, EXAMINATION/TREATMENT |  | TABLEEXAM-Midmark Corp-204-001 | TABLEEXAM | 204-001 |  |  |  | Midmark Corp | Table, Exam |  | TABLEEXAM-Midmark Corp-204-001 |  |  |  |  | Covered PM Repair - Biomedical | MHHS-MG
NO | NO |  |  |  | 000-04079 |  | Midmark Corp | 204-001 |  | V1946504 | MH MG - (SE) - LC CCC - OCC MED | MHHS-MG |  | Table, Exam |  | 000-04079 |  | Southeast & Bay Area |  | MH MG - (SE) - LC CCC - OCC MED | [5 empty] | TABLES, EXAMINATION/TREATMENT |  | TABLEEXAM-Midmark Corp-204-001 | TABLEEXAM | 204-001 |  |  |  | Midmark Corp | Table, Exam |  | TABLEEXAM-Midmark Corp-204-001 |  |  |  |  | Covered PM Repair - Biomedical | MHHS-MG
NO | NO |  |  |  | 000-04081 |  | Midmark Corp | 204-001 |  | V1946538 | MH MG - (SE) - LC CCC - OCC MED | MHHS-MG |  | Table, Exam |  | 000-04081 |  | Southeast & Bay Area |  | MH MG - (SE) - LC CCC - OCC MED | [5 empty] | TABLES, EXAMINATION/TREATMENT |  | TABLEEXAM-Midmark Corp-204-001 | TABLEEXAM | 204-001 |  |  |  | Midmark Corp | Table, Exam |  | TABLEEXAM-Midmark Corp-204-001 |  |  |  |  | Covered PM Repair - Biomedical | MHHS-MG
NO | NO |  |  |  | 000-04085 |  | Midmark Corp | 204-001 |  | V1946518 | MH MG - (SE) - LC CCC - OCC MED | MHHS-MG |  | Table, Exam |  | 000-04085 |  | Southeast & Bay Area |  | MH MG - (SE) - LC CCC - OCC MED | [5 empty] | TABLES, EXAMINATION/TREATMENT |  | TABLEEXAM-Midmark Corp-204-001 | TABLEEXAM | 204-001 |  |  |  | Midmark Corp | Table, Exam |  | TABLEEXAM-Midmark Corp-204-001 |  |  |  |  | Not Covered Vendor Only - Biomedical | MHHS-MG
NO | NO |  |  |  | 129-06663 |  | Midmark Corp | 204-001 |  | V1739835 | MH MG - (SL) - SUGAR LAND SPORTS MEDICINE (MP2) | MHHS-MG |  | Table, Exam |  | 129-06663 |  | Sugar Land |  | MH MG - (SL) - SUGAR LAND SPORTS MEDICINE (MP2) | [5 empty] | TABLES, EXAMINATION/TREATMENT |  | TABLEEXAM-Midmark Corp-204-001 | TABLEEXAM | 204-001 |  |  |  | Midmark Corp | Table, Exam |  | TABLEEXAM-Midmark Corp-204-001 |  |  |  |  | Covered PM Repair - Biomedical | MHHS-MG
NO | NO |  |  |  | 129-06664 |  | Midmark Corp | 204-001 |  | V1739854 | MH MG - (SL) - SUGAR LAND SPORTS MEDICINE (MP2) | MHHS-MG |  | Table, Exam |  | 129-06664 |  | Sugar Land |  | MH MG - (SL) - SUGAR LAND SPORTS MEDICINE (MP2) | [5 empty] | TABLES, EXAMINATION/TREATMENT |  | TABLEEXAM-Midmark Corp-204-001 | TABLEEXAM | 204-001 |  |  |  | Midmark Corp | Table, Exam |  | TABLEEXAM-Midmark Corp-204-001 |  |  |  |  | Not Covered Vendor Only - Lab Ana/Anes | MHHS-MG
NO | NO |  |  |  | 029-11997 |  | Midmark Corp | 204-001 |  | V1226627 | MH MG - (WDLS) - IMPERIAL OAKS | MHHS-MG |  | Table, Exam |  | 029-11997 |  | Woodlands |  | MH MG - (WDLS) - IMPERIAL OAKS | [5 empty] | TABLES, EXAMINATION/TREATMENT |  | TABLEEXAM-Midmark Corp-204-001 | TABLEEXAM | 204-001 |  |  |  | Midmark Corp | Table, Exam |  | TABLEEXAM-Midmark Corp-204-001 |  |  |  |  | Covered PM Repair - Biomedical | MHHS-MG
NO | NO |  |  |  | 029-12001 |  | Midmark Corp | 204-001 |  | V1226596 | MH MG - (WDLS) - IMPERIAL OAKS | MHHS-MG |  | Table, Exam |  | 029-12001 |  | Woodlands |  | MH MG - (WDLS) - IMPERIAL OAKS | [5 empty] | TABLES, EXAMINATION/TREATMENT |  | TABLEEXAM-Midmark Corp-204-001 | TABLEEXAM | 204-001 |  |  |  | Midmark Corp | Table, Exam |  | TABLEEXAM-Midmark Corp-204-001 |  |  |  |  | Covered PM Repair - Biomedical | MHHS-MG
NO | NO |  |  |  | 029-12005 |  | Midmark Corp | 204-001 |  | V1234920 | MH MG - (WDLS) - IMPERIAL OAKS | MHHS-MG |  | Table, Exam |  | 029-12005 |  | Woodlands |  | MH MG - (WDLS) - IMPERIAL OAKS | [5 empty] | TABLES, EXAMINATION/TREATMENT |  | TABLEEXAM-Midmark Corp-204-001 | TABLEEXAM | 204-001 |  |  |  | Midmark Corp | Table, Exam |  | TABLEEXAM-Midmark Corp-204-001 |  |  |  |  | Covered PM Repair - Biomedical | MHHS-MG
NO | NO |  |  |  | 029-09769 |  | Midmark Corp | 204-001 |  | V1560300 | MH MG - (WDLS) - SPRING CCC | MHHS-MG |  | Table, Exam |  | 029-09769 |  | Woodlands |  | MH MG - (WDLS) - SPRING CCC | [5 empty] | TABLES, EXAMINATION/TREATMENT |  | TABLEEXAM-Midmark Corp-204-001 | TABLEEXAM | 204-001 |  |  |  | Midmark Corp | Table, Exam |  | TABLEEXAM-Midmark Corp-204-001 |  |  |  |  | Covered PM Repair - Radiology, Low End | MHHS-MG
NO | NO |  |  |  | 029-09770 |  | Midmark Corp | 204-001 |  | V1560292 | MH MG - (WDLS) - SPRING CCC | MHHS-MG |  | Table, Exam |  | 029-09770 |  | Woodlands |  | MH MG - (WDLS) - SPRING CCC | [5 empty] | TABLES, EXAMINATION/TREATMENT |  | TABLEEXAM-Midmark Corp-204-001 | TABLEEXAM | 204-001 |  |  |  | Midmark Corp | Table, Exam |  | TABLEEXAM-Midmark Corp-204-001 |  |  |  |  | Covered PM Repair - Radiology, Low End | MHHS-MG
NO | NO |  |  |  | 029-11605 |  | Midmark Corp | 204-001 |  | V1811738 | MH MG - (WDLS) - SPRING CCC | MHHS-MG |  | Table, Exam |  | 029-11605 |  | Woodlands |  | MH MG - (WDLS) - SPRING CCC | [5 empty] | TABLES, EXAMINATION/TREATMENT |  | TABLEEXAM-Midmark Corp-204-001 | TABLEEXAM | 204-001 |  |  |  | Midmark Corp | Table, Exam |  | TABLEEXAM-Midmark Corp-204-001 |  |  |  |  | Covered PM Repair - Radiology, Low End | MHHS-MG
NO | NO |  |  |  | 029-11651 |  | Midmark Corp | 204-001 |  | V1811734 | MH MG - (WDLS) - SPRING CCC | MHHS-MG |  | Table, Exam |  | 029-11651 |  | Woodlands |  | MH MG - (WDLS) - SPRING CCC | [5 empty] | TABLES, EXAMINATION/TREATMENT |  | TABLEEXAM-Midmark Corp-204-001 | TABLEEXAM | 204-001 |  |  |  | Midmark Corp | Table, Exam |  | TABLEEXAM-Midmark Corp-204-001 |  |  |  |  | Covered PM Repair - Radiology, Low End | MHHS-MG
NO | NO |  |  |  | 929-01252 |  | Midmark Corp | 204-001 |  | V1241835 | MH MG - (WDLS) - TWL PINECROFT (100/101) | MHHS-MG |  | Table, Exam |  | 929-01252 |  | Woodlands |  | MH MG - (WDLS) - TWL PINECROFT (100/101) | [5 empty] | TABLES, EXAMINATION/TREATMENT |  | TABLEEXAM-Midmark Corp-204-001 | TABLEEXAM | 204-001 |  |  |  | Midmark Corp | Table, Exam |  | TABLEEXAM-Midmark Corp-204-001 |  |  |  |  | Covered PM Repair - Biomedical | MHHS-MG
NO | NO |  |  |  | 929-01256 |  | Midmark Corp | 204-001 |  | V1241814 | MH MG - (WDLS) - TWL PINECROFT (100/101) | MHHS-MG |  | Table, Exam |  | 929-01256 |  | Woodlands |  | MH MG - (WDLS) - TWL PINECROFT (100/101) | [5 empty] | TABLES, EXAMINATION/TREATMENT |  | TABLEEXAM-Midmark Corp-204-001 | TABLEEXAM | 204-001 |  |  |  | Midmark Corp | Table, Exam |  | TABLEEXAM-Midmark Corp-204-001 |  |  |  |  | Covered PM Repair - Biomedical | MHHS-MG
NO | NO |  |  |  | 929-01258 |  | Midmark Corp | 204-001 |  | V1242027 | MH MG - (WDLS) - TWL PINECROFT (100/101) | MHHS-MG |  | Table, Exam |  | 929-01258 |  | Woodlands |  | MH MG - (WDLS) - TWL PINECROFT (100/101) | [5 empty] | TABLES, EXAMINATION/TREATMENT |  | TABLEEXAM-Midmark Corp-204-001 | TABLEEXAM | 204-001 |  |  |  | Midmark Corp | Table, Exam |  | TABLEEXAM-Midmark Corp-204-001 |  |  |  |  | Covered PM Repair - Biomedical | MHHS-MG
NO | NO |  |  |  | V1246620 |  | Midmark Corp | 204-001 |  | V1246620 | MH MG - (WDLS) - TWL PINECROFT (100/101) | MHHS-MG |  | Table, Exam |  | V1246620 |  | Woodlands |  | MH MG - (WDLS) - TWL PINECROFT (100/101) | [5 empty] | TABLES, EXAMINATION/TREATMENT |  | TABLEEXAM-Midmark Corp-204-001 | TABLEEXAM | 204-001 |  |  |  | Midmark Corp | Table, Exam |  | TABLEEXAM-Midmark Corp-204-001 |  |  |  |  | Covered PM Repair - Biomedical | MHHS-MG
NO | NO |  |  |  | 041-21036 |  | Midmark Corp | 204-001 |  | BS6789 | UTPHYS - (MC) - PHYSICIANS AT MC (MP3) | MHHS-UTPHYS |  | Table, Exam |  | 041-21036 |  | West & Memorial City |  | UTPHYS - (MC) - PHYSICIANS AT MC (MP3) | [5 empty] | TABLES, EXAMINATION/TREATMENT |  | TABLEEXAM-Midmark Corp-204-001 | TABLEEXAM | 204-001 |  |  |  | Midmark Corp | Table, Exam |  | TABLEEXAM-Midmark Corp-204-001 |  |  |  |  | Covered PM Repair - Biomedical | MHHS-UTPHYS
NO | YES |  |  |  | 929-01271 | 929-01271 | Midmark Corp | 204-002 |  | V1386277 | MH MG-(PL)-Pearland Timeshare (Mp1) |  |  |  |  | 929-01271 | 929-01271 | Pearland | MHHS-MG | MH MG-(PL)-Pearland Timeshare (Mp1) | Exam room 1 |  | 2/1/20 |  |  |  | Chair, Exam, Mechanical | TABLEEXAM-Ritter-Tycos-204-002 | [22 empty] | Chair, Exam, Mechanical | CHAIRMECHANICAL | Chair, Exam, Mechanical | Midmark Corp
NO | YES |  |  |  | 929-01105 | 929-01105 | Midmark Corp | 204-002 |  | V1656408 | MH MG - (SL) - SWEETWATER |  |  |  |  | 929-01105 | 929-01105 | Sugar Land | Memorial Hermann Medical Group Sweetwater (#B) | MH MG - (SL) - SWEETWATER | Room 9 | 2/1/20 |  |  |  |  | Chair, Exam, Mechanical | TABLEEXAM-Ritter-Tycos-204-002 | [22 empty] | Chair, Exam, Mechanical | CHAIRMECHANICAL | Chair, Exam, Mechanical | Midmark Corp
YES | YES |  |  |  | 929-01218 | 929-01218 | Midmark Corp | 204-002 |  | V1664953 | MH MG - (WDLS) - TWL CARDIOLOGY (STE 300) |  |  |  |  | 929-01218 | 929-01218 | Woodlands | Memorial Hermann The Woodlands Medical Center | MH MG - (WDLS) - TWL CARDIOLOGY (STE 300) | Cardiology - MP4 - 4th floor - Exam Room 7 |  |  |  | No PM sticker visible |  | Chair, Exam, Mechanical | TABLEEXAM-Ritter-Tycos-204-002 | [22 empty] | Chair, Exam, Mechanical | CHAIRMECHANICAL | Chair, Exam, Mechanical | Midmark Corp
YES | YES |  |  |  | 929-01214 | 929-01214 | Midmark Corp | 204-002 |  | V1664931 | MH MG - (WDLS) - TWL CARDIOLOGY (STE 300) |  |  |  |  | 929-01214 | 929-01214 | Woodlands | Memorial Hermann The Woodlands Medical Center | MH MG - (WDLS) - TWL CARDIOLOGY (STE 300) | Cardiology - MP4 - 4th floor - Exam Room 8 |  |  |  | No Pm Sticker visible |  | Chair, Exam, Mechanical | TABLEEXAM-Ritter-Tycos-204-002 | [22 empty] | Chair, Exam, Mechanical | CHAIRMECHANICAL | Chair, Exam, Mechanical | Midmark Corp
YES | YES |  |  |  | 929-01220 | 929-01220 | Midmark Corp | 204-002 |  | V1664770 | MH MG - (WDLS) - TWL CARDIOLOGY (STE 300) |  |  |  |  | 929-01220 | 929-01220 | Woodlands | Memorial Hermann The Woodlands Medical Center | MH MG - (WDLS) - TWL CARDIOLOGY (STE 300) | Cardiology - MP4 - 4th floor - Exam Room 9 |  |  |  | No PM Sticker Visible |  | Chair, Exam, Mechanical | TABLEEXAM-Ritter-Tycos-204-002 | [22 empty] | Chair, Exam, Mechanical | CHAIRMECHANICAL | Chair, Exam, Mechanical | Midmark Corp
YES | YES |  |  |  | 929-01210 | 929-01210 | Midmark Corp | 204-002 |  | V1664961 | MH MG - (WDLS) - TWL CARDIOLOGY (STE 300) |  |  |  |  | 929-01210 | 929-01210 | Woodlands | Memorial Hermann The Woodlands Medical Center | MH MG - (WDLS) - TWL CARDIOLOGY (STE 300) | Cardiology - MP4 - 4th floor |  |  |  | No PM Sticker visible |  | Chair, Exam, Mechanical | TABLEEXAM-Ritter-Tycos-204-002 | [22 empty] | Chair, Exam, Mechanical | CHAIRMECHANICAL | Chair, Exam, Mechanical | Midmark Corp
YES | YES |  |  |  | 099-13479 | 099-13479 | Midmark Corp | 204-002 |  | V388391 | Cancer Center |  |  |  |  | 099-13479 | 099-13479 | Southeast | Memorial Hermann Cancer Center - Southeast (#100) | Cancer Center | Exam 2 | [5 empty] | Chair, Exam, Mechanical | CHAIRMECHANICAL-Midmark Corp-204-002 | [22 empty] | Chair, Exam, Mechanical | CHAIRMECHANICAL | Chair, Exam, Mechanical | Midmark Corp
NO | YES |  |  |  | 000-03867 | 000-03867 | Midmark Corp | 204-011 |  | V1981429 | MH MG-(NE)-Kingwood Ob/Gyn | MHHS-MG |  | Table, Exam |  | 000-03867 | 000-03867 | Katy | MHHS-MG | MH MG-(NE)-Kingwood Ob/Gyn | Exam 3 | 2/1/19 |  |  |  | TABLES, EXAMINATION/TREATMENT | Table, Exam | TABLEEXAM-Midmark Corp-204-011 | TABLEEXAM | 204-011 |  |  |  | Midmark Corp | Table, Exam |  | TABLEEXAM-Midmark Corp-204-011 |  |  |  |  | Covered PM Repair - Biomedical | MHHS-MG | [7 empty] | Table, Exam | TABLEEXAM | Table, Exam | Midmark Corp
NO | YES |  |  |  | 009-10671 | 009-10671 | Midmark Corp | 204-011 |  | V1981468 | MH MG-(NE)-Kingwood Ob/Gyn | MHHS-MG |  | Table, Exam |  | 009-10671 | 009-10671 | Katy | MHHS-MG | MH MG-(NE)-Kingwood Ob/Gyn | Exam Room | 2/1/19 |  |  |  | TABLES, EXAMINATION/TREATMENT | Table, Exam | TABLEEXAM-Midmark Corp-204-011 | TABLEEXAM | 204-011 |  |  |  | Midmark Corp | Table, Exam |  | TABLEEXAM-Midmark Corp-204-011 |  |  |  |  | Covered PM Repair - Biomedical | MHHS-MG | [7 empty] | Table, Exam | TABLEEXAM | Table, Exam | Midmark Corp
NO | YES |  |  |  | 009-10673 | 009-10673 | Midmark Corp | 204-011 |  | V1981465 | MH MG-(NE)-Kingwood Ob/Gyn | MHHS-MG |  | Table, Exam |  | 009-10673 | 009-10673 | Katy | MHHS-MG | MH MG-(NE)-Kingwood Ob/Gyn | Exam Room | 2/1/19 |  |  |  | TABLES, EXAMINATION/TREATMENT | Table, Exam | TABLEEXAM-Midmark Corp-204-011 | TABLEEXAM | 204-011 |  |  |  | Midmark Corp | Table, Exam |  | TABLEEXAM-Midmark Corp-204-011 |  | 3/13/19 |  |  | Covered PM Repair - Biomedical | MHHS-MG | [7 empty] | Table, Exam | TABLEEXAM | Table, Exam | Midmark Corp
NO | YES |  |  |  | 009-10675 | 009-10675 | Midmark Corp | 204-011 |  | V1981141 | MH MG-(NE)-Kingwood Ob/Gyn | MHHS-MG |  | Table, Exam |  | 009-10675 | 009-10675 | Katy | MHHS-MG | MH MG-(NE)-Kingwood Ob/Gyn | Exam Room | 2/1/19 |  |  |  | TABLES, EXAMINATION/TREATMENT | Table, Exam | TABLEEXAM-Midmark Corp-204-011 | TABLEEXAM | 204-011 |  |  |  | Midmark Corp | Table, Exam |  | TABLEEXAM-Midmark Corp-204-011 |  |  |  |  | Covered PM Repair - Biomedical | MHHS-MG | [7 empty] | Table, Exam | TABLEEXAM | Table, Exam | Midmark Corp
NO | YES |  |  |  | 142-07167 | 142-07167 | Midmark Corp | 204-011 |  | V1978382 | MH MG-(NE)-Kingwood Ob/Gyn | MHHS-MG |  | Table, Exam |  | 142-07167 | 142-07167 | Katy | MHHS-MG | MH MG-(NE)-Kingwood Ob/Gyn | Exam 12 |  |  |  | No pm | TABLES, EXAMINATION/TREATMENT | Table, Exam | TABLEEXAM-Midmark Corp-204-011 | TABLEEXAM | 204-011 |  |  |  | Midmark Corp | Table, Exam |  | TABLEEXAM-Midmark Corp-204-011 |  |  |  |  | Covered PM Repair - Biomedical | MHHS-MG | [7 empty] | Table, Exam | TABLEEXAM | Table, Exam | Midmark Corp
NO | YES |  |  |  | 142-07169 | 142-07169 | Midmark Corp | 204-011 |  | V1978403 | MH MG-(NE)-Kingwood Ob/Gyn | MHHS-MG |  | Table, Exam |  | 142-07169 | 142-07169 | Katy | MHHS-MG | MH MG-(NE)-Kingwood Ob/Gyn | Exam 11 | 2/1/19 |  |  |  | TABLES, EXAMINATION/TREATMENT | Table, Exam | TABLEEXAM-Midmark Corp-204-011 | TABLEEXAM | 204-011 |  |  |  | Midmark Corp | Table, Exam |  | TABLEEXAM-Midmark Corp-204-011 |  |  |  |  | Covered PM Repair - Biomedical | MHHS-MG | [7 empty] | Table, Exam | TABLEEXAM | Table, Exam | Midmark Corp
NO | YES |  |  |  | 142-07171 | 142-07171 | Midmark Corp | 204-011 |  | V1981437 | MH MG-(NE)-Kingwood Ob/Gyn | MHHS-MG |  | Table, Exam |  | 142-07171 | 142-07171 | Katy | MHHS-MG | MH MG-(NE)-Kingwood Ob/Gyn | Exam 10 | 2/1/19 |  |  |  | TABLES, EXAMINATION/TREATMENT | Table, Exam | TABLEEXAM-Midmark Corp-204-011 | TABLEEXAM | 204-011 |  |  |  | Midmark Corp | Table, Exam |  | TABLEEXAM-Midmark Corp-204-011 |  |  |  |  | Covered PM Repair - Biomedical | MHHS-MG | [7 empty] | Table, Exam | TABLEEXAM | Table, Exam | Midmark Corp
NO | YES |  |  |  | 142-07173 | 142-07173 | Midmark Corp | 204-011 |  | V1981145 | MH MG-(NE)-Kingwood Ob/Gyn | MHHS-MG |  | Table, Exam |  | 142-07173 | 142-07173 | Katy | MHHS-MG | MH MG-(NE)-Kingwood Ob/Gyn |  | 2/1/19 | 2/1/20 |  |  | TABLES, EXAMINATION/TREATMENT | Table, Exam | TABLEEXAM-Midmark Corp-204-011 | TABLEEXAM | 204-011 |  |  |  | Midmark Corp | Table, Exam |  | TABLEEXAM-Midmark Corp-204-011 |  | 12/31/17 |  |  | Covered PM Repair - Biomedical | MHHS-MG | [7 empty] | Table, Exam | TABLEEXAM | Table, Exam | Midmark Corp
NO | YES |  |  |  | 142-07174 | 142-07174 | Midmark Corp | 204-011 |  | V1981435 | MH MG-(NE)-Kingwood Ob/Gyn | MHHS-MG |  | Table, Exam |  | 142-07174 | 142-07174 | Katy | MHHS-MG | MH MG-(NE)-Kingwood Ob/Gyn |  | 2/1/19 | 2/1/20 |  |  | TABLES, EXAMINATION/TREATMENT | Table, Exam | TABLEEXAM-Midmark Corp-204-011 | TABLEEXAM | 204-011 |  |  |  | Midmark Corp | Table, Exam |  | TABLEEXAM-Midmark Corp-204-011 |  | 12/31/17 |  |  | Covered PM Repair - Biomedical | MHHS-MG | [7 empty] | Table, Exam | TABLEEXAM | Table, Exam | Midmark Corp
NO | YES |  |  |  | 142-07175 | 142-07175 | Midmark Corp | 204-011 |  | V1981443 | MH MG-(NE)-Kingwood Ob/Gyn | MHHS-MG |  | Table, Exam |  | 142-07175 | 142-07175 | Katy | MHHS-MG | MH MG-(NE)-Kingwood Ob/Gyn | Room 6 | 2/1/19 |  |  |  | TABLES, EXAMINATION/TREATMENT | Table, Exam | TABLEEXAM-Midmark Corp-204-011 | TABLEEXAM | 204-011 |  |  |  | Midmark Corp | Table, Exam |  | TABLEEXAM-Midmark Corp-204-011 |  | 12/31/17 |  |  | Covered PM Repair - Biomedical | MHHS-MG | [7 empty] | Table, Exam | TABLEEXAM | Table, Exam | Midmark Corp
NO | YES |  |  |  | 142-07176 | 142-07176 | Midmark Corp | 204-011 |  | V1981458 | MH MG-(NE)-Kingwood Ob/Gyn | MHHS-MG |  | Table, Exam |  | 142-07176 | 142-07176 | Katy | MHHS-MG | MH MG-(NE)-Kingwood Ob/Gyn |  | 2/1/19 | 2/1/20 |  |  | TABLES, EXAMINATION/TREATMENT | Table, Exam | TABLEEXAM-Midmark Corp-204-011 | TABLEEXAM | 204-011 |  |  |  | Midmark Corp | Table, Exam |  | TABLEEXAM-Midmark Corp-204-011 |  | 12/31/17 |  |  | Covered PM Repair - Biomedical | MHHS-MG | [7 empty] | Table, Exam | TABLEEXAM | Table, Exam | Midmark Corp
NO | YES |  |  |  | 142-07177 | 142-07177 | Midmark Corp | 204-011 |  | V1981453 | MH MG-(NE)-Kingwood Ob/Gyn | MHHS-MG |  | Table, Exam |  | 142-07177 | 142-07177 | Katy | MHHS-MG | MH MG-(NE)-Kingwood Ob/Gyn | Exam 1 | 2/1/19 |  |  |  | TABLES, EXAMINATION/TREATMENT | Table, Exam | TABLEEXAM-Midmark Corp-204-011 | TABLEEXAM | 204-011 |  |  |  | Midmark Corp | Table, Exam |  | TABLEEXAM-Midmark Corp-204-011 |  | 12/31/17 |  |  | Covered PM Repair - Biomedical | MHHS-MG | [7 empty] | Table, Exam | TABLEEXAM | Table, Exam | Midmark Corp
NO | YES |  |  |  | 142-07178 | 142-07178 | Midmark Corp | 204-011 |  | V1981448 | MH MG-(NE)-Kingwood Ob/Gyn | MHHS-MG |  | Table, Exam |  | 142-07178 | 142-07178 | Katy | MHHS-MG | MH MG-(NE)-Kingwood Ob/Gyn | Exam 2 | 2/1/19 |  |  |  | TABLES, EXAMINATION/TREATMENT | Table, Exam | TABLEEXAM-Midmark Corp-204-011 | TABLEEXAM | 204-011 |  |  |  | Midmark Corp | Table, Exam |  | TABLEEXAM-Midmark Corp-204-011 |  | 12/31/17 |  |  | Covered PM Repair - Biomedical | MHHS-MG | [7 empty] | Table, Exam | TABLEEXAM | Table, Exam | Midmark Corp
NO | YES |  |  |  | 009-10674 | 009-10674 | Midmark Corp | 204-011 |  | V1981462 | MH MG-(NE)-Kingwood Ob/Gyn |  |  |  |  | 009-10674 | 009-10674 | Katy | MHHS-MG | MH MG-(NE)-Kingwood Ob/Gyn | Exam Room | [5 empty] | Table, Exam | TABLEEXAM-Midmark Corp-204-011 | [22 empty] | Table, Exam | TABLEEXAM | Table, Exam | Midmark Corp
YES | YES |  |  |  | 069-46726 | 069-46726 | Midmark Corp | 204-011 |  | V2109265 | TMC - PLAZA - CANCER CENTER (STE 2900) |  |  |  |  | 069-46726 | 069-46726 | TMC | Memorial Hermann Cancer Center - Texas Medical Center (#2900) | TMC - PLAZA - CANCER CENTER (STE 2900) | Room 4 | 6/1/19 |  |  | New Add - One Time Inspection Sticker |  | Table, Exam | TABLEEXAM-Midmark Corp-204-011 | [22 empty] | Table, Exam | TABLEEXAM | Table, Exam | Midmark Corp
YES | YES |  |  |  | 069-46727 | 069-46727 | Midmark Corp | 204-011 |  | V2109266 | TMC - PLAZA - CANCER CENTER (STE 2900) |  |  |  |  | 069-46727 | 069-46727 | TMC | Memorial Hermann Cancer Center - Texas Medical Center (#2900) | TMC - PLAZA - CANCER CENTER (STE 2900) | Room 3 | 6/1/19 |  |  | New Add - One Time Inspection Sticker |  | Table, Exam | TABLEEXAM-Midmark Corp-204-011 | [22 empty] | Table, Exam | TABLEEXAM | Table, Exam | Midmark Corp
NO | NO |  |  |  | 009-34573 |  | Midmark Corp | 204-011 |  | V2127049 | MH MG - (GH) - GH TIMESHARE | MHHS-MG |  | Table, Exam |  | 009-34573 |  | Central & Greater Heights |  | MH MG - (GH) - GH TIMESHARE | [5 empty] | TABLES, EXAMINATION/TREATMENT |  | TABLEEXAM-Midmark Corp-204-011 | TABLEEXAM | 204-011 |  |  |  | Midmark Corp | Table, Exam |  | TABLEEXAM-Midmark Corp-204-011 |  |  |  |  | Covered PM Repair - Biomedical | MHHS-MG
NO | NO |  |  |  | 009-34574 |  | Midmark Corp | 204-011 |  | V2127047 | MH MG - (GH) - GH TIMESHARE | MHHS-MG |  | Table, Exam |  | 009-34574 |  | Central & Greater Heights |  | MH MG - (GH) - GH TIMESHARE | [5 empty] | TABLES, EXAMINATION/TREATMENT |  | TABLEEXAM-Midmark Corp-204-011 | TABLEEXAM | 204-011 |  |  |  | Midmark Corp | Table, Exam |  | TABLEEXAM-Midmark Corp-204-011 |  |  |  |  | Covered PM Repair - Biomedical | MHHS-MG
NO | NO |  |  |  | 009-34575 |  | Midmark Corp | 204-011 |  | V2127186 | MH MG - (GH) - GH TIMESHARE | MHHS-MG |  | Table, Exam |  | 009-34575 |  | Central & Greater Heights |  | MH MG - (GH) - GH TIMESHARE | [5 empty] | TABLES, EXAMINATION/TREATMENT |  | TABLEEXAM-Midmark Corp-204-011 | TABLEEXAM | 204-011 |  |  |  | Midmark Corp | Table, Exam |  | TABLEEXAM-Midmark Corp-204-011 |  |  |  |  | Covered PM Repair - Biomedical | MHHS-MG
YES | YES |  |  |  | 099-14863 | 099-14863 | Midmark Corp |  |  |  | SE - CANCER CENTER |  |  |  |  | 099-14863 | 099-14863 | Southeast | Memorial Hermann Sports Medicine | SE - CANCER CENTER | #100 Plaza 2 | [5 empty] | Table, Exam | TABLEEXAM-Midmark Corp-222 | [22 empty] | Table, Exam | TABLEEXAM | Table, Exam | Midmark Corp
NO | YES |  |  |  | 041-10479 | 041-10479 | Midmark Corp |  |  | V309090 | MH MG - (MC) - MEMORIAL CITY (MP3) |  |  |  |  | 041-10479 | 041-10479 | West | MHHS-MG | MH MG - (MC) - MEMORIAL CITY (MP3) | Room 138 |  |  |  | No pm |  | Table, Exam | TABLEEXAM-Midmark Corp-222 | [22 empty] | Table, Exam | TABLEEXAM | Table, Exam | Midmark Corp
YES | YES |  |  |  | 099-14251 | 099-14251 | Midmark Corp | 222-016 |  | V562470 | TMC - HVI - CARDIOLOGY (3HVI) |  |  |  |  | 099-14251 | 099-14251 | TMC | Memorial Hermann-Texas Medical Center | TMC - HVI - CARDIOLOGY (3HVI) | Bay 7 | [5 empty] | Table, Exam | TABLEEXAM-Midmark Corp-222-016 | [22 empty] | Table, Exam | TABLEEXAM | Table, Exam | Midmark Corp
NO | YES |  |  |  | 099-01919 | 099-01919 | Midmark Corp | 223-015 |  | V925197 | Primary care |  |  |  |  | 099-01919 | 099-01919 | Katy | Memorial Hermann Summer Creek Primary Care | Primary care | Exam 5 |  |  |  | No pm |  | Table, Exam | TABLEEXAM-Midmark Corp-223-015 | [22 empty] | Table, Exam | TABLEEXAM | Table, Exam | Midmark Corp
YES | YES |  |  |  | 099-00772 | 099-00772 | Midmark Corp | 223-016 |  | V1758569 | Neurology 360 |  |  |  |  | 099-00772 | 099-00772 | Northwest | Memorial hermann neurology 360 | Neurology 360 | Exam room 3 | [5 empty] | Table, Exam | TABLEEXAM-Midmark Corp-223-016 | [22 empty] | Table, Exam | TABLEEXAM | Table, Exam | Midmark Corp
YES | YES |  |  |  | 099-01954 | 099-01954 | Midmark Corp | 223-016 |  | V1755668 | Urology Clinic |  |  |  |  | 099-01954 | 099-01954 | Northwest | Memorial Hermann Urology #360 | Urology Clinic | Exam 2 | [5 empty] | Table, Exam | TABLEEXAM-Midmark Corp-223-016 | [22 empty] | Table, Exam | TABLEEXAM | Table, Exam | Midmark Corp
NO | YES |  |  |  | 029-12329 | 029-12329 | Midmark Corp |  |  | V1970583 | MH MG-(WDLS)-Twl Cardiology (Ste 300) | MHHS-MG |  | Tissue Embedding Center |  | 029-12329 | 029-12329 | Woodlands | MHHS-MG | MH MG-(WDLS)-Twl Cardiology (Ste 300) | Cardiology - MP4 - 4th floor - Exam Room 4 | 8/1/18 |  | 8/1/19 |  | TABLES, EXAMINATION/TREATMENT | Tissue Embedding Center | TISSUEEMBEDDINGCTR-ThermoFisherSci-224 | TISSUEEMBEDDINGCTR |  |  |  |  | ThermoFisherSci | Tissue Embedding Center |  |  | TISSUEEMBEDDINGCTR-ThermoFisherSci-224 | 2/26/19 |  |  | Covered PM Repair - Biomedical | MHHS-MG | [8 empty] | TISSUEEMBEDDINGCTR | Tissue Embedding Center | ThermoFisherSci
YES | YES |  |  |  | 142-08967 | 142-08967 | Midmark Corp | 224-002 |  | V2154508 | Cardiology 202 |  |  |  |  | 142-08967 | 142-08967 | Sugar Land | Memorial Hermann Medical Group Sugar Land Cardiology (#210) | Cardiology 202 | Room 2 | 2/1/20 |  |  |  |  | Table, Exam | TABLEEXAM-Midmark Corp-224-002 | [22 empty] | Table, Exam | TABLEEXAM | Table, Exam | Midmark Corp
YES | YES |  |  |  | 074-06070 | 074-06070 | Midmark Corp | 224-002 |  | V2038440 | Procedure room yeah |  |  |  |  | 074-06070 | 074-06070 | Woodlands | Memorial Hermann The Woodlands Medical Center | Procedure room yeah | Procedure room | [5 empty] | Table, Exam | TABLEEXAM-Midmark Corp-224-002 | [22 empty] | Table, Exam | TABLEEXAM | Table, Exam | Midmark Corp
YES | YES |  |  |  | 069-46725 | 069-46725 | Midmark Corp |  |  | V2099115 | TMC - PLAZA - CANCER CENTER (STE 2900) |  |  |  |  | 069-46725 | 069-46725 | TMC | Memorial Hermann Cancer Center - Texas Medical Center (#2900) | TMC - PLAZA - CANCER CENTER (STE 2900) | Room 5 | 6/1/19 |  |  | New Add - One Time Inspection Sticker |  | Table, Exam | TABLEEXAM-Midmark Corp-230 | [22 empty] | Table, Exam | TABLEEXAM | Table, Exam | Midmark Corp
NO | YES |  |  |  | 133-03860 | 133-03860 | Midmark Corp |  |  | v336598 | Katy-Cardiology | MHHS-Katy |  | Thermia Unit, Hypo-Hyper |  | 133-03860 | 133-03860 | Katy | MHHS-Katy | Katy-Cardiology | ECG room | 6/1/18 |  |  | One time safety | TABLES, EXAMINATION/TREATMENT | Thermia Unit, Hypo-Hyper | THERMIAUNITHYPOHYPER-Cincinnati-233 | THERMIAUNITHYPOHYPER |  |  |  |  | Cincinnati | Thermia Unit, Hypo-Hyper |  |  | THERMIAUNITHYPOHYPER-Cincinnati-233 | 8/1/17 |  | TUHH-A | Not Covered Vendor Only - Biomedical | MHHS-Katy | [8 empty] | THERMIAUNITHYPOHYPER | Thermia Unit, Hypo-Hyper | Cincinnati
NO | YES |  |  |  | 133-03865 | 133-03865 | Midmark Corp |  |  | v336608 | Katy-Cardiology | MHHS-Katy |  | Thermia Unit, Hypo-Hyper |  | 133-03865 | 133-03865 | Katy | MHHS-Katy | Katy-Cardiology | ECG/Stress1 | 8/1/19 |  |  |  | TABLES, EXAMINATION/TREATMENT | Thermia Unit, Hypo-Hyper | THERMIAUNITHYPOHYPER-Cincinnati-233 | THERMIAUNITHYPOHYPER |  |  |  |  | Cincinnati | Thermia Unit, Hypo-Hyper |  |  | THERMIAUNITHYPOHYPER-Cincinnati-233 | 11/1/19 |  | TUHH-A | Covered PM Repair - Biomedical | MHHS-Katy | [8 empty] | THERMIAUNITHYPOHYPER | Thermia Unit, Hypo-Hyper | Cincinnati
NO | YES |  |  |  | 133-03866 | 133-03866 | Midmark Corp |  |  | v336435 | KATY - NONINVASIVE CARDIOLOGY | MHHS-Katy |  | Thermia Unit, Hypo-Hyper |  | 133-03866 | 133-03866 | Katy | MHHS - KATY | KATY - NONINVASIVE CARDIOLOGY | W1:335.14 EEG |  |  |  | CNF | TABLES, EXAMINATION/TREATMENT |  | THERMIAUNITHYPOHYPER-Cincinnati-233 | THERMIAUNITHYPOHYPER |  |  |  |  | Cincinnati | Thermia Unit, Hypo-Hyper |  |  | THERMIAUNITHYPOHYPER-Cincinnati-233 |  |  |  | Covered PM Repair - Biomedical | MHHS-Katy
NO | YES |  |  |  | 041-32486 | 041-32486 | Midmark Corp |  |  | v629839 | Memorial City / Pediatrics | MHHS-Mem City |  | Thermia Unit, Hypo-Hyper |  | 041-32486 | 041-32486 | West | Memorial Hermann - Memorial City | Memorial City / Pediatrics | MH4 400.1 Treatment Room |  |  |  |  | TABLES, EXAMINATION/TREATMENT |  | THERMIAUNITHYPOHYPER-Cincinnati-233 | THERMIAUNITHYPOHYPER |  |  |  |  | Cincinnati | Thermia Unit, Hypo-Hyper |  |  | THERMIAUNITHYPOHYPER-Cincinnati-233 |  |  |  | Not Covered Vendor Only - Biomedical | MHHS-Mem City
YES | YES |  |  |  | 099-00414 | 099-00414 | Midmark Corp | 233 Ritter |  | V1758636 | Mischer Neuroscience Associates |  |  |  |  | 099-00414 | 099-00414 | Cypress | Mischer Neuroscience Institute | Mischer Neuroscience Associates | Cypress | 2/1/20
NO | YES |  |  |  | 041-17467 | 041-17467 | Midmark Corp | 250-002 |  | V1840215 | MEMORIAL CITY - WOUND CARE |  |  |  |  | 041-17467 | 041-17467 | West | Memorial Hermann Memorial City Medical Center | MEMORIAL CITY - WOUND CARE | W1 143 Treatment 3
YES | YES |  |  |  | 099-06871 | 099-06871 | Midmark Corp |  |  | V1938608 | SE - WOUND CARE |  |  |  |  | 099-06871 | 099-06871 |  | Memorial Hermann- Fresher building 1 | SE - WOUND CARE | room3 | 4/1/20 |  |  | No PM Sticker
YES | YES |  |  |  | 099-06870 | 099-06870 | Midmark Corp |  |  | VE 165-2124 | SE - WOUND CARE |  |  |  |  | 099-06870 | 099-06870 |  | Memorial Hermann- Fresher building 1 | SE - WOUND CARE | room2 | 4/1/20 |  |  | No PM Sticker
NO | NO |  |  |  | 041-10564 |  | Midmark Corp |  |  | V90227 | MH MG - (TMC) - VANGUARD UROLOGY (STE 2300) | MHHS-MG |  | Table, Exam |  | 041-10564 |  | TMC |  | MH MG - (TMC) - VANGUARD UROLOGY (STE 2300) | [5 empty] | TABLES, EXAMINATION/TREATMENT |  | TABLEEXAM-Ritter-Tycos-304 | TABLEEXAM |  |  |  |  | Ritter-Tycos | Table, Exam |  |  | TABLEEXAM-Ritter-Tycos-304 |  |  |  | Covered PM Repair - Respiratory/Steriliz | MHHS-MG
NO | NO |  |  |  | 041-10569 |  | Midmark Corp |  |  | V11295 | MH MG - (TMC) - VANGUARD UROLOGY (STE 2300) | MHHS-MG |  | Table, Exam |  | 041-10569 |  | TMC |  | MH MG - (TMC) - VANGUARD UROLOGY (STE 2300) | [5 empty] | TABLES, EXAMINATION/TREATMENT |  | TABLEEXAM-Ritter-Tycos-304 | TABLEEXAM |  |  |  |  | Ritter-Tycos | Table, Exam |  |  | TABLEEXAM-Ritter-Tycos-304 |  |  |  | Covered PM Repair - Biomedical | MHHS-MG
NO | NO |  |  |  | 069-43499 |  | Midmark Corp |  |  | V153608 | TMC - PLAZA - CANCER CENTER (STE 2900) | MHHS-TMC |  | Scale, Infant |  | 069-43499 |  | TMC |  | TMC - PLAZA - CANCER CENTER (STE 2900) | [5 empty] | LIGHTS, SURGICAL |  | SCALEINFANT-Seca-354 | SCALEINFANT |  |  |  |  | Seca | Scale, Infant |  |  | SCALEINFANT-Seca-354 |  |  |  | Covered PM Repair - Biomedical | MHHS-TMC
NO | YES |  |  |  | 005-10517 | 005-10517 | Midmark Corp | 355-022 |  | V1615339 | SE-Clinical Engineering | MHHS-Southeast |  | Lamp, Exam |  | 005-10517 | 005-10517 | Southeast | MHHS-Southeast | SE-Clinical Engineering | BioMed Shop | 8/1/16 |  |  |  | LIGHTS, EXAMINATION | Lamp, Exam | LAMPEXAM-Midmark Corp-355-022 | LAMPEXAM | 355-022 |  |  |  | Midmark Corp | Lamp, Exam |  | LAMPEXAM-Midmark Corp-355-022 |  | 3/13/15 |  |  | Covered PM Repair - Biomedical | MHHS-Southeast | [7 empty] | Lamp, Exam | LAMPEXAM | Lamp, Exam | Midmark Corp
NO | NO |  |  |  | 069-37752 |  | Midmark Corp | 355-028 |  | V537028 | MH MG - (TMC) - VANGUARD UROLOGY (STE 2300) | MHHS-MG |  | Lamp, Exam |  | 069-37752 |  | TMC |  | MH MG - (TMC) - VANGUARD UROLOGY (STE 2300) | [5 empty] | LIGHTS, SURGICAL |  | LAMPEXAM-Midmark Corp-355-028 | LAMPEXAM | 355-028 |  |  |  | Midmark Corp | Lamp, Exam |  | LAMPEXAM-Midmark Corp-355-028 |  |  |  |  | Covered PM Repair - Biomedical | MHHS-MG
NO | YES |  |  |  |  | 009-34198 | Midmark Corp |  |  | NSN | GH-Cancer Center | MHHS-Greater Heights |  | Table, Exam |  |  | 009-34198 | Central | MHHS-Greater Heights | GH-Cancer Center | Cancer Center | 6/1/17 |  |  |  | TABLES, EXAMINATION/TREATMENT | Table, Exam | TABLEEXAM-Midmark Corp-404 | TABLEEXAM |  |  |  |  | Midmark Corp | Table, Exam |  | TABLEEXAM-Midmark Corp-404 |  |  |  |  | Covered PM Repair - Biomedical | MHHS-Greater Heights | [7 empty] | Table, Exam | TABLEEXAM | Table, Exam | Midmark Corp
NO | YES |  |  |  | 017-00610 | 017-00610 | Midmark Corp |  |  | AX015412 | MH MG-(SL)-Physicians At Sugar Creek | MHHS-MG |  | Table, Exam |  | 017-00610 | 017-00610 | Sugar Land | MHHS-MG | MH MG-(SL)-Physicians At Sugar Creek | Room NE.8 | 11/1/17 |  |  |  | TABLES, EXAMINATION/TREATMENT | Table, Exam | TABLEEXAM-Midmark Corp-404 | TABLEEXAM |  |  |  |  | Midmark Corp | Table, Exam |  | TABLEEXAM-Midmark Corp-404 |  |  |  |  | Covered PM Repair - Biomedical | MHHS-MG | [7 empty] | Table, Exam | TABLEEXAM | Table, Exam | Midmark Corp
NO | YES |  |  |  | 017-00765 | 017-00765 | Midmark Corp |  |  | AX142896 | MH MG-(SL)-Physicians At Sugar Creek | MHHS-MG |  | Table, Exam |  | 017-00765 | 017-00765 | Sugar Land | MHHS-MG | MH MG-(SL)-Physicians At Sugar Creek | Orange Exam 11 | 11/1/18 |  |  |  | TABLES, EXAMINATION/TREATMENT | Table, Exam | TABLEEXAM-Midmark Corp-404 | TABLEEXAM |  |  |  |  | Midmark Corp | Table, Exam |  | TABLEEXAM-Midmark Corp-404 |  |  |  |  | Covered PM Repair - Biomedical | MHHS-MG | [7 empty] | Table, Exam | TABLEEXAM | Table, Exam | Midmark Corp
NO | YES |  |  |  | 129-01412 | 129-01412 | Midmark Corp |  |  | AX013630 | MH MG-(SL)-Physicians At Sugar Creek | MHHS-MG |  | Table, Exam |  | 129-01412 | 129-01412 | Sugar Land | MHHS-MG | MH MG-(SL)-Physicians At Sugar Creek | NW.9 | 11/1/18 |  |  |  | TABLES, EXAMINATION/TREATMENT | Table, Exam | TABLEEXAM-Midmark Corp-404 | TABLEEXAM |  |  |  |  | Midmark Corp | Table, Exam |  | TABLEEXAM-Midmark Corp-404 |  |  |  |  | Covered PM Repair - Biomedical | MHHS-MG | [7 empty] | Table, Exam | TABLEEXAM | Table, Exam | Midmark Corp
NO | YES |  |  |  | 013-35510 | 013-35510 | Midmark Corp |  |  | BB003002 | MH MG-(STX)-South Texas-Rosenberg | MHHS-MG |  | Table, Exam |  | 013-35510 | 013-35510 | South | MHHS-MG | MH MG-(STX)-South Texas-Rosenberg | Exam 26 | 6/1/17 |  |  |  | TABLES, EXAMINATION/TREATMENT | Table, Exam | TABLEEXAM-Midmark Corp-404 | TABLEEXAM |  |  |  |  | Midmark Corp | Table, Exam |  | TABLEEXAM-Midmark Corp-404 |  | 1/23/15 |  |  | Covered PM Repair - Biomedical | MHHS-MG | [7 empty] | Table, Exam | TABLEEXAM | Table, Exam | Midmark Corp
NO | YES |  |  |  | 000-02867 | 000-02867 | Midmark Corp |  |  | AX013626 | MH MG-(STX)-South Texas-Wharton | MHHS-MG |  | Table, Exam |  | 000-02867 | 000-02867 | South | MHHS-MG | MH MG-(STX)-South Texas-Wharton | Gynecology exam rm 10 | 10/1/17 | 10/1/20 |  |  | TABLES, EXAMINATION/TREATMENT | Table, Exam | TABLEEXAM-Midmark Corp-404 | TABLEEXAM |  |  |  |  | Midmark Corp | Table, Exam |  | TABLEEXAM-Midmark Corp-404 |  | 1/23/15 |  |  | Covered PM Repair - Biomedical | MHHS-MG | [7 empty] | Table, Exam | TABLEEXAM | Table, Exam | Midmark Corp
NO | YES |  |  |  | 017-00988 | 017-00988 | Midmark Corp |  |  | AX002943 | MH MG-(STX)-South Texas-Wharton | MHHS-MG |  | Table, Exam |  | 017-00988 | 017-00988 | South | MHHS-MG | MH MG-(STX)-South Texas-Wharton | Exam 6 | 10/1/17 |  |  |  | TABLES, EXAMINATION/TREATMENT | Table, Exam | TABLEEXAM-Midmark Corp-404 | TABLEEXAM |  |  |  |  | Midmark Corp | Table, Exam |  | TABLEEXAM-Midmark Corp-404 |  | 1/23/15 |  |  | Covered PM Repair - Biomedical | MHHS-MG | [7 empty] | Table, Exam | TABLEEXAM | Table, Exam | Midmark Corp
NO | YES |  |  |  | 129-05101 | 129-05101 | Midmark Corp |  |  | AX0135503 | MH MG-(STX)-South Texas-Wharton | MHHS-MG |  | Table, Exam |  | 129-05101 | 129-05101 | South | MHHS-MG | MH MG-(STX)-South Texas-Wharton | Exam 9 | 10/1/17 |  |  |  | TABLES, EXAMINATION/TREATMENT | Table, Exam | TABLEEXAM-Midmark Corp-404 | TABLEEXAM |  |  |  |  | Midmark Corp | Table, Exam |  | TABLEEXAM-Midmark Corp-404 |  | 1/23/15 |  |  | Covered PM Repair - Biomedical | MHHS-MG | [7 empty] | Table, Exam | TABLEEXAM | Table, Exam | Midmark Corp
NO | YES |  |  |  | 129-05103 | 129-05103 | Midmark Corp |  |  | BB003019 | MH MG-(STX)-South Texas-Wharton | MHHS-MG |  | Table, Exam |  | 129-05103 | 129-05103 | South | MHHS-MG | MH MG-(STX)-South Texas-Wharton | Exam 8 | 10/1/17 |  |  |  | TABLES, EXAMINATION/TREATMENT | Table, Exam | TABLEEXAM-Midmark Corp-404 | TABLEEXAM |  |  |  |  | Midmark Corp | Table, Exam |  | TABLEEXAM-Midmark Corp-404 |  | 1/23/15 |  |  | Covered PM Repair - Biomedical | MHHS-MG | [7 empty] | Table, Exam | TABLEEXAM | Table, Exam | Midmark Corp
NO | YES |  |  |  | 129-05106 | 129-05106 | Midmark Corp |  |  | BB003018 | MH MG-(STX)-South Texas-Wharton | MHHS-MG |  | Table, Exam |  | 129-05106 | 129-05106 | South | MHHS-MG | MH MG-(STX)-South Texas-Wharton | Exam 6 | 10/1/17 |  |  |  | TABLES, EXAMINATION/TREATMENT | Table, Exam | TABLEEXAM-Midmark Corp-404 | TABLEEXAM |  |  |  |  | Midmark Corp | Table, Exam |  | TABLEEXAM-Midmark Corp-404 |  | 1/23/15 |  |  | Covered PM Repair - Biomedical | MHHS-MG | [7 empty] | Table, Exam | TABLEEXAM | Table, Exam | Midmark Corp
NO | YES |  |  |  | 129-05112 | 129-05112 | Midmark Corp |  |  | AX013083 | MH MG-(STX)-South Texas-Wharton | MHHS-MG |  | Table, Exam |  | 129-05112 | 129-05112 | South | MHHS-MG | MH MG-(STX)-South Texas-Wharton | Exam 7 | 10/1/17 |  |  |  | TABLES, EXAMINATION/TREATMENT | Table, Exam | TABLEEXAM-Midmark Corp-404 | TABLEEXAM |  |  |  |  | Midmark Corp | Table, Exam |  | TABLEEXAM-Midmark Corp-404 |  | 1/23/15 |  |  | Covered PM Repair - Biomedical | MHHS-MG | [7 empty] | Table, Exam | TABLEEXAM | Table, Exam | Midmark Corp
NO | YES |  |  |  | 129-06492 | 129-06492 | Midmark Corp |  |  | AX022584 | MH MG-(STX)-South Texas-Wharton | MHHS-MG |  | Table, Exam |  | 129-06492 | 129-06492 | South | MHHS-MG | MH MG-(STX)-South Texas-Wharton | Exam 1 | 10/1/17 |  |  |  | TABLES, EXAMINATION/TREATMENT | Table, Exam | TABLEEXAM-Midmark Corp-404 | TABLEEXAM |  |  |  |  | Midmark Corp | Table, Exam |  | TABLEEXAM-Midmark Corp-404 |  | 1/23/15 |  |  | Covered PM Repair - Biomedical | MHHS-MG | [7 empty] | Table, Exam | TABLEEXAM | Table, Exam | Midmark Corp
NO | NO |  |  |  | 041-32045 |  | Midmark Corp |  |  | None | CAHF - (MC) - MEMORIAL CITY [MP3-STE300] | MHHS - Heart Failure Clinics |  | Table, Exam |  | 041-32045 |  | West & Memorial City |  | CAHF - (MC) - MEMORIAL CITY [MP3-STE300] | [5 empty] | TABLES, EXAMINATION/TREATMENT |  | TABLEEXAM-Midmark Corp-404 | TABLEEXAM |  |  |  |  | Midmark Corp | Table, Exam |  | TABLEEXAM-Midmark Corp-404 |  |  |  |  | Covered PM Repair - Biomedical | MHHS - Heart Failure Clinics
NO | NO |  |  |  | 041-32046 |  | Midmark Corp |  |  | None | CAHF - (MC) - MEMORIAL CITY [MP3-STE300] | MHHS - Heart Failure Clinics |  | Table, Exam |  | 041-32046 |  | West & Memorial City |  | CAHF - (MC) - MEMORIAL CITY [MP3-STE300] | [5 empty] | TABLES, EXAMINATION/TREATMENT |  | TABLEEXAM-Midmark Corp-404 | TABLEEXAM |  |  |  |  | Midmark Corp | Table, Exam |  | TABLEEXAM-Midmark Corp-404 |  |  |  |  | Covered PM Repair - Biomedical | MHHS - Heart Failure Clinics
NO | NO |  |  |  | 041-32048 |  | Midmark Corp |  |  | None | CAHF - (MC) - MEMORIAL CITY [MP3-STE300] | MHHS - Heart Failure Clinics |  | Table, Exam |  | 041-32048 |  | West & Memorial City |  | CAHF - (MC) - MEMORIAL CITY [MP3-STE300] | [5 empty] | TABLES, EXAMINATION/TREATMENT |  | TABLEEXAM-Midmark Corp-404 | TABLEEXAM |  |  |  |  | Midmark Corp | Table, Exam |  | TABLEEXAM-Midmark Corp-404 |  |  |  |  | Covered PM Repair - Biomedical | MHHS - Heart Failure Clinics
NO | NO |  |  |  | 013-35506 |  | Midmark Corp |  |  | AX17218 | MH MG - (STX) - SOUTH TEXAS - ROSENBERG | MHHS-MG |  | Table, Exam |  | 013-35506 |  | South |  | MH MG - (STX) - SOUTH TEXAS - ROSENBERG | [5 empty] | TABLES, EXAMINATION/TREATMENT |  | TABLEEXAM-Midmark Corp-404 | TABLEEXAM |  |  |  |  | Midmark Corp | Table, Exam |  | TABLEEXAM-Midmark Corp-404 |  |  |  |  | Covered PM Repair - Biomedical | MHHS-MG
NO | NO |  |  |  | 041-21037 |  | Midmark Corp |  |  | N/A | UTPHYS - (MC) - PHYSICIANS AT MC (MP3) | MHHS-UTPHYS |  | Table, Exam |  | 041-21037 |  | West & Memorial City |  | UTPHYS - (MC) - PHYSICIANS AT MC (MP3) | [5 empty] | TABLES, EXAMINATION/TREATMENT |  | TABLEEXAM-Midmark Corp-404 | TABLEEXAM |  |  |  |  | Midmark Corp | Table, Exam |  | TABLEEXAM-Midmark Corp-404 |  |  |  |  | Covered PM Repair - Biomedical | MHHS-UTPHYS
NO | YES |  |  |  |  | 013-35484 | Midmark Corp | 404-005 |  | AX064641 | MH MG-(STX)-South Texas-Rosenberg | MHHS-MG |  | Table, Exam |  |  | 013-35484 | South | MHHS-MG | MH MG-(STX)-South Texas-Rosenberg | Exam Room 11 |  |  |  |  | TABLES, EXAMINATION/TREATMENT | Table, Exam | TABLEEXAM-Midmark Corp-404-005 | TABLEEXAM | 404-005 |  |  |  | Midmark Corp | Table, Exam |  | TABLEEXAM-Midmark Corp-404-005 |  | 1/23/15 |  |  | Covered PM Repair - Biomedical | MHHS-MG | [7 empty] | Table, Exam | TABLEEXAM | Table, Exam | Midmark Corp
NO | YES |  |  |  | 013-35512 | 013-35512 | Midmark Corp | 404-005 |  | AX050525 | MH MG-(STX)-South Texas-Rosenberg | MHHS-MG |  | Table, Exam |  | 013-35512 | 013-35512 | South | MHHS-MG | MH MG-(STX)-South Texas-Rosenberg | Exam 12 | 1/1/18 |  |  |  | TABLES, EXAMINATION/TREATMENT | Table, Exam | TABLEEXAM-Midmark Corp-404-005 | TABLEEXAM | 404-005 |  |  |  | Midmark Corp | Table, Exam |  | TABLEEXAM-Midmark Corp-404-005 |  | 1/23/15 |  |  | Covered PM Repair - Biomedical | MHHS-MG | [7 empty] | Table, Exam | TABLEEXAM | Table, Exam | Midmark Corp
NO | NO |  |  |  | 041-20191 |  | Midmark Corp | 404-005 |  | AX039940 | MH MG - (MC) - UROLOGY MC (MP3) | MHHS-MG |  | Table, Exam |  | 041-20191 |  | West & Memorial City |  | MH MG - (MC) - UROLOGY MC (MP3) | [5 empty] | TABLES, EXAMINATION/TREATMENT |  | TABLEEXAM-Midmark Corp-404-005 | TABLEEXAM | 404-005 |  |  |  | Midmark Corp | Table, Exam |  | TABLEEXAM-Midmark Corp-404-005 |  |  |  |  | Covered PM Repair - Biomedical | MHHS-MG
NO | YES | [5 empty] | Midmark Corp |  |  | NSN | GH-Cancer Center | MHHS-Greater Heights |  | Table, Exam |  |  |  | Central & Greater Heights | MHHS-Greater Heights | GH-Cancer Center | Room 4 | 6/1/18 |  |  |  | TABLES, EXAMINATION/TREATMENT | Table, Exam | TABLEEXAM-Midmark Corp-405 | TABLEEXAM |  |  |  |  | Midmark Corp | Table, Exam |  | TABLEEXAM-Midmark Corp-405 |  | 10/27/16 |  |  | Covered PM Repair - Biomedical | MHHS-Greater Heights | [7 empty] | Table, Exam | TABLEEXAM | Table, Exam | Midmark Corp
NO | YES |  |  |  | 041-17512 | 041-17512 | Midmark Corp |  |  | LG001802 | MH MG - (MC) - MC EXEC HEALTH (MHT) | MHHS-MG |  | Table, Exam |  | 041-17512 | 041-17512 | West |  | MH MG - (MC) - MC EXEC HEALTH (MHT) |  | 2/1/18 |  | 2/1/19 |  | TABLES, EXAMINATION/TREATMENT | Table, Exam | TABLEEXAM-Midmark Corp-405 | TABLEEXAM |  |  |  |  | Midmark Corp | Table, Exam |  | TABLEEXAM-Midmark Corp-405 |  | 10/27/16 |  |  | Covered PM Repair - Biomedical | MHHS-MG | [7 empty] | Table, Exam | TABLEEXAM | Table, Exam | Midmark Corp
NO | YES |  |  |  | 017-00529 | 017-00529 | Midmark Corp |  |  | BG321B | MH MG-(SL)-Physicians At Sugar Creek | MHHS-MG |  | Table, Exam |  | 017-00529 | 017-00529 | Sugar Land | MHHS-MG | MH MG-(SL)-Physicians At Sugar Creek |  | 11/1/18 | 11/1/19 |  |  | TABLES, EXAMINATION/TREATMENT | Table, Exam | TABLEEXAM-Midmark Corp-405 | TABLEEXAM |  |  |  |  | Midmark Corp | Table, Exam |  | TABLEEXAM-Midmark Corp-405 |  | 1/23/15 |  |  | Covered PM Repair - Biomedical | MHHS-MG | [7 empty] | Table, Exam | TABLEEXAM | Table, Exam | Midmark Corp
NO | YES |  |  |  | 017-00579 | 017-00579 | Midmark Corp |  |  |  | MH MG-(SL)-Physicians At Sugar Creek | MHHS-MG |  | Table, Exam |  | 017-00579 | 017-00579 | Sugar Land | MHHS-MG | MH MG-(SL)-Physicians At Sugar Creek | Grey Pod | 11/1/18 |  |  |  | TABLES, EXAMINATION/TREATMENT | Table, Exam | TABLEEXAM-Midmark Corp-405 | TABLEEXAM |  |  |  |  | Midmark Corp | Table, Exam |  | TABLEEXAM-Midmark Corp-405 |  | 1/23/15 |  |  | Covered PM Repair - Biomedical | MHHS-MG | [7 empty] | Table, Exam | TABLEEXAM | Table, Exam | Midmark Corp
NO | YES |  |  |  | 129-05029 | 129-05029 | Midmark Corp |  |  | 129-05029 | MH MG-(STX)-South Texas-Wharton | MHHS-MG |  | Table, Exam |  | 129-05029 | 129-05029 | South | MHHS-MG | MH MG-(STX)-South Texas-Wharton | Gynecology storage room | 10/1/19 | 10/1/20 |  |  | TABLES, EXAMINATION/TREATMENT | Table, Exam | TABLEEXAM-Midmark Corp-405 | TABLEEXAM |  |  |  |  | Midmark Corp | Table, Exam |  | TABLEEXAM-Midmark Corp-405 |  | 1/23/15 |  |  | Covered PM Repair - Biomedical | MHHS-MG | [7 empty] | Table, Exam | TABLEEXAM | Table, Exam | Midmark Corp
NO | NO |  |  |  | 041-17518 |  | Midmark Corp |  |  | LG001800 | MH MG - (MC) - MC EXEC HEALTH (MHT) | MHHS-MG |  | Table, Exam |  | 041-17518 |  | West & Memorial City |  | MH MG - (MC) - MC EXEC HEALTH (MHT) | [5 empty] | TABLES, EXAMINATION/TREATMENT |  | TABLEEXAM-Midmark Corp-405 | TABLEEXAM |  |  |  |  | Midmark Corp | Table, Exam |  | TABLEEXAM-Midmark Corp-405 |  |  |  |  | Covered PM Repair - Biomedical | MHHS-MG
NO | NO |  |  |  | 017-00510 |  | Midmark Corp |  |  | BG004514 | MH MG - (SL) - PHYSICIANS AT SUGAR CREEK | MHHS-MG |  | Table, Exam |  | 017-00510 |  | Sugar Land |  | MH MG - (SL) - PHYSICIANS AT SUGAR CREEK | [5 empty] | TABLES, EXAMINATION/TREATMENT |  | TABLEEXAM-Midmark Corp-405 | TABLEEXAM |  |  |  |  | Midmark Corp | Table, Exam |  | TABLEEXAM-Midmark Corp-405 |  |  |  |  | Covered PM Repair - Biomedical | MHHS-MG
NO | YES |  |  |  | 069-38469 | 069-38469 | Midmark Corp |  |  | V1221888 | TMC-Jones-Transplant Clinic (1J) | MHHS-TMC |  | Table, Exam |  | 069-38469 | 069-38469 | TMC | MHHS-TMC | TMC-Jones-Transplant Clinic (1J) | J1414 | 1/1/20 |  | 1/1/21 |  | SCALES, PATIENT | Table, Exam | TABLEEXAM-Midmark Corp-409 | TABLEEXAM |  |  |  |  | Midmark Corp | Table, Exam |  | TABLEEXAM-Midmark Corp-409 |  | 7/13/15 |  |  | Not Covered Vendor Only - Rad, Low End | MHHS-TMC | [7 empty] | Table, Exam | TABLEEXAM | Table, Exam | Midmark Corp
NO | YES |  |  |  | 129-03299 | 129-03299 | Midmark Corp |  |  | AV5603 | MH MG-(SL)-Physicians At Sugar Creek | MHHS-MG |  | Table, Exam |  | 129-03299 | 129-03299 | Sugar Land | MHHS-MG | MH MG-(SL)-Physicians At Sugar Creek | Green Procedure 1 | 11/1/18 |  |  |  | TABLES, EXAMINATION/TREATMENT | Table, Exam | TABLEEXAM-Midmark Corp-411 | TABLEEXAM |  |  |  |  | Midmark Corp | Table, Exam |  | TABLEEXAM-Midmark Corp-411 |  |  |  |  | Covered PM Repair - Biomedical | MHHS-MG | [7 empty] | Table, Exam | TABLEEXAM | Table, Exam | Midmark Corp
NO | NO |  |  |  | 041-20197 |  | Midmark Corp |  |  | AV002988 | MH MG - (MC) - UROLOGY MC (MP3) | MHHS-MG |  | Table, Exam |  | 041-20197 |  | West & Memorial City |  | MH MG - (MC) - UROLOGY MC (MP3) | [5 empty] | TABLES, EXAMINATION/TREATMENT |  | TABLEEXAM-Midmark Corp-411 | TABLEEXAM |  |  |  |  | Midmark Corp | Table, Exam |  | TABLEEXAM-Midmark Corp-411 |  |  |  |  | Covered PM Repair - Biomedical | MHHS-MG
NO | NO | [5 empty] | Midmark Corp | 411-017 |  | L8001378 | MEMORIAL CITY - OUTPATIENT SURGERY | MHHS-Mem City | [5 empty] | West & Memorial City |  | MEMORIAL CITY - OUTPATIENT SURGERY | [5 empty] | TABLES, EXAMINATION/TREATMENT |  | TABLEEXAM-Midmark Corp-411 |  |  |  |  | TABLEEXAM-Midmark Corp-411 | Midmark Corp | [7 empty] | Not Covered Vendor Only - Biomedical | MHHS-Mem City
YES | YES |  |  |  | 041-04089 | 041-04089 | Midmark Corp | 411-018 |  | LS001378 | MEMORIAL CITY - Outpatient Surgery |  |  |  |  | 041-04089 | 041-04089 | West | Memorial Hermann Memorial City Medical Center | MEMORIAL CITY - Outpatient Surgery | W1 Minor Procedures 1
NO | NO | [5 empty] | Midmark Corp |  |  | bf004786 | MEMORIAL CITY - OCCUPATIONAL HEALTH | MHHS-Mem City |  | Stadiometer |  |  |  | West & Memorial City |  | MEMORIAL CITY - OCCUPATIONAL HEALTH | [5 empty] | TABLES, EXAMINATION/TREATMENT |  | STADIOMETER-Seca-417 | STADIOMETER |  |  |  |  | Seca | Stadiometer |  |  | STADIOMETER-Seca-417 |  |  |  | Covered PM Repair - Biomedical | MHHS-Mem City
NO | NO |  |  |  | 129-06608 |  | Midmark Corp |  |  | BP004353 | MH MG - (STX) - SOUTH TEXAS - ROSENBERG | MHHS-MG |  | Stadiometer |  | 129-06608 |  | South |  | MH MG - (STX) - SOUTH TEXAS - ROSENBERG | [5 empty] | TABLES, EXAMINATION/TREATMENT |  | STADIOMETER-Seca-417 | STADIOMETER |  |  |  |  | Seca | Stadiometer |  |  | STADIOMETER-Seca-417 |  |  |  | Covered PM Repair - Biomedical | MHHS-MG
NO | NO | [5 empty] | Midmark Corp |  |  | BP004788 | PARC - GESSNER INPATIENT REHAB | MHHS-PARC |  | Stadiometer |  |  |  | Central & Greater Heights |  | PARC - GESSNER INPATIENT REHAB | [5 empty] | TABLES, EXAMINATION/TREATMENT |  | STADIOMETER-Seca-417 | STADIOMETER |  |  |  |  | Seca | Stadiometer |  |  | STADIOMETER-Seca-417 |  |  |  | Covered PM Repair - Biomedical | MHHS-PARC
NO | YES |  |  |  | 005-05855 | 005-05855 | Midmark Corp |  |  | V435031 | Pearland-Projects | MHHS-MG |  | Table, Exam |  | 005-05855 | 005-05855 | Pearland | MHHS-Pearland Hospital | Pearland-Projects | Exam 4 | 8/1/17 |  |  |  | TABLES, EXAMINATION/TREATMENT | Table, Exam | TABLEEXAM-Midmark Corp-604 | TABLEEXAM |  |  |  |  | Midmark Corp | Table, Exam |  | TABLEEXAM-Midmark Corp-604 |  |  |  |  | Covered PM Repair - Biomedical | MHHS-MG | [7 empty] | Table, Exam | TABLEEXAM | Table, Exam | Midmark Corp
NO | YES |  |  |  | 005-07824 | 005-07824 | Midmark Corp |  |  | V894924 | MH MG - (SE) - SOUTHEAST GENERAL SURGERY (MP2) | MHHS-MG |  | Table, Exam |  | 005-07824 | 005-07824 | Southeast | Memorial Hermann Medical Group Southeast General Surgery Medical Plaza 1 (#350) | MH MG - (SE) - SOUTHEAST GENERAL SURGERY (MP2) | Room 1 | 2/1/19 |  |  | One Time Inspection Sticker | TABLES, EXAMINATION/TREATMENT | Table, Exam | TABLEEXAM-Midmark Corp-604 | TABLEEXAM |  |  |  |  | Midmark Corp | Table, Exam |  | TABLEEXAM-Midmark Corp-604 |  | 4/20/19 |  |  | Not Covered Vendor Only - Biomedical | MHHS-MG | [7 empty] | Table, Exam | TABLEEXAM | Table, Exam | Midmark Corp
NO | YES |  |  |  | 005-07825 | 005-07825 | Midmark Corp |  |  | V905568 | MH MG - (SE) - SOUTHEAST GENERAL SURGERY (MP2) | MHHS-MG |  | Table, Exam |  | 005-07825 | 005-07825 | Southeast | Memorial Hermann Medical Group Southeast General Surgery Medical Plaza 1 (#350) | MH MG - (SE) - SOUTHEAST GENERAL SURGERY (MP2) | Room 2 | 2/1/19 |  |  | One Time Inspection Sticker | TABLES, EXAMINATION/TREATMENT | Table, Exam | TABLEEXAM-Midmark Corp-604 | TABLEEXAM |  |  |  |  | Midmark Corp | Table, Exam |  | TABLEEXAM-Midmark Corp-604 |  | 10/2/14 |  |  | Covered PM Repair - Biomedical | MHHS-MG | [7 empty] | Table, Exam | TABLEEXAM | Table, Exam | Midmark Corp
NO | YES |  |  |  | 005-07829 | 005-07829 | Midmark Corp |  |  | V903573 | MH MG - (SE) - SOUTHEAST GENERAL SURGERY (MP2) | MHHS-MG |  | Table, Exam |  | 005-07829 | 005-07829 | Southeast | Memorial Hermann Medical Group Southeast General Surgery Medical Plaza 1 (#350) | MH MG - (SE) - SOUTHEAST GENERAL SURGERY (MP2) | Room 3 | 2/1/19 |  |  | One Time Inspection | TABLES, EXAMINATION/TREATMENT | Table, Exam | TABLEEXAM-Midmark Corp-604 | TABLEEXAM |  |  |  |  | Midmark Corp | Table, Exam |  | TABLEEXAM-Midmark Corp-604 |  | 5/27/15 |  |  | Covered PM Repair - Biomedical | MHHS-MG | [7 empty] | Table, Exam | TABLEEXAM | Table, Exam | Midmark Corp
NO | YES |  |  |  | 005-07831 | 005-07831 | Midmark Corp |  |  | V905749 | MH MG - (SE) - SOUTHEAST GENERAL SURGERY (MP2) | MHHS-MG |  | Table, Exam |  | 005-07831 | 005-07831 | Southeast | Memorial Hermann Medical Group Southeast General Surgery Medical Plaza 1 (#350) | MH MG - (SE) - SOUTHEAST GENERAL SURGERY (MP2) | Exam 5 | 2/1/19 |  |  |  | TABLES, EXAMINATION/TREATMENT | Table, Exam | TABLEEXAM-Midmark Corp-604 | TABLEEXAM |  |  |  |  | Midmark Corp | Table, Exam |  | TABLEEXAM-Midmark Corp-604 |  |  |  |  | Covered PM Repair - Biomedical | MHHS-MG | [7 empty] | Table, Exam | TABLEEXAM | Table, Exam | Midmark Corp
NO | YES |  |  |  | 017-01066 | 017-01066 | Midmark Corp |  |  | V899338 | MH MG - (SE) - SOUTHEAST GENERAL SURGERY (MP2) | MHHS-MG |  | Table, Exam |  | 017-01066 | 017-01066 | Southeast | Memorial Hermann Medical Group Southeast General Surgery Medical Plaza 1 (#350) | MH MG - (SE) - SOUTHEAST GENERAL SURGERY (MP2) | Procedure Room | 2/1/19 |  |  |  | TABLES, EXAMINATION/TREATMENT | Table, Exam | TABLEEXAM-Midmark Corp-604 | TABLEEXAM |  |  |  |  | Midmark Corp | Table, Exam |  | TABLEEXAM-Midmark Corp-604 |  | 5/2/27 |  |  | Not Covered Vendor Only - Biomedical | MHHS-MG | [7 empty] | Table, Exam | TABLEEXAM | Table, Exam | Midmark Corp
NO | YES |  |  |  | 017-01067 | 017-01067 | Midmark Corp |  |  | V905355 | MH MG - (SE) - SOUTHEAST GENERAL SURGERY (MP2) | MHHS-MG |  | Table, Exam |  | 017-01067 | 017-01067 | Southeast | Memorial Hermann Medical Group Southeast General Surgery Medical Plaza 1 (#350) | MH MG - (SE) - SOUTHEAST GENERAL SURGERY (MP2) | Room 4 | 2/1/19 |  |  | New Add | TABLES, EXAMINATION/TREATMENT | Table, Exam | TABLEEXAM-Midmark Corp-604 | TABLEEXAM |  |  |  |  | Midmark Corp | Table, Exam |  | TABLEEXAM-Midmark Corp-604 |  | 1/2/25 |  |  | Not Covered Vendor Only - Biomedical | MHHS-MG | [7 empty] | Table, Exam | TABLEEXAM | Table, Exam | Midmark Corp
NO | YES |  |  |  | 017-00727 | 017-00727 | Midmark Corp |  |  | V505906 | MH MG-(SL)-Physicians At Sugar Creek | MHHS-MG |  | Table, Exam |  | 017-00727 | 017-00727 | Sugar Land | MHHS-MG | MH MG-(SL)-Physicians At Sugar Creek | Purple Exam 3 | 11/1/17 |  |  |  | TABLES, EXAMINATION/TREATMENT | Table, Exam | TABLEEXAM-Midmark Corp-604 | TABLEEXAM |  |  |  |  | Midmark Corp | Table, Exam |  | TABLEEXAM-Midmark Corp-604 |  |  |  |  | Covered PM Repair - Biomedical | MHHS-MG | [7 empty] | Table, Exam | TABLEEXAM | Table, Exam | Midmark Corp
NO | YES |  |  |  | 129-06375 | 129-06375 | Midmark Corp |  |  | V901040 | MH MG-(SL)-Sugar Land Multi-Specialty (Mp1) | MHHS-MG |  | Table, Exam |  | 129-06375 | 129-06375 | Sugar Land | MHHS-MG | MH MG-(SL)-Sugar Land Multi-Specialty (Mp1) | Exam 10 | 4/1/17 |  | 4/1/18 |  | TABLES, EXAMINATION/TREATMENT | Table, Exam | TABLEEXAM-Midmark Corp-604 | TABLEEXAM |  |  |  |  | Midmark Corp | Table, Exam |  | TABLEEXAM-Midmark Corp-604 |  |  |  |  | Not Covered Vendor Only - Lab Ana/Anes | MHHS-MG | [7 empty] | Table, Exam | TABLEEXAM | Table, Exam | Midmark Corp
YES | YES |  |  |  | 017-01160 | 017-01160 | Midmark Corp |  |  | V905724 | Sports medicine east |  |  |  |  | 017-01160 | 017-01160 | Pearland | Memorial Hermann Sports Medicine | Sports medicine east | Exam 7 | 2/1/20 |  |  | One time safety |  | Table, Exam | TABLEEXAM-Midmark Corp-604 | [22 empty] | Table, Exam | TABLEEXAM | Table, Exam | Midmark Corp
NO | NO |  |  |  | 241-02377 |  | Midmark Corp |  |  | V505910 | MH MG - (SL) - PHYSICIANS AT SUGAR CREEK | MHHS-MG |  | Table, Exam |  | 241-02377 |  | Sugar Land |  | MH MG - (SL) - PHYSICIANS AT SUGAR CREEK | [5 empty] | TABLES, EXAMINATION/TREATMENT |  | TABLEEXAM-Midmark Corp-604 | TABLEEXAM |  |  |  |  | Midmark Corp | Table, Exam |  | TABLEEXAM-Midmark Corp-604 |  |  |  |  | Covered PM Repair - Biomedical | MHHS-MG
NO | NO |  |  |  | 129-05775 |  | Midmark Corp |  |  | V895161 | MNA - (NE) - NORTHEAST MP1 SUITE 360 | MHHS - Mischer Neuroscience |  | Table, Exam |  | 129-05775 |  | Katy |  | MNA - (NE) - NORTHEAST MP1 SUITE 360 | [5 empty] | TABLES, EXAMINATION/TREATMENT |  | TABLEEXAM-Midmark Corp-604 | TABLEEXAM |  |  |  |  | Midmark Corp | Table, Exam |  | TABLEEXAM-Midmark Corp-604 |  |  |  |  | Covered PM Repair - Biomedical | MHHS - Mischer Neuroscience
NO | NO |  |  |  | 129-05776 |  | Midmark Corp |  |  | V895754 | MNA - (NE) - NORTHEAST MP1 SUITE 360 | MHHS - Mischer Neuroscience |  | Table, Exam |  | 129-05776 |  | Katy |  | MNA - (NE) - NORTHEAST MP1 SUITE 360 | [5 empty] | TABLES, EXAMINATION/TREATMENT |  | TABLEEXAM-Midmark Corp-604 | TABLEEXAM |  |  |  |  | Midmark Corp | Table, Exam |  | TABLEEXAM-Midmark Corp-604 |  |  |  |  | Covered PM Repair - Biomedical | MHHS - Mischer Neuroscience
NO | YES |  |  |  | 017-01119 | 017-01119 | Midmark Corp | 604-001 |  | V929066 | MH MG-(PL)-Central Pearland | MHHS-MG |  | Table, Exam |  | 017-01119 | 017-01119 | Pearland | MHHS-MG | MH MG-(PL)-Central Pearland | Exam 1 | 2/1/19 |  |  | One time safety | TABLES, EXAMINATION/TREATMENT | Table, Exam | TABLEEXAM-Midmark Corp-604-001 | TABLEEXAM | 604-001 |  |  |  | Midmark Corp | Table, Exam |  | TABLEEXAM-Midmark Corp-604-001 |  |  |  |  | Not Covered Vendor Only - Lab Ana/Anes | MHHS-MG | [7 empty] | Table, Exam | TABLEEXAM | Table, Exam | Midmark Corp
NO | YES |  |  |  | 017-01121 | 017-01121 | Midmark Corp | 604-001 |  | V929087 | MH MG-(PL)-Central Pearland | MHHS-MG |  | Table, Exam |  | 017-01121 | 017-01121 | Pearland | MHHS-MG | MH MG-(PL)-Central Pearland | Exam 2 | 2/1/19 |  |  | One time safety | TABLES, EXAMINATION/TREATMENT | Table, Exam | TABLEEXAM-Midmark Corp-604-001 | TABLEEXAM | 604-001 |  |  |  | Midmark Corp | Table, Exam |  | TABLEEXAM-Midmark Corp-604-001 |  |  |  |  | Not Covered Vendor Only - Lab Ana/Anes | MHHS-MG | [7 empty] | Table, Exam | TABLEEXAM | Table, Exam | Midmark Corp
NO | YES |  |  |  | 017-01123 | 017-01123 | Midmark Corp | 604-001 |  | V905793 | MH MG-(PL)-Central Pearland | MHHS-MG |  | Table, Exam |  | 017-01123 | 017-01123 | Pearland | MHHS-MG | MH MG-(PL)-Central Pearland | Exam 6 | 2/1/19 |  |  | One time safety | TABLES, EXAMINATION/TREATMENT | Table, Exam | TABLEEXAM-Midmark Corp-604-001 | TABLEEXAM | 604-001 |  |  |  | Midmark Corp | Table, Exam |  | TABLEEXAM-Midmark Corp-604-001 |  |  |  |  | Not Covered Vendor Only - Lab Ana/Anes | MHHS-MG | [7 empty] | Table, Exam | TABLEEXAM | Table, Exam | Midmark Corp
NO | YES |  |  |  | 017-01126 | 017-01126 | Midmark Corp | 604-001 |  | V905881 | MH MG-(PL)-Central Pearland | MHHS-MG |  | Table, Exam |  | 017-01126 | 017-01126 | Pearland | MHHS-MG | MH MG-(PL)-Central Pearland | Rm 5 | 2/1/19 |  |  |  | TABLES, EXAMINATION/TREATMENT | Table, Exam | TABLEEXAM-Midmark Corp-604-001 | TABLEEXAM | 604-001 |  |  |  | Midmark Corp | Table, Exam |  | TABLEEXAM-Midmark Corp-604-001 |  |  |  |  | Not Covered Vendor Only - Lab Ana/Anes | MHHS-MG | [7 empty] | Table, Exam | TABLEEXAM | Table, Exam | Midmark Corp
NO | YES |  |  |  | 017-01129 | 017-01129 | Midmark Corp | 604-001 |  | V905382 | MH MG-(PL)-Central Pearland | MHHS-MG |  | Table, Exam |  | 017-01129 | 017-01129 | Pearland | MHHS-MG | MH MG-(PL)-Central Pearland | Rm4 | 2/1/19 |  |  |  | TABLES, EXAMINATION/TREATMENT | Table, Exam | TABLEEXAM-Midmark Corp-604-001 | TABLEEXAM | 604-001 |  |  |  | Midmark Corp | Table, Exam |  | TABLEEXAM-Midmark Corp-604-001 |  |  |  |  | Not Covered Vendor Only - Lab Ana/Anes | MHHS-MG | [7 empty] | Table, Exam | TABLEEXAM | Table, Exam | Midmark Corp
NO | YES |  |  |  | 017-01131 | 017-01131 | Midmark Corp | 604-001 |  | V928501 | MH MG-(PL)-Central Pearland | MHHS-MG |  | Table, Exam |  | 017-01131 | 017-01131 | Pearland | MHHS-MG | MH MG-(PL)-Central Pearland | Rm3 | 2/1/19 |  |  |  | TABLES, EXAMINATION/TREATMENT | Table, Exam | TABLEEXAM-Midmark Corp-604-001 | TABLEEXAM | 604-001 |  |  |  | Midmark Corp | Table, Exam |  | TABLEEXAM-Midmark Corp-604-001 |  |  |  |  | Not Covered Vendor Only - Lab Ana/Anes | MHHS-MG | [7 empty] | Table, Exam | TABLEEXAM | Table, Exam | Midmark Corp
NO | YES |  |  |  | 017-01133 | 017-01133 | Midmark Corp | 604-001 |  | V894719 | MH MG-(PL)-Central Pearland | MHHS-MG |  | Table, Exam |  | 017-01133 | 017-01133 | Pearland | MHHS-MG | MH MG-(PL)-Central Pearland | Rm2 | 2/1/19 |  |  |  | TABLES, EXAMINATION/TREATMENT | Table, Exam | TABLEEXAM-Midmark Corp-604-001 | TABLEEXAM | 604-001 |  |  |  | Midmark Corp | Table, Exam |  | TABLEEXAM-Midmark Corp-604-001 |  |  |  |  | Not Covered Vendor Only - Lab Ana/Anes | MHHS-MG | [7 empty] | Table, Exam | TABLEEXAM | Table, Exam | Midmark Corp
NO | YES |  |  |  | 017-01135 | 017-01135 | Midmark Corp | 604-001 |  | V929526 | MH MG-(PL)-Central Pearland | MHHS-MG |  | Table, Exam |  | 017-01135 | 017-01135 | Pearland | MHHS-MG | MH MG-(PL)-Central Pearland | Rm1 | 2/1/19 |  |  |  | TABLES, EXAMINATION/TREATMENT | Table, Exam | TABLEEXAM-Midmark Corp-604-001 | TABLEEXAM | 604-001 |  |  |  | Midmark Corp | Table, Exam |  | TABLEEXAM-Midmark Corp-604-001 |  |  |  |  | Not Covered Vendor Only - Lab Ana/Anes | MHHS-MG | [7 empty] | Table, Exam | TABLEEXAM | Table, Exam | Midmark Corp
NO | YES |  |  |  |  | 099-06906 | Midmark Corp | 604-001 |  | v929091 | MH MG - (MC) - MEMORIAL CITY (MP3) | MHHS-MG |  | Table, Exam |  |  | 099-06906 | West | MHHS-MG | MH MG - (MC) - MEMORIAL CITY (MP3) | Room148 | 3/1/18 |  | 3/1/19 |  | TABLES, EXAMINATION/TREATMENT | Table, Exam | TABLEEXAM-Midmark Corp-604-001 | TABLEEXAM | 604-001 |  |  |  | Midmark Corp | Table, Exam |  | TABLEEXAM-Midmark Corp-604-001 |  |  |  |  | Not Covered Vendor Only - Lab Ana/Anes | MHHS-MG | [7 empty] | Table, Exam | TABLEEXAM | Table, Exam | Midmark Corp
NO | YES |  |  |  |  | 099-06737 | Midmark Corp | 604-001 |  | v928902 | MH MG - (MC) - MEMORIAL CITY (MP3) | MHHS-MG |  | Table, Exam |  |  | 099-06737 | West | MHHS-MG | MH MG - (MC) - MEMORIAL CITY (MP3) |  | 3/1/18 |  |  |  | TABLES, EXAMINATION/TREATMENT | Table, Exam | TABLEEXAM-Midmark Corp-604-001 | TABLEEXAM | 604-001 |  |  |  | Midmark Corp | Table, Exam |  | TABLEEXAM-Midmark Corp-604-001 |  | 1/15/18 |  |  | Covered PM Repair - Biomedical | MHHS-MG | [7 empty] | Table, Exam | TABLEEXAM | Table, Exam | Midmark Corp
NO | YES |  |  |  |  | 099-06750 | Midmark Corp | 604-001 |  | v929836 | MH MG - (MC) - MEMORIAL CITY (MP3) | MHHS-MG |  | Table, Exam |  |  | 099-06750 | West | MHHS-MG | MH MG - (MC) - MEMORIAL CITY (MP3) |  | 9/1/17 |  |  |  | TABLES, EXAMINATION/TREATMENT | Table, Exam | TABLEEXAM-Midmark Corp-604-001 | TABLEEXAM | 604-001 |  |  |  | Midmark Corp | Table, Exam |  | TABLEEXAM-Midmark Corp-604-001 |  | 12/31/17 |  |  | Covered PM Repair - Biomedical | MHHS-MG | [7 empty] | Table, Exam | TABLEEXAM | Table, Exam | Midmark Corp
NO | YES |  |  |  |  | 099-06901 | Midmark Corp | 604-001 |  | v929487 | MH MG - (MC) - MEMORIAL CITY (MP3) | MHHS-MG |  | Table, Exam |  |  | 099-06901 | West | MHHS-MG | MH MG - (MC) - MEMORIAL CITY (MP3) | Room145 | 9/1/17 |  | 9/1/18 |  | TABLES, EXAMINATION/TREATMENT | Table, Exam | TABLEEXAM-Midmark Corp-604-001 | TABLEEXAM | 604-001 |  |  |  | Midmark Corp | Table, Exam |  | TABLEEXAM-Midmark Corp-604-001 |  | 3/6/20 |  |  | Not Covered Vendor Only - Biomedical | MHHS-MG | [7 empty] | Table, Exam | TABLEEXAM | Table, Exam | Midmark Corp
NO | YES | [5 empty] | Midmark Corp | 604-001 |  | v929554 | MH MG - (MC) - MEMORIAL CITY (MP3) | MHHS-MG |  | Table, Exam |  |  |  | West | MHHS-MG | MH MG - (MC) - MEMORIAL CITY (MP3) | Room144 | 11/1/17 |  | 9/1/18 |  | TABLES, EXAMINATION/TREATMENT | Table, Exam | TABLEEXAM-Midmark Corp-604-001 | TABLEEXAM | 604-001 |  |  |  | Midmark Corp | Table, Exam |  | TABLEEXAM-Midmark Corp-604-001 |  |  |  |  | Not Covered Vendor Only - Lab Ana/Anes | MHHS-MG | [7 empty] | Table, Exam | TABLEEXAM | Table, Exam | Midmark Corp
NO | YES |  |  |  | 041-10574 | 041-10574 | Midmark Corp | 604-001 |  | v309745 | MH MG - (MC) - MEMORIAL CITY (MP3) | MHHS-MG |  | Table, Exam |  | 041-10574 | 041-10574 | West | MHHS-MG | MH MG - (MC) - MEMORIAL CITY (MP3) | Suite 100 | 9/1/17 |  |  |  | TABLES, EXAMINATION/TREATMENT | Table, Exam | TABLEEXAM-Midmark Corp-604-001 | TABLEEXAM | 604-001 |  |  |  | Midmark Corp | Table, Exam |  | TABLEEXAM-Midmark Corp-604-001 |  |  |  |  | Not Covered Vendor Only - Lab Ana/Anes | MHHS-MG | [7 empty] | Table, Exam | TABLEEXAM | Table, Exam | Midmark Corp
NO | YES |  |  |  | 041-10478 | 041-10478 | Midmark Corp | 604-001 |  | v309600 | MH MG - (MC) - MEMORIAL CITY (MP3) | MHHS-MG |  | Table, Exam |  | 041-10478 | 041-10478 | West | MHHS-MG | MH MG - (MC) - MEMORIAL CITY (MP3) | Suite 100 | 9/1/17 |  |  |  | TABLES, EXAMINATION/TREATMENT | Table, Exam | TABLEEXAM-Midmark Corp-604-001 | TABLEEXAM | 604-001 |  |  |  | Midmark Corp | Table, Exam |  | TABLEEXAM-Midmark Corp-604-001 |  |  |  |  | Not Covered Vendor Only - Lab Ana/Anes | MHHS-MG | [7 empty] | Table, Exam | TABLEEXAM | Table, Exam | Midmark Corp
NO | YES |  |  |  |  | 099-06903 | Midmark Corp | 604-001 |  | V929587 | MH MG - (MC) - MEMORIAL CITY (MP3) | MHHS-MG |  | Table, Exam |  |  | 099-06903 | West | MHHS-MG | MH MG - (MC) - MEMORIAL CITY (MP3) | Room147 | 9/1/17 |  | 9/1/18 |  | TABLES, EXAMINATION/TREATMENT | Table, Exam | TABLEEXAM-Midmark Corp-604-001 | TABLEEXAM | 604-001 |  |  |  | Midmark Corp | Table, Exam |  | TABLEEXAM-Midmark Corp-604-001 |  |  |  |  | Not Covered Vendor Only - Lab Ana/Anes | MHHS-MG | [7 empty] | Table, Exam | TABLEEXAM | Table, Exam | Midmark Corp
NO | YES |  |  |  | 005-11857 | 005-11857 | Midmark Corp | 604-001 |  | V1938430 | CBC - (SE) - MATTHYS ELEMENTARY SCHOOL | MHHS-Neighborhood Clinics |  | Table, Exam |  | 005-11857 | 005-11857 | Southeast & Bay Area |  | CBC - (SE) - MATTHYS ELEMENTARY SCHOOL |  | 07/17/2018 |  |  |  | TABLES, EXAMINATION/TREATMENT |  | TABLEEXAM-Midmark Corp-604-001 | TABLEEXAM | 604-001 |  |  |  | Midmark Corp | Table, Exam |  | TABLEEXAM-Midmark Corp-604-001 |  |  |  |  | Not Covered Vendor Only - Lab Ana/Anes | MHHS-Neighborhood Clinics
NO | YES | [5 empty] | Midmark Corp | 604-001 |  | v928753 | CLOSED - (SE) - SOUTHEAST MEDICAL ASSOCIATES | MHHS-MG |  | Table, Exam |  |  |  | Southeast | MHHS-MG | CLOSED - (SE) - SOUTHEAST MEDICAL ASSOCIATES | Room 6 |  |  |  |  | TABLES, EXAMINATION/TREATMENT | Table, Exam | TABLEEXAM-Midmark Corp-604-001 | TABLEEXAM | 604-001 |  |  |  | Midmark Corp | Table, Exam |  | TABLEEXAM-Midmark Corp-604-001 |  |  |  |  | Covered PM Repair - Biomedical | MHHS-MG | [7 empty] | Table, Exam | TABLEEXAM | Table, Exam | Midmark Corp
NO | YES |  |  |  | 017-01266 | 017-01266 | Midmark Corp | 604-001 |  | V895525 | MH MG-(GH)-GH CCC-Timeshare | MHHS-MG |  | Table, Exam |  | 017-01266 | 017-01266 | Greater heights | MHHS-MG | MH MG-(GH)-GH CCC-Timeshare | Room 4 | 4/1/18 |  | 4/1/19 |  | TABLES, EXAMINATION/TREATMENT | Table, Exam | TABLEEXAM-Midmark Corp-604-001 | TABLEEXAM | 604-001 |  |  |  | Midmark Corp | Table, Exam |  | TABLEEXAM-Midmark Corp-604-001 |  |  |  |  | Covered PM Repair - Biomedical | MHHS-MG | [7 empty] | Table, Exam | TABLEEXAM | Table, Exam | Midmark Corp
NO | YES |  |  |  |  | 099-06732 | Midmark Corp | 604-001 |  | v929213 | MH MG - (MC) - MEMORIAL CITY (MP3) | MHHS-MG |  | Table, Exam |  |  | 099-06732 | West | MHHS-MG | MH MG - (MC) - MEMORIAL CITY (MP3) |  | 3/1/17 |  |  |  | TABLES, EXAMINATION/TREATMENT | Table, Exam | TABLEEXAM-Midmark Corp-604-001 | TABLEEXAM | 604-001 |  |  |  | Midmark Corp | Table, Exam |  | TABLEEXAM-Midmark Corp-604-001 |  | 9/11/13 |  |  | Covered PM Repair - Biomedical | MHHS-MG | [7 empty] | Table, Exam | TABLEEXAM | Table, Exam | Midmark Corp
NO | YES |  |  |  | 013-38280 | 013-38280 | Midmark Corp | 604-001 |  | V925733 | MH MG-(SW)-SW Medical Plaza 4 (Mp4) | MHHS-MG |  | Table, Exam |  | 013-38280 | 013-38280 | Southwest | MHHS-MG | MH MG-(SW)-SW Medical Plaza 4 (Mp4) | [5 empty] | TABLES, EXAMINATION/TREATMENT | Table, Exam | TABLEEXAM-Midmark Corp-604-001 | TABLEEXAM | 604-001 |  |  |  | Midmark Corp | Table, Exam |  | TABLEEXAM-Midmark Corp-604-001 |  | 6/7/17 |  |  | Not Covered Vendor Only - Lab Ana/Anes | MHHS-MG | [7 empty] | Table, Exam | TABLEEXAM | Table, Exam | Midmark Corp
NO | YES |  |  |  | 013-38281 | 013-38281 | Midmark Corp | 604-001 |  | V926056 | MH MG-(SW)-SW Medical Plaza 4 (Mp4) | MHHS-MG |  | Table, Exam |  | 013-38281 | 013-38281 | Southwest | MHHS-MG | MH MG-(SW)-SW Medical Plaza 4 (Mp4) | Exam rm 6 |  |  |  |  | TABLES, EXAMINATION/TREATMENT | Table, Exam | TABLEEXAM-Midmark Corp-604-001 | TABLEEXAM | 604-001 |  |  |  | Midmark Corp | Table, Exam |  | TABLEEXAM-Midmark Corp-604-001 |  | 6/7/17 |  |  | Not Covered Vendor Only - Lab Ana/Anes | MHHS-MG | [7 empty] | Table, Exam | TABLEEXAM | Table, Exam | Midmark Corp
NO | YES |  |  |  | 013-38282 | 013-38282 | Midmark Corp | 604-001 |  | V926046 | MH MG-(SW)-SW Medical Plaza 4 (Mp4) | MHHS-MG |  | Table, Exam |  | 013-38282 | 013-38282 | Southwest | MHHS-MG | MH MG-(SW)-SW Medical Plaza 4 (Mp4) | [5 empty] | TABLES, EXAMINATION/TREATMENT | Table, Exam | TABLEEXAM-Midmark Corp-604-001 | TABLEEXAM | 604-001 |  |  |  | Midmark Corp | Table, Exam |  | TABLEEXAM-Midmark Corp-604-001 |  | 6/7/17 |  |  | Not Covered Vendor Only - Lab Ana/Anes | MHHS-MG | [7 empty] | Table, Exam | TABLEEXAM | Table, Exam | Midmark Corp
NO | YES |  |  |  | 013-38284 | 013-38284 | Midmark Corp | 604-001 |  | V925659 | MH MG-(SW)-SW Medical Plaza 4 (Mp4) | MHHS-MG |  | Table, Exam |  | 013-38284 | 013-38284 | Southwest | MHHS-MG | MH MG-(SW)-SW Medical Plaza 4 (Mp4) | Exam rm 9 |  |  |  |  | TABLES, EXAMINATION/TREATMENT | Table, Exam | TABLEEXAM-Midmark Corp-604-001 | TABLEEXAM | 604-001 |  |  |  | Midmark Corp | Table, Exam |  | TABLEEXAM-Midmark Corp-604-001 |  | 6/7/17 |  |  | Not Covered Vendor Only - Lab Ana/Anes | MHHS-MG | [7 empty] | Table, Exam | TABLEEXAM | Table, Exam | Midmark Corp
NO | YES |  |  |  | 013-38285 | 013-38285 | Midmark Corp | 604-001 |  | V925766 | MH MG-(SW)-SW Medical Plaza 4 (Mp4) | MHHS-MG |  | Table, Exam |  | 013-38285 | 013-38285 | Southwest | MHHS-MG | MH MG-(SW)-SW Medical Plaza 4 (Mp4) | [5 empty] | TABLES, EXAMINATION/TREATMENT | Table, Exam | TABLEEXAM-Midmark Corp-604-001 | TABLEEXAM | 604-001 |  |  |  | Midmark Corp | Table, Exam |  | TABLEEXAM-Midmark Corp-604-001 |  |  |  |  | Not Covered Vendor Only - Lab Ana/Anes | MHHS-MG | [7 empty] | Table, Exam | TABLEEXAM | Table, Exam | Midmark Corp
NO | YES |  |  |  | 013-38287 | 013-38287 | Midmark Corp | 604-001 |  | V985210 | MH MG-(SW)-SW Medical Plaza 4 (Mp4) | MHHS-MG |  | Table, Exam |  | 013-38287 | 013-38287 | Southwest | MHHS-MG | MH MG-(SW)-SW Medical Plaza 4 (Mp4) | Exam rm 11 |  |  |  |  | TABLES, EXAMINATION/TREATMENT | Table, Exam | TABLEEXAM-Midmark Corp-604-001 | TABLEEXAM | 604-001 |  |  |  | Midmark Corp | Table, Exam |  | TABLEEXAM-Midmark Corp-604-001 |  | 6/7/17 |  |  | Not Covered Vendor Only - Lab Ana/Anes | MHHS-MG | [7 empty] | Table, Exam | TABLEEXAM | Table, Exam | Midmark Corp
NO | YES |  |  |  | 013-38288 | 013-38288 | Midmark Corp | 604-001 |  | V926067 | MH MG-(SW)-SW Medical Plaza 4 (Mp4) | MHHS-MG |  | Table, Exam |  | 013-38288 | 013-38288 | Southwest | MHHS-MG | MH MG-(SW)-SW Medical Plaza 4 (Mp4) | Exam room 12 |  |  |  |  | TABLES, EXAMINATION/TREATMENT | Table, Exam | TABLEEXAM-Midmark Corp-604-001 | TABLEEXAM | 604-001 |  |  |  | Midmark Corp | Table, Exam |  | TABLEEXAM-Midmark Corp-604-001 |  | 6/7/17 |  |  | Not Covered Vendor Only - Lab Ana/Anes | MHHS-MG | [7 empty] | Table, Exam | TABLEEXAM | Table, Exam | Midmark Corp
NO | YES |  |  |  | 013-38289 | 013-38289 | Midmark Corp | 604-001 |  | V926459 | MH MG-(SW)-SW Medical Plaza 4 (Mp4) | MHHS-MG |  | Table, Exam |  | 013-38289 | 013-38289 | Southwest | MHHS-MG | MH MG-(SW)-SW Medical Plaza 4 (Mp4) | [5 empty] | TABLES, EXAMINATION/TREATMENT | Table, Exam | TABLEEXAM-Midmark Corp-604-001 | TABLEEXAM | 604-001 |  |  |  | Midmark Corp | Table, Exam |  | TABLEEXAM-Midmark Corp-604-001 |  | 6/7/17 |  |  | Not Covered Vendor Only - Lab Ana/Anes | MHHS-MG | [7 empty] | Table, Exam | TABLEEXAM | Table, Exam | Midmark Corp
NO | YES |  |  |  | 013-38317 | 013-38317 | Midmark Corp | 604-001 |  | V926005 | MH MG-(SW)-SW Medical Plaza 4 (Mp4) | MHHS-MG |  | Table, Exam |  | 013-38317 | 013-38317 | Southwest | MHHS-MG | MH MG-(SW)-SW Medical Plaza 4 (Mp4) | Exam rm 4 |  |  |  |  | TABLES, EXAMINATION/TREATMENT | Table, Exam | TABLEEXAM-Midmark Corp-604-001 | TABLEEXAM | 604-001 |  |  |  | Midmark Corp | Table, Exam |  | TABLEEXAM-Midmark Corp-604-001 |  | 6/7/17 |  |  | Not Covered Vendor Only - Lab Ana/Anes | MHHS-MG | [7 empty] | Table, Exam | TABLEEXAM | Table, Exam | Midmark Corp
NO | YES |  |  |  | 013-38318 | 013-38318 | Midmark Corp | 604-001 |  | V925579 | MH MG-(SW)-SW Medical Plaza 4 (Mp4) | MHHS-MG |  | Table, Exam |  | 013-38318 | 013-38318 | Southwest | MHHS-MG | MH MG-(SW)-SW Medical Plaza 4 (Mp4) | Exam rm 26 |  |  |  |  | TABLES, EXAMINATION/TREATMENT | Table, Exam | TABLEEXAM-Midmark Corp-604-001 | TABLEEXAM | 604-001 |  |  |  | Midmark Corp | Table, Exam |  | TABLEEXAM-Midmark Corp-604-001 |  | 6/7/17 |  |  | Not Covered Vendor Only - Lab Ana/Anes | MHHS-MG | [7 empty] | Table, Exam | TABLEEXAM | Table, Exam | Midmark Corp
NO | YES |  |  |  | 013-38319 | 013-38319 | Midmark Corp | 604-001 |  | V926194 | MH MG-(SW)-SW Medical Plaza 4 (Mp4) | MHHS-MG |  | Table, Exam |  | 013-38319 | 013-38319 | Southwest | MHHS-MG | MH MG-(SW)-SW Medical Plaza 4 (Mp4) | Exam rm 25 |  |  |  |  | TABLES, EXAMINATION/TREATMENT | Table, Exam | TABLEEXAM-Midmark Corp-604-001 | TABLEEXAM | 604-001 |  |  |  | Midmark Corp | Table, Exam |  | TABLEEXAM-Midmark Corp-604-001 |  | 6/7/17 |  |  | Not Covered Vendor Only - Lab Ana/Anes | MHHS-MG | [7 empty] | Table, Exam | TABLEEXAM | Table, Exam | Midmark Corp
NO | YES |  |  |  | 013-38320 | 013-38320 | Midmark Corp | 604-001 |  | V928684 | MH MG-(SW)-SW Medical Plaza 4 (Mp4) | MHHS-MG |  | Table, Exam |  | 013-38320 | 013-38320 | Southwest | MHHS-MG | MH MG-(SW)-SW Medical Plaza 4 (Mp4) | Exam rm 15 |  |  |  |  | TABLES, EXAMINATION/TREATMENT | Table, Exam | TABLEEXAM-Midmark Corp-604-001 | TABLEEXAM | 604-001 |  |  |  | Midmark Corp | Table, Exam |  | TABLEEXAM-Midmark Corp-604-001 |  | 4/2/24 |  |  | Not Covered Vendor Only - Biomedical | MHHS-MG | [7 empty] | Table, Exam | TABLEEXAM | Table, Exam | Midmark Corp
NO | YES |  |  |  | 013-38321 | 013-38321 | Midmark Corp | 604-001 |  | V928458 | MH MG-(SW)-SW Medical Plaza 4 (Mp4) | MHHS-MG |  | Table, Exam |  | 013-38321 | 013-38321 | Southwest | MHHS-MG | MH MG-(SW)-SW Medical Plaza 4 (Mp4) | [5 empty] | TABLES, EXAMINATION/TREATMENT | Table, Exam | TABLEEXAM-Midmark Corp-604-001 | TABLEEXAM | 604-001 |  |  |  | Midmark Corp | Table, Exam |  | TABLEEXAM-Midmark Corp-604-001 |  | 4/2/24 |  |  | Not Covered Vendor Only - Biomedical | MHHS-MG | [7 empty] | Table, Exam | TABLEEXAM | Table, Exam | Midmark Corp
NO | YES |  |  |  | 013-38322 | 013-38322 | Midmark Corp | 604-001 |  | V928495 | MH MG-(SW)-SW Medical Plaza 4 (Mp4) | MHHS-MG |  | Table, Exam |  | 013-38322 | 013-38322 | Southwest | MHHS-MG | MH MG-(SW)-SW Medical Plaza 4 (Mp4) | Exam room 17 |  |  |  |  | TABLES, EXAMINATION/TREATMENT | Table, Exam | TABLEEXAM-Midmark Corp-604-001 | TABLEEXAM | 604-001 |  |  |  | Midmark Corp | Table, Exam |  | TABLEEXAM-Midmark Corp-604-001 |  | 4/2/24 |  |  | Not Covered Vendor Only - Biomedical | MHHS-MG | [7 empty] | Table, Exam | TABLEEXAM | Table, Exam | Midmark Corp
NO | YES |  |  |  | 013-38324 | 013-38324 | Midmark Corp | 604-001 |  | V929247 | MH MG-(SW)-SW Medical Plaza 4 (Mp4) | MHHS-MG |  | Table, Exam |  | 013-38324 | 013-38324 | Southwest | MHHS-MG | MH MG-(SW)-SW Medical Plaza 4 (Mp4) | Exam room 18 |  |  |  |  | TABLES, EXAMINATION/TREATMENT | Table, Exam | TABLEEXAM-Midmark Corp-604-001 | TABLEEXAM | 604-001 |  |  |  | Midmark Corp | Table, Exam |  | TABLEEXAM-Midmark Corp-604-001 |  |  |  |  | Not Covered Vendor Only - Biomedical | MHHS-MG | [7 empty] | Table, Exam | TABLEEXAM | Table, Exam | Midmark Corp
NO | YES |  |  |  | 013-38326 | 013-38326 | Midmark Corp | 604-001 |  | V872671 | MH MG-(SW)-SW Medical Plaza 4 (Mp4) | MHHS-MG |  | Table, Exam |  | 013-38326 | 013-38326 | Southwest | MHHS-MG | MH MG-(SW)-SW Medical Plaza 4 (Mp4) | Exam room 19 |  |  |  |  | TABLES, EXAMINATION/TREATMENT | Table, Exam | TABLEEXAM-Midmark Corp-604-001 | TABLEEXAM | 604-001 |  |  |  | Midmark Corp | Table, Exam |  | TABLEEXAM-Midmark Corp-604-001 |  |  |  |  | Not Covered Vendor Only - Biomedical | MHHS-MG | [7 empty] | Table, Exam | TABLEEXAM | Table, Exam | Midmark Corp
NO | YES |  |  |  | 013-38328 | 013-38328 | Midmark Corp | 604-001 |  | V872376 | MH MG-(SW)-SW Medical Plaza 4 (Mp4) | MHHS-MG |  | Table, Exam |  | 013-38328 | 013-38328 | Southwest | MHHS-MG | MH MG-(SW)-SW Medical Plaza 4 (Mp4) | [5 empty] | TABLES, EXAMINATION/TREATMENT | Table, Exam | TABLEEXAM-Midmark Corp-604-001 | TABLEEXAM | 604-001 |  |  |  | Midmark Corp | Table, Exam |  | TABLEEXAM-Midmark Corp-604-001 |  |  |  |  | Not Covered Vendor Only - Biomedical | MHHS-MG | [7 empty] | Table, Exam | TABLEEXAM | Table, Exam | Midmark Corp
NO | YES |  |  |  | 013-38332 | 013-38332 | Midmark Corp | 604-001 |  | V872607 | MH MG-(SW)-SW Medical Plaza 4 (Mp4) | MHHS-MG |  | Table, Exam |  | 013-38332 | 013-38332 | Southwest | MHHS-MG | MH MG-(SW)-SW Medical Plaza 4 (Mp4) | Exam room 22 |  |  |  |  | TABLES, EXAMINATION/TREATMENT | Table, Exam | TABLEEXAM-Midmark Corp-604-001 | TABLEEXAM | 604-001 |  |  |  | Midmark Corp | Table, Exam |  | TABLEEXAM-Midmark Corp-604-001 |  | 8/1/17 |  |  | Not Covered Vendor Only - Biomedical | MHHS-MG | [7 empty] | Table, Exam | TABLEEXAM | Table, Exam | Midmark Corp
NO | YES |  |  |  | 013-38334 | 013-38334 | Midmark Corp | 604-001 |  | V872642 | MH MG-(SW)-SW Medical Plaza 4 (Mp4) | MHHS-MG |  | Table, Exam |  | 013-38334 | 013-38334 | Southwest | MHHS-MG | MH MG-(SW)-SW Medical Plaza 4 (Mp4) | [5 empty] | TABLES, EXAMINATION/TREATMENT | Table, Exam | TABLEEXAM-Midmark Corp-604-001 | TABLEEXAM | 604-001 |  |  |  | Midmark Corp | Table, Exam |  | TABLEEXAM-Midmark Corp-604-001 |  | 8/1/17 |  |  | Not Covered Vendor Only - Biomedical | MHHS-MG | [7 empty] | Table, Exam | TABLEEXAM | Table, Exam | Midmark Corp
NO | YES |  |  |  | 013-38335 | 013-38335 | Midmark Corp | 604-001 |  | V872499 | MH MG-(SW)-SW Medical Plaza 4 (Mp4) | MHHS-MG |  | Table, Exam |  | 013-38335 | 013-38335 | Southwest | MHHS-MG | MH MG-(SW)-SW Medical Plaza 4 (Mp4) | Exam room 24 |  |  |  |  | TABLES, EXAMINATION/TREATMENT | Table, Exam | TABLEEXAM-Midmark Corp-604-001 | TABLEEXAM | 604-001 |  |  |  | Midmark Corp | Table, Exam |  | TABLEEXAM-Midmark Corp-604-001 |  | 8/1/17 |  |  | Not Covered Vendor Only - Biomedical | MHHS-MG | [7 empty] | Table, Exam | TABLEEXAM | Table, Exam | Midmark Corp
NO | YES |  |  |  | 069-40310 | 069-40310 | Midmark Corp | 604-001 |  | V900129 | MH MG - (TMC) - INT MED/ENDOCRINOLOGY (STE 2015) | MHHS-MG |  | Table, Exam |  | 069-40310 | 069-40310 | TMC | Memorial Hermann-Texas Medical Center | MH MG - (TMC) - INT MED/ENDOCRINOLOGY (STE 2015) | Exam 6 | 4/1/16 |  |  | PM Not Required | TABLES, EXAMINATION/TREATMENT | Table, Exam | TABLEEXAM-Midmark Corp-604-001 | TABLEEXAM | 604-001 |  |  |  | Midmark Corp | Table, Exam |  | TABLEEXAM-Midmark Corp-604-001 |  | 8/1/17 |  |  | Not Covered Vendor Only - Biomedical | MHHS-MG | [7 empty] | Table, Exam | TABLEEXAM | Table, Exam | Midmark Corp
NO | YES |  |  |  | 069-40321 | 069-40321 | Midmark Corp | 604-001 |  | V900029 | MH MG - (TMC) - INT MED/ENDOCRINOLOGY (STE 2015) | MHHS-MG |  | Table, Exam |  | 069-40321 | 069-40321 | TMC | Memorial Hermann-Texas Medical Center | MH MG - (TMC) - INT MED/ENDOCRINOLOGY (STE 2015) | Room 10 |  |  |  |  | TABLES, EXAMINATION/TREATMENT | Table, Exam | TABLEEXAM-Midmark Corp-604-001 | TABLEEXAM | 604-001 |  |  |  | Midmark Corp | Table, Exam |  | TABLEEXAM-Midmark Corp-604-001 |  | 8/1/17 |  |  | Not Covered Vendor Only - Biomedical | MHHS-MG | [7 empty] | Table, Exam | TABLEEXAM | Table, Exam | Midmark Corp
NO | YES |  |  |  | 069-40323 | 069-40323 | Midmark Corp | 604-001 |  | V900051 | MH MG - (TMC) - INT MED/ENDOCRINOLOGY (STE 2015) | MHHS-MG |  | Table, Exam |  | 069-40323 | 069-40323 | TMC | Memorial Hermann-Texas Medical Center | MH MG - (TMC) - INT MED/ENDOCRINOLOGY (STE 2015) | Room 13 |  |  |  |  | TABLES, EXAMINATION/TREATMENT | Table, Exam | TABLEEXAM-Midmark Corp-604-001 | TABLEEXAM | 604-001 |  |  |  | Midmark Corp | Table, Exam |  | TABLEEXAM-Midmark Corp-604-001 |  |  |  |  | Covered PM Repair - Biomedical | MHHS-MG | [7 empty] | Table, Exam | TABLEEXAM | Table, Exam | Midmark Corp
NO | YES |  |  |  | 029-07893 | 029-07893 | Midmark Corp | 604-001 |  | V899475 | MH MG-(WDLS)-Twl Endocrinology (Ste 302) | MHHS-MG |  | Table, Exam |  | 029-07893 | 029-07893 | Woodlands | MHHS-MG | MH MG-(WDLS)-Twl Endocrinology (Ste 302) | Exam room 8 |  |  | 3/1/20 | No p.m. | TABLES, EXAMINATION/TREATMENT | Table, Exam | TABLEEXAM-Midmark Corp-604-001 | TABLEEXAM | 604-001 |  |  |  | Midmark Corp | Table, Exam |  | TABLEEXAM-Midmark Corp-604-001 |  |  |  |  | Covered PM Repair - Biomedical | MHHS-MG | [7 empty] | Table, Exam | TABLEEXAM | Table, Exam | Midmark Corp
NO | YES |  |  |  | 029-07895 | 029-07895 | Midmark Corp | 604-001 |  | V908659 | MH MG-(WDLS)-Twl Endocrinology (Ste 302) | MHHS-MG |  | Table, Exam |  | 029-07895 | 029-07895 | Woodlands | MHHS-MG | MH MG-(WDLS)-Twl Endocrinology (Ste 302) | TWL Endocrinology | 9/1/17 |  | 9/1/19 |  | TABLES, EXAMINATION/TREATMENT | Table, Exam | TABLEEXAM-Midmark Corp-604-001 | TABLEEXAM | 604-001 |  |  |  | Midmark Corp | Table, Exam |  | TABLEEXAM-Midmark Corp-604-001 |  |  |  |  | Covered PM Repair - Biomedical | MHHS-MG | [7 empty] | Table, Exam | TABLEEXAM | Table, Exam | Midmark Corp
NO | YES |  |  |  | 029-07896 | 029-07896 | Midmark Corp | 604-001 |  | V899466 | MH MG-(WDLS)-Twl Endocrinology (Ste 302) | MHHS-MG |  | Table, Exam |  | 029-07896 | 029-07896 | Woodlands | MHHS-MG | MH MG-(WDLS)-Twl Endocrinology (Ste 302) | Suite 302 - Exam Room 13 | 9/1/17 |  | 9/1/18 |  | TABLES, EXAMINATION/TREATMENT | Table, Exam | TABLEEXAM-Midmark Corp-604-001 | TABLEEXAM | 604-001 |  |  |  | Midmark Corp | Table, Exam |  | TABLEEXAM-Midmark Corp-604-001 |  |  |  |  | Covered PM Repair - Biomedical | MHHS-MG | [7 empty] | Table, Exam | TABLEEXAM | Table, Exam | Midmark Corp
NO | YES |  |  |  | 029-07897 | 029-07897 | Midmark Corp | 604-001 |  | V908187 | MH MG-(WDLS)-Twl Endocrinology (Ste 302) | MHHS-MG |  | Table, Exam |  | 029-07897 | 029-07897 | Woodlands | MHHS-MG | MH MG-(WDLS)-Twl Endocrinology (Ste 302) | Suite 302 | 9/1/17 |  |  |  | TABLES, EXAMINATION/TREATMENT | Table, Exam | TABLEEXAM-Midmark Corp-604-001 | TABLEEXAM | 604-001 |  |  |  | Midmark Corp | Table, Exam |  | TABLEEXAM-Midmark Corp-604-001 |  |  |  |  | Covered PM Repair - Biomedical | MHHS-MG | [7 empty] | Table, Exam | TABLEEXAM | Table, Exam | Midmark Corp
NO | YES |  |  |  | 029-07878 | 029-07878 | Midmark Corp | 604-001 |  | V908651 | MH MG-(WDLS)-Twl Pinecroft (100/101) | MHHS-MG |  | Table, Exam |  | 029-07878 | 029-07878 | Woodlands | MHHS-MG | MH MG-(WDLS)-Twl Pinecroft (100/101) | Family practice suite 100 | 9/1/17 |  |  |  | TABLES, EXAMINATION/TREATMENT | Table, Exam | TABLEEXAM-Midmark Corp-604-001 | TABLEEXAM | 604-001 |  |  |  | Midmark Corp | Table, Exam |  | TABLEEXAM-Midmark Corp-604-001 |  |  |  |  | Covered PM Repair - Biomedical | MHHS-MG | [7 empty] | Table, Exam | TABLEEXAM | Table, Exam | Midmark Corp
NO | YES |  |  |  | 029-07886 | 029-07886 | Midmark Corp | 604-001 |  | V908639 | MH MG-(WDLS)-Twl Pinecroft (100/101) | MHHS-MG |  | Table, Exam |  | 029-07886 | 029-07886 | Woodlands | MHHS-MG | MH MG-(WDLS)-Twl Pinecroft (100/101) | Family practice suite 100 | 9/1/17 |  | 9/1/18 |  | TABLES, EXAMINATION/TREATMENT | Table, Exam | TABLEEXAM-Midmark Corp-604-001 | TABLEEXAM | 604-001 |  |  |  | Midmark Corp | Table, Exam |  | TABLEEXAM-Midmark Corp-604-001 |  |  |  |  | Not Covered Vendor Only - Biomedical | MHHS-MG | [7 empty] | Table, Exam | TABLEEXAM | Table, Exam | Midmark Corp
NO | YES |  |  |  | 029-07887 | 029-07887 | Midmark Corp | 604-001 |  | V908284 | MH MG-(WDLS)-Twl Pinecroft (100/101) | MHHS-MG |  | Table, Exam |  | 029-07887 | 029-07887 | Woodlands | MHHS-MG | MH MG-(WDLS)-Twl Pinecroft (100/101) | Family practice suite 100 | 9/1/17 |  | 9/1/18 |  | TABLES, EXAMINATION/TREATMENT | Table, Exam | TABLEEXAM-Midmark Corp-604-001 | TABLEEXAM | 604-001 |  |  |  | Midmark Corp | Table, Exam |  | TABLEEXAM-Midmark Corp-604-001 |  |  |  |  | Not Covered Vendor Only - Lab Ana/Anes | MHHS-MG | [7 empty] | Table, Exam | TABLEEXAM | Table, Exam | Midmark Corp
NO | YES |  |  |  | 029-07889 | 029-07889 | Midmark Corp | 604-001 |  | V907927 | MH MG-(WDLS)-Twl Pinecroft (100/101) | MHHS-MG |  | Table, Exam |  | 029-07889 | 029-07889 | Woodlands | MHHS-MG | MH MG-(WDLS)-Twl Pinecroft (100/101) | Exam Room 4 | 9/1/17 |  |  | ?AuNo pm required?Au sticker | TABLES, EXAMINATION/TREATMENT | Table, Exam | TABLEEXAM-Midmark Corp-604-001 | TABLEEXAM | 604-001 |  |  |  | Midmark Corp | Table, Exam |  | TABLEEXAM-Midmark Corp-604-001 |  |  |  |  | Covered PM Repair - Biomedical | MHHS-MG | [7 empty] | Table, Exam | TABLEEXAM | Table, Exam | Midmark Corp
NO | YES |  |  |  | 029-07890 | 029-07890 | Midmark Corp | 604-001 |  | V907979 | MH MG-(WDLS)-Twl Pinecroft (100/101) | MHHS-MG |  | Table, Exam |  | 029-07890 | 029-07890 | Woodlands | MHHS-MG | MH MG-(WDLS)-Twl Pinecroft (100/101) | Family practice | 9/1/17 |  |  |  | TABLES, EXAMINATION/TREATMENT | Table, Exam | TABLEEXAM-Midmark Corp-604-001 | TABLEEXAM | 604-001 |  |  |  | Midmark Corp | Table, Exam |  | TABLEEXAM-Midmark Corp-604-001 |  |  |  |  | Covered PM Repair - Biomedical | MHHS-MG | [7 empty] | Table, Exam | TABLEEXAM | Table, Exam | Midmark Corp
NO | YES |  |  |  | 029-07891 | 029-07891 | Midmark Corp | 604-001 |  | V908085 | MH MG-(WDLS)-Twl Pinecroft (100/101) | MHHS-MG |  | Table, Exam |  | 029-07891 | 029-07891 | Woodlands | MHHS-MG | MH MG-(WDLS)-Twl Pinecroft (100/101) | Exam room 5 | 9/1/17 |  |  | No p.m. sticker | TABLES, EXAMINATION/TREATMENT | Table, Exam | TABLEEXAM-Midmark Corp-604-001 | TABLEEXAM | 604-001 |  |  |  | Midmark Corp | Table, Exam |  | TABLEEXAM-Midmark Corp-604-001 |  |  |  |  | Covered PM Repair - Biomedical | MHHS-MG | [7 empty] | Table, Exam | TABLEEXAM | Table, Exam | Midmark Corp
NO | YES |  |  |  | 029-07892 | 029-07892 | Midmark Corp | 604-001 |  | V887157 | MH MG-(WDLS)-Twl Pinecroft (100/101) | MHHS-MG |  | Table, Exam |  | 029-07892 | 029-07892 | Woodlands | MHHS-MG | MH MG-(WDLS)-Twl Pinecroft (100/101) | Exam room 6 | 9/1/17 |  | 9/1/18 |  | TABLES, EXAMINATION/TREATMENT | Table, Exam | TABLEEXAM-Midmark Corp-604-001 | TABLEEXAM | 604-001 |  |  |  | Midmark Corp | Table, Exam |  | TABLEEXAM-Midmark Corp-604-001 |  |  |  |  | Covered PM Repair - Biomedical | MHHS-MG | [7 empty] | Table, Exam | TABLEEXAM | Table, Exam | Midmark Corp
YES | YES |  |  |  | 017-01158 | 017-01158 | Midmark Corp | 604-001 |  | V905763 | MH MG - (PL) - CENTRAL PEARLAND |  |  |  |  | 017-01158 | 017-01158 | Pearland | Memorial Hermann Sports Medicine | MH MG - (PL) - CENTRAL PEARLAND | Exam 9 | [5 empty] | Table, Exam | TABLEEXAM-Midmark Corp-604-001 | [22 empty] | Table, Exam | TABLEEXAM | Table, Exam | Midmark Corp
YES | YES |  |  |  | 017-01159 | 017-01159 | Midmark Corp | 604-001 |  | V905831 | MH MG - (PL) - CENTRAL PEARLAND |  |  |  |  | 017-01159 | 017-01159 | Pearland |  | MH MG - (PL) - CENTRAL PEARLAND | Rm 9 | [5 empty] | Table, Exam | TABLEEXAM-Midmark Corp-604-001 | [22 empty] | Table, Exam | TABLEEXAM | Table, Exam | Midmark Corp
NO | YES |  |  |  | 013-38333 | 013-38333 | Midmark Corp | 604-001 |  | V872532 | MH MG-(SW)-SW Medical Plaza 4 (Mp4) |  |  |  |  | 013-38333 | 013-38333 | Southwest | MHHS-MG | MH MG-(SW)-SW Medical Plaza 4 (Mp4) | Exam room 23 | [5 empty] | Table, Exam | TABLEEXAM-Midmark Corp-604-001 | [22 empty] | Table, Exam | TABLEEXAM | Table, Exam | Midmark Corp
NO | YES |  |  |  | 099-08494 | 099-08494 | Midmark Corp | 604-001 |  | V925559 | MH MG-(SW)-SW Medical Plaza 4 (Mp4) |  |  |  |  | 099-08494 | 099-08494 | Southwest | MHHS-MG | MH MG-(SW)-SW Medical Plaza 4 (Mp4) | [6 empty] | Table, Exam | TABLEEXAM-Midmark Corp-604-001 | [22 empty] | Table, Exam | TABLEEXAM | Table, Exam | Midmark Corp
NO | YES |  |  |  | 013-38339 | 013-38339 | Midmark Corp | 604-001 |  | V917330 | 3rd floor |  |  |  |  | 013-38339 | 013-38339 | Southwest | Memorial Hermann Medical Group Southwest (#350) | 3rd floor | Exam room 12 | [5 empty] | Table, Exam | TABLEEXAM-Midmark Corp-604-001 | [22 empty] | Table, Exam | TABLEEXAM | Table, Exam | Midmark Corp
YES | YES |  |  |  | 000-04340 | 000-04340 | Midmark Corp | 604-001 |  |  | MH MG - (SE) - SOUTHEAST COLON AND RECTAL (MP2 |  |  |  |  | 000-04340 | 000-04340 | Southeast | Memorial Hermann Sports Medicine | MH MG - (SE) - SOUTHEAST COLON AND RECTAL (MP2 | #350 Plaza 2 | [5 empty] | Table, Exam | TABLEEXAM-Midmark Corp-604-001 | [22 empty] | Table, Exam | TABLEEXAM | Table, Exam | Midmark Corp
NO | NO |  |  |  | 017-01267 |  | Midmark Corp | 604-001 |  | V905369 | MH MG - (GH) - GH FAMILY MEDICINE (MP3) | MHHS-MG |  | Table, Exam |  | 017-01267 |  | Central & Greater Heights |  | MH MG - (GH) - GH FAMILY MEDICINE (MP3) | [5 empty] | TABLES, EXAMINATION/TREATMENT |  | TABLEEXAM-Midmark Corp-604-001 | TABLEEXAM | 604-001 |  |  |  | Midmark Corp | Table, Exam |  | TABLEEXAM-Midmark Corp-604-001 |  |  |  |  | Covered PM Repair - Biomedical | MHHS-MG
NO | NO | [5 empty] | Midmark Corp | 604-001 |  | v928431 | MH MG - (MC) - MC CONCIERGE MEDICINE (MP3) | MHHS-MG |  | Table, Exam |  |  |  | West & Memorial City |  | MH MG - (MC) - MC CONCIERGE MEDICINE (MP3) | [5 empty] | TABLES, EXAMINATION/TREATMENT |  | TABLEEXAM-Midmark Corp-604-001 | TABLEEXAM | 604-001 |  |  |  | Midmark Corp | Table, Exam |  | TABLEEXAM-Midmark Corp-604-001 |  |  |  |  | Covered PM Repair - Biomedical | MHHS-MG
NO | NO |  |  |  | 013-38283 |  | Midmark Corp | 604-001 |  | V926346 | MH MG - (SW) - SW MEDICAL PLAZA 4 (MP4) | MHHS-MG |  | Table, Exam |  | 013-38283 |  | Southwest |  | MH MG - (SW) - SW MEDICAL PLAZA 4 (MP4) | [5 empty] | TABLES, EXAMINATION/TREATMENT |  | TABLEEXAM-Midmark Corp-604-001 | TABLEEXAM | 604-001 |  |  |  | Midmark Corp | Table, Exam |  | TABLEEXAM-Midmark Corp-604-001 |  |  |  |  | Not Covered Vendor Only - Lab Ana/Anes | MHHS-MG
NO | NO |  |  |  | 029-12097 |  | Midmark Corp | 604-001 |  | V901034 | MH MG - (WDLS) - STERLING RIDGE | MHHS-MG |  | Table, Exam |  | 029-12097 |  | Woodlands |  | MH MG - (WDLS) - STERLING RIDGE | [5 empty] | TABLES, EXAMINATION/TREATMENT |  | TABLEEXAM-Midmark Corp-604-001 | TABLEEXAM | 604-001 |  |  |  | Midmark Corp | Table, Exam |  | TABLEEXAM-Midmark Corp-604-001 |  |  |  |  | Covered PM Repair - Biomedical | MHHS-MG
NO | NO |  |  |  | 929-01246 |  | Midmark Corp | 604-001 |  | V907957 | MH MG - (WDLS) - TWL ENDOCRINOLOGY (STE 302) | MHHS-MG |  | Table, Exam |  | 929-01246 |  | Woodlands |  | MH MG - (WDLS) - TWL ENDOCRINOLOGY (STE 302) | [5 empty] | TABLES, EXAMINATION/TREATMENT |  | TABLEEXAM-Midmark Corp-604-001 | TABLEEXAM | 604-001 |  |  |  | Midmark Corp | Table, Exam |  | TABLEEXAM-Midmark Corp-604-001 |  |  |  |  | Covered PM Repair - Biomedical | MHHS-MG
NO | NO |  |  |  | 029-07885 |  | Midmark Corp | 604-001 |  | V903550 | MH MG - (WDLS) - TWL PINECROFT (100/101) | MHHS-MG |  | Table, Exam |  | 029-07885 |  | Woodlands |  | MH MG - (WDLS) - TWL PINECROFT (100/101) | [5 empty] | TABLES, EXAMINATION/TREATMENT |  | TABLEEXAM-Midmark Corp-604-001 | TABLEEXAM | 604-001 |  |  |  | Midmark Corp | Table, Exam |  | TABLEEXAM-Midmark Corp-604-001 |  |  |  |  | Not Covered Vendor Only - Lab Ana/Anes | MHHS-MG
NO | NO |  |  |  | 029-07888 |  | Midmark Corp | 604-001 |  | V904052 | MH MG - (WDLS) - TWL PINECROFT (100/101) | MHHS-MG |  | Table, Exam |  | 029-07888 |  | Woodlands |  | MH MG - (WDLS) - TWL PINECROFT (100/101) | [5 empty] | TABLES, EXAMINATION/TREATMENT |  | TABLEEXAM-Midmark Corp-604-001 | TABLEEXAM | 604-001 |  |  |  | Midmark Corp | Table, Exam |  | TABLEEXAM-Midmark Corp-604-001 |  |  |  |  | Covered PM Repair - Biomedical | MHHS-MG
NO | NO |  |  |  | 029-07899 |  | Midmark Corp | 604-001 |  | V899151 | MH MG - (WDLS) - TWL PINECROFT (100/101) | MHHS-MG |  | Table, Exam |  | 029-07899 |  | Woodlands |  | MH MG - (WDLS) - TWL PINECROFT (100/101) | [5 empty] | TABLES, EXAMINATION/TREATMENT |  | TABLEEXAM-Midmark Corp-604-001 | TABLEEXAM | 604-001 |  |  |  | Midmark Corp | Table, Exam |  | TABLEEXAM-Midmark Corp-604-001 |  |  |  |  | Not Covered Vendor Only - Lab Ana/Anes | MHHS-MG
NO | YES |  |  |  | 005-05823 | 005-05823 | Midmark Corp | 604-002 |  | V435047 | MH MG-(PL)-Pearland Clinic | MHHS-MG |  | Table, Exam |  | 005-05823 | 005-05823 | Pearland | MHHS-MG | MH MG-(PL)-Pearland Clinic | Exam 7 | 8/1/17 |  |  | No pm required | TABLES, EXAMINATION/TREATMENT | Table, Exam | TABLEEXAM-Midmark Corp-604-002 | TABLEEXAM | 604-002 |  |  |  | Midmark Corp | Table, Exam |  | TABLEEXAM-Midmark Corp-604-002 |  | 3/9/18 |  |  | Not Covered Vendor Only - Biomedical | MHHS-MG | [7 empty] | Table, Exam | TABLEEXAM | Table, Exam | Midmark Corp
NO | YES |  |  |  | 005-05826 | 005-05826 | Midmark Corp | 604-002 |  | V435032 | MH MG-(PL)-Pearland Clinic | MHHS-MG |  | Table, Exam |  | 005-05826 | 005-05826 | Pearland | MHHS-MG | MH MG-(PL)-Pearland Clinic | Suite 100 exam room 6 | 8/1/17 |  |  |  | TABLES, EXAMINATION/TREATMENT | Table, Exam | TABLEEXAM-Midmark Corp-604-002 | TABLEEXAM | 604-002 |  |  |  | Midmark Corp | Table, Exam |  | TABLEEXAM-Midmark Corp-604-002 |  |  |  |  | Not Covered Vendor Only - Lab Ana/Anes | MHHS-MG | [7 empty] | Table, Exam | TABLEEXAM | Table, Exam | Midmark Corp
NO | YES |  |  |  | 005-05828 | 005-05828 | Midmark Corp | 604-002 |  | V435052 | Pearland-Projects | MHHS-MG |  | Table, Exam |  | 005-05828 | 005-05828 | Pearland | MHHS-Pearland Hospital | Pearland-Projects | Exam 2 | 8/1/17 |  |  |  | TABLES, EXAMINATION/TREATMENT | Table, Exam | TABLEEXAM-Midmark Corp-604-002 | TABLEEXAM | 604-002 |  |  |  | Midmark Corp | Table, Exam |  | TABLEEXAM-Midmark Corp-604-002 |  |  |  |  | Not Covered Vendor Only - Lab Ana/Anes | MHHS-MG | [7 empty] | Table, Exam | TABLEEXAM | Table, Exam | Midmark Corp
NO | YES |  |  |  | 005-05832 | 005-05832 | Midmark Corp | 604-002 |  | V434884 | Pearland-Projects | MHHS-MG |  | Table, Exam |  | 005-05832 | 005-05832 | Pearland | MHHS-Pearland Hospital | Pearland-Projects | Exam 3 | 8/1/17 |  |  |  | TABLES, EXAMINATION/TREATMENT | Table, Exam | TABLEEXAM-Midmark Corp-604-002 | TABLEEXAM | 604-002 |  |  |  | Midmark Corp | Table, Exam |  | TABLEEXAM-Midmark Corp-604-002 |  | 4/22/14 |  |  | Not Covered Vendor Only - Lab Ana/Anes | MHHS-MG | [7 empty] | Table, Exam | TABLEEXAM | Table, Exam | Midmark Corp
NO | YES |  |  |  | 005-05834 | 005-05834 | Midmark Corp | 604-002 |  | V434860 | Pearland-Projects | MHHS-MG |  | Table, Exam |  | 005-05834 | 005-05834 | Pearland | MHHS-Pearland Hospital | Pearland-Projects | Exam 1 | 8/1/17 |  |  |  | TABLES, EXAMINATION/TREATMENT | Table, Exam | TABLEEXAM-Midmark Corp-604-002 | TABLEEXAM | 604-002 |  |  |  | Midmark Corp | Table, Exam |  | TABLEEXAM-Midmark Corp-604-002 |  | 7/1/12 |  |  | Covered PM Repair - Biomedical | MHHS-MG | [7 empty] | Table, Exam | TABLEEXAM | Table, Exam | Midmark Corp
NO | YES |  |  |  | 005-05836 | 005-05836 | Midmark Corp | 604-002 |  | V434966 | Pearland-Projects | MHHS-MG |  | Table, Exam |  | 005-05836 | 005-05836 | Pearland | MHHS-Pearland Hospital | Pearland-Projects | Exam 11 | 8/1/17 |  |  |  | TABLES, EXAMINATION/TREATMENT | Table, Exam | TABLEEXAM-Midmark Corp-604-002 | TABLEEXAM | 604-002 |  |  |  | Midmark Corp | Table, Exam |  | TABLEEXAM-Midmark Corp-604-002 |  | 12/1/14 |  |  | Covered PM Repair - Biomedical | MHHS-MG | [7 empty] | Table, Exam | TABLEEXAM | Table, Exam | Midmark Corp
NO | YES |  |  |  | 005-05844 | 005-05844 | Midmark Corp | 604-002 |  | V43483 | MH MG-(PL)-Pearland Clinic | MHHS-MG |  | Table, Exam |  | 005-05844 | 005-05844 | Pearland | MHHS-MG | MH MG-(PL)-Pearland Clinic | Exam 17 | 8/1/17 |  |  | One time safety required | TABLES, EXAMINATION/TREATMENT | Table, Exam | TABLEEXAM-Midmark Corp-604-002 | TABLEEXAM | 604-002 |  |  |  | Midmark Corp | Table, Exam |  | TABLEEXAM-Midmark Corp-604-002 |  | 6/2/17 |  |  | Covered PM Repair - Biomedical | MHHS-MG | [7 empty] | Table, Exam | TABLEEXAM | Table, Exam | Midmark Corp
NO | YES |  |  |  | 005-05852 | 005-05852 | Midmark Corp | 604-002 |  | V434987 | MH MG-(PL)-Pearland Clinic | MHHS-MG |  | Table, Exam |  | 005-05852 | 005-05852 | Pearland | MHHS-MG | MH MG-(PL)-Pearland Clinic | Exam 9 | 8/1/17 |  |  | One time safety | TABLES, EXAMINATION/TREATMENT | Table, Exam | TABLEEXAM-Midmark Corp-604-002 | TABLEEXAM | 604-002 |  |  |  | Midmark Corp | Table, Exam |  | TABLEEXAM-Midmark Corp-604-002 |  |  |  |  | Covered PM Repair - Biomedical | MHHS-MG | [7 empty] | Table, Exam | TABLEEXAM | Table, Exam | Midmark Corp
NO | YES |  |  |  | 005-05897 | 005-05897 | Midmark Corp | 604-002 |  | V435062 | MH MG-(PL)-Pearland Clinic | MHHS-MG |  | Table, Exam |  | 005-05897 | 005-05897 | Pearland | MHHS-MG | MH MG-(PL)-Pearland Clinic | Suite 100 exam room 5 | 8/1/17 |  |  |  | TABLES, EXAMINATION/TREATMENT | Table, Exam | TABLEEXAM-Midmark Corp-604-002 | TABLEEXAM | 604-002 |  |  |  | Midmark Corp | Table, Exam |  | TABLEEXAM-Midmark Corp-604-002 |  |  |  |  | Covered PM Repair - Biomedical | MHHS-MG | [7 empty] | Table, Exam | TABLEEXAM | Table, Exam | Midmark Corp
NO | YES |  |  |  | 017-01154 | 017-01154 | Midmark Corp | 604-002 |  | V435069 | MH MG-(PL)-Pearland Clinic | MHHS-MG |  | Table, Exam |  | 017-01154 | 017-01154 | Pearland | MHHS-MG | MH MG-(PL)-Pearland Clinic | Room 8 | 8/1/17 |  |  |  | TABLES, EXAMINATION/TREATMENT | Table, Exam | TABLEEXAM-Midmark Corp-604-002 | TABLEEXAM | 604-002 |  |  |  | Midmark Corp | Table, Exam |  | TABLEEXAM-Midmark Corp-604-002 |  |  |  |  | Covered PM Repair - Biomedical | MHHS-MG | [7 empty] | Table, Exam | TABLEEXAM | Table, Exam | Midmark Corp
NO | YES |  |  |  | 041-10571 | 041-10571 | Midmark Corp | 604-002 |  | V309739 | MH MG - (MC) - MEMORIAL CITY (MP3) | MHHS-MG |  | Table, Exam |  | 041-10571 | 041-10571 | West | MHHS-MG | MH MG - (MC) - MEMORIAL CITY (MP3) | Suite 100 | 7/1/17 |  |  |  | TABLES, EXAMINATION/TREATMENT | Table, Exam | TABLEEXAM-Midmark Corp-604-002 | TABLEEXAM | 604-002 |  |  |  | Midmark Corp | Table, Exam |  | TABLEEXAM-Midmark Corp-604-002 |  | 6/1/15 |  |  | Not Covered Vendor Only - Lab Ana/Anes | MHHS-MG | [7 empty] | Table, Exam | TABLEEXAM | Table, Exam | Midmark Corp
NO | YES |  |  |  |  | 041-10566 | Midmark Corp | 604-002 |  | v309432 | MH MG - (MC) - MEMORIAL CITY (MP3) | MHHS-MG |  | Table, Exam |  |  | 041-10566 | West | MHHS-MG | MH MG - (MC) - MEMORIAL CITY (MP3) |  | 3/1/18 |  |  |  | TABLES, EXAMINATION/TREATMENT | Table, Exam | TABLEEXAM-Midmark Corp-604-002 | TABLEEXAM | 604-002 |  |  |  | Midmark Corp | Table, Exam |  | TABLEEXAM-Midmark Corp-604-002 |  |  |  |  | Not Covered Vendor Only - Lab Ana/Anes | MHHS-MG | [7 empty] | Table, Exam | TABLEEXAM | Table, Exam | Midmark Corp
NO | YES |  |  |  | 041-33089 | 041-33089 | Midmark Corp | 604-002 |  | v309403 | MH MG - (MC) - MEMORIAL CITY (MP3) | MHHS-MG |  | Table, Exam |  | 041-33089 | 041-33089 | West | MHHS-MG | MH MG - (MC) - MEMORIAL CITY (MP3) | Suite 100 | 3/1/18 |  |  |  | TABLES, EXAMINATION/TREATMENT | Table, Exam | TABLEEXAM-Midmark Corp-604-002 | TABLEEXAM | 604-002 |  |  |  | Midmark Corp | Table, Exam |  | TABLEEXAM-Midmark Corp-604-002 |  |  |  |  | Not Covered Vendor Only - Lab Ana/Anes | MHHS-MG | [7 empty] | Table, Exam | TABLEEXAM | Table, Exam | Midmark Corp
NO | YES |  |  |  |  | 041-10463 | Midmark Corp | 604-002 |  | v309766 | MH MG - (MC) - MEMORIAL CITY (MP3) | MHHS-MG |  | Table, Exam |  |  | 041-10463 | West | MHHS-MG | MH MG - (MC) - MEMORIAL CITY (MP3) | Room 139 | 4/1/17 |  | 11/1/17 |  | TABLES, EXAMINATION/TREATMENT | Table, Exam | TABLEEXAM-Midmark Corp-604-002 | TABLEEXAM | 604-002 |  |  |  | Midmark Corp | Table, Exam |  | TABLEEXAM-Midmark Corp-604-002 |  | 8/28/13 |  |  | Covered PM Repair - Biomedical | MHHS-MG | [7 empty] | Table, Exam | TABLEEXAM | Table, Exam | Midmark Corp
NO | YES |  |  |  |  | 041-10565 | Midmark Corp | 604-002 |  | v309736 | MH MG - (MC) - MEMORIAL CITY (MP3) | MHHS-MG |  | Table, Exam |  |  | 041-10565 | West | MHHS-MG | MH MG - (MC) - MEMORIAL CITY (MP3) |  | 9/1/17 |  |  |  | TABLES, EXAMINATION/TREATMENT | Table, Exam | TABLEEXAM-Midmark Corp-604-002 | TABLEEXAM | 604-002 |  |  |  | Midmark Corp | Table, Exam |  | TABLEEXAM-Midmark Corp-604-002 |  |  |  |  | Covered PM Repair - Biomedical | MHHS-MG | [7 empty] | Table, Exam | TABLEEXAM | Table, Exam | Midmark Corp
NO | YES |  |  |  |  | 099-09782 | Midmark Corp | 604-002 |  | v309762 | MH MG - (MC) - MEMORIAL CITY (MP3) | MHHS-MG |  | Table, Exam |  |  | 099-09782 | West | MHHS-MG | MH MG - (MC) - MEMORIAL CITY (MP3) |  | 9/1/17 |  |  |  | TABLES, EXAMINATION/TREATMENT | Table, Exam | TABLEEXAM-Midmark Corp-604-002 | TABLEEXAM | 604-002 |  |  |  | Midmark Corp | Table, Exam |  | TABLEEXAM-Midmark Corp-604-002 |  |  |  |  | Covered PM Repair - Biomedical | MHHS-MG | [7 empty] | Table, Exam | TABLEEXAM | Table, Exam | Midmark Corp
NO | YES |  |  |  |  | 041-10572 | Midmark Corp | 604-002 |  | v309723 | MH MG - (MC) - MEMORIAL CITY (MP3) | MHHS-MG |  | Table, Exam |  |  | 041-10572 | West | MHHS-MG | MH MG - (MC) - MEMORIAL CITY (MP3) |  | 9/1/17 |  |  |  | TABLES, EXAMINATION/TREATMENT | Table, Exam | TABLEEXAM-Midmark Corp-604-002 | TABLEEXAM | 604-002 |  |  |  | Midmark Corp | Table, Exam |  | TABLEEXAM-Midmark Corp-604-002 |  |  |  |  | Covered PM Repair - Biomedical | MHHS-MG | [7 empty] | Table, Exam | TABLEEXAM | Table, Exam | Midmark Corp
NO | YES |  |  |  | 041-10573 | 041-10573 | Midmark Corp | 604-002 |  | V309726 | MH MG - (MC) - MEMORIAL CITY (MP3) | MHHS-MG |  | Table, Exam |  | 041-10573 | 041-10573 | West | MHHS-MG | MH MG - (MC) - MEMORIAL CITY (MP3) | Suite 100 | 9/1/17 |  |  |  | TABLES, EXAMINATION/TREATMENT | Table, Exam | TABLEEXAM-Midmark Corp-604-002 | TABLEEXAM | 604-002 |  |  |  | Midmark Corp | Table, Exam |  | TABLEEXAM-Midmark Corp-604-002 |  | 9/13/15 |  |  | Not Covered Vendor Only - Lab Ana/Anes | MHHS-MG | [7 empty] | Table, Exam | TABLEEXAM | Table, Exam | Midmark Corp
NO | YES |  |  |  | 041-10482 | 041-10482 | Midmark Corp | 604-002 |  | V309730 | MH MG - (MC) - MEMORIAL CITY (MP3) | MHHS-MG |  | Table, Exam |  | 041-10482 | 041-10482 | West | MHHS-MG | MH MG - (MC) - MEMORIAL CITY (MP3) | Suite 100 | 9/1/17 |  |  |  | TABLES, EXAMINATION/TREATMENT | Table, Exam | TABLEEXAM-Midmark Corp-604-002 | TABLEEXAM | 604-002 |  |  |  | Midmark Corp | Table, Exam |  | TABLEEXAM-Midmark Corp-604-002 |  |  |  |  | Not Covered Vendor Only - Lab Ana/Anes | MHHS-MG | [7 empty] | Table, Exam | TABLEEXAM | Table, Exam | Midmark Corp
NO | YES |  |  |  |  | 099-06894 | Midmark Corp | 604-002 |  | V309599 | MH MG - (MC) - MEMORIAL CITY (MP3) | MHHS-MG |  | Table, Exam |  |  | 099-06894 | West | MHHS-MG | MH MG - (MC) - MEMORIAL CITY (MP3) | Room 142 | 9/1/17 |  | 9/1/18 |  | TABLES, EXAMINATION/TREATMENT | Table, Exam | TABLEEXAM-Midmark Corp-604-002 | TABLEEXAM | 604-002 |  |  |  | Midmark Corp | Table, Exam |  | TABLEEXAM-Midmark Corp-604-002 |  | 10/2/14 |  |  | Not Covered Vendor Only - Biomedical | MHHS-MG | [7 empty] | Table, Exam | TABLEEXAM | Table, Exam | Midmark Corp
NO | YES |  |  |  | 013-35598 | 013-35598 | Midmark Corp | 604-002 |  | V1069318 | MH MG-(SW)-Southwest Cardiology (Mp2) | MHHS-MG |  | Table, Exam |  | 013-35598 | 013-35598 | Southwest | MHHS-MG | MH MG-(SW)-Southwest Cardiology (Mp2) | Stress Room | 1/1/18 |  | 1/1/19 |  | TABLES, EXAMINATION/TREATMENT | Table, Exam | TABLEEXAM-Midmark Corp-604-002 | TABLEEXAM | 604-002 |  |  |  | Midmark Corp | Table, Exam |  | TABLEEXAM-Midmark Corp-604-002 |  |  |  |  | Covered PM Repair - Biomedical | MHHS-MG | [7 empty] | Table, Exam | TABLEEXAM | Table, Exam | Midmark Corp
NO | YES |  |  |  | 013-35602 | 013-35602 | Midmark Corp | 604-002 |  | V1069333 | MH MG-(SW)-Southwest Cardiology (Mp2) | MHHS-MG |  | Table, Exam |  | 013-35602 | 013-35602 | Southwest | MHHS-MG | MH MG-(SW)-Southwest Cardiology (Mp2) | Exam room 10 |  |  |  |  | TABLES, EXAMINATION/TREATMENT | Table, Exam | TABLEEXAM-Midmark Corp-604-002 | TABLEEXAM | 604-002 |  |  |  | Midmark Corp | Table, Exam |  | TABLEEXAM-Midmark Corp-604-002 |  |  |  |  | Covered PM Repair - Lab Analyzers/Anesth | MHHS-MG | [7 empty] | Table, Exam | TABLEEXAM | Table, Exam | Midmark Corp
NO | YES |  |  |  | 013-38311 | 013-38311 | Midmark Corp | 604-002 |  | V1070421 | MH MG-(SW)-Southwest Cardiology (Mp2) | MHHS-MG |  | Table, Exam |  | 013-38311 | 013-38311 | Southwest | MHHS-MG | MH MG-(SW)-Southwest Cardiology (Mp2) | Exam rm 3 |  |  |  |  | TABLES, EXAMINATION/TREATMENT | Table, Exam | TABLEEXAM-Midmark Corp-604-002 | TABLEEXAM | 604-002 |  |  |  | Midmark Corp | Table, Exam |  | TABLEEXAM-Midmark Corp-604-002 |  | 7/20/19 |  |  | Covered PM Repair - Biomedical | MHHS-MG | [7 empty] | Table, Exam | TABLEEXAM | Table, Exam | Midmark Corp
NO | YES |  |  |  | 099-13497 | 099-13497 | Midmark Corp | 604-002 |  | V900111 | MH MG - (TMC) - INT MED/ENDOCRINOLOGY (STE 2015) |  |  |  |  | 099-13497 | 099-13497 | TMC | Memorial Hermann-Texas Medical Center | MH MG - (TMC) - INT MED/ENDOCRINOLOGY (STE 2015) | Exam 10 |  |  |  | No PM Sticker |  | Table, Exam | TABLEEXAM-Midmark Corp-604-002 | [22 empty] | Table, Exam | TABLEEXAM | Table, Exam | Midmark Corp
NO | YES |  |  |  | 099-06473 |  | Midmark Corp | 604-002 |  | V309759 | Memorial City Suite 100 |  |  |  |  | 099-06473 |  | West | Memorial Hermann Medical Group Memorial City (#100) | Memorial City Suite 100 | RM 108 Exam A1 | [5 empty] | Table, Exam | TABLEEXAM-Midmark Corp-604-002 | [22 empty] | Table, Exam | TABLEEXAM | Table, Exam | Midmark Corp
YES | YES |  |  |  | 041-10462 | 041-10462 | Midmark Corp | 604-002 |  |  | Memorial City Suite 100 |  |  |  |  | 041-10462 | 041-10462 | West | Memorial Hermann Medical Group Memorial City (#100) | Memorial City Suite 100 | RM 108 Exam A3 | [5 empty] | Table, Exam | TABLEEXAM-Midmark Corp-604-002 | [22 empty] | Table, Exam | TABLEEXAM | Table, Exam | Midmark Corp
NO | YES |  |  |  | 041-10483 | 041-10483 | Midmark Corp | 604-002 |  | V309755 | Memorial City Suite 100 |  |  |  |  | 041-10483 | 041-10483 | West | Memorial Hermann Medical Group Memorial City (#100) | Memorial City Suite 100 | RM 108 Exam B2 | [5 empty] | Table, Exam | TABLEEXAM-Midmark Corp-604-002 | [22 empty] | Table, Exam | TABLEEXAM | Table, Exam | Midmark Corp
NO | NO |  |  |  | 005-05848 |  | Midmark Corp | 604-002 |  | V434912 | MH MG - (PL) - PEARLAND CLINIC | MHHS-MG |  | Table, Exam |  | 005-05848 |  | Pearland |  | MH MG - (PL) - PEARLAND CLINIC | [5 empty] | TABLES, EXAMINATION/TREATMENT |  | TABLEEXAM-Midmark Corp-604-002 | TABLEEXAM | 604-002 |  |  |  | Midmark Corp | Table, Exam |  | TABLEEXAM-Midmark Corp-604-002 |  |  |  |  | Covered PM Repair - Biomedical | MHHS-MG
NO | NO | [5 empty] | Midmark Corp | 604-002 |  | v309377 | MH MG - (MC) - MEMORIAL CITY (MP3) | MHHS-MG |  | Table, Exam |  |  |  | West & Memorial City |  | MH MG - (MC) - MEMORIAL CITY (MP3) | [5 empty] | TABLES, EXAMINATION/TREATMENT |  | TABLEEXAM-Midmark Corp-604-002 | TABLEEXAM | 604-002 |  |  |  | Midmark Corp | Table, Exam |  | TABLEEXAM-Midmark Corp-604-002 |  |  |  |  | Not Covered Vendor Only - Lab Ana/Anes | MHHS-MG
NO | YES |  |  |  | 041-20253 | 041-20253 | Midmark Corp | 622-007 |  | V1000085 | MEMORIAL CITY - TEXAS ONCOLOGY | MHHS-Mem City |  | Table, Exam |  | 041-20253 | 041-20253 | West | Memorial Hermann Medical Group Memorial City (#100) | MEMORIAL CITY - TEXAS ONCOLOGY | Suite 100 | 5/1/19 |  |  |  | TABLES, EXAMINATION/TREATMENT |  | TABLEEXAM-Midmark Corp-622-007 | TABLEEXAM | 622-007 |  |  |  | Midmark Corp | Table, Exam |  | TABLEEXAM-Midmark Corp-622-007 |  | 3/28/19 |  |  | Covered PM Repair - Biomedical | MHHS-Mem City
NO | YES |  |  |  | 017-00860 | 017-00860 | Midmark Corp | 622-007 |  | V420940 | MH MG-(STX)-South Texas-Wharton | MHHS-MG |  | Table, Exam |  | 017-00860 | 017-00860 | South | MHHS-MG | MH MG-(STX)-South Texas-Wharton | Exam 2 | 10/1/17 |  |  |  | TABLES, EXAMINATION/TREATMENT | Table, Exam | TABLEEXAM-Midmark Corp-622-007 | TABLEEXAM | 622-007 |  |  |  | Midmark Corp | Table, Exam |  | TABLEEXAM-Midmark Corp-622-007 |  |  |  |  | Not Covered Vendor Only - Biomedical | MHHS-MG | [7 empty] | Table, Exam | TABLEEXAM | Table, Exam | Midmark Corp
NO | YES |  |  |  | 000-02360 | 000-02360 | Midmark Corp | 623-001 |  | G002047 | MH MG-(STX)-South Texas-Wharton | MHHS-MG |  |  |  | 000-02360 | 000-02360 | South | MHHS-MG | MH MG-(STX)-South Texas-Wharton | Exam 4 | 10/1/18 |  |  |  | TABLES, EXAMINATION/TREATMENT | Table, Exam | TABLEEXAM-Midmark Corp-623 |  |  |  |  | TABLEEXAM-Midmark Corp-623 | Midmark Corp | [7 empty] | Not Covered Vendor Only - Lab Ana/Anes | MHHS-MG | [8 empty] | TABLEEXAM | Table, Exam | Midmark Corp
NO | YES |  |  |  | 000-02364 | 000-02364 | Midmark Corp | 623-001 |  | G002054 | MH MG-(STX)-South Texas-Wharton | MHHS-MG |  |  |  | 000-02364 | 000-02364 | South | MHHS-MG | MH MG-(STX)-South Texas-Wharton | Primary Care Exam 18 | 10/1/18 | 10/1/19 |  |  | TABLES, EXAMINATION/TREATMENT | Table, Exam | TABLEEXAM-Midmark Corp-623 |  |  |  |  | TABLEEXAM-Midmark Corp-623 | Midmark Corp | [7 empty] | Not Covered Vendor Only - Lab Ana/Anes | MHHS-MG | [8 empty] | TABLEEXAM | Table, Exam | Midmark Corp
NO | YES |  |  |  | 069-36786 | 069-36786 | Midmark Corp | 623-002 |  | V1154877 | TMC-Plaza-Cancer Center (Ste 2900) | MHHS-TMC |  |  |  | 069-36786 | 069-36786 | TMC | MHHS-TMC | TMC-Plaza-Cancer Center (Ste 2900) | Procedure/Exam 16 | 5/1/18 |  |  | No pm found | TABLES, EXAMINATION/TREATMENT |  | TABLEEXAM-Midmark Corp-623 |  |  |  |  | TABLEEXAM-Midmark Corp-623 | Midmark Corp | [7 empty] | Covered PM Repair - Biomedical | MHHS-TMC
NO | YES |  |  |  | 142-05611 | 142-05611 | Midmark Corp | 623-008 |  | V1297986 | MH MG-(NE)-Summer Creek CCC | MHHS-MG |  | Table, Exam |  | 142-05611 | 142-05611 | Katy | MHHS-MG | MH MG-(NE)-Summer Creek CCC | Exam 18 | 7/1/18 |  |  |  | TABLES, EXAMINATION/TREATMENT | Table, Exam | TABLEEXAM-Midmark Corp-623-008 | TABLEEXAM | 623-008 |  |  |  | Midmark Corp | Table, Exam |  | TABLEEXAM-Midmark Corp-623-008 |  |  |  |  | Covered PM Repair - Biomedical | MHHS-MG | [7 empty] | Table, Exam | TABLEEXAM | Table, Exam | Midmark Corp
NO | YES |  |  |  | 005-09738 | 005-09738 | Midmark Corp | 623-008 |  | V538443 | MH MG - (SE) - LC CCC - TIMESHARE | MHHS-MG |  | Table, Exam |  | 005-09738 | 005-09738 | Southeast | MHHS-MG | MH MG - (SE) - LC CCC - TIMESHARE | Ste500 | 12/1/18 |  |  |  | TABLES, EXAMINATION/TREATMENT | Table, Exam | TABLEEXAM-Midmark Corp-623-008 | TABLEEXAM | 623-008 |  |  |  | Midmark Corp | Table, Exam |  | TABLEEXAM-Midmark Corp-623-008 |  |  |  |  | Covered PM Repair - Biomedical | MHHS-MG | [7 empty] | Table, Exam | TABLEEXAM | Table, Exam | Midmark Corp
NO | YES |  |  |  | 142-05480 | 142-05480 | Midmark Corp | 623-008 |  | V686012 | Neighborhood Clinic-(NE)-Northeast | MHHS-Neighborhood Clinics |  | Table, Exam |  | 142-05480 | 142-05480 | Katy | MHHS-Others | Neighborhood Clinic-(NE)-Northeast | Lab | 12/1/16 | 12/1/17 |  |  | TABLES, EXAMINATION/TREATMENT | Table, Exam | TABLEEXAM-Midmark Corp-623-008 | TABLEEXAM | 623-008 |  |  |  | Midmark Corp | Table, Exam |  | TABLEEXAM-Midmark Corp-623-008 |  |  |  |  | Covered PM Repair - Biomedical | MHHS-Neighborhood Clinics | [7 empty] | Table, Exam | TABLEEXAM | Table, Exam | Midmark Corp
YES | YES |  |  |  | 069-36793 | 069-36793 | Midmark Corp | 623-008 |  | V1155025 | 5 Floor |  |  |  |  | 069-36793 | 069-36793 |  | Memorial Hermann- Texas Medical Center Plaza- cancer center | 5 Floor | Floor 29 hallway | 3/1/18 |  | 3/1/18
NO | NO |  |  |  | 069-37096 |  | Midmark Corp | 623-008 |  | V538272 | MH MG - (TMC) - VANGUARD UROLOGY (STE 2300) | MHHS-MG |  | Table, Exam |  | 069-37096 |  | TMC |  | MH MG - (TMC) - VANGUARD UROLOGY (STE 2300) | [5 empty] | TABLES, EXAMINATION/TREATMENT |  | TABLEEXAM-Midmark Corp-623-008 | TABLEEXAM | 623-008 |  |  |  | Midmark Corp | Table, Exam |  | TABLEEXAM-Midmark Corp-623-008 |  |  |  |  | Covered PM Repair - Biomedical | MHHS-MG
NO | NO |  |  |  | 069-37123 |  | Midmark Corp | 623-008 |  | V573578 | MH MG - (TMC) - VANGUARD UROLOGY (STE 2300) | MHHS-MG |  | Table, Exam |  | 069-37123 |  | TMC |  | MH MG - (TMC) - VANGUARD UROLOGY (STE 2300) | [5 empty] | TABLES, EXAMINATION/TREATMENT |  | TABLEEXAM-Midmark Corp-623-008 | TABLEEXAM | 623-008 |  |  |  | Midmark Corp | Table, Exam |  | TABLEEXAM-Midmark Corp-623-008 |  |  |  |  | Covered PM Repair - Biomedical | MHHS-MG
NO | NO |  |  |  | 069-37124 |  | Midmark Corp | 623-008 |  | V573545 | MH MG - (TMC) - VANGUARD UROLOGY (STE 2300) | MHHS-MG |  | Table, Exam |  | 069-37124 |  | TMC |  | MH MG - (TMC) - VANGUARD UROLOGY (STE 2300) | [5 empty] | TABLES, EXAMINATION/TREATMENT |  | TABLEEXAM-Midmark Corp-623-008 | TABLEEXAM | 623-008 |  |  |  | Midmark Corp | Table, Exam |  | TABLEEXAM-Midmark Corp-623-008 |  |  |  |  | Covered PM Repair - Biomedical | MHHS-MG
NO | NO |  |  |  | 069-37582 |  | Midmark Corp | 623-008 |  | V538261 | MH MG - (TMC) - VANGUARD UROLOGY (STE 2300) | MHHS-MG |  | Table, Exam |  | 069-37582 |  | TMC |  | MH MG - (TMC) - VANGUARD UROLOGY (STE 2300) | [5 empty] | TABLES, EXAMINATION/TREATMENT |  | TABLEEXAM-Midmark Corp-623-008 | TABLEEXAM | 623-008 |  |  |  | Midmark Corp | Table, Exam |  | TABLEEXAM-Midmark Corp-623-008 |  |  |  |  | Covered PM Repair - Biomedical | MHHS-MG
NO | NO |  |  |  | 069-38044 |  | Midmark Corp | 623-008 |  | V538217 | MH MG - (TMC) - VANGUARD UROLOGY (STE 2300) | MHHS-MG |  | Table, Exam |  | 069-38044 |  | TMC |  | MH MG - (TMC) - VANGUARD UROLOGY (STE 2300) | [5 empty] | TABLES, EXAMINATION/TREATMENT |  | TABLEEXAM-Midmark Corp-623-008 | TABLEEXAM | 623-008 |  |  |  | Midmark Corp | Table, Exam |  | TABLEEXAM-Midmark Corp-623-008 |  |  |  |  | Not Covered Vendor Only - Biomedical | MHHS-MG
NO | YES |  |  |  | 009-10878 | 009-10878 | Midmark Corp | 630-002 |  | V1897289 | GH-Wound Care | MHHS-Greater Heights |  | Table, Exam |  | 009-10878 | 009-10878 | Central | MHHS-Greater Heights | GH-Wound Care | Wound care rm 2 |  |  |  |  | TABLES, EXAMINATION/TREATMENT | Table, Exam | TABLEEXAM-Ritter-Tycos-630-002 | TABLEEXAM | 630-002 |  |  |  | Ritter-Tycos | Table, Exam |  |  | TABLEEXAM-Ritter-Tycos-630-002 | 12/1/13 |  |  | Covered PM Repair - Biomedical | MHHS-Greater Heights | [8 empty] | TABLEEXAM | Table, Exam | Ritter-Tycos
NO | YES |  |  |  | 009-10881 | 009-10881 | Midmark Corp | 630-002 |  | V1901027 | GH-Wound Care | MHHS-Greater Heights |  | Table, Exam |  | 009-10881 | 009-10881 | Central | MHHS-Greater Heights | GH-Wound Care | Rm 3 | 1/1/19 |  |  |  | TABLES, EXAMINATION/TREATMENT | Table, Exam | TABLEEXAM-Ritter-Tycos-630-002 | TABLEEXAM | 630-002 |  |  |  | Ritter-Tycos | Table, Exam |  |  | TABLEEXAM-Ritter-Tycos-630-002 |  |  |  | Covered PM Repair - Biomedical | MHHS-Greater Heights | [8 empty] | TABLEEXAM | Table, Exam | Ritter-Tycos
NO | YES | Serial Number MEC00096 |  |  | 009-10883 | 009-10883 | Midmark Corp | 630-002 |  | MEC00096 | GH-Wound Care | MHHS-Greater Heights |  | Table, Exam |  | 009-10883 | 009-10883 | Central | MHHS-Greater Heights | GH-Wound Care | Room 4 |  |  |  |  | TABLES, EXAMINATION/TREATMENT | Table, Exam | TABLEEXAM-Ritter-Tycos-630-002 | TABLEEXAM | 630-002 |  |  |  | Ritter-Tycos | Table, Exam |  |  | TABLEEXAM-Ritter-Tycos-630-002 |  |  |  | Covered PM Repair - Biomedical | MHHS-Greater Heights | [8 empty] | TABLEEXAM | Table, Exam | Ritter-Tycos
NO | YES |  |  |  | 129-07341 | 129-07341 | Midmark Corp | 630-002 |  | V166778 | MH MG-(SL)-Physicians At Sugar Creek | MHHS-MG |  | Table, Exam |  | 129-07341 | 129-07341 | Sugar Land | MHHS-MG | MH MG-(SL)-Physicians At Sugar Creek | Grey Pod | 11/1/18 |  |  |  | TABLES, EXAMINATION/TREATMENT | Table, Exam | TABLEEXAM-Ritter-Tycos-630-002 | TABLEEXAM | 630-002 |  |  |  | Ritter-Tycos | Table, Exam |  |  | TABLEEXAM-Ritter-Tycos-630-002 | 7/11/13 |  |  | Covered PM Repair - Biomedical | MHHS-MG | [8 empty] | TABLEEXAM | Table, Exam | Ritter-Tycos
NO | NO |  |  |  | 009-10877 |  | Midmark Corp | 630-002 |  | V1900574 | GH - WOUND CARE | MHHS-Greater Heights |  | Table, Exam |  | 009-10877 |  | Central & Greater Heights |  | GH - WOUND CARE | [5 empty] | TABLES, EXAMINATION/TREATMENT |  | TABLEEXAM-Ritter-Tycos-630-002 | TABLEEXAM | 630-002 |  |  |  | Ritter-Tycos | Table, Exam |  |  | TABLEEXAM-Ritter-Tycos-630-002 |  |  |  | Covered PM Repair - Biomedical | MHHS-Greater Heights
NO | NO |  |  |  | 009-10885 |  | Midmark Corp | 630-002 |  | V1939555 | GH - WOUND CARE | MHHS-Greater Heights |  | Table, Exam |  | 009-10885 |  | Central & Greater Heights |  | GH - WOUND CARE | [5 empty] | TABLES, EXAMINATION/TREATMENT |  | TABLEEXAM-Ritter-Tycos-630-002 | TABLEEXAM | 630-002 |  |  |  | Ritter-Tycos | Table, Exam |  |  | TABLEEXAM-Ritter-Tycos-630-002 |  |  |  | Covered PM Repair - Biomedical | MHHS-Greater Heights
NO | YES |  |  |  | 041-20541 | 041-20541 | Midmark Corp | 630-003 |  | V850391 | MEMORIAL CITY - PELVIC CENTER | MHHS-Mem City |  | Table, Exam |  | 041-20541 | 041-20541 | West | Memorial Hermann medical center | MEMORIAL CITY - PELVIC CENTER | Memorial city pelvic center |  |  |  |  | TABLES, EXAMINATION/TREATMENT |  | TABLEEXAM-Ritter-Tycos-630-003 | TABLEEXAM | 630-003 |  |  |  | Ritter-Tycos | Table, Exam |  |  | TABLEEXAM-Ritter-Tycos-630-003 |  |  |  | Covered PM Repair - Biomedical | MHHS-Mem City
NO | YES |  |  |  | 041-20542 | 041-20542 | Midmark Corp | 630-003 |  | V850074 | MEMORIAL CITY - PELVIC CENTER | MHHS-Mem City |  | Table, Exam |  | 041-20542 | 041-20542 | West | Pelvic floor help center | MEMORIAL CITY - PELVIC CENTER | Room 2 |  |  |  | No p.m. | TABLES, EXAMINATION/TREATMENT |  | TABLEEXAM-Ritter-Tycos-630-003 | TABLEEXAM | 630-003 |  |  |  | Ritter-Tycos | Table, Exam |  |  | TABLEEXAM-Ritter-Tycos-630-003 |  |  |  | Covered PM Repair - Biomedical | MHHS-Mem City
NO | NO |  |  |  | 069-37125 |  | Midmark Corp | 630-003 |  | V442449 | MH MG - (TMC) - VANGUARD UROLOGY (STE 2300) | MHHS-MG |  | Table, Exam |  | 069-37125 |  | TMC |  | MH MG - (TMC) - VANGUARD UROLOGY (STE 2300) | [5 empty] | TABLES, EXAMINATION/TREATMENT |  | TABLEEXAM-Ritter-Tycos-630-003 | TABLEEXAM | 630-003 |  |  |  | Ritter-Tycos | Table, Exam |  |  | TABLEEXAM-Ritter-Tycos-630-003 |  |  |  | Covered PM Repair - Biomedical | MHHS-MG
NO | NO |  |  |  | 069-37751 |  | Midmark Corp | 630-003 |  | V538194 | MH MG - (TMC) - VANGUARD UROLOGY (STE 2300) | MHHS-MG |  | Table, Exam |  | 069-37751 |  | TMC |  | MH MG - (TMC) - VANGUARD UROLOGY (STE 2300) | [5 empty] | TABLES, EXAMINATION/TREATMENT |  | TABLEEXAM-Ritter-Tycos-630-003 | TABLEEXAM | 630-003 |  |  |  | Ritter-Tycos | Table, Exam |  |  | TABLEEXAM-Ritter-Tycos-630-003 |  |  |  | Covered PM Repair - Biomedical | MHHS-MG
NO | YES |  |  |  | 005-10511 | 005-10511 | Midmark Corp | 630-009 |  | V1578333 | Rm 3 | MHHS-Southeast |  | Table, Exam |  | 005-10511 | 005-10511 | Southeast | Memorial Hermann Southeast Hospital | Rm 3 | Progessional Building 1 |  |  |  | No pm | TABLES, EXAMINATION/TREATMENT | Table, Exam | TABLEEXAM-Midmark Corp-630-009 | TABLEEXAM | 630-009 |  |  |  | Midmark Corp | Table, Exam |  | TABLEEXAM-Midmark Corp-630-009 |  | 12/1/14 |  |  | Not Covered Vendor Only - Biomedical | MHHS-Southeast | [7 empty] | Table, Exam | TABLEEXAM | Table, Exam | Midmark Corp
NO | YES |  |  |  | 009-10887 | 009-10887 | Midmark Corp | 630-010 |  | V1902143 | GH-Wound Care | MHHS-Greater Heights |  | Table, Exam |  | 009-10887 | 009-10887 | Central | MHHS-Greater Heights | GH-Wound Care | Room 6 |  |  |  |  | TABLES, EXAMINATION/TREATMENT | Table, Exam | TABLEEXAM-Midmark Corp-630-010 | TABLEEXAM | 630-010 |  |  |  | Midmark Corp | Table, Exam |  | TABLEEXAM-Midmark Corp-630-010 |  | 4/25/14 |  |  | Covered PM Repair - Biomedical | MHHS-Greater Heights | [7 empty] | Table, Exam | TABLEEXAM | Table, Exam | Midmark Corp
NO | YES |  |  |  | 041-17457 | 041-17457 | Midmark Corp | 630-010 |  | V1750936 | MEMORIAL CITY - WOUND CARE | MHHS-Mem City |  | Table, Exam |  | 041-17457 | 041-17457 | West | West | MEMORIAL CITY - WOUND CARE | Treatment Room 1 |  |  |  |  | TABLES, EXAMINATION/TREATMENT |  | TABLEEXAM-Midmark Corp-630-010 | TABLEEXAM | 630-010 |  |  |  | Midmark Corp | Table, Exam |  | TABLEEXAM-Midmark Corp-630-010 |  |  |  |  | Not Covered Vendor Only - Lab Ana/Anes | MHHS-Mem City
NO | YES |  |  |  | 041-17458 | 041-17458 | Midmark Corp | 630-010 |  | V1844598 | Wound Care | MHHS-Mem City |  | Table, Exam |  | 041-17458 | 041-17458 | West | Memorial Hermann Memorial city medical center emergency center | Wound Care | Room 2 |  |  |  |  | TABLES, EXAMINATION/TREATMENT |  | TABLEEXAM-Midmark Corp-630-010 | TABLEEXAM | 630-010 |  |  |  | Midmark Corp | Table, Exam |  | TABLEEXAM-Midmark Corp-630-010 |  |  |  |  | Not Covered Vendor Only - Lab Ana/Anes | MHHS-Mem City
NO | YES |  |  |  | 129-07743 | 129-07743 | Midmark Corp | 630-010 |  | V1676741 | MH MG-(SL)-Physicians At Sugar Creek | MHHS-MG |  | Table, Exam |  | 129-07743 | 129-07743 | Sugar Land | MHHS-MG | MH MG-(SL)-Physicians At Sugar Creek | NW.8 | 11/1/18 |  |  |  | TABLES, EXAMINATION/TREATMENT | Table, Exam | TABLEEXAM-Midmark Corp-630-010 | TABLEEXAM | 630-010 |  |  |  | Midmark Corp | Table, Exam |  | TABLEEXAM-Midmark Corp-630-010 |  | 9/11/13 |  |  | Covered PM Repair - Biomedical | MHHS-MG | [7 empty] | Table, Exam | TABLEEXAM | Table, Exam | Midmark Corp
NO | YES |  |  |  | 142-08324 | 142-08324 | Midmark Corp | 630-010 |  | v2128019 | NE-Wound Care | MHHS-Northeast |  | Table, Exam |  | 142-08324 | 142-08324 | Katy | MHHS-Northeast | NE-Wound Care | Ex 2 | 8/1/19 | 8/1/20 |  |  | TABLES, EXAMINATION/TREATMENT | Table, Exam | TABLEEXAM-Midmark Corp-630-010 | TABLEEXAM | 630-010 |  |  |  | Midmark Corp | Table, Exam |  | TABLEEXAM-Midmark Corp-630-010 |  |  |  |  | Not Covered Vendor Only - Lab Ana/Anes | MHHS-Northeast | [7 empty] | Table, Exam | TABLEEXAM | Table, Exam | Midmark Corp
NO | YES |  |  |  | 142-08325 | 142-08325 | Midmark Corp | 630-010 |  | V2128312 | NE-Wound Care | MHHS-Northeast |  | Table, Exam |  | 142-08325 | 142-08325 | Katy | MHHS-Northeast | NE-Wound Care | Room 3 | 8/1/19 | 8/1/20 |  |  | TABLES, EXAMINATION/TREATMENT | Table, Exam | TABLEEXAM-Midmark Corp-630-010 | TABLEEXAM | 630-010 |  |  |  | Midmark Corp | Table, Exam |  | TABLEEXAM-Midmark Corp-630-010 |  |  |  |  | Covered PM Repair - Biomedical | MHHS-Northeast | [7 empty] | Table, Exam | TABLEEXAM | Table, Exam | Midmark Corp
NO | YES |  |  |  | 005-10510 | 005-10510 | Midmark Corp | 630-010 |  | V1563485 | SE - WOUND CARE | MHHS-Southeast |  | Table, Exam |  | 005-10510 | 005-10510 | Southeast | Memorial Hermann Southeast Hospital | SE - WOUND CARE | Progessional Building 1 |  |  |  | No pm label | TABLES, EXAMINATION/TREATMENT | Table, Exam | TABLEEXAM-Midmark Corp-630-010 | TABLEEXAM | 630-010 |  |  |  | Midmark Corp | Table, Exam |  | TABLEEXAM-Midmark Corp-630-010 |  | 5/14/16 |  |  | Not Covered Vendor Only - Lab Ana/Anes | MHHS-Southeast | [7 empty] | Table, Exam | TABLEEXAM | Table, Exam | Midmark Corp
YES | YES |  |  |  | 142-08450 | 142-08450 | Midmark Corp | 630-010 |  |  | NE - WOUND CARE |  |  |  |  | 142-08450 | 142-08450 | northeast | Memorial Hermann Cancer Center - Northeast | NE - WOUND CARE | Ex 1 | [5 empty] | Table, Exam | TABLEEXAM-Midmark Corp-630-010 | [22 empty] | Table, Exam | TABLEEXAM | Table, Exam | Midmark Corp
YES | YES |  |  |  | 142-08451 | 142-08451 | Midmark Corp | 630-010 |  | V2196679 | Wound care |  |  |  |  | 142-08451 | 142-08451 | Katy | Memorial Hermann Cancer Center - Northeast | Wound care | Room 3 | 2/1/20 | 2/1/21 |  |  |  | Table, Exam | TABLEEXAM-Midmark Corp-630-010 | [22 empty] | Table, Exam | TABLEEXAM | Table, Exam | Midmark Corp
YES | YES |  |  |  | 142-08452 | 142-08452 | Midmark Corp | 630-010 |  | V2196618 | Wound care |  |  |  |  | 142-08452 | 142-08452 | Katy | Memorial Hermann Cancer Center - Northeast | Wound care | Room 6 | 2/1/20 | 2/1/21 |  |  |  | Table, Exam | TABLEEXAM-Midmark Corp-630-010 | [22 empty] | Table, Exam | TABLEEXAM | Table, Exam | Midmark Corp
YES | YES |  |  |  | 099-08031 | 099-08031 | Midmark Corp | 630-010 |  | V100574 | GH - WOUND CARE |  |  |  |  | 099-08031 | 099-08031 | Central | Memorial Hermann Cancer Center - Greater Heights wound care | GH - WOUND CARE | Rm 1 | [5 empty] | Table, Exam | TABLEEXAM-Midmark Corp-630-010 | [22 empty] | Table, Exam | TABLEEXAM | Table, Exam | Midmark Corp
YES | YES |  |  |  | 099-06584 | 099-06584 | Midmark Corp | 630-010 |  | V1578899 | Rm 3 |  |  |  |  | 099-06584 | 099-06584 | Southeast | Memorial Hermann Southeast Hospital | Rm 3 | Progessional Building 1 |  |  |  | No pm |  | Table, Exam | TABLEEXAM-Midmark Corp-630-010 | [22 empty] | Table, Exam | TABLEEXAM | Table, Exam | Midmark Corp
NO | NO |  |  |  | 151-02417 |  | Midmark Corp | 630-010 |  | V1871451 | CY - WOUND CARE / OCCUPATIONAL HEALTH | MHHS-Cypress |  | Table, Exam |  | 151-02417 |  | Northwest & Cypress |  | CY - WOUND CARE / OCCUPATIONAL HEALTH | [5 empty] | TABLES, EXAMINATION/TREATMENT |  | TABLEEXAM-Midmark Corp-630-010 | TABLEEXAM | 630-010 |  |  |  | Midmark Corp | Table, Exam |  | TABLEEXAM-Midmark Corp-630-010 |  |  |  |  | Covered PM Repair - Biomedical | MHHS-Cypress
NO | NO |  |  |  | 151-02418 |  | Midmark Corp | 630-010 |  | V1871145 | CY - WOUND CARE / OCCUPATIONAL HEALTH | MHHS-Cypress |  | Table, Exam |  | 151-02418 |  | Northwest & Cypress |  | CY - WOUND CARE / OCCUPATIONAL HEALTH | [5 empty] | TABLES, EXAMINATION/TREATMENT |  | TABLEEXAM-Midmark Corp-630-010 | TABLEEXAM | 630-010 |  |  |  | Midmark Corp | Table, Exam |  | TABLEEXAM-Midmark Corp-630-010 |  |  |  |  | Covered PM Repair - Biomedical | MHHS-Cypress
NO | NO |  |  |  | 151-02419 |  | Midmark Corp | 630-010 |  | V1871210 | CY - WOUND CARE / OCCUPATIONAL HEALTH | MHHS-Cypress |  | Table, Exam |  | 151-02419 |  | Northwest & Cypress |  | CY - WOUND CARE / OCCUPATIONAL HEALTH | [5 empty] | TABLES, EXAMINATION/TREATMENT |  | TABLEEXAM-Midmark Corp-630-010 | TABLEEXAM | 630-010 |  |  |  | Midmark Corp | Table, Exam |  | TABLEEXAM-Midmark Corp-630-010 |  |  |  |  | Not Covered Vendor Only - Lab Ana/Anes | MHHS-Cypress
NO | YES |  |  |  | 029-12042 | 029-12042 | Midmark Corp | 630-020 MIDMARK 630 HUMANFORM |  | V1869791 | MH MG-(SL)-Physicians At Sugar Creek | MHHS-MG |  |  |  | 029-12042 | 029-12042 | Sugar Land | MHHS-MG | MH MG-(SL)-Physicians At Sugar Creek | Exam 3 | 11/1/18 |  |  |  | TABLES, EXAMINATION/TREATMENT | Table, Exam | TABLEEXAM-Ritter-Tycos-630 |  |  |  |  | TABLEEXAM-Ritter-Tycos-630 | Midmark Corp | [7 empty] | Covered PM Repair - Biomedical | MHHS-MG | [8 empty] | TABLEEXAM | Table, Exam | Ritter-Tycos
NO | NO |  |  |  | 151-02317 |  | Midmark Corp |  |  | V1719934 | CY - ER | MHHS-Cypress |  | Processor, Video |  | 151-02317 |  | Northwest & Cypress |  | CY - ER | [5 empty] | SCALES, PATIENT |  | PROCVID-SmithNephew-640 | PROCVID |  |  |  |  | SmithNephew | Processor, Video |  |  | PROCVID-SmithNephew-640 |  |  |  | Covered PM Repair - Biomedical | MHHS-Cypress
YES | YES |  |  |  | 000-04112 | 000-04112 | Midmark Corp | 640-001-216 |  | V20332493 | ER |  |  |  |  | 000-04112 | 000-04112 | Katy | Memorial Hermann Convenient Care Center in Kingwood (Kingwood CCC) | ER | Triage | [5 empty] | Scale, Patient | SCALEPATIENT-Midmark Corp-640-001-216 | [12 empty] | SP-A | [9 empty] | Scale, Patient | SCALEPATIENT | Scale, Patient | Midmark Corp
NO | YES |  |  |  | 041-20260 | 041-20260 | Midmark Corp | 641-002 |  | V981641 | MEMORIAL CITY - TEXAS ONCOLOGY | MHHS-Mem City |  | Table, Exam |  | 041-20260 | 041-20260 | West | Cancer Cetner | MEMORIAL CITY - TEXAS ONCOLOGY | Exam Room 1 |  |  |  |  | TABLES, EXAMINATION/TREATMENT |  | TABLEEXAM-Midmark Corp-641-002 | TABLEEXAM | 641-002 |  |  |  | Midmark Corp | Table, Exam |  | TABLEEXAM-Midmark Corp-641-002 |  |  |  |  | Not Covered Vendor Only - Biomedical | MHHS-Mem City
YES | YES |  |  |  |  | 069-35904 | Midmark Corp | 641-002 |  | V1134473 | TMC - PLAZA - CANCER CENTER (STE 2900) | [5 empty] | 069-35904 | TMC | Memorial Hermann Cancer Center - Texas Medical Center (#2900) | TMC - PLAZA - CANCER CENTER (STE 2900) | Room 2 | 4/1/17 |  | 4/1/18 | New Add |  | Table, Exam | TABLEEXAM-Midmark Corp-641-002 | [22 empty] | Table, Exam | TABLEEXAM | Table, Exam | Midmark Corp
NO | YES |  |  |  | 017-00294 | 017-00294 | Midmark Corp | 75L |  | FA003296 | MH MG-(SL)-Physicians At Sugar Creek | MHHS-MG |  | Table, Exam |  | 017-00294 | 017-00294 | Sugar Land | MHHS-MG | MH MG-(SL)-Physicians At Sugar Creek | Procedure room 3 | 11/1/18 |  |  | One time safety | TABLES, EXAMINATION/TREATMENT | Table, Exam | TABLEEXAM-Midmark Corp-75L | TABLEEXAM | 75L |  |  |  | Midmark Corp | Table, Exam |  | TABLEEXAM-Midmark Corp-75L |  | 3/31/15 |  |  | Covered PM Repair - Biomedical | MHHS-MG | [7 empty] | Table, Exam | TABLEEXAM | Table, Exam | Midmark Corp
NO | NO |  |  |  | 129-06005 |  | Midmark Corp | 75L |  | jx001610 | MH MG - (STX) - SOUTH TEXAS - WHARTON | MHHS-MG |  | Table, Exam |  | 129-06005 |  | South |  | MH MG - (STX) - SOUTH TEXAS - WHARTON | [5 empty] | TABLES, EXAMINATION/TREATMENT |  | TABLEEXAM-Midmark Corp-75L | TABLEEXAM | 75L |  |  |  | Midmark Corp | Table, Exam |  | TABLEEXAM-Midmark Corp-75L |  |  |  |  | Covered PM Repair - Biomedical | MHHS-MG
NO | NO | [5 empty] | Midmark Corp | D61CAR |  |  | SW - NICU | MHHS-Southwest | [5 empty] | Southwest |  | SW - NICU | [5 empty] | REFRIGERATORS, PHARMACY |  | .needs class | [5 empty] | Midmark Corp | [7 empty] | Covered PM Repair - Biomedical | MHHS-Southwest
YES | YES |  |  |  | 074-06059 | 074-06059 | Midmark Corp | DL008737 |  |  | Family practice |  |  |  |  | 074-06059 | 074-06059 | Woodlands | Memorial Hermann The Woodlands Medical Center | Family practice | Family practice | 3/1/20 |  |  | EKG
NO | YES |  |  |  | 000-04066 | 000-04066 | Midmark Corp | IQ ecg |  |  | MH MG - (SE) - LC CCC - TIMESHARE | MHHS-MG |  | ECG Machine |  | 000-04066 | 000-04066 | Southeast | MHHS-MG | MH MG - (SE) - LC CCC - TIMESHARE | Family Medicine |  |  |  |  | ELECTROCARDIOGRAPHS | ECG Machine | ECGMACHINE-Midmark Corp-IQecg | ECGMACHINE | IQecg |  |  |  | Midmark Corp | ECG Machine |  | ECGMACHINE-Midmark Corp-IQecg |  |  |  |  | Covered PM Repair - Biomedical | MHHS-MG | [8 empty] | ECGMACHINE | ECG Machine | Midmark Corp
YES | YES |  |  |  | 005-05898 | 005-05898 | Midmark Corp | IQ Mark |  |  | MH MG - (PL) - PEARLAND CLINIC |  |  |  |  | 005-05898 | 005-05898 | Pearland | Memorial Hermann Medical Group Central Pearland | MH MG - (PL) - PEARLAND CLINIC | Suite 100 exam room 21 | [5 empty] | ECG Machine | ECGMACHINE-Midmark Corp-IQ Mark | [22 empty] | ECG Machine | ECGMACHINE | ECG Machine | Midmark Corp
YES | YES |  |  |  | 151-04879 | 151-04879 | Midmark Corp | IQ Mark |  |  | MH MG - (PL) - PEARLAND CLINIC |  |  |  |  | 151-04879 | 151-04879 | Pearland | Memorial Hermann Medical Group Central Pearland | MH MG - (PL) - PEARLAND CLINIC | Suite 100 exam room 21 | [5 empty] | ECG Machine | ECGMACHINE-Midmark Corp-IQ Mark | [22 empty] | ECG Machine | ECGMACHINE | ECG Machine | Midmark Corp
NO | YES |  |  |  | 099-06476 |  | Midmark Corp | IQ Mark |  |  | Memorial City Suite 100 |  |  |  |  | 099-06476 |  | West | Memorial Hermann Medical Group Memorial City (#100) | Memorial City Suite 100 | Across RM 108 Exam B2 | [5 empty] | ECG Machine | ECGMACHINE-Midmark Corp-IQ Mark | [22 empty] | ECG Machine | ECGMACHINE | ECG Machine | Midmark Corp
YES | YES |  |  |  | 005-11578 | 005-11578 | Midmark Corp | IQ spiro |  |  | Family Medicine |  |  |  |  | 005-11578 | 005-11578 | Southeast | Memorial Hermann Convenient Care Center in League City (League City CCC) | Family Medicine | Family Medicine | 2/1/19 |  | 2/1/20
YES | YES |  |  |  | 099-13385 | 099-13385 | Midmark Corp | IQ spiro |  |  | Family Medicine |  |  |  |  | 099-13385 | 099-13385 | Southeast | Memorial Hermann Convenient Care Center in League City (League City CCC) | Family Medicine | Family Medicine
YES | YES |  |  |  | 583-01315 | 583-01315 | Midmark Corp | IQCal |  | 557-54763 | MH MG - (KY) - OCC HEALTH CENTER (MP1) |  |  |  |  | 583-01315 | 583-01315 | Katy | Memorial Hermann Katy Hospital | MH MG - (KY) - OCC HEALTH CENTER (MP1) | Occupational Health | 3/1/17 | 3/1/18 |  |  |  | Calibrators | TESTEQUIP-Midmark Corp-IQCal | [12 empty] | TEST-A | [9 empty] | Test Equipment | TESTEQUIP | Calibrators | Midmark Corp
NO | NO |  |  |  | 000-03753 |  | Midmark Corp | IQCAL 3-LITER CALIBRATION SYRINGE |  |  | MH MG - (KY) - KATY [MP2-STE400] | MHHS-MG |  |  |  | 000-03753 |  | Katy |  | MH MG - (KY) - KATY [MP2-STE400] | [5 empty] | TEST EQUIPMENT, SIMULATOR |  | .needs class | [5 empty] | Midmark Corp | [7 empty] | Covered PM Repair - Biomedical | MHHS-MG
NO | NO |  |  |  | 069-TBD |  | Midmark Corp | IQCAL 3-LITER CALIBRATION SYRINGE |  | 557-44890 | MH MG - (TMC) - UPPER KIRBY | MHHS-MG |  |  |  | 069-TBD |  | TMC |  | MH MG - (TMC) - UPPER KIRBY | [5 empty] | TEST EQUIPMENT, SIMULATOR |  | .needs class | [5 empty] | Midmark Corp | [7 empty] | Covered PM Repair - Biomedical | MHHS-MG
NO | YES |  |  |  | 005-09321 | 005-09321 | Midmark Corp | IQECG |  |  | MH MG-(PL)-Pearland Clinic | MHHS-MG |  | ECG Machine |  | 005-09321 | 005-09321 | Pearland | MHHS-MG | MH MG-(PL)-Pearland Clinic | Suite 100 exam room 21 | 4/1/17 |  |  |  | ELECTROCARDIOGRAPHS | ECG Machine | ECGMACHINE-Midmark Corp-IQecg | ECGMACHINE | IQecg |  |  |  | Midmark Corp | ECG Machine |  | ECGMACHINE-Midmark Corp-IQecg |  |  |  |  | Covered PM Repair - Biomedical | MHHS-MG | [7 empty] | ECG Machine | ECGMACHINE | ECG Machine | Midmark Corp
NO | YES |  |  |  | 041-17677 | 041-17677 | Midmark Corp | IQECG |  |  | MH MG - (MC) - MEMORIAL CITY (MP3) | MHHS-MG |  | ECG Machine |  | 041-17677 | 041-17677 | West | MHHS-MG | MH MG - (MC) - MEMORIAL CITY (MP3) | Suite 100 | 4/1/17 |  |  |  | ELECTROCARDIOGRAPHS | ECG Machine | ECGMACHINE-Midmark Corp-IQecg | ECGMACHINE | IQecg |  |  |  | Midmark Corp | ECG Machine |  | ECGMACHINE-Midmark Corp-IQecg |  |  |  |  | Covered PM Repair - Biomedical | MHHS-MG | [7 empty] | ECG Machine | ECGMACHINE | ECG Machine | Midmark Corp
NO | YES |  |  |  | 041-32569 | 041-32569 | Midmark Corp | IQECG |  |  | MH MG - (MC) - MEMORIAL CITY (MP3) | MHHS-Mem City |  | ECG Machine |  | 041-32569 | 041-32569 | West | Memorial Hermann Medical Group Memorial City | MH MG - (MC) - MEMORIAL CITY (MP3) | Suite 100 | 6/1/18 |  |  |  | ELECTROCARDIOGRAPHS | ECG Machine | ECGMACHINE-Midmark Corp-IQecg | ECGMACHINE | IQecg |  |  |  | Midmark Corp | ECG Machine |  | ECGMACHINE-Midmark Corp-IQecg |  |  |  |  | Covered PM Repair - Biomedical | MHHS-Mem City | [7 empty] | ECG Machine | ECGMACHINE | ECG Machine | Midmark Corp
NO | YES |  |  |  | 005-33614 | 005-33614 | Midmark Corp | IQECG |  |  | MH MG-(CY)-Copperfield | MHHS-MG |  | ECG Machine |  | 005-33614 | 005-33614 | Northwest | MHHS-MG | MH MG-(CY)-Copperfield | By exam 11 | 7/1/18 |  |  | One time inspection only sticker | ELECTROCARDIOGRAPHS | ECG Machine | ECGMACHINE-Midmark Corp-IQecg | ECGMACHINE | IQecg |  |  |  | Midmark Corp | ECG Machine |  | ECGMACHINE-Midmark Corp-IQecg |  |  |  |  | Covered PM Repair - Biomedical | MHHS-MG | [7 empty] | ECG Machine | ECGMACHINE | ECG Machine | Midmark Corp
NO | YES |  |  |  | 009-09668 | 009-09668 | Midmark Corp | IQECG |  |  | MH MG-(CY)-Copperfield | MHHS-MG |  | ECG Machine |  | 009-09668 | 009-09668 | Northwest | MHHS-MG | MH MG-(CY)-Copperfield | By exam 11 | 11/1/17 |  |  | One time inspection only sticker | ELECTROCARDIOGRAPHS | ECG Machine | ECGMACHINE-Midmark Corp-IQecg | ECGMACHINE | IQecg |  |  |  | Midmark Corp | ECG Machine |  | ECGMACHINE-Midmark Corp-IQecg |  |  |  |  | Covered PM Repair - Biomedical | MHHS-MG | [7 empty] | ECG Machine | ECGMACHINE | ECG Machine | Midmark Corp
NO | YES |  |  |  | 000-04378 | 000-04378 | Midmark Corp | IQECG |  |  | MH MG-(CY)-Fairfield [Mp1-Ste100] | MHHS-MG |  | ECG Machine |  | 000-04378 | 000-04378 | Northwest | MHHS-MG | MH MG-(CY)-Fairfield [Mp1-Ste100] | Exam Room 8 | 5/1/17 |  |  |  | ELECTROCARDIOGRAPHS | ECG Machine | ECGMACHINE-Midmark Corp-IQecg | ECGMACHINE | IQecg |  |  |  | Midmark Corp | ECG Machine |  | ECGMACHINE-Midmark Corp-IQecg |  |  |  |  | Covered PM Repair - Biomedical | MHHS-MG | [7 empty] | ECG Machine | ECGMACHINE | ECG Machine | Midmark Corp
NO | YES |  |  |  | 009-09858 | 009-09858 | Midmark Corp | IQECG |  |  | MH MG-(CY)-Fairfield [Mp1-Ste100] | MHHS-MG |  | ECG Machine |  | 009-09858 | 009-09858 | Northwest | MHHS-MG | MH MG-(CY)-Fairfield [Mp1-Ste100] | Work Room | 1/1/17 |  |  |  | ELECTROCARDIOGRAPHS | ECG Machine | ECGMACHINE-Midmark Corp-IQecg | ECGMACHINE | IQecg |  |  |  | Midmark Corp | ECG Machine |  | ECGMACHINE-Midmark Corp-IQecg |  |  |  |  | Covered PM Repair - Biomedical | MHHS-MG | [7 empty] | ECG Machine | ECGMACHINE | ECG Machine | Midmark Corp
NO | YES |  |  |  | 143-01671 | 143-01671 | Midmark Corp | IQECG |  |  | MH MG-(CY)-Cypress Multi Specialty | MHHS-MG |  | ECG Machine |  | 143-01671 | 143-01671 | Northwest | MHHS-MG | MH MG-(CY)-Cypress Multi Specialty | Multispecialty |  |  |  |  | ELECTROCARDIOGRAPHS | ECG Machine | ECGMACHINE-Midmark Corp-IQecg | ECGMACHINE | IQecg |  |  |  | Midmark Corp | ECG Machine |  | ECGMACHINE-Midmark Corp-IQecg |  |  |  |  | Covered PM Repair - Biomedical | MHHS-MG | [7 empty] | ECG Machine | ECGMACHINE | ECG Machine | Midmark Corp
NO | YES |  |  |  | 041-19908 | 041-19908 | Midmark Corp | IQECG |  |  | MH MG-(CY)-Fairfield [Mp1-Ste100] | MHHS-MG |  | ECG Machine |  | 041-19908 | 041-19908 | Northwest | MHHS-MG | MH MG-(CY)-Fairfield [Mp1-Ste100] | Nurses station | 4/1/17 |  |  |  | ELECTROCARDIOGRAPHS | ECG Machine | ECGMACHINE-Midmark Corp-IQecg | ECGMACHINE | IQecg |  |  |  | Midmark Corp | ECG Machine |  | ECGMACHINE-Midmark Corp-IQecg |  |  |  |  | Covered PM Repair - Biomedical | MHHS-MG | [7 empty] | ECG Machine | ECGMACHINE | ECG Machine | Midmark Corp
NO | YES |  |  |  | 041-19909 | 041-19909 | Midmark Corp | IQECG |  |  | MH MG-(CY)-Fairfield [Mp1-Ste100] | MHHS-MG |  | ECG Machine |  | 041-19909 | 041-19909 | Northwest | MHHS-MG | MH MG-(CY)-Fairfield [Mp1-Ste100] | Nurses station | 4/1/17 |  |  |  | ELECTROCARDIOGRAPHS | ECG Machine | ECGMACHINE-Midmark Corp-IQecg | ECGMACHINE | IQecg |  |  |  | Midmark Corp | ECG Machine |  | ECGMACHINE-Midmark Corp-IQecg |  |  |  |  | Covered PM Repair - Biomedical | MHHS-MG | [7 empty] | ECG Machine | ECGMACHINE | ECG Machine | Midmark Corp
NO | YES |  |  |  | 151-02447 | 151-02447 | Midmark Corp | IQECG |  |  | MH MG - (CY) - OCCUPATIONAL MEDICINE [MP1-STE180] | MHHS-MG |  | ECG Machine |  | 151-02447 | 151-02447 | Northwest | MHHS-MG | MH MG - (CY) - OCCUPATIONAL MEDICINE [MP1-STE180] | C1 705 |  |  |  |  | ELECTROCARDIOGRAPHS | ECG Machine | ECGMACHINE-Midmark Corp-IQecg | ECGMACHINE | IQecg |  |  |  | Midmark Corp | ECG Machine |  | ECGMACHINE-Midmark Corp-IQecg |  |  |  |  | Covered PM Repair - Biomedical | MHHS-MG | [7 empty] | ECG Machine | ECGMACHINE | ECG Machine | Midmark Corp
NO | YES |  |  |  | 000-03848 | 000-03848 | Midmark Corp | IQECG |  |  | MH MG-(GH)-GH CCC | MHHS-MG |  | ECG Machine |  | 000-03848 | 000-03848 | Central | MHHS-MG | MH MG-(GH)-GH CCC |  | 1/1/19 |  |  |  | ELECTROCARDIOGRAPHS | ECG Machine | ECGMACHINE-Midmark Corp-IQecg | ECGMACHINE | IQecg |  |  |  | Midmark Corp | ECG Machine |  | ECGMACHINE-Midmark Corp-IQecg |  |  |  |  | Covered PM Repair - Biomedical | MHHS-MG | [7 empty] | ECG Machine | ECGMACHINE | ECG Machine | Midmark Corp
NO | YES |  |  |  | 009-09091 | 009-09091 | Midmark Corp | IQECG |  |  | MH MG-(GH)-GH CCC-Timeshare | MHHS-MG |  | ECG Machine |  | 009-09091 | 009-09091 | Central | MHHS-MG | MH MG-(GH)-GH CCC-Timeshare | Room 1 | 4/1/19 | 4/1/20 |  |  | ELECTROCARDIOGRAPHS | ECG Machine | ECGMACHINE-Midmark Corp-IQecg | ECGMACHINE | IQecg |  |  |  | Midmark Corp | ECG Machine |  | ECGMACHINE-Midmark Corp-IQecg |  |  |  |  | Covered PM Repair - Biomedical | MHHS-MG | [7 empty] | ECG Machine | ECGMACHINE | ECG Machine | Midmark Corp
NO | YES |  |  |  | 000-04310 | 000-04310 | Midmark Corp | IQECG |  |  | MH MG-(GH)-Urgent Care-Greater Heights | MHHS-MG |  | ECG Machine |  | 000-04310 | 000-04310 | Central | MHHS-MG | MH MG-(GH)-Urgent Care-Greater Heights | Exam 1 |  |  |  | No pm | ELECTROCARDIOGRAPHS | ECG Machine | ECGMACHINE-Midmark Corp-IQecg | ECGMACHINE | IQecg |  |  |  | Midmark Corp | ECG Machine |  | ECGMACHINE-Midmark Corp-IQecg |  |  |  |  | Covered PM Repair - Biomedical | MHHS-MG | [7 empty] | ECG Machine | ECGMACHINE | ECG Machine | Midmark Corp
NO | YES |  |  |  | 009-10013 | 009-10013 | Midmark Corp | IQECG |  |  | MH MG-(GH)-Urgent Care-Washington Ave | MHHS-MG |  | ECG Machine |  | 009-10013 | 009-10013 | Central | MHHS-MG | MH MG-(GH)-Urgent Care-Washington Ave | Nurses station | 7/1/17 |  |  | One time safety | ELECTROCARDIOGRAPHS | ECG Machine | ECGMACHINE-Midmark Corp-IQecg | ECGMACHINE | IQecg |  |  |  | Midmark Corp | ECG Machine |  | ECGMACHINE-Midmark Corp-IQecg |  |  |  |  | Covered PM Repair - Biomedical | MHHS-MG | [7 empty] | ECG Machine | ECGMACHINE | ECG Machine | Midmark Corp
NO | YES |  |  |  | 929-00498 | 929-00498 | Midmark Corp | IQECG |  |  | MH MG-(KY)-Firethorne | MHHS-MG |  | ECG Machine |  | 929-00498 | 929-00498 | Katy | MHHS-MG | MH MG-(KY)-Firethorne | Exam 10 | 1/1/19 |  |  | One time safety | ELECTROCARDIOGRAPHS | ECG Machine | ECGMACHINE-Midmark Corp-IQecg | ECGMACHINE | IQecg |  |  |  | Midmark Corp | ECG Machine |  | ECGMACHINE-Midmark Corp-IQecg |  |  |  |  | Covered PM Repair - Biomedical | MHHS-MG | [7 empty] | ECG Machine | ECGMACHINE | ECG Machine | Midmark Corp
NO | YES |  |  |  | 000-03755 | 000-03755 | Midmark Corp | IQECG |  |  | MH MG-(KY)-Katy [Mp2-Ste400] | MHHS-MG |  | ECG Machine |  | 000-03755 | 000-03755 | Katy | MHHS-MG | MH MG-(KY)-Katy [Mp2-Ste400] | MP2 STE 400 | 7/1/18 |  |  |  | ELECTROCARDIOGRAPHS | ECG Machine | ECGMACHINE-Midmark Corp-IQecg | ECGMACHINE | IQecg |  |  |  | Midmark Corp | ECG Machine |  | ECGMACHINE-Midmark Corp-IQecg |  |  |  |  | Covered PM Repair - Biomedical | MHHS-MG | [7 empty] | ECG Machine | ECGMACHINE | ECG Machine | Midmark Corp
NO | YES |  |  |  | 000-03756 | 000-03756 | Midmark Corp | IQECG |  |  | MH MG-(KY)-Katy [Mp2-Ste400] | MHHS-MG |  | ECG Machine |  | 000-03756 | 000-03756 | Katy | MHHS-MG | MH MG-(KY)-Katy [Mp2-Ste400] | MP2 STE 400 | 7/1/18 |  |  |  | ELECTROCARDIOGRAPHS | ECG Machine | ECGMACHINE-Midmark Corp-IQecg | ECGMACHINE | IQecg |  |  |  | Midmark Corp | ECG Machine |  | ECGMACHINE-Midmark Corp-IQecg |  | 12/28/19 |  |  | Covered PM Repair - Biomedical | MHHS-MG | [7 empty] | ECG Machine | ECGMACHINE | ECG Machine | Midmark Corp
NO | YES |  |  |  | 000-05119 | 000-05119 | Midmark Corp | IQECG |  |  | MH MG-(KY)-Katy Sports Medicine | MHHS-MG |  | ECG Machine |  | 000-05119 | 000-05119 | Katy | MHHS-MG | MH MG-(KY)-Katy Sports Medicine | Nurses station | 10/1/19 |  |  | No pm required | ELECTROCARDIOGRAPHS | ECG Machine | ECGMACHINE-Midmark Corp-IQecg | ECGMACHINE | IQecg |  |  |  | Midmark Corp | ECG Machine |  | ECGMACHINE-Midmark Corp-IQecg |  |  |  |  | Covered PM Repair - Biomedical | MHHS-MG | [7 empty] | ECG Machine | ECGMACHINE | ECG Machine | Midmark Corp
NO | YES |  |  |  | 583-00925 | 583-00925 | Midmark Corp | IQECG |  |  | MH MG-(KY)-OCC Health Center (Mp1) | MHHS-MG |  | ECG Machine |  | 583-00925 | 583-00925 | Katy | MHHS-MG | MH MG-(KY)-OCC Health Center (Mp1) | Audiometer room | 1/1/18 |  |  | One time safety | ELECTROCARDIOGRAPHS | ECG Machine | ECGMACHINE-Midmark Corp-IQecg | ECGMACHINE | IQecg |  |  |  | Midmark Corp | ECG Machine |  | ECGMACHINE-Midmark Corp-IQecg |  |  |  |  | Covered PM Repair - Biomedical | MHHS-MG | [7 empty] | ECG Machine | ECGMACHINE | ECG Machine | Midmark Corp
NO | YES |  |  |  | 583-01281 | 583-01281 | Midmark Corp | IQECG |  |  | MH MG-(KY)-Urgent Care-Fulshear | MHHS-MG |  | ECG Machine |  | 583-01281 | 583-01281 | Katy | MHHS-MG | MH MG-(KY)-Urgent Care-Fulshear | Urgent care | 1/1/19 |  |  |  | ELECTROCARDIOGRAPHS | ECG Machine | ECGMACHINE-Midmark Corp-IQecg | ECGMACHINE | IQecg |  |  |  | Midmark Corp | ECG Machine |  | ECGMACHINE-Midmark Corp-IQecg |  |  |  |  | Covered PM Repair - Biomedical | MHHS-MG | [7 empty] | ECG Machine | ECGMACHINE | ECG Machine | Midmark Corp
NO | YES |  |  |  | 000-05026 | 000-05026 | Midmark Corp | IQECG |  |  | Medical Plaza 4 Heart Clinic 6th Floor Suite 630 | MHHS-MG |  | ECG Machine |  | 000-05026 | 000-05026 | West | Memorial Hermann Memorial City Medical Center | Medical Plaza 4 Heart Clinic 6th Floor Suite 630 | Room 6 Stress Test Room |  |  |  |  | ELECTROCARDIOGRAPHS |  | ECGMACHINE-Midmark Corp-IQecg | ECGMACHINE | IQecg |  |  |  | Midmark Corp | ECG Machine |  | ECGMACHINE-Midmark Corp-IQecg |  |  |  |  | Covered PM Repair - Biomedical | MHHS-MG
NO | YES |  |  |  | 000-05027 | 000-05027 | Midmark Corp | IQECG |  |  | MH MG - (MC) - COMPREHENSIVE HEART CARE | MHHS-MG |  | ECG Machine |  | 000-05027 | 000-05027 | West | Memorial Hermann Medical Group Memorial City Cardiology (#400) | MH MG - (MC) - COMPREHENSIVE HEART CARE | Nurse Station |  |  |  | No p.m. | ELECTROCARDIOGRAPHS |  | ECGMACHINE-Midmark Corp-IQecg | ECGMACHINE | IQecg |  |  |  | Midmark Corp | ECG Machine |  | ECGMACHINE-Midmark Corp-IQecg |  |  |  |  | Covered PM Repair - Biomedical | MHHS-MG
NO | YES |  |  |  | 041-17861 |  | Midmark Corp | IQECG |  |  | MH MG - (MC) - CONOCO PHILIPS | MHHS-MG |  | ECG Machine |  | 041-17861 |  | West & Memorial City |  | MH MG - (MC) - CONOCO PHILIPS |  | 12/29/2016 |  |  |  | ELECTROCARDIOGRAPHS |  | ECGMACHINE-Midmark Corp-IQecg | ECGMACHINE | IQecg |  |  |  | Midmark Corp | ECG Machine |  | ECGMACHINE-Midmark Corp-IQecg |  |  |  |  | Covered PM Repair - Biomedical | MHHS-MG
NO | YES |  |  |  | 929-01169 | 929-01169 | Midmark Corp | IQECG |  |  | MH MG - (MC) - MEMORIAL CITY (MP3) | MHHS-MG |  | ECG Machine |  | 929-01169 | 929-01169 | West | MHHS-MG | MH MG - (MC) - MEMORIAL CITY (MP3) |  | 9/1/17 |  |  |  | ELECTROCARDIOGRAPHS | ECG Machine | ECGMACHINE-Midmark Corp-IQecg | ECGMACHINE | IQecg |  |  |  | Midmark Corp | ECG Machine |  | ECGMACHINE-Midmark Corp-IQecg |  |  |  |  | Covered PM Repair - Biomedical | MHHS-MG | [7 empty] | ECG Machine | ECGMACHINE | ECG Machine | Midmark Corp
NO | YES |  |  |  | 142-07474 | 142-07474 | Midmark Corp | IQECG |  |  | MH MG-(NE)-Kingwood CCC-Timeshare | MHHS-MG |  | ECG Machine |  | 142-07474 | 142-07474 | Katy | MHHS-MG | MH MG-(NE)-Kingwood CCC-Timeshare | Exam | 7/1/18 |  |  |  | ELECTROCARDIOGRAPHS | ECG Machine | ECGMACHINE-Midmark Corp-IQecg | ECGMACHINE | IQecg |  |  |  | Midmark Corp | ECG Machine |  | ECGMACHINE-Midmark Corp-IQecg |  |  |  |  | Covered PM Repair - Biomedical | MHHS-MG | [7 empty] | ECG Machine | ECGMACHINE | ECG Machine | Midmark Corp
NO | YES |  |  |  | 017-01222 | 017-01222 | Midmark Corp | IQECG |  |  | MH MG - (SE) - URGENT CARE - CLEAR LAKE (WEBSTER) | MHHS-MG |  | ECG Machine |  | 017-01222 | 017-01222 | Southeast | Memorial Hermann Urgent Care Clear Lake (#3) | MH MG - (SE) - URGENT CARE - CLEAR LAKE (WEBSTER) | Procedure room | 10/1/17 |  |  |  | ELECTROCARDIOGRAPHS | ECG Machine | ECGMACHINE-Midmark Corp-IQecg | ECGMACHINE | IQecg |  |  |  | Midmark Corp | ECG Machine |  | ECGMACHINE-Midmark Corp-IQecg |  |  |  |  | Covered PM Repair - Biomedical | MHHS-MG | [7 empty] | ECG Machine | ECGMACHINE | ECG Machine | Midmark Corp
NO | YES |  |  |  | 129-06824 | 129-06824 | Midmark Corp | IQECG |  |  | MH MG-(SL)-Sugar Land Multi-Specialty (Mp1) | MHHS-MG |  | ECG Machine |  | 129-06824 | 129-06824 | Sugar Land | MHHS-MG | MH MG-(SL)-Sugar Land Multi-Specialty (Mp1) | Room 25 | 5/1/18 |  |  |  | ELECTROCARDIOGRAPHS | ECG Machine | ECGMACHINE-Midmark Corp-IQecg | ECGMACHINE | IQecg |  |  |  | Midmark Corp | ECG Machine |  | ECGMACHINE-Midmark Corp-IQecg |  |  |  |  | Covered PM Repair - Biomedical | MHHS-MG | [7 empty] | ECG Machine | ECGMACHINE | ECG Machine | Midmark Corp
NO | YES |  |  |  | 129-06793 | 129-06793 | Midmark Corp | IQECG |  |  | MH MG-(SL)-Sugar Land Multi-Specialty (Mp1) | MHHS-MG |  | ECG Machine |  | 129-06793 | 129-06793 | Sugar Land | MHHS-MG | MH MG-(SL)-Sugar Land Multi-Specialty (Mp1) |  | 8/1/19 |  |  |  | ELECTROCARDIOGRAPHS | ECG Machine | ECGMACHINE-Midmark Corp-IQecg | ECGMACHINE | IQecg |  |  |  | Midmark Corp | ECG Machine |  | ECGMACHINE-Midmark Corp-IQecg |  |  |  |  | Covered PM Repair - Biomedical | MHHS-MG | [7 empty] | ECG Machine | ECGMACHINE | ECG Machine | Midmark Corp
NO | YES |  |  |  | 129-04774 | 129-04774 | Midmark Corp | IQECG |  |  | MH MG - (SL) - SWEETWATER | MHHS-MG |  | ECG Machine |  | 129-04774 | 129-04774 | Sugar Land | Memorial Hermann Medical Group Sugar Land (#300) | MH MG - (SL) - SWEETWATER | Nurses Station | 3/1/17 | 9/1/17 |  |  | ELECTROCARDIOGRAPHS | ECG Machine | ECGMACHINE-Midmark Corp-IQecg | ECGMACHINE | IQecg |  |  |  | Midmark Corp | ECG Machine |  | ECGMACHINE-Midmark Corp-IQecg |  |  |  |  | Covered PM Repair - Biomedical | MHHS-MG | [7 empty] | ECG Machine | ECGMACHINE | ECG Machine | Midmark Corp
NO | YES |  |  |  | 129-06740 | 129-06740 | Midmark Corp | IQECG |  |  | MH MG - (SL) - URGENT CARE - TELFAIR | MHHS-MG |  | ECG Machine |  | 129-06740 | 129-06740 | Sugar Land | Memorial Hermann Urgent Care Telfair (#A) | MH MG - (SL) - URGENT CARE - TELFAIR | Nurses Station | 10/1/18 |  |  |  | ELECTROCARDIOGRAPHS | ECG Machine | ECGMACHINE-Midmark Corp-IQecg | ECGMACHINE | IQecg |  |  |  | Midmark Corp | ECG Machine |  | ECGMACHINE-Midmark Corp-IQecg |  |  |  |  | Covered PM Repair - Biomedical | MHHS-MG | [7 empty] | ECG Machine | ECGMACHINE | ECG Machine | Midmark Corp
NO | YES |  |  |  | 013-36180 | 013-36180 | Midmark Corp | IQECG |  |  | MH MG-(STX)-South Texas-Rosenberg | MHHS-MG |  | ECG Machine |  | 013-36180 | 013-36180 | South | MHHS-MG | MH MG-(STX)-South Texas-Rosenberg | Exam Room 14 |  |  |  | ?AuNo PM Required?Au sticker | ELECTROCARDIOGRAPHS | ECG Machine | ECGMACHINE-Midmark Corp-IQecg | ECGMACHINE | IQecg |  |  |  | Midmark Corp | ECG Machine |  | ECGMACHINE-Midmark Corp-IQecg |  |  |  |  | Covered PM Repair - Biomedical | MHHS-MG | [7 empty] | ECG Machine | ECGMACHINE | ECG Machine | Midmark Corp
NO | YES |  |  |  | 013-35923 | 013-35923 | Midmark Corp | IQECG |  |  | MH MG-(SW)-Bellaire Center | MHHS-MG |  | ECG Machine |  | 013-35923 | 013-35923 | Southwest | MHHS-MG | MH MG-(SW)-Bellaire Center |  | 4/1/18 |  |  |  | ELECTROCARDIOGRAPHS | ECG Machine | ECGMACHINE-Midmark Corp-IQecg | ECGMACHINE | IQecg |  |  |  | Midmark Corp | ECG Machine |  | ECGMACHINE-Midmark Corp-IQecg |  |  |  |  | Covered PM Repair - Biomedical | MHHS-MG | [7 empty] | ECG Machine | ECGMACHINE | ECG Machine | Midmark Corp
NO | YES |  |  |  | 013-37868 | 013-37868 | Midmark Corp | IQECG |  |  | MH MG-(SW)-Southwest Cardiology (Mp2) | MHHS-MG |  | ECG Machine |  | 013-37868 | 013-37868 | Southwest | MHHS-MG | MH MG-(SW)-Southwest Cardiology (Mp2) | Exam rm 3 |  |  |  |  | ELECTROCARDIOGRAPHS | ECG Machine | ECGMACHINE-Midmark Corp-IQecg | ECGMACHINE | IQecg |  |  |  | Midmark Corp | ECG Machine |  | ECGMACHINE-Midmark Corp-IQecg |  |  |  |  | Covered PM Repair - Biomedical | MHHS-MG | [7 empty] | ECG Machine | ECGMACHINE | ECG Machine | Midmark Corp
NO | YES |  |  |  | 013-37869 | 013-37869 | Midmark Corp | IQECG |  |  | MH MG-(SW)-Southwest Cardiology (Mp2) | MHHS-MG |  | ECG Machine |  | 013-37869 | 013-37869 | Southwest | MHHS-MG | MH MG-(SW)-Southwest Cardiology (Mp2) | Cardiology Nurses Station | 11/1/17 |  |  | ?AuOne Time Inspection?Au Sticker | ELECTROCARDIOGRAPHS | ECG Machine | ECGMACHINE-Midmark Corp-IQecg | ECGMACHINE | IQecg |  |  |  | Midmark Corp | ECG Machine |  | ECGMACHINE-Midmark Corp-IQecg |  |  |  |  | Covered PM Repair - Biomedical | MHHS-MG | [7 empty] | ECG Machine | ECGMACHINE | ECG Machine | Midmark Corp
NO | YES |  |  |  | 142-06884 | 142-06884 | Midmark Corp | IQECG |  |  | MH MG-(SW)-SW Medical Plaza 4 (Mp4) | MHHS-MG |  | ECG Machine |  | 142-06884 | 142-06884 | Southwest | MHHS-MG | MH MG-(SW)-SW Medical Plaza 4 (Mp4) | Hallway |  |  |  |  | ELECTROCARDIOGRAPHS | ECG Machine | ECGMACHINE-Midmark Corp-IQecg | ECGMACHINE | IQecg |  |  |  | Midmark Corp | ECG Machine |  | ECGMACHINE-Midmark Corp-IQecg |  |  |  |  | Covered PM Repair - Biomedical | MHHS-MG | [7 empty] | ECG Machine | ECGMACHINE | ECG Machine | Midmark Corp
NO | YES |  |  |  | 069-42734 | 069-42734 | Midmark Corp | IQECG |  |  | MH MG-(GH)-GH CCC | MHHS-MG |  | ECG Machine |  | 069-42734 | 069-42734 | Central | MHHS-MG | MH MG-(GH)-GH CCC | Hallway | 3/1/17 |  |  |  | ELECTROCARDIOGRAPHS |  | ECGMACHINE-Midmark Corp-IQecg | ECGMACHINE | IQecg |  |  |  | Midmark Corp | ECG Machine |  | ECGMACHINE-Midmark Corp-IQecg |  |  |  |  | Covered PM Repair - Biomedical | MHHS-MG
NO | YES |  |  |  | 069-40312 | 069-40312 | Midmark Corp | IQECG |  | V900093 |  | MHHS-MG |  | Table, Exam |  | 069-40312 | 069-40312 | TMC | Memorial Hermann Medical Group Texas Medical Center Internal Medicine |  |  | 4/1/16 |  |  |  | TABLES, EXAMINATION/TREATMENT | ECG Machine | TABLEEXAM-Midmark Corp-604-001 | TABLEEXAM | 604-001 |  |  |  | Midmark Corp | Table, Exam |  | TABLEEXAM-Midmark Corp-604-001 |  | 8/1/17 |  |  | Not Covered Vendor Only - Biomedical | MHHS-MG | [7 empty] | ECG Machine | ECGMACHINE | ECG Machine | Midmark Corp
NO | YES |  |  |  | 069-40267 | 069-40267 | Midmark Corp | IQECG |  |  | MH MG - (TMC) - INT MED/ENDOCRINOLOGY (STE 2015) | MHHS-MG |  | ECG Machine |  | 069-40267 | 069-40267 | TMC | Memorial Hermann Medical Group Texas Medical Center Internal Medicine | MH MG - (TMC) - INT MED/ENDOCRINOLOGY (STE 2015) | Nurse Station |  |  |  |  | ELECTROCARDIOGRAPHS | ECG Machine | ECGMACHINE-Midmark Corp-IQecg | ECGMACHINE | IQecg |  |  |  | Midmark Corp | ECG Machine |  | ECGMACHINE-Midmark Corp-IQecg |  |  |  |  | Covered PM Repair - Biomedical | MHHS-MG | [7 empty] | ECG Machine | ECGMACHINE | ECG Machine | Midmark Corp
NO | YES |  |  |  | 069-40268 | 069-40268 | Midmark Corp | IQECG |  |  | MH MG - (TMC) - INT MED/ENDOCRINOLOGY (STE 2015) | MHHS-MG |  | ECG Machine |  | 069-40268 | 069-40268 | TMC | Memorial Hermann-Texas Medical Center | MH MG - (TMC) - INT MED/ENDOCRINOLOGY (STE 2015) | Hallway |  |  |  |  | ELECTROCARDIOGRAPHS | ECG Machine | ECGMACHINE-Midmark Corp-IQecg | ECGMACHINE | IQecg |  |  |  | Midmark Corp | ECG Machine |  | ECGMACHINE-Midmark Corp-IQecg |  |  |  |  | Covered PM Repair - Biomedical | MHHS-MG | [7 empty] | ECG Machine | ECGMACHINE | ECG Machine | Midmark Corp
NO | YES |  |  |  | 929-01597 | 929-01597 | Midmark Corp | IQECG |  |  | MH MG-(TMC)-Urgent Care-West University | MHHS-MG |  | ECG Machine |  | 929-01597 | 929-01597 | TMC | MHHS-MG | MH MG-(TMC)-Urgent Care-West University | Nurses station |  |  |  | No pm required | ELECTROCARDIOGRAPHS | ECG Machine | ECGMACHINE-Midmark Corp-IQecg | ECGMACHINE | IQecg |  |  |  | Midmark Corp | ECG Machine |  | ECGMACHINE-Midmark Corp-IQecg |  | 1/1/11 |  |  | Covered PM Repair - Biomedical | MHHS-MG | [7 empty] | ECG Machine | ECGMACHINE | ECG Machine | Midmark Corp
NO | YES |  |  |  | 000-04968 |  | Midmark Corp | IQECG |  |  | MH MG - (WDLS) - CONROE ISD | MHHS-MG |  | ECG Machine |  | 000-04968 |  | Woodlands |  | MH MG - (WDLS) - CONROE ISD | [5 empty] | ELECTROCARDIOGRAPHS |  | ECGMACHINE-Midmark Corp-IQecg | ECGMACHINE | IQecg |  |  |  | Midmark Corp | ECG Machine |  | ECGMACHINE-Midmark Corp-IQecg |  |  |  |  | Covered PM Repair - Biomedical | MHHS-MG
NO | YES |  |  |  | 029-08537 | 029-08537 | Midmark Corp | IQECG |  |  | MH MG-(WDLS)-Twl Cardiology (Ste 300) | MHHS-MG |  | ECG Machine |  | 029-08537 | 029-08537 | Woodlands | MHHS-MG | MH MG-(WDLS)-Twl Cardiology (Ste 300) | Cardiology - MP4 - 4th floor - Exam Room 7 | 6/1/17 |  |  | ?AuOne time inspection?Au sticker | ELECTROCARDIOGRAPHS | ECG Machine | ECGMACHINE-Midmark Corp-IQecg | ECGMACHINE | IQecg |  |  |  | Midmark Corp | ECG Machine |  | ECGMACHINE-Midmark Corp-IQecg |  |  |  |  | Covered PM Repair - Biomedical | MHHS-MG | [7 empty] | ECG Machine | ECGMACHINE | ECG Machine | Midmark Corp
NO | YES |  |  |  | 029-10968 | 029-10968 | Midmark Corp | IQECG |  |  | MH MG-(WDLS)-Twl Cardiology (Ste 300) | MHHS-MG |  | ECG Machine |  | 029-10968 | 029-10968 | Woodlands | MHHS-MG | MH MG-(WDLS)-Twl Cardiology (Ste 300) | Cardiology - MP4 - 4th floor | 3/1/17 |  |  | ?AuOne time inspection?Au sticker | ELECTROCARDIOGRAPHS | ECG Machine | ECGMACHINE-Midmark Corp-IQecg | ECGMACHINE | IQecg |  |  |  | Midmark Corp | ECG Machine |  | ECGMACHINE-Midmark Corp-IQecg |  |  |  |  | Covered PM Repair - Biomedical | MHHS-MG | [7 empty] | ECG Machine | ECGMACHINE | ECG Machine | Midmark Corp
NO | YES |  |  |  | 029-08298 | 029-08298 | Midmark Corp | IQECG |  |  | MH MG-(WDLS)-Twl Exec Health (Ste 301) | MHHS-MG |  | ECG Machine |  | 029-08298 | 029-08298 | Woodlands | MHHS-MG | MH MG-(WDLS)-Twl Exec Health (Ste 301) | Workroom |  |  | 3/1/20 | No p.m. | ELECTROCARDIOGRAPHS | ECG Machine | ECGMACHINE-Midmark Corp-IQecg | ECGMACHINE | IQecg |  |  |  | Midmark Corp | ECG Machine |  | ECGMACHINE-Midmark Corp-IQecg |  |  |  |  | Covered PM Repair - Biomedical | MHHS-MG | [7 empty] | ECG Machine | ECGMACHINE | ECG Machine | Midmark Corp
NO | YES |  |  |  | 029-06615 | 029-06615 | Midmark Corp | IQECG |  |  | MH MG-(WDLS)-Twl Pinecroft (100/101) | MHHS-MG |  | ECG Machine |  | 029-06615 | 029-06615 | Woodlands | MHHS-MG | MH MG-(WDLS)-Twl Pinecroft (100/101) | Storage | 9/1/17 |  | 9/1/18 | Damaged cable - see pic | ELECTROCARDIOGRAPHS | ECG Machine | ECGMACHINE-Midmark Corp-IQecg | ECGMACHINE | IQecg |  |  |  | Midmark Corp | ECG Machine |  | ECGMACHINE-Midmark Corp-IQecg |  |  |  |  | Covered PM Repair - Biomedical | MHHS-MG | [7 empty] | ECG Machine | ECGMACHINE | ECG Machine | Midmark Corp
NO | YES |  |  |  | 029-08668 | 029-08668 | Midmark Corp | IQECG |  |  | MH MG-(WDLS)-Twl Pinecroft (100/101) | MHHS-MG |  | ECG Machine |  | 029-08668 | 029-08668 | Woodlands | MHHS-MG | MH MG-(WDLS)-Twl Pinecroft (100/101) |  | 6/1/17 |  |  |  | ELECTROCARDIOGRAPHS | ECG Machine | ECGMACHINE-Midmark Corp-IQecg | ECGMACHINE | IQecg |  |  |  | Midmark Corp | ECG Machine |  | ECGMACHINE-Midmark Corp-IQecg |  |  |  |  | Covered PM Repair - Biomedical | MHHS-MG | [7 empty] | ECG Machine | ECGMACHINE | ECG Machine | Midmark Corp
NO | YES |  |  |  | 929-01313 | 929-01313 | Midmark Corp | IQECG |  |  | MH MG-(WDLS)-Twl Pinecroft (100/101) | MHHS-MG |  | ECG Machine |  | 929-01313 | 929-01313 | Woodlands | MHHS-MG | MH MG-(WDLS)-Twl Pinecroft (100/101) | Family practice suite 100 | 9/1/17 |  |  |  | ELECTROCARDIOGRAPHS | ECG Machine | ECGMACHINE-Midmark Corp-IQecg | ECGMACHINE | IQecg |  |  |  | Midmark Corp | ECG Machine |  | ECGMACHINE-Midmark Corp-IQecg |  |  |  |  | Covered PM Repair - Biomedical | MHHS-MG | [7 empty] | ECG Machine | ECGMACHINE | ECG Machine | Midmark Corp
NO | YES |  |  |  | 029-11977 | 029-11977 | Midmark Corp | IQECG |  |  | WOODLANDS - NICU | MHHS-MG |  | ECG Machine |  | 029-11977 | 029-11977 | Woodlands | Memorial Hermann urgent care 1100 B | WOODLANDS - NICU | Urgent Care Room 1 |  |  |  |  | ELECTROCARDIOGRAPHS | ECG Machine | ECGMACHINE-Midmark Corp-IQecg | ECGMACHINE | IQecg |  |  |  | Midmark Corp | ECG Machine |  | ECGMACHINE-Midmark Corp-IQecg |  | 9/27/13 |  |  | Covered PM Repair - Biomedical | MHHS-MG | [7 empty] | ECG Machine | ECGMACHINE | ECG Machine | Midmark Corp
NO | YES | Asset Tag 029-10881 |  |  | 029-10881 | 029-10881 | Midmark Corp | IQECG |  |  | MH MG-(WDLS)-Urgent Care-Spring | MHHS-MG |  | ECG Machine |  | 029-10881 | 029-10881 | Woodlands | MHHS-MG | MH MG-(WDLS)-Urgent Care-Spring |  | 4/17/19 |  |  |  | ELECTROCARDIOGRAPHS | ECG Machine | ECGMACHINE-Midmark Corp-IQecg | ECGMACHINE | IQecg |  |  |  | Midmark Corp | ECG Machine |  | ECGMACHINE-Midmark Corp-IQecg |  |  | Finished from Script 3/27/2020 12:11:52pm (Central) |  | Covered PM Repair - Radiology, Low End | MHHS-MG | [7 empty] | ECG Machine | ECGMACHINE | ECG Machine | Midmark Corp
YES | YES |  |  |  | 151-04959 | 151-04959 | Midmark Corp | IQECG |  | 557-58048 | MH MG - (CY) - OCCUPATIONAL MEDICINE [MP1-STE180] |  |  |  |  | 151-04959 | 151-04959 | Northwest | Cypress | MH MG - (CY) - OCCUPATIONAL MEDICINE [MP1-STE180] | C1 705 | [5 empty] | ECG Machine | ECGMACHINE-Midmark Corp-IQecg | [22 empty] | ECG Machine | ECGMACHINE | ECG Machine | Midmark Corp
YES | YES |  |  |  | 000-04514 | 000-04514 | Midmark Corp | IQecg |  |  | MH MG - (NE) - KINGWOOD CCC - TIMESHARE |  |  |  |  | 000-04514 | 000-04514 | Katy | Suite100 | MH MG - (NE) - KINGWOOD CCC - TIMESHARE | Exam 8 | [5 empty] | ECG Machine | ECGMACHINE-Midmark Corp-IQecg | [22 empty] | ECG Machine | ECGMACHINE | ECG Machine | Midmark Corp
YES | YES | [5 empty] | Midmark Corp | IQecg |  |  | MH MG - (NE) - SUMMER CREEK CCC | [6 empty] | Katy | Memorial Hermann Summer Creek Primary Care | MH MG - (NE) - SUMMER CREEK CCC | Nurses station |  |  |  | Out of asset tags |  | ECG Machine | ECGMACHINE-Midmark Corp-IQecg | [22 empty] | ECG Machine | ECGMACHINE | ECG Machine | Midmark Corp
YES | YES |  |  |  | 074-06037 | 074-06037 | Midmark Corp | IQecg |  |  | MH MG - (WDLS) - TWL CARDIOLOGY (STE 300) |  |  |  |  | 074-06037 | 074-06037 | Woodlands | Memorial Hermann The Woodlands Medical Center | MH MG - (WDLS) - TWL CARDIOLOGY (STE 300) | Cardiology - MP4 - 4th floor - Exam Room 4 |  |  |  | New add |  | ECG Machine | ECGMACHINE-Midmark Corp-IQecg | [22 empty] | ECG Machine | ECGMACHINE | ECG Machine | Midmark Corp
NO | YES | Asset Tag 029-10881 |  |  | 029-10881 | 029-10881 | Midmark Corp | IQecg |  |  | Urgent Care |  |  |  |  | 029-10881 | 029-10881 | Spring | Memorial Herman Spring | Urgent Care | Spring |  |  |  | No p.m. required |  | ECG Machine | ECGMACHINE-Midmark Corp-IQecg | [22 empty] | ECG Machine | ECGMACHINE | ECG Machine | Midmark Corp
NO | YES |  |  |  | 009-33374 | 009-33374 | Midmark Corp | IQecg |  |  | Tower 3. Suite 30 |  |  |  |  | 009-33374 | 009-33374 | Greater heights | Memorial Hermann Hospital | Tower 3. Suite 30 | Room 12 | [5 empty] | ECG Machine | ECGMACHINE-Midmark Corp-IQecg | [22 empty] | ECG Machine | ECGMACHINE | ECG Machine | Midmark Corp
YES | YES |  |  |  | 099-06756 | 099-06756 | Midmark Corp | IQecg |  |  | MH MG - (MC) - MEMORIAL CITY (MP3) |  |  |  |  | 099-06756 | 099-06756 | West | Memorial Hermann Medical Group Memorial City (#100) | MH MG - (MC) - MEMORIAL CITY (MP3) | [6 empty] | ECG Machine | ECGMACHINE-Midmark Corp-IQecg | [22 empty] | ECG Machine | ECGMACHINE | ECG Machine | Midmark Corp
YES | YES |  |  |  | 041-33593 | 041-33593 | Midmark Corp | IQecg |  |  | MH MG - (MC) - MC CARDIOLOGY (MP4) STE400 |  |  |  |  | 041-33593 | 041-33593 | West | Memorial Hermann Medical Group Memorial City Cardiology (#400) | MH MG - (MC) - MC CARDIOLOGY (MP4) STE400 | Exam 6 | [6 empty] | ECGMACHINE-Midmark Corp-IQecg
NO | YES |  |  |  | 041-34813 | 041-34813 | Midmark Corp | IQecg |  |  | Medical Plaza 4 Heart Clinic 6th Floor Suite 630 |  |  |  |  | 041-34813 | 041-34813 | West | Memorial Hermann Memorial City Medical Center | Medical Plaza 4 Heart Clinic 6th Floor Suite 630 | Room 6 Stress Test Room
NO | YES |  |  |  | 583-01568 | 583-01568 | Midmark Corp | IQECG |  |  | MH MG - (MC) - COMPREHENSIVE HEART CARE |  |  |  |  | 583-01568 | 583-01568 | West | Memorial Hermann Medical Group Memorial City Cardiology (#400) | MH MG - (MC) - COMPREHENSIVE HEART CARE | Nurse Station |  |  |  | No p.m.
NO | YES |  |  |  | 583-01570 | 583-01570 | Midmark Corp | IQECG |  |  | MH MG - (MC) - COMPREHENSIVE HEART CARE |  |  |  |  | 583-01570 | 583-01570 | West | Memorial Hermann Medical Group Memorial City Cardiology (#400) | MH MG - (MC) - COMPREHENSIVE HEART CARE | Nurse Station |  |  |  | No p.m.
YES | YES |  |  |  | 029-10112 | 029-10112 | Midmark Corp | IQecg |  |  | MH MG - (WDLS) - IMPERIAL OAKS |  |  |  |  | 029-10112 | 029-10112 | Woodlands | MHMG Imperial Oaks Suite100 | MH MG - (WDLS) - IMPERIAL OAKS
NO | YES |  |  |  | 029-08951 | 029-08951 | Midmark Corp | IQecg |  |  | MH MG-(EDLS)-Imperial Oaks |  |  |  |  | 029-08951 | 029-08951 | Woodland | MHMG Imperial Oaks Suite 100 | MH MG-(EDLS)-Imperial Oaks | MHMG Imperial Oaks
NO | NO |  |  |  | 013-18208 |  | Midmark Corp | IQECG |  |  | MH MG - (PL) - CENTRAL PEARLAND | MHHS-MG |  | ECG Machine |  | 013-18208 |  | Pearland |  | MH MG - (PL) - CENTRAL PEARLAND | [5 empty] | ELECTROCARDIOGRAPHS |  | ECGMACHINE-Midmark Corp-IQecg | ECGMACHINE | IQecg |  |  |  | Midmark Corp | ECG Machine |  | ECGMACHINE-Midmark Corp-IQecg |  |  |  |  | Covered PM Repair - Biomedical | MHHS-MG
NO | NO |  |  |  | 041-18296 |  | Midmark Corp | IQECG |  |  | MH MG - (MC) - MEMORIAL CITY (MP3) | MHHS-MG |  | ECG Machine |  | 041-18296 |  | West & Memorial City |  | MH MG - (MC) - MEMORIAL CITY (MP3) | [5 empty] | ELECTROCARDIOGRAPHS |  | ECGMACHINE-Midmark Corp-IQecg | ECGMACHINE | IQecg |  |  |  | Midmark Corp | ECG Machine |  | ECGMACHINE-Midmark Corp-IQecg |  |  |  |  | Covered PM Repair - Biomedical | MHHS-MG
NO | NO |  |  |  | 133-10039 |  | Midmark Corp | IQECG |  |  | MH MG - (MC) - URGENT CARE - TOWN & COUNTRY | MHHS-MG |  | ECG Machine |  | 133-10039 |  | West & Memorial City |  | MH MG - (MC) - URGENT CARE - TOWN & COUNTRY | [5 empty] | ELECTROCARDIOGRAPHS |  | ECGMACHINE-Midmark Corp-IQecg | ECGMACHINE | IQecg |  |  |  | Midmark Corp | ECG Machine |  | ECGMACHINE-Midmark Corp-IQecg |  |  |  |  | Covered PM Repair - Biomedical | MHHS-MG
NO | NO |  |  |  | 005-09320 |  | Midmark Corp | IQECG |  |  | CLOSED - (SE) - SOUTHEAST MEDICAL ASSOCIATES | MHHS-MG |  | ECG Machine |  | 005-09320 |  | Southeast & Bay Area |  | CLOSED - (SE) - SOUTHEAST MEDICAL ASSOCIATES | [5 empty] | ELECTROCARDIOGRAPHS |  | ECGMACHINE-Midmark Corp-IQecg | ECGMACHINE | IQecg |  |  |  | Midmark Corp | ECG Machine |  | ECGMACHINE-Midmark Corp-IQecg |  |  |  |  | Covered PM Repair - Biomedical | MHHS-MG
NO | NO |  |  |  | 151-01907 |  | Midmark Corp | IQECG |  |  | MH MG - (CY) - GOODMAN WALLER | MHHS-MG |  | ECG Machine |  | 151-01907 |  | Northwest & Cypress |  | MH MG - (CY) - GOODMAN WALLER | [5 empty] | ELECTROCARDIOGRAPHS |  | ECGMACHINE-Midmark Corp-IQecg | ECGMACHINE | IQecg |  |  |  | Midmark Corp | ECG Machine |  | ECGMACHINE-Midmark Corp-IQecg |  |  |  |  | Covered PM Repair - Biomedical | MHHS-MG
NO | NO |  |  |  | 041-18105 |  | Midmark Corp | IQECG |  |  | MH MG - (GH) - GH FAMILY MEDICINE (MP3) | MHHS-MG |  | ECG Machine |  | 041-18105 |  | Central & Greater Heights |  | MH MG - (GH) - GH FAMILY MEDICINE (MP3) | [5 empty] | ELECTROCARDIOGRAPHS |  | ECGMACHINE-Midmark Corp-IQecg | ECGMACHINE | IQecg |  |  |  | Midmark Corp | ECG Machine |  | ECGMACHINE-Midmark Corp-IQecg |  |  |  |  | Covered PM Repair - Biomedical | MHHS-MG
NO | NO |  |  |  | 000-05028 |  | Midmark Corp | IQECG |  |  | MH MG - (MC) - COMPREHENSIVE HEART CARE | MHHS-MG |  | ECG Machine |  | 000-05028 |  | West & Memorial City |  | MH MG - (MC) - COMPREHENSIVE HEART CARE | [5 empty] | ELECTROCARDIOGRAPHS |  | ECGMACHINE-Midmark Corp-IQecg | ECGMACHINE | IQecg |  |  |  | Midmark Corp | ECG Machine |  | ECGMACHINE-Midmark Corp-IQecg |  |  |  |  | Covered PM Repair - Biomedical | MHHS-MG
NO | NO | [5 empty] | Midmark Corp | IQECG |  |  | MH MG - (MC) - COMPREHENSIVE HEART CARE | MHHS-MG |  | ECG Machine |  |  |  | West & Memorial City |  | MH MG - (MC) - COMPREHENSIVE HEART CARE | [5 empty] | ELECTROCARDIOGRAPHS |  | ECGMACHINE-Midmark Corp-IQecg | ECGMACHINE | IQecg |  |  |  | Midmark Corp | ECG Machine |  | ECGMACHINE-Midmark Corp-IQecg |  |  |  |  | Covered PM Repair - Biomedical | MHHS-MG
NO | NO | [5 empty] | Midmark Corp | IQECG |  |  | MH MG - (MC) - MC CARDIOLOGY (MP4) STE400 | MHHS-MG |  | ECG Machine |  |  |  | West & Memorial City |  | MH MG - (MC) - MC CARDIOLOGY (MP4) STE400 | [5 empty] | ELECTROCARDIOGRAPHS |  | ECGMACHINE-Midmark Corp-IQecg | ECGMACHINE | IQecg |  |  |  | Midmark Corp | ECG Machine |  | ECGMACHINE-Midmark Corp-IQecg |  |  |  |  | Covered PM Repair - Biomedical | MHHS-MG
NO | NO | [5 empty] | Midmark Corp | IQECG |  |  | MH MG - (MC) - MC CARDIOLOGY (MP4) STE400 | MHHS-MG |  | ECG Machine |  |  |  | West & Memorial City |  | MH MG - (MC) - MC CARDIOLOGY (MP4) STE400 | [5 empty] | ELECTROCARDIOGRAPHS |  | ECGMACHINE-Midmark Corp-IQecg | ECGMACHINE | IQecg |  |  |  | Midmark Corp | ECG Machine |  | ECGMACHINE-Midmark Corp-IQecg |  |  |  |  | Covered PM Repair - Biomedical | MHHS-MG
NO | NO |  |  |  | 013-18182 |  | Midmark Corp | IQECG |  |  | MH MG - (MC) - MC EXEC HEALTH (MHT) | MHHS-MG |  | ECG Machine |  | 013-18182 |  | West & Memorial City |  | MH MG - (MC) - MC EXEC HEALTH (MHT) | [5 empty] | ELECTROCARDIOGRAPHS |  | ECGMACHINE-Midmark Corp-IQecg | ECGMACHINE | IQecg |  |  |  | Midmark Corp | ECG Machine |  | ECGMACHINE-Midmark Corp-IQecg |  |  |  |  | Covered PM Repair - Biomedical | MHHS-MG
NO | NO |  |  |  | 041-18260 |  | Midmark Corp | IQECG |  |  | MH MG - (MC) - MC EXEC HEALTH (MHT) | MHHS-MG |  | ECG Machine |  | 041-18260 |  | West & Memorial City |  | MH MG - (MC) - MC EXEC HEALTH (MHT) | [5 empty] | ELECTROCARDIOGRAPHS |  | ECGMACHINE-Midmark Corp-IQecg | ECGMACHINE | IQecg |  |  |  | Midmark Corp | ECG Machine |  | ECGMACHINE-Midmark Corp-IQecg |  |  |  |  | Covered PM Repair - Biomedical | MHHS-MG
NO | NO |  |  |  | 142-07476 |  | Midmark Corp | IQECG |  |  | MH MG - (NE) - KINGWOOD CCC | MHHS-MG |  | ECG Machine |  | 142-07476 |  | Katy |  | MH MG - (NE) - KINGWOOD CCC | [5 empty] | ELECTROCARDIOGRAPHS |  | ECGMACHINE-Midmark Corp-IQecg | ECGMACHINE | IQecg |  |  |  | Midmark Corp | ECG Machine |  | ECGMACHINE-Midmark Corp-IQecg |  |  |  |  | Covered PM Repair - Biomedical | MHHS-MG
NO | NO | [5 empty] | Midmark Corp | IQECG |  |  | MH MG - (NE) - SUMMER CREEK CCC | MHHS-MG |  | ECG Machine |  |  |  | Katy |  | MH MG - (NE) - SUMMER CREEK CCC | [5 empty] | ELECTROCARDIOGRAPHS |  | ECGMACHINE-Midmark Corp-IQecg | ECGMACHINE | IQecg |  |  |  | Midmark Corp | ECG Machine |  | ECGMACHINE-Midmark Corp-IQecg |  |  |  |  | Covered PM Repair - Biomedical | MHHS-MG
NO | NO |  |  |  | 005-10765 |  | Midmark Corp | IQECG |  |  | MH MG - (SE) - ALVIN | MHHS-MG |  | ECG Machine |  | 005-10765 |  | Southeast & Bay Area |  | MH MG - (SE) - ALVIN | [5 empty] | ELECTROCARDIOGRAPHS |  | ECGMACHINE-Midmark Corp-IQecg | ECGMACHINE | IQecg |  |  |  | Midmark Corp | ECG Machine |  | ECGMACHINE-Midmark Corp-IQecg |  |  |  |  | Covered PM Repair - Biomedical | MHHS-MG
NO | NO |  |  |  | 005-10807 |  | Midmark Corp | IQECG |  |  | MH MG - (SE) - CLEAR LAKE (WEBSTER) | MHHS-MG |  | ECG Machine |  | 005-10807 |  | Southeast & Bay Area |  | MH MG - (SE) - CLEAR LAKE (WEBSTER) | [5 empty] | ELECTROCARDIOGRAPHS |  | ECGMACHINE-Midmark Corp-IQecg | ECGMACHINE | IQecg |  |  |  | Midmark Corp | ECG Machine |  | ECGMACHINE-Midmark Corp-IQecg |  |  |  |  | Covered PM Repair - Biomedical | MHHS-MG
NO | NO |  |  |  | 000-04065 |  | Midmark Corp | IQECG |  |  | MH MG - (SE) - LC CCC | MHHS-MG |  | ECG Machine |  | 000-04065 |  | Southeast & Bay Area |  | MH MG - (SE) - LC CCC | [5 empty] | ELECTROCARDIOGRAPHS |  | ECGMACHINE-Midmark Corp-IQecg | ECGMACHINE | IQecg |  |  |  | Midmark Corp | ECG Machine |  | ECGMACHINE-Midmark Corp-IQecg |  |  |  |  | Covered PM Repair - Biomedical | MHHS-MG
NO | NO |  |  |  | 000-04090 |  | Midmark Corp | IQECG |  |  | MH MG - (SE) - LC CCC - OCC MED | MHHS-MG |  | ECG Machine |  | 000-04090 |  | Southeast & Bay Area |  | MH MG - (SE) - LC CCC - OCC MED | [5 empty] | ELECTROCARDIOGRAPHS |  | ECGMACHINE-Midmark Corp-IQecg | ECGMACHINE | IQecg |  |  |  | Midmark Corp | ECG Machine |  | ECGMACHINE-Midmark Corp-IQecg |  |  |  |  | Covered PM Repair - Biomedical | MHHS-MG
NO | NO |  |  |  | 129-06825 |  | Midmark Corp | IQECG |  |  | MH MG - (SL) - SUGAR LAND MULTI-SPECIALTY (MP1) | MHHS-MG |  | ECG Machine |  | 129-06825 |  | Sugar Land |  | MH MG - (SL) - SUGAR LAND MULTI-SPECIALTY (MP1) | [5 empty] | ELECTROCARDIOGRAPHS |  | ECGMACHINE-Midmark Corp-IQecg | ECGMACHINE | IQecg |  |  |  | Midmark Corp | ECG Machine |  | ECGMACHINE-Midmark Corp-IQecg |  |  |  |  | Covered PM Repair - Biomedical | MHHS-MG
NO | NO |  |  |  | 129-06794 |  | Midmark Corp | IQECG |  |  | MH MG - (SL) - SUGAR LAND SPORTS MEDICINE (MP2) | MHHS-MG |  | ECG Machine |  | 129-06794 |  | Sugar Land |  | MH MG - (SL) - SUGAR LAND SPORTS MEDICINE (MP2) | [5 empty] | ELECTROCARDIOGRAPHS |  | ECGMACHINE-Midmark Corp-IQecg | ECGMACHINE | IQecg |  |  |  | Midmark Corp | ECG Machine |  | ECGMACHINE-Midmark Corp-IQecg |  |  |  |  | Covered PM Repair - Biomedical | MHHS-MG
NO | NO |  |  |  | 129-05912 |  | Midmark Corp | IQECG |  |  | MH MG - (STX) - SOUTH TEXAS - NEEDVILLE | MHHS-MG |  | ECG Machine |  | 129-05912 |  | South |  | MH MG - (STX) - SOUTH TEXAS - NEEDVILLE | [5 empty] | ELECTROCARDIOGRAPHS |  | ECGMACHINE-Midmark Corp-IQecg | ECGMACHINE | IQecg |  |  |  | Midmark Corp | ECG Machine |  | ECGMACHINE-Midmark Corp-IQecg |  |  |  |  | Covered PM Repair - Biomedical | MHHS-MG
NO | NO |  |  |  | 069-40043 |  | Midmark Corp | IQECG |  |  | MH MG - (TMC) - DOWNTOWN | MHHS-MG |  | ECG Machine |  | 069-40043 |  | TMC |  | MH MG - (TMC) - DOWNTOWN | [5 empty] | ELECTROCARDIOGRAPHS |  | ECGMACHINE-Midmark Corp-IQecg | ECGMACHINE | IQecg |  |  |  | Midmark Corp | ECG Machine |  | ECGMACHINE-Midmark Corp-IQecg |  |  |  |  | Covered PM Repair - Biomedical | MHHS-MG
NO | NO |  |  |  | 069-41876 |  | Midmark Corp | IQECG |  |  | MH MG - (TMC) - FANNIN PEDIATRICS (STE 2110) | MHHS-MG |  | ECG Machine |  | 069-41876 |  | TMC |  | MH MG - (TMC) - FANNIN PEDIATRICS (STE 2110) | [5 empty] | ELECTROCARDIOGRAPHS |  | ECGMACHINE-Midmark Corp-IQecg | ECGMACHINE | IQecg |  |  |  | Midmark Corp | ECG Machine |  | ECGMACHINE-Midmark Corp-IQecg |  |  |  |  | Covered PM Repair - Biomedical | MHHS-MG
NO | NO |  |  |  | 069-25662 |  | Midmark Corp | IQECG |  |  | MH MG - (TMC) - INT MED/ENDOCRINOLOGY (STE 2015) | MHHS-MG |  | ECG Machine |  | 069-25662 |  | TMC |  | MH MG - (TMC) - INT MED/ENDOCRINOLOGY (STE 2015) | [5 empty] | ELECTROCARDIOGRAPHS |  | ECGMACHINE-Midmark Corp-IQecg | ECGMACHINE | IQecg |  |  |  | Midmark Corp | ECG Machine |  | ECGMACHINE-Midmark Corp-IQecg |  |  |  |  | Covered PM Repair - Biomedical | MHHS-MG
NO | NO |  |  |  | 069-39330 |  | Midmark Corp | IQECG |  |  | MH MG - (TMC) - UPPER KIRBY | MHHS-MG |  | ECG Machine |  | 069-39330 |  | TMC |  | MH MG - (TMC) - UPPER KIRBY | [5 empty] | ELECTROCARDIOGRAPHS |  | ECGMACHINE-Midmark Corp-IQecg | ECGMACHINE | IQecg |  |  |  | Midmark Corp | ECG Machine |  | ECGMACHINE-Midmark Corp-IQecg |  |  |  |  | Covered PM Repair - Biomedical | MHHS-MG
NO | NO |  |  |  | 925-01167 |  | Midmark Corp | IQECG |  |  | MH MG - (TMC) - UPPER KIRBY | MHHS-MG |  | ECG Machine |  | 925-01167 |  | TMC |  | MH MG - (TMC) - UPPER KIRBY | [5 empty] | ELECTROCARDIOGRAPHS |  | ECGMACHINE-Midmark Corp-IQecg | ECGMACHINE | IQecg |  |  |  | Midmark Corp | ECG Machine |  | ECGMACHINE-Midmark Corp-IQecg |  |  |  |  | Covered PM Repair - Biomedical | MHHS-MG
NO | NO |  |  |  | 029-12009 |  | Midmark Corp | IQECG |  |  | MH MG - (WDLS) - BENDERS LANDING | MHHS-MG |  | ECG Machine |  | 029-12009 |  | Woodlands |  | MH MG - (WDLS) - BENDERS LANDING | [5 empty] | ELECTROCARDIOGRAPHS |  | ECGMACHINE-Midmark Corp-IQecg | ECGMACHINE | IQecg |  |  |  | Midmark Corp | ECG Machine |  | ECGMACHINE-Midmark Corp-IQecg |  |  |  |  | Covered PM Repair - Biomedical | MHHS-MG
NO | NO |  |  |  | 017-01395 |  | Midmark Corp | IQECG |  |  | MH MG - (WDLS) - OB/GYN (MP3) | MHHS-MG |  | ECG Machine |  | 017-01395 |  | Woodlands |  | MH MG - (WDLS) - OB/GYN (MP3) | [5 empty] | ELECTROCARDIOGRAPHS |  | ECGMACHINE-Midmark Corp-IQecg | ECGMACHINE | IQecg |  |  |  | Midmark Corp | ECG Machine |  | ECGMACHINE-Midmark Corp-IQecg |  |  |  |  | Covered PM Repair - Biomedical | MHHS-MG
NO | NO |  |  |  | 029-12169 |  | Midmark Corp | IQECG |  |  | MH MG - (WDLS) - SPRING CARDIOLOGY | MHHS-MG |  | ECG Machine |  | 029-12169 |  | Woodlands |  | MH MG - (WDLS) - SPRING CARDIOLOGY | [5 empty] | ELECTROCARDIOGRAPHS |  | ECGMACHINE-Midmark Corp-IQecg | ECGMACHINE | IQecg |  |  |  | Midmark Corp | ECG Machine |  | ECGMACHINE-Midmark Corp-IQecg |  |  |  |  | Covered PM Repair - Biomedical | MHHS-MG
NO | NO | [5 empty] | Midmark Corp | IQECG |  |  | MH MG - (WDLS) - SPRING CARDIOLOGY | MHHS-MG |  | ECG Machine |  |  |  | Woodlands |  | MH MG - (WDLS) - SPRING CARDIOLOGY | [5 empty] | ELECTROCARDIOGRAPHS |  | ECGMACHINE-Midmark Corp-IQecg | ECGMACHINE | IQecg |  |  |  | Midmark Corp | ECG Machine |  | ECGMACHINE-Midmark Corp-IQecg |  |  |  |  | Covered PM Repair - Biomedical | MHHS-MG
NO | NO |  |  |  | 029-10671 |  | Midmark Corp | IQECG |  |  | MH MG - (WDLS) - SPRING CCC | MHHS-MG |  | ECG Machine |  | 029-10671 |  | Woodlands |  | MH MG - (WDLS) - SPRING CCC | [5 empty] | ELECTROCARDIOGRAPHS |  | ECGMACHINE-Midmark Corp-IQecg | ECGMACHINE | IQecg |  |  |  | Midmark Corp | ECG Machine |  | ECGMACHINE-Midmark Corp-IQecg |  |  |  |  | Covered PM Repair - Biomedical | MHHS-MG
NO | NO |  |  |  | 029-11492 |  | Midmark Corp | IQECG |  |  | MH MG - (WDLS) - SPRING CCC | MHHS-MG |  | ECG Machine |  | 029-11492 |  | Woodlands |  | MH MG - (WDLS) - SPRING CCC | [5 empty] | ELECTROCARDIOGRAPHS |  | ECGMACHINE-Midmark Corp-IQecg | ECGMACHINE | IQecg |  |  |  | Midmark Corp | ECG Machine |  | ECGMACHINE-Midmark Corp-IQecg |  |  |  |  | Covered PM Repair - Biomedical | MHHS-MG
NO | NO |  |  |  | 029-08147 |  | Midmark Corp | IQECG |  |  | MH MG - (WDLS) - STERLING RIDGE | MHHS-MG |  | ECG Machine |  | 029-08147 |  | Woodlands |  | MH MG - (WDLS) - STERLING RIDGE | [5 empty] | ELECTROCARDIOGRAPHS |  | ECGMACHINE-Midmark Corp-IQecg | ECGMACHINE | IQecg |  |  |  | Midmark Corp | ECG Machine |  | ECGMACHINE-Midmark Corp-IQecg |  |  |  |  | Covered PM Repair - Biomedical | MHHS-MG
NO | NO |  |  |  | 029-08536 |  | Midmark Corp | IQECG |  |  | MH MG - (WDLS) - TWL CARDIOLOGY (STE 300) | MHHS-MG |  | ECG Machine |  | 029-08536 |  | Woodlands |  | MH MG - (WDLS) - TWL CARDIOLOGY (STE 300) | [5 empty] | ELECTROCARDIOGRAPHS |  | ECGMACHINE-Midmark Corp-IQecg | ECGMACHINE | IQecg |  |  |  | Midmark Corp | ECG Machine |  | ECGMACHINE-Midmark Corp-IQecg |  |  |  |  | Covered PM Repair - Biomedical | MHHS-MG
NO | NO |  |  |  | 029-12092 |  | Midmark Corp | IQECG |  |  | MH MG - (WDLS) - TWL CARDIOLOGY (STE 300) | MHHS-MG |  | ECG Machine |  | 029-12092 |  | Woodlands |  | MH MG - (WDLS) - TWL CARDIOLOGY (STE 300) | [5 empty] | ELECTROCARDIOGRAPHS |  | ECGMACHINE-Midmark Corp-IQecg | ECGMACHINE | IQecg |  |  |  | Midmark Corp | ECG Machine |  | ECGMACHINE-Midmark Corp-IQecg |  |  |  |  | Covered PM Repair - Biomedical | MHHS-MG
NO | NO |  |  |  | 029-12327 |  | Midmark Corp | IQECG |  |  | MH MG - (WDLS) - TWL EXEC HEALTH (STE 301) | MHHS-MG |  | ECG Machine |  | 029-12327 |  | Woodlands |  | MH MG - (WDLS) - TWL EXEC HEALTH (STE 301) | [5 empty] | ELECTROCARDIOGRAPHS |  | ECGMACHINE-Midmark Corp-IQecg | ECGMACHINE | IQecg |  |  |  | Midmark Corp | ECG Machine |  | ECGMACHINE-Midmark Corp-IQecg |  |  |  |  | Covered PM Repair - Biomedical | MHHS-MG
NO | YES |  |  |  | 099-06972 | 099-06972 | Midmark Corp | IQMARK |  |  | MH MG - (MC) - MEMORIAL CITY (MP3) | MHHS-MG |  | Spirometer |  | 099-06972 | 099-06972 | West | MHHS-MG | MH MG - (MC) - MEMORIAL CITY (MP3) | Suite 100 |  |  |  |  | ELECTROCARDIOGRAPHS | Spirometer | SPIROMETER-Midmark Corp-IQmark | SPIROMETER | IQmark |  |  |  | Midmark Corp | Spirometer |  | SPIROMETER-Midmark Corp-IQmark |  | 2/14/17 |  |  | Covered PM Repair - Biomedical | MHHS-MG | [7 empty] | Spirometer | SPIROMETER | Spirometer | Midmark Corp
NO | YES |  |  |  | 129-04163 | 129-04163 | Midmark Corp | IQMARK |  |  | MH MG-(SL)-Sugar Land Multi-Specialty (Mp1) | MHHS-MG |  | Spirometer |  | 129-04163 | 129-04163 | Sugar Land | MHHS-MG | MH MG-(SL)-Sugar Land Multi-Specialty (Mp1) | Exam 14 | 5/1/18 |  |  |  | ELECTROCARDIOGRAPHS | Spirometer | SPIROMETER-Midmark Corp-IQmark | SPIROMETER | IQmark |  |  |  | Midmark Corp | Spirometer |  | SPIROMETER-Midmark Corp-IQmark |  |  |  |  | Covered PM Repair - Biomedical | MHHS-MG | [7 empty] | Spirometer | SPIROMETER | Spirometer | Midmark Corp
YES | YES |  |  |  | 583-01569 | 583-01569 | Midmark Corp | IQmark |  |  | MH MG - (MC) - COMPREHENSIVE HEART CARE |  |  |  |  | 583-01569 | 583-01569 | West | Memorial Hermann Medical Group Memorial City Cardiology (#400) | MH MG - (MC) - COMPREHENSIVE HEART CARE | Nurse Station |  |  |  | No p.m.
NO | NO | [5 empty] | Midmark Corp | IQMARK |  |  | MH MG - (MC) - COMPREHENSIVE HEART CARE | MHHS-MG |  | Spirometer |  |  |  | West & Memorial City |  | MH MG - (MC) - COMPREHENSIVE HEART CARE | [5 empty] | ELECTROCARDIOGRAPHS |  | SPIROMETER-Midmark Corp-IQmark | SPIROMETER | IQmark |  |  |  | Midmark Corp | Spirometer |  | SPIROMETER-Midmark Corp-IQmark |  |  |  |  | Covered PM Repair - Biomedical | MHHS-MG
NO | NO |  |  |  | 000-03810 |  | Midmark Corp | IQMARK |  |  | MH MG - (SL) - PHYSICIANS AT SUGAR CREEK | MHHS-MG |  | Spirometer |  | 000-03810 |  | Sugar Land |  | MH MG - (SL) - PHYSICIANS AT SUGAR CREEK | [5 empty] | ELECTROCARDIOGRAPHS |  | SPIROMETER-Midmark Corp-IQmark | SPIROMETER | IQmark |  |  |  | Midmark Corp | Spirometer |  | SPIROMETER-Midmark Corp-IQmark |  |  |  |  | Covered PM Repair - Biomedical | MHHS-MG
NO | NO | [5 empty] | Midmark Corp | IQMARK |  |  | MH MG - (SW) - SOUTHWEST CARDIOLOGY (MP2) | MHHS-MG |  | Spirometer |  |  |  | Southwest |  | MH MG - (SW) - SOUTHWEST CARDIOLOGY (MP2) | [5 empty] | ELECTROCARDIOGRAPHS |  | SPIROMETER-Midmark Corp-IQmark | SPIROMETER | IQmark |  |  |  | Midmark Corp | Spirometer |  | SPIROMETER-Midmark Corp-IQmark |  |  |  |  | Covered PM Repair - Biomedical | MHHS-MG
NO | NO |  |  |  | 069-42720 |  | Midmark Corp | IQMARK |  |  | MH MG - (TMC) - INT MED/ENDOCRINOLOGY (STE 2015) | MHHS-MG |  | Spirometer |  | 069-42720 |  | TMC |  | MH MG - (TMC) - INT MED/ENDOCRINOLOGY (STE 2015) | [5 empty] | ELECTROCARDIOGRAPHS |  | SPIROMETER-Midmark Corp-IQmark | SPIROMETER | IQmark |  |  |  | Midmark Corp | Spirometer |  | SPIROMETER-Midmark Corp-IQmark |  |  |  |  | Not Covered Vendor Only - Biomedical | MHHS-MG
NO | NO |  |  |  | 129-03390 |  | Midmark Corp | IQMARK |  |  | MH MG - (TMC) - PEDIATRICS (STE 2445) | MHHS-MG |  | Spirometer |  | 129-03390 |  | TMC |  | MH MG - (TMC) - PEDIATRICS (STE 2445) | [5 empty] | ELECTROCARDIOGRAPHS |  | SPIROMETER-Midmark Corp-IQmark | SPIROMETER | IQmark |  |  |  | Midmark Corp | Spirometer |  | SPIROMETER-Midmark Corp-IQmark |  |  |  |  | Covered PM Repair - Biomedical | MHHS-MG
NO | YES |  |  |  | 000-03615 | 000-03615 | Midmark Corp | IQSPIRO |  |  | MH MG-(PL)-Central Pearland | MHHS-MG |  | Spirometer |  | 000-03615 | 000-03615 | Pearland | MHHS-MG | MH MG-(PL)-Central Pearland | Sports Medcine Rehab | 11/1/17 | 11/1/18 |  |  | SPIROMETERS | Spirometer | SPIROMETER-Midmark Corp-IQSpiro | SPIROMETER | IQSpiro |  |  |  | Midmark Corp | Spirometer |  | SPIROMETER-Midmark Corp-IQSpiro |  | 11/18/15 |  |  | Covered PM Repair - Biomedical | MHHS-MG | [7 empty] | Spirometer | SPIROMETER | Spirometer | Midmark Corp
NO | YES |  |  |  | 013-15825 | 013-15825 | Midmark Corp | IQSPIRO |  |  | MH MG - (MC) - MEMORIAL CITY (MP3) | MHHS-MG |  | Spirometer |  | 013-15825 | 013-15825 | West | MHHS-MG | MH MG - (MC) - MEMORIAL CITY (MP3) | Across RM 108 Exam B2 |  |  |  |  | SPIROMETERS | Spirometer | SPIROMETER-Midmark Corp-IQSpiro | SPIROMETER | IQSpiro |  |  |  | Midmark Corp | Spirometer |  | SPIROMETER-Midmark Corp-IQSpiro |  | 11/18/15 |  |  | Covered PM Repair - Biomedical | MHHS-MG | [7 empty] | Spirometer | SPIROMETER | Spirometer | Midmark Corp
NO | YES |  |  |  | 009-09667 | 009-09667 | Midmark Corp | IQSPIRO |  |  | MH MG-(CY)-Copperfield | MHHS-MG |  | Spirometer |  | 009-09667 | 009-09667 | Northwest | MHHS-MG | MH MG-(CY)-Copperfield | By exam 11 | 11/1/17 |  |  | One time inspection only sticker | SPIROMETERS | Spirometer | SPIROMETER-Midmark Corp-IQSpiro | SPIROMETER | IQSpiro |  |  |  | Midmark Corp | Spirometer |  | SPIROMETER-Midmark Corp-IQSpiro |  |  |  |  | Covered PM Repair - Biomedical | MHHS-MG | [7 empty] | Spirometer | SPIROMETER | Spirometer | Midmark Corp
NO | YES |  |  |  | 041-19910 | 041-19910 | Midmark Corp | IQSPIRO |  |  | MH MG-(CY)-Fairfield [Mp1-Ste100] | MHHS-MG |  | Spirometer |  | 041-19910 | 041-19910 | Northwest | MHHS-MG | MH MG-(CY)-Fairfield [Mp1-Ste100] | Nurses station | 4/1/17 |  |  |  | SPIROMETERS | Spirometer | SPIROMETER-Midmark Corp-IQSpiro | SPIROMETER | IQSpiro |  |  |  | Midmark Corp | Spirometer |  | SPIROMETER-Midmark Corp-IQSpiro |  | 6/8/18 |  |  | Covered PM Repair - Biomedical | MHHS-MG | [7 empty] | Spirometer | SPIROMETER | Spirometer | Midmark Corp
NO | YES |  |  |  | 041-19911 | 041-19911 | Midmark Corp | IQSPIRO |  |  | MH MG-(CY)-Fairfield [Mp1-Ste100] | MHHS-MG |  | Spirometer |  | 041-19911 | 041-19911 | Northwest | MHHS-MG | MH MG-(CY)-Fairfield [Mp1-Ste100] | Nurses station | 4/1/17 |  |  |  | SPIROMETERS | Spirometer | SPIROMETER-Midmark Corp-IQSpiro | SPIROMETER | IQSpiro |  |  |  | Midmark Corp | Spirometer |  | SPIROMETER-Midmark Corp-IQSpiro |  | 2/14/17 |  |  | Covered PM Repair - Biomedical | MHHS-MG | [7 empty] | Spirometer | SPIROMETER | Spirometer | Midmark Corp
NO | YES |  |  |  | 000-04371 | 000-04371 | Midmark Corp | IQSPIRO |  |  | MH MG - (CY) - OCCUPATIONAL MEDICINE [MP1-STE180] | MHHS-MG |  | Spirometer |  | 000-04371 | 000-04371 | Northwest | MHHS-MG | MH MG - (CY) - OCCUPATIONAL MEDICINE [MP1-STE180] | C1 705 |  |  |  |  | SPIROMETERS | Spirometer | SPIROMETER-Midmark Corp-IQSpiro | SPIROMETER | IQSpiro |  |  |  | Midmark Corp | Spirometer |  | SPIROMETER-Midmark Corp-IQSpiro |  |  |  |  | Covered PM Repair - Biomedical | MHHS-MG | [7 empty] | Spirometer | SPIROMETER | Spirometer | Midmark Corp
NO | YES |  |  |  | 009-09092 | 009-09092 | Midmark Corp | IQSPIRO |  |  | MH MG-(GH)-GH CCC | MHHS-MG |  | Spirometer |  | 009-09092 | 009-09092 | Central | MHHS-MG | MH MG-(GH)-GH CCC | Nurses Station | 7/1/17 | 7/1/18 |  |  | SPIROMETERS | Spirometer | SPIROMETER-Midmark Corp-IQSpiro | SPIROMETER | IQSpiro |  |  |  | Midmark Corp | Spirometer |  | SPIROMETER-Midmark Corp-IQSpiro |  |  |  |  | Covered PM Repair - Biomedical | MHHS-MG | [7 empty] | Spirometer | SPIROMETER | Spirometer | Midmark Corp
NO | YES |  |  |  | 009-10579 | 009-10579 | Midmark Corp | IQSPIRO |  |  | MH MG-(GH)-GH CCC | MHHS-MG |  | Spirometer |  | 009-10579 | 009-10579 | Central | MHHS-MG | MH MG-(GH)-GH CCC |  | 4/1/18 |  |  |  | SPIROMETERS | Spirometer | SPIROMETER-Midmark Corp-IQSpiro | SPIROMETER | IQSpiro |  |  |  | Midmark Corp | Spirometer |  | SPIROMETER-Midmark Corp-IQSpiro |  |  |  |  | Covered PM Repair - Biomedical | MHHS-MG | [7 empty] | Spirometer | SPIROMETER | Spirometer | Midmark Corp
NO | YES |  |  |  | 009-10478 | 009-10478 | Midmark Corp | IQSPIRO |  |  | MH MG-(GH)-GH CCC-Timeshare | MHHS-MG |  | Spirometer |  | 009-10478 | 009-10478 | Central | MHHS-MG | MH MG-(GH)-GH CCC-Timeshare |  | 9/1/17 |  |  |  | SPIROMETERS | Spirometer | SPIROMETER-Midmark Corp-IQSpiro | SPIROMETER | IQSpiro |  |  |  | Midmark Corp | Spirometer |  | SPIROMETER-Midmark Corp-IQSpiro |  |  |  |  | Covered PM Repair - Biomedical | MHHS-MG | [7 empty] | Spirometer | SPIROMETER | Spirometer | Midmark Corp
NO | YES |  |  |  | 009-10515 | 009-10515 | Midmark Corp | IQSPIRO |  |  | MH MG-(GH)-GH CCC-Timeshare | MHHS-MG |  | Spirometer |  | 009-10515 | 009-10515 | Central | MHHS-MG | MH MG-(GH)-GH CCC-Timeshare | Storage | 9/1/17 |  |  |  | SPIROMETERS | Spirometer | SPIROMETER-Midmark Corp-IQSpiro | SPIROMETER | IQSpiro |  |  |  | Midmark Corp | Spirometer |  | SPIROMETER-Midmark Corp-IQSpiro |  |  |  |  | Covered PM Repair - Biomedical | MHHS-MG | [7 empty] | Spirometer | SPIROMETER | Spirometer | Midmark Corp
NO | YES |  |  |  | 143-01718 | 143-01718 | Midmark Corp | IQSPIRO |  |  | MH MG-(GH)-Urgent Care-Greater Heights | MHHS-MG |  | Spirometer |  | 143-01718 | 143-01718 | Central | MHHS-MG | MH MG-(GH)-Urgent Care-Greater Heights | Exam 1 |  |  |  | No pm | SPIROMETERS | Spirometer | SPIROMETER-Midmark Corp-IQSpiro | SPIROMETER | IQSpiro |  |  |  | Midmark Corp | Spirometer |  | SPIROMETER-Midmark Corp-IQSpiro |  | 11/18/15 |  |  | Covered PM Repair - Biomedical | MHHS-MG | [7 empty] | Spirometer | SPIROMETER | Spirometer | Midmark Corp
NO | YES |  |  |  | 929-00499 | 929-00499 | Midmark Corp | IQSPIRO |  |  | MH MG-(KY)-Firethorne | MHHS-MG |  | Spirometer |  | 929-00499 | 929-00499 | Katy | MHHS-MG | MH MG-(KY)-Firethorne | Exam 10 | 1/1/19 |  |  | One time safety | SPIROMETERS | Spirometer | SPIROMETER-Midmark Corp-IQSpiro | SPIROMETER | IQSpiro |  |  |  | Midmark Corp | Spirometer |  | SPIROMETER-Midmark Corp-IQSpiro |  | 11/18/15 |  |  | Covered PM Repair - Biomedical | MHHS-MG | [7 empty] | Spirometer | SPIROMETER | Spirometer | Midmark Corp
NO | YES |  |  |  | 000-03754 | 000-03754 | Midmark Corp | IQSPIRO |  |  | MH MG-(KY)-Katy [Mp2-Ste400] | MHHS-MG |  | Spirometer |  | 000-03754 | 000-03754 | Katy | MHHS-MG | MH MG-(KY)-Katy [Mp2-Ste400] | MP2 STE 400 | 7/1/18 |  |  |  | SPIROMETERS | Spirometer | SPIROMETER-Midmark Corp-IQSpiro | SPIROMETER | IQSpiro |  |  |  | Midmark Corp | Spirometer |  | SPIROMETER-Midmark Corp-IQSpiro |  | 11/19/15 |  |  | Covered PM Repair - Biomedical | MHHS-MG | [7 empty] | Spirometer | SPIROMETER | Spirometer | Midmark Corp
NO | YES |  |  |  | 000-05120 | 000-05120 | Midmark Corp | IQSPIRO |  |  | MH MG-(KY)-Katy Sports Medicine | MHHS-MG |  | Spirometer |  | 000-05120 | 000-05120 | Katy | MHHS-MG | MH MG-(KY)-Katy Sports Medicine | Nurses station | 10/1/19 |  |  | No pm required | SPIROMETERS | Spirometer | SPIROMETER-Midmark Corp-IQSpiro | SPIROMETER | IQSpiro |  |  |  | Midmark Corp | Spirometer |  | SPIROMETER-Midmark Corp-IQSpiro |  | 11/18/15 |  |  | Covered PM Repair - Biomedical | MHHS-MG | [7 empty] | Spirometer | SPIROMETER | Spirometer | Midmark Corp
NO | YES |  |  |  | 129-05952 | 129-05952 | Midmark Corp | IQSPIRO |  |  | MH MG - (SL) - SWEETWATER | MHHS-MG |  | Spirometer |  | 129-05952 | 129-05952 | Sugar Land | Memorial Hermann Medical Group Sugar Land (#300) | MH MG - (SL) - SWEETWATER | Nurses Station | 10/1/17 | 4/1/18 |  |  | SPIROMETERS | Spirometer | SPIROMETER-Midmark Corp-IQSpiro | SPIROMETER | IQSpiro |  |  |  | Midmark Corp | Spirometer |  | SPIROMETER-Midmark Corp-IQSpiro |  |  |  |  | Covered PM Repair - Biomedical | MHHS-MG | [7 empty] | Spirometer | SPIROMETER | Spirometer | Midmark Corp
NO | YES |  |  |  | 013-35922 | 013-35922 | Midmark Corp | IQSPIRO |  |  | MH MG-(SW)-Bellaire Center | MHHS-MG |  | Spirometer |  | 013-35922 | 013-35922 | Southwest | MHHS-MG | MH MG-(SW)-Bellaire Center | Outside Doctors Office | 10/1/18 | 10/1/19 |  |  | SPIROMETERS | Spirometer | SPIROMETER-Midmark Corp-IQSpiro | SPIROMETER | IQSpiro |  |  |  | Midmark Corp | Spirometer |  | SPIROMETER-Midmark Corp-IQSpiro |  |  |  |  | Covered PM Repair - Biomedical | MHHS-MG | [7 empty] | Spirometer | SPIROMETER | Spirometer | Midmark Corp
NO | YES |  |  |  | 069-43383 | 069-43383 | Midmark Corp | IQSPIRO |  |  | MH MG-(GH)-GH CCC | MHHS-MG |  | Spirometer |  | 069-43383 | 069-43383 | Central | MHHS-MG | MH MG-(GH)-GH CCC | Hallway | 10/1/17 |  |  |  | SPIROMETERS |  | SPIROMETER-Midmark Corp-IQSpiro | SPIROMETER | IQSpiro |  |  |  | Midmark Corp | Spirometer |  | SPIROMETER-Midmark Corp-IQSpiro |  |  |  |  | Covered PM Repair - Biomedical | MHHS-MG
NO | YES |  |  |  | 069-41877 | 069-41877 | Midmark Corp | IQSPIRO |  |  | MH MG-(TMC)-Fannin Pediatrics (Ste 2110) | MHHS-MG |  | Spirometer |  | 069-41877 | 069-41877 | TMC | MHHS-MG | MH MG-(TMC)-Fannin Pediatrics (Ste 2110) |  | 10/1/17 |  | 10/1/18 |  | SPIROMETERS | Spirometer | SPIROMETER-Midmark Corp-IQSpiro | SPIROMETER | IQSpiro |  |  |  | Midmark Corp | Spirometer |  | SPIROMETER-Midmark Corp-IQSpiro |  |  |  |  | Covered PM Repair - Biomedical | MHHS-MG | [7 empty] | Spirometer | SPIROMETER | Spirometer | Midmark Corp
NO | YES |  |  |  | 000-04969 |  | Midmark Corp | IQSPIRO |  |  | MH MG - (WDLS) - CONROE ISD | MHHS-MG |  | Spirometer |  | 000-04969 |  | Woodlands |  | MH MG - (WDLS) - CONROE ISD | [5 empty] | SPIROMETERS |  | SPIROMETER-Midmark Corp-IQSpiro | SPIROMETER | IQSpiro |  |  |  | Midmark Corp | Spirometer |  | SPIROMETER-Midmark Corp-IQSpiro |  | 02/01/2010 |  |  | Covered PM Repair - Biomedical | MHHS-MG
NO | YES |  |  |  | 029-08297 | 029-08297 | Midmark Corp | IQSPIRO |  |  | MH MG-(WDLS)-Twl Exec Health (Ste 301) | MHHS-MG |  | Spirometer |  | 029-08297 | 029-08297 | Woodlands | MHHS-MG | MH MG-(WDLS)-Twl Exec Health (Ste 301) | Workroom |  |  | 3/1/20 | No p.m. | SPIROMETERS | Spirometer | SPIROMETER-Midmark Corp-IQSpiro | SPIROMETER | IQSpiro |  |  |  | Midmark Corp | Spirometer |  | SPIROMETER-Midmark Corp-IQSpiro |  | 9/25/20 |  |  | Not Covered Vendor Only - Biomedical | MHHS-MG | [7 empty] | Spirometer | SPIROMETER | Spirometer | Midmark Corp
NO | YES |  |  |  | 029-06618 | 029-06618 | Midmark Corp | IQSPIRO |  |  | MH MG-(WDLS)-Twl Pinecroft (100/101) | MHHS-MG |  | Spirometer |  | 029-06618 | 029-06618 | Woodlands | MHHS-MG | MH MG-(WDLS)-Twl Pinecroft (100/101) | Hallway | 6/1/17 |  | 6/1/18 |  | SPIROMETERS | Spirometer | SPIROMETER-Midmark Corp-IQSpiro | SPIROMETER | IQSpiro |  |  |  | Midmark Corp | Spirometer |  | SPIROMETER-Midmark Corp-IQSpiro |  |  |  |  | Covered PM Repair - Biomedical | MHHS-MG | [7 empty] | Spirometer | SPIROMETER | Spirometer | Midmark Corp
NO | YES |  |  |  | 029-08667 | 029-08667 | Midmark Corp | IQSPIRO |  |  | MH MG-(WDLS)-Twl Pinecroft (100/101) | MHHS-MG |  | Spirometer |  | 029-08667 | 029-08667 | Woodlands | MHHS-MG | MH MG-(WDLS)-Twl Pinecroft (100/101) |  | 6/1/17 |  |  |  | SPIROMETERS | Spirometer | SPIROMETER-Midmark Corp-IQSpiro | SPIROMETER | IQSpiro |  |  |  | Midmark Corp | Spirometer |  | SPIROMETER-Midmark Corp-IQSpiro |  |  |  |  | Covered PM Repair - Biomedical | MHHS-MG | [7 empty] | Spirometer | SPIROMETER | Spirometer | Midmark Corp
NO | YES |  |  |  | 029-10879 | 029-10879 | Midmark Corp | IQSPIRO |  |  | MH MG-(WDLS)-Urgent Care-Spring | MHHS-MG |  | Spirometer |  | 029-10879 | 029-10879 | Spring | MHHS-MG | MH MG-(WDLS)-Urgent Care-Spring | Spring |  |  |  |  | SPIROMETERS | Spirometer | SPIROMETER-Midmark Corp-IQSpiro | SPIROMETER | IQSpiro |  |  |  | Midmark Corp | Spirometer |  | SPIROMETER-Midmark Corp-IQSpiro |  |  |  |  | Covered PM Repair - Biomedical | MHHS-MG | [7 empty] | Spirometer | SPIROMETER | Spirometer | Midmark Corp
YES | YES |  |  |  | 583-01271 | 583-01271 | Midmark Corp | IQSpiro |  |  | MH MG - (KY) - OCC HEALTH CENTER (MP1) |  |  |  |  | 583-01271 | 583-01271 | Katy | Memorial Hermann Medical Group Katy OBGYN (#510) | MH MG - (KY) - OCC HEALTH CENTER (MP1) | Audiometer room | [5 empty] | Spirometer | SPIROMETER-Midmark Corp-IQSpiro | [22 empty] | Spirometer | SPIROMETER | Spirometer | Midmark Corp
YES | YES |  |  |  | 099-06731 | 099-06731 | Midmark Corp | IQSpiro |  |  | MH MG - (MC) - MC CONCIERGE MEDICINE (MP3) |  |  |  |  | 099-06731 | 099-06731 | West | Memorial Hermann Medical Group Memorial City (#100) | MH MG - (MC) - MC CONCIERGE MEDICINE (MP3) | [6 empty] | Spirometer | SPIROMETER-Midmark Corp-IQSpiro | [22 empty] | Spirometer | SPIROMETER | Spirometer | Midmark Corp
YES | YES |  |  |  | 099-06755 | 099-06755 | Midmark Corp | IQSpiro |  |  | MH MG - (MC) - MEMORIAL CITY (MP3) |  |  |  |  | 099-06755 | 099-06755 | West | Memorial Hermann Medical Group Memorial City (#100) | MH MG - (MC) - MEMORIAL CITY (MP3) | [6 empty] | Spirometer | SPIROMETER-Midmark Corp-IQSpiro | [22 empty] | Spirometer | SPIROMETER | Spirometer | Midmark Corp
YES | YES |  |  |  | 029-10113 | 029-10113 | Midmark Corp | IQSpiro |  |  | MH MG - (WDLS) - IMPERIAL OAKS |  |  |  |  | 029-10113 | 029-10113 | Woodlands | MHMG Imperial Oaks Suite100 | MH MG - (WDLS) - IMPERIAL OAKS
NO | NO |  |  |  | 009-09848 |  | Midmark Corp | IQSPIRO |  |  | MH MG - (CY) - CY-FAIR MED PLAZA | MHHS-MG |  | Spirometer |  | 009-09848 |  | Northwest & Cypress |  | MH MG - (CY) - CY-FAIR MED PLAZA | [5 empty] | SPIROMETERS |  | SPIROMETER-Midmark Corp-IQSpiro | SPIROMETER | IQSpiro |  |  |  | Midmark Corp | Spirometer |  | SPIROMETER-Midmark Corp-IQSpiro |  |  |  |  | Covered PM Repair - Biomedical | MHHS-MG
NO | NO | [5 empty] | Midmark Corp | IQSPIRO |  |  | MH MG - (CY) - GOODMAN WALLER | MHHS-MG |  | Spirometer |  |  |  | Northwest & Cypress |  | MH MG - (CY) - GOODMAN WALLER | [5 empty] | SPIROMETERS |  | SPIROMETER-Midmark Corp-IQSpiro | SPIROMETER | IQSpiro |  |  |  | Midmark Corp | Spirometer |  | SPIROMETER-Midmark Corp-IQSpiro |  |  |  |  | Not Covered Vendor Only - Biomedical | MHHS-MG
NO | NO |  |  |  | 143-01719 |  | Midmark Corp | IQSPIRO |  |  | MH MG - (GH) - URGENT CARE - GREATER HEIGHTS | MHHS-MG |  | Spirometer |  | 143-01719 |  | Central & Greater Heights |  | MH MG - (GH) - URGENT CARE - GREATER HEIGHTS | [5 empty] | SPIROMETERS |  | SPIROMETER-Midmark Corp-IQSpiro | SPIROMETER | IQSpiro |  |  |  | Midmark Corp | Spirometer |  | SPIROMETER-Midmark Corp-IQSpiro |  |  |  |  | Covered PM Repair - Biomedical | MHHS-MG
NO | NO |  |  |  | 143-01720 |  | Midmark Corp | IQSPIRO |  |  | MH MG - (GH) - URGENT CARE - GREATER HEIGHTS | MHHS-MG |  | Spirometer |  | 143-01720 |  | Central & Greater Heights |  | MH MG - (GH) - URGENT CARE - GREATER HEIGHTS | [5 empty] | SPIROMETERS |  | SPIROMETER-Midmark Corp-IQSpiro | SPIROMETER | IQSpiro |  |  |  | Midmark Corp | Spirometer |  | SPIROMETER-Midmark Corp-IQSpiro |  |  |  |  | Covered PM Repair - Biomedical | MHHS-MG
NO | NO |  |  |  | 143-01721 |  | Midmark Corp | IQSPIRO |  |  | MH MG - (GH) - URGENT CARE - GREATER HEIGHTS | MHHS-MG |  | Spirometer |  | 143-01721 |  | Central & Greater Heights |  | MH MG - (GH) - URGENT CARE - GREATER HEIGHTS | [5 empty] | SPIROMETERS |  | SPIROMETER-Midmark Corp-IQSpiro | SPIROMETER | IQSpiro |  |  |  | Midmark Corp | Spirometer |  | SPIROMETER-Midmark Corp-IQSpiro |  |  |  |  | Covered PM Repair - Biomedical | MHHS-MG
NO | NO |  |  |  | 009-10014 |  | Midmark Corp | IQSPIRO |  |  | MH MG - (GH) - URGENT CARE - WASHINGTON AVE | MHHS-MG |  | Spirometer |  | 009-10014 |  | Central & Greater Heights |  | MH MG - (GH) - URGENT CARE - WASHINGTON AVE | [5 empty] | SPIROMETERS |  | SPIROMETER-Midmark Corp-IQSpiro | SPIROMETER | IQSpiro |  |  |  | Midmark Corp | Spirometer |  | SPIROMETER-Midmark Corp-IQSpiro |  |  |  |  | Covered PM Repair - Biomedical | MHHS-MG
NO | NO |  |  |  | 000-04182 |  | Midmark Corp | IQSPIRO |  | 54-14-9000253 | MH MG - (KY) - KATY CCC | MHHS-MG |  | Spirometer |  | 000-04182 |  | Katy |  | MH MG - (KY) - KATY CCC | [5 empty] | SPIROMETERS |  | SPIROMETER-Midmark Corp-IQSpiro | SPIROMETER | IQSpiro |  |  |  | Midmark Corp | Spirometer |  | SPIROMETER-Midmark Corp-IQSpiro |  |  |  |  | Covered PM Repair - Biomedical | MHHS-MG
NO | NO |  |  |  | 142-06883 |  | Midmark Corp | IQSPIRO |  |  | MH MG - (NE) - ATASCOCITA PEDIATRICS | MHHS-MG |  | Spirometer |  | 142-06883 |  | Katy |  | MH MG - (NE) - ATASCOCITA PEDIATRICS | [5 empty] | SPIROMETERS |  | SPIROMETER-Midmark Corp-IQSpiro | SPIROMETER | IQSpiro |  |  |  | Midmark Corp | Spirometer |  | SPIROMETER-Midmark Corp-IQSpiro |  |  |  |  | Covered PM Repair - Biomedical | MHHS-MG
NO | NO |  |  |  | 142-07475 |  | Midmark Corp | IQSPIRO |  |  | MH MG - (NE) - KINGWOOD CCC | MHHS-MG |  | Spirometer |  | 142-07475 |  | Katy |  | MH MG - (NE) - KINGWOOD CCC | [5 empty] | SPIROMETERS |  | SPIROMETER-Midmark Corp-IQSpiro | SPIROMETER | IQSpiro |  |  |  | Midmark Corp | Spirometer |  | SPIROMETER-Midmark Corp-IQSpiro |  |  |  |  | Covered PM Repair - Biomedical | MHHS-MG
NO | NO |  |  |  | 142-07477 |  | Midmark Corp | IQSPIRO |  |  | MH MG - (NE) - KINGWOOD CCC | MHHS-MG |  | Spirometer |  | 142-07477 |  | Katy |  | MH MG - (NE) - KINGWOOD CCC | [5 empty] | SPIROMETERS |  | SPIROMETER-Midmark Corp-IQSpiro | SPIROMETER | IQSpiro |  |  |  | Midmark Corp | Spirometer |  | SPIROMETER-Midmark Corp-IQSpiro |  |  |  |  | Covered PM Repair - Biomedical | MHHS-MG
NO | NO | [5 empty] | Midmark Corp | IQSPIRO |  |  | MH MG - (NE) - SUMMER CREEK CCC | MHHS-MG |  | Spirometer |  |  |  | Katy |  | MH MG - (NE) - SUMMER CREEK CCC | [5 empty] | SPIROMETERS |  | SPIROMETER-Midmark Corp-IQSpiro | SPIROMETER | IQSpiro |  |  |  | Midmark Corp | Spirometer |  | SPIROMETER-Midmark Corp-IQSpiro |  |  |  |  | Covered PM Repair - Biomedical | MHHS-MG
NO | NO | [5 empty] | Midmark Corp | IQSPIRO |  |  | MH MG - (NE) - SUMMER CREEK CCC | MHHS-MG |  | Spirometer |  |  |  | Katy |  | MH MG - (NE) - SUMMER CREEK CCC | [5 empty] | SPIROMETERS |  | SPIROMETER-Midmark Corp-IQSpiro | SPIROMETER | IQSpiro |  |  |  | Midmark Corp | Spirometer |  | SPIROMETER-Midmark Corp-IQSpiro |  |  |  |  | Covered PM Repair - Biomedical | MHHS-MG
NO | NO |  |  |  | 005-10764 |  | Midmark Corp | IQSPIRO |  |  | MH MG - (SE) - ALVIN | MHHS-MG |  | Spirometer |  | 005-10764 |  | Southeast & Bay Area |  | MH MG - (SE) - ALVIN | [5 empty] | SPIROMETERS |  | SPIROMETER-Midmark Corp-IQSpiro | SPIROMETER | IQSpiro |  |  |  | Midmark Corp | Spirometer |  | SPIROMETER-Midmark Corp-IQSpiro |  |  |  |  | Covered PM Repair - Biomedical | MHHS-MG
NO | NO |  |  |  | 005-10808 |  | Midmark Corp | IQSPIRO |  |  | MH MG - (SE) - CLEAR LAKE (WEBSTER) | MHHS-MG |  | Spirometer |  | 005-10808 |  | Southeast & Bay Area |  | MH MG - (SE) - CLEAR LAKE (WEBSTER) | [5 empty] | SPIROMETERS |  | SPIROMETER-Midmark Corp-IQSpiro | SPIROMETER | IQSpiro |  |  |  | Midmark Corp | Spirometer |  | SPIROMETER-Midmark Corp-IQSpiro |  |  |  |  | Covered PM Repair - Biomedical | MHHS-MG
NO | NO |  |  |  | 005-11145 |  | Midmark Corp | IQSPIRO |  |  | MH MG - (SE) - CLEAR LAKE (WEBSTER) | MHHS-MG |  | Spirometer |  | 005-11145 |  | Southeast & Bay Area |  | MH MG - (SE) - CLEAR LAKE (WEBSTER) | [5 empty] | SPIROMETERS |  | SPIROMETER-Midmark Corp-IQSpiro | SPIROMETER | IQSpiro |  |  |  | Midmark Corp | Spirometer |  | SPIROMETER-Midmark Corp-IQSpiro |  |  |  |  | Covered PM Repair - Biomedical | MHHS-MG
NO | NO |  |  |  | 000-04089 |  | Midmark Corp | IQSPIRO |  |  | MH MG - (SE) - LC CCC - OCC MED | MHHS-MG |  | Spirometer |  | 000-04089 |  | Southeast & Bay Area |  | MH MG - (SE) - LC CCC - OCC MED | [5 empty] | SPIROMETERS |  | SPIROMETER-Midmark Corp-IQSpiro | SPIROMETER | IQSpiro |  |  |  | Midmark Corp | Spirometer |  | SPIROMETER-Midmark Corp-IQSpiro |  |  |  |  | Covered PM Repair - Biomedical | MHHS-MG
NO | NO |  |  |  | 000-03888 |  | Midmark Corp | IQSPIRO |  |  | MH MG - (SL) - PHYSICIANS AT SUGAR CREEK | MHHS-MG |  | Spirometer |  | 000-03888 |  | Sugar Land |  | MH MG - (SL) - PHYSICIANS AT SUGAR CREEK | [5 empty] | SPIROMETERS |  | SPIROMETER-Midmark Corp-IQSpiro | SPIROMETER | IQSpiro |  |  |  | Midmark Corp | Spirometer |  | SPIROMETER-Midmark Corp-IQSpiro |  |  |  |  | Covered PM Repair - Biomedical | MHHS-MG
NO | NO |  |  |  | 017-01313 |  | Midmark Corp | IQSPIRO |  |  | MH MG - (SL) - PHYSICIANS AT SUGAR CREEK | MHHS-MG |  | Spirometer |  | 017-01313 |  | Sugar Land |  | MH MG - (SL) - PHYSICIANS AT SUGAR CREEK | [5 empty] | SPIROMETERS |  | SPIROMETER-Midmark Corp-IQSpiro | SPIROMETER | IQSpiro |  |  |  | Midmark Corp | Spirometer |  | SPIROMETER-Midmark Corp-IQSpiro |  |  |  |  | Covered PM Repair - Biomedical | MHHS-MG
NO | NO |  |  |  | 129-06795 |  | Midmark Corp | IQSPIRO |  |  | MH MG - (SL) - SUGAR LAND SPORTS MEDICINE (MP2) | MHHS-MG |  | Spirometer |  | 129-06795 |  | Sugar Land |  | MH MG - (SL) - SUGAR LAND SPORTS MEDICINE (MP2) | [5 empty] | SPIROMETERS |  | SPIROMETER-Midmark Corp-IQSpiro | SPIROMETER | IQSpiro |  |  |  | Midmark Corp | Spirometer |  | SPIROMETER-Midmark Corp-IQSpiro |  |  |  |  | Covered PM Repair - Biomedical | MHHS-MG
NO | NO |  |  |  | 129-06741 |  | Midmark Corp | IQSPIRO |  |  | MH MG - (SL) - URGENT CARE - TELFAIR | MHHS-MG |  | Spirometer |  | 129-06741 |  | Sugar Land |  | MH MG - (SL) - URGENT CARE - TELFAIR | [5 empty] | SPIROMETERS |  | SPIROMETER-Midmark Corp-IQSpiro | SPIROMETER | IQSpiro |  |  |  | Midmark Corp | Spirometer |  | SPIROMETER-Midmark Corp-IQSpiro |  |  |  |  | Covered PM Repair - Biomedical | MHHS-MG
NO | NO |  |  |  | 013-36190 |  | Midmark Corp | IQSPIRO |  |  | MH MG - (STX) - SOUTH TEXAS - NEEDVILLE | MHHS-MG |  | Spirometer |  | 013-36190 |  | South |  | MH MG - (STX) - SOUTH TEXAS - NEEDVILLE | [5 empty] | SPIROMETERS |  | SPIROMETER-Midmark Corp-IQSpiro | SPIROMETER | IQSpiro |  |  |  | Midmark Corp | Spirometer |  | SPIROMETER-Midmark Corp-IQSpiro |  |  |  |  | Covered PM Repair - Biomedical | MHHS-MG
NO | NO |  |  |  | 069-43621 |  | Midmark Corp | IQSPIRO |  |  | MH MG - (TMC) - DOWNTOWN | MHHS-MG |  | Spirometer |  | 069-43621 |  | TMC |  | MH MG - (TMC) - DOWNTOWN | [5 empty] | SPIROMETERS |  | SPIROMETER-Midmark Corp-IQSpiro | SPIROMETER | IQSpiro |  |  |  | Midmark Corp | Spirometer |  | SPIROMETER-Midmark Corp-IQSpiro |  |  |  |  | Covered PM Repair - Biomedical | MHHS-MG
NO | NO |  |  |  | 925-01169 |  | Midmark Corp | IQSPIRO |  |  | MH MG - (TMC) - UPPER KIRBY | MHHS-MG |  | Spirometer |  | 925-01169 |  | TMC |  | MH MG - (TMC) - UPPER KIRBY | [5 empty] | SPIROMETERS |  | SPIROMETER-Midmark Corp-IQSpiro | SPIROMETER | IQSpiro |  |  |  | Midmark Corp | Spirometer |  | SPIROMETER-Midmark Corp-IQSpiro |  |  |  |  | Covered PM Repair - Biomedical | MHHS-MG
NO | NO |  |  |  | 029-08955 |  | Midmark Corp | IQSPIRO |  |  | MH MG - (WDLS) - IMPERIAL OAKS | MHHS-MG |  | Spirometer |  | 029-08955 |  | Woodlands |  | MH MG - (WDLS) - IMPERIAL OAKS | [5 empty] | SPIROMETERS |  | SPIROMETER-Midmark Corp-IQSpiro | SPIROMETER | IQSpiro |  |  |  | Midmark Corp | Spirometer |  | SPIROMETER-Midmark Corp-IQSpiro |  |  |  |  | Covered PM Repair - Biomedical | MHHS-MG
NO | NO |  |  |  | 029-12101 |  | Midmark Corp | IQSPIRO |  |  | MH MG - (WDLS) - SPRING CCC | MHHS-MG |  | Spirometer |  | 029-12101 |  | Woodlands |  | MH MG - (WDLS) - SPRING CCC | [5 empty] | SPIROMETERS |  | SPIROMETER-Midmark Corp-IQSpiro | SPIROMETER | IQSpiro |  |  |  | Midmark Corp | Spirometer |  | SPIROMETER-Midmark Corp-IQSpiro |  |  |  |  | Covered PM Repair - Biomedical | MHHS-MG
NO | NO |  |  |  | 029-08148 |  | Midmark Corp | IQSPIRO |  |  | MH MG - (WDLS) - STERLING RIDGE | MHHS-MG |  | Spirometer |  | 029-08148 |  | Woodlands |  | MH MG - (WDLS) - STERLING RIDGE | [5 empty] | SPIROMETERS |  | SPIROMETER-Midmark Corp-IQSpiro | SPIROMETER | IQSpiro |  |  |  | Midmark Corp | Spirometer |  | SPIROMETER-Midmark Corp-IQSpiro |  |  |  |  | Covered PM Repair - Biomedical | MHHS-MG
NO | NO |  |  |  | 929-01324 |  | Midmark Corp | IQSPIRO |  |  | MH MG - (WDLS) - TWL PINECROFT (100/101) | MHHS-MG |  | Spirometer |  | 929-01324 |  | Woodlands |  | MH MG - (WDLS) - TWL PINECROFT (100/101) | [5 empty] | SPIROMETERS |  | SPIROMETER-Midmark Corp-IQSpiro | SPIROMETER | IQSpiro |  |  |  | Midmark Corp | Spirometer |  | SPIROMETER-Midmark Corp-IQSpiro |  |  |  |  | Covered PM Repair - Biomedical | MHHS-MG
NO | YES |  |  |  | 000-04320 | 000-04320 | Midmark Corp | M11 ULTRACLAVE |  | V2049695 | MH MG-(PL)-Pearland Multi-Specialty (Mp 2) | MHHS-MG |  |  |  | 000-04320 | 000-04320 | Pearland | MHHS-MG | MH MG-(PL)-Pearland Multi-Specialty (Mp 2) | HLD LAB | 9/1/19 | 9/1/20 |  |  | STERILIZING UNITS, STEAM, TABLETOP |  | .needs class | [5 empty] | Midmark Corp |  |  |  |  | 12/21/13 |  |  | Covered PM Repair - Biomedical | MHHS-MG
NO | YES |  |  |  | 005-33892 | 005-33892 | Midmark Corp | M11 ULTRACLAVE |  | V2063669 | MH MG - (SE) - SOUTHEAST COLON AND RECTAL (MP2 | MHHS-MG |  |  |  | 005-33892 | 005-33892 | Southeast | Memorial Hermann Sports Medicine | MH MG - (SE) - SOUTHEAST COLON AND RECTAL (MP2 | #350 Plaza 2 | 2/1/19 |  | 2/1/21 |  | STERILIZING UNITS, STEAM, TABLETOP |  | .needs class | [5 empty] | Midmark Corp | [7 empty] | Covered PM Repair - Biomedical | MHHS-MG
NO | YES |  |  |  | 029-32118 | 029-32118 | Midmark Corp | M11 ULTRACLAVE |  | V160043 | MH MG-(WDLS)-Ob/Gyn (Mp3) | MHHS-MG |  |  |  | 029-32118 | 029-32118 | Woodlands | MHHS-MG | MH MG-(WDLS)-Ob/Gyn (Mp3) | Lab Area | 8/1/19 |  | 8/1/20 |  | STERILIZING UNITS, STEAM, TABLETOP |  | .needs class | [5 empty] | Midmark Corp |  |  |  |  | 10/16/14 |  |  | Covered PM Repair - Biomedical | MHHS-MG
YES | YES |  |  |  | 029-11938 | 029-11938 | Midmark Corp | M11-022 |  | V1793157 | Woodland MP4 |  |  |  |  | 029-11938 | 029-11938 | Woodlands | Woodlands | Woodland MP4 | MOB neuro | 8/1/20 |  | 8/1/20 |  |  | Sterilizer, Steam, Table Top | STERILIZERSTEAMTABLETOP-Midmark Corp-M11-022 | [12 empty] | SST-A | [9 empty] | Sterilizer, Steam, Table Top | STERILIZERSTEAMTABLETOP | Sterilizer, Steam, Table Top | Midmark Corp
NO | YES |  |  |  | 029-08956 | 029-08956 | Midmark Corp | M9 |  | V900380 | MH MG-(EDLS)-Imperial Oaks |  |  |  |  | 029-08956 | 029-08956 | Woodland | MHMG Imperial Oaks Suite 100 | MH MG-(EDLS)-Imperial Oaks | MHMG Imperial Oaks
YES | YES | Serial Number Cnf |  |  | 099-14355 | 099-14355 | Midmark Corp | M9 Ultra Clave |  | Cnf | MH MG - (SE) - URGENT CARE - CLEAR LAKE (WEBSTER) |  |  |  |  | 099-14355 | 099-14355 | Southeast | Memorial Hermann Urgent Care Clear Lake (#3) | MH MG - (SE) - URGENT CARE - CLEAR LAKE (WEBSTER) | Lab |  |  | 3/1/20
NO | YES |  |  |  | 041-17585 |  | Midmark Corp | M9 ULTRACLAVE |  | V929309 | MH MG - (MC) - MEMORIAL CITY (MP3) | MHHS-MG |  |  |  | 041-17585 |  | West | MHHS-MG | MH MG - (MC) - MEMORIAL CITY (MP3) | Blood draw | 6/1/19 |  | 6/1/20 |  | STERILIZING UNITS, STEAM, TABLETOP |  | .needs class | [5 empty] | Midmark Corp |  |  |  |  | 12/12/20 |  |  | No Coverage Specified | MHHS-MG
NO | YES |  |  |  | 929-01388 | 929-01388 | Midmark Corp | M9 ULTRACLAVE |  | V2147218 | MH MG-(CY)-Cypress Multi Specialty | MHHS-MG |  |  |  | 929-01388 | 929-01388 | Northwest | MHHS-MG | MH MG-(CY)-Cypress Multi Specialty | HLD | 8/1/19 | 8/1/20 |  |  | STERILIZING UNITS, STEAM, TABLETOP |  | .needs class | [5 empty] | Midmark Corp | [7 empty] | Covered PM Repair - Biomedical | MHHS-MG
NO | YES |  |  |  | 583-00720 | 583-00720 | Midmark Corp | M9 ULTRACLAVE |  | V1546614 | MH MG-(KY)-Katy Urology (Mp2) | MHHS-MG |  |  |  | 583-00720 | 583-00720 | Katy | MHHS-MG | MH MG-(KY)-Katy Urology (Mp2) | Sterilization Room | 1/1/20 | 1/1/21 |  |  | STERILIZING UNITS, STEAM, TABLETOP |  | .needs class | [5 empty] | Midmark Corp | [7 empty] | Covered PM Repair - Biomedical | MHHS-MG
NO | YES |  |  |  | 583-01274 | 583-01274 | Midmark Corp | M9 ULTRACLAVE |  | V1791472 | MH MG-(KY)-Urgent Care-Fulshear | MHHS-MG |  |  |  | 583-01274 | 583-01274 | Katy | MHHS-MG | MH MG-(KY)-Urgent Care-Fulshear | Lab | 1/1/20 | 4/1/20 |  |  | STERILIZING UNITS, STEAM, TABLETOP |  | .needs class | [5 empty] | Midmark Corp | [7 empty] | Covered PM Repair - Biomedical | MHHS-MG
NO | YES |  |  |  | 142-07488 | 142-07488 | Midmark Corp | M9 ULTRACLAVE |  | V1993411 | MH MG-(NE)-Kingwood Ob/Gyn | MHHS-MG |  |  |  | 142-07488 | 142-07488 | Katy | MHHS-MG | MH MG-(NE)-Kingwood Ob/Gyn | HLD 145 | 9/1/19 | 9/1/20 |  |  | STERILIZING UNITS, STEAM, TABLETOP |  | .needs class | [5 empty] | Midmark Corp |  |  |  |  | 12/12/20 |  |  | No Coverage Specified | MHHS-MG
NO | YES |  |  |  | 129-04889 | 129-04889 | Midmark Corp | M9 ULTRACLAVE |  | V1420976 | MH MG-(SL)-Sugar Land Multi-Specialty (Mp1) | MHHS-MG |  |  |  | 129-04889 | 129-04889 | Sugar Land | MHHS-MG | MH MG-(SL)-Sugar Land Multi-Specialty (Mp1) | High level disinfectant | 3/1/19 | 3/1/20 |  |  | STERILIZING UNITS, STEAM, TABLETOP |  | .needs class | [5 empty] | Midmark Corp |  |  |  |  | 10/10/19 |  |  | Covered PM Repair - Biomedical | MHHS-MG
NO | YES |  |  |  | 005-33647 | 005-33647 | Midmark Corp | M9 ULTRACLAVE |  | v2011891 | MH MG-(WDLS)-Ob/Gyn (Mp3) | MHHS-MG |  |  |  | 005-33647 | 005-33647 | Woodlands | MHHS-MG | MH MG-(WDLS)-Ob/Gyn (Mp3) | Lab Area | 8/1/19 |  | 8/1/20 |  | STERILIZING UNITS, STEAM, TABLETOP |  | .needs class | [5 empty] | Midmark Corp |  |  |  |  | 1/1/06 |  |  | Covered PM Repair - Biomedical | MHHS-MG
NO | YES |  |  |  | 929-01414 | 929-01414 | Midmark Corp | M9 ULTRACLAVE |  | V1925969 | MH MG-(WDLS)-Ob/Gyn (Mp3) | MHHS-MG |  |  |  | 929-01414 | 929-01414 | Woodlands | MHHS-MG | MH MG-(WDLS)-Ob/Gyn (Mp3) | OB/GYM MP3 | 8/1/19 |  | 10/1/20 |  | STERILIZING UNITS, STEAM, TABLETOP |  | .needs class | [5 empty] | Midmark Corp |  |  |  |  | 12/11/16 |  |  | Covered PM Repair - Biomedical | MHHS-MG
NO | YES |  |  |  | 029-11981 | 029-11981 | Midmark Corp | M9 ULTRACLAVE |  | V1940114 | MH MG-(WDLS)-Urgent Care-Benders Landing | MHHS-MG |  |  |  | 029-11981 | 029-11981 | Woodlands | MHHS-MG | MH MG-(WDLS)-Urgent Care-Benders Landing | Lab | 8/1/19 |  | 4/1/20 |  | STERILIZING UNITS, STEAM, TABLETOP |  | .needs class | [5 empty] | Midmark Corp |  |  |  |  | 12/11/16 |  |  | Covered PM Repair - Biomedical | MHHS-MG
NO | NO |  |  |  | 005-07832 |  | Midmark Corp | M9 ULTRACLAVE |  | V923498 | MH MG - (SE) - UROLOGY ASSOCIATES - SOUTHEAST | MHHS-MG |  |  |  | 005-07832 |  | Southeast & Bay Area |  | MH MG - (SE) - UROLOGY ASSOCIATES - SOUTHEAST | [5 empty] | STERILIZING UNITS, STEAM, TABLETOP |  | .needs class | [5 empty] | Midmark Corp | [7 empty] | Covered PM Repair - Biomedical | MHHS-MG
NO | NO |  |  |  | 029-12043 |  | Midmark Corp | M9 ULTRACLAVE |  | v907691 | MH MG - (SE) - UROLOGY ASSOCIATES - WEBSTER | MHHS-MG |  |  |  | 029-12043 |  | Southeast & Bay Area |  | MH MG - (SE) - UROLOGY ASSOCIATES - WEBSTER | [5 empty] | STERILIZING UNITS, STEAM, TABLETOP |  | .needs class | [5 empty] | Midmark Corp | [7 empty] | Covered PM Repair - Biomedical | MHHS-MG
NO | NO |  |  |  | 129-06476 |  | Midmark Corp | M9 ULTRACLAVE |  | V1479050 | MH MG - (STX) - SOUTH TEXAS - WHARTON | MHHS-MG |  |  |  | 129-06476 |  | South |  | MH MG - (STX) - SOUTH TEXAS - WHARTON | [5 empty] | STERILIZING UNITS, STEAM, TABLETOP |  | .needs class | [5 empty] | Midmark Corp | [7 empty] | Covered PM Repair - Biomedical | MHHS-MG
NO | YES |  |  |  | 143-01734 | 143-01734 | Midmark Corp | M9-001 |  | DM029792 | MH MG-(KY)-OB/GYN | MHHS-MG |  | Sterilizer, Steam, Table Top |  | 143-01734 | 143-01734 | Katy | MHHS-MG | MH MG-(KY)-OB/GYN | LAB |  |  |  |  | STERILIZING UNITS, STEAM, TABLETOP | Sterilizer, Steam, Table Top | STERILIZERSTEAMTABLETOP-Midmark Corp-M9-001 | STERILIZERSTEAMTABLETOP | M9-001 |  |  |  | Midmark Corp | Sterilizer, Steam, Table Top |  | STERILIZERSTEAMTABLETOP-Midmark Corp-M9-001 |  | 3/14/17 |  | SST-A | Covered PM Repair - Biomedical | MHHS-MG | [7 empty] | Sterilizer, Steam, Table Top | STERILIZERSTEAMTABLETOP | Sterilizer, Steam, Table Top | Midmark Corp
NO | YES |  |  |  | 009-10261 | 009-10261 | Midmark Corp | M9-022 |  | V1287602 | MH MG-(GH)-GH Urology [Mp1-Ste500] | MHHS-MG |  | Sterilizer, Steam, Table Top |  | 009-10261 | 009-10261 | Central | MHHS-MG | MH MG-(GH)-GH Urology [Mp1-Ste500] | Eurology clinic 500 | 4/1/19 |  | 4/1/20 |  | STERILIZING UNITS, STEAM, TABLETOP | Sterilizer, Steam, Table Top | STERILIZERSTEAMTABLETOP-Midmark Corp-M9-022 | STERILIZERSTEAMTABLETOP | M9-022 |  |  |  | Midmark Corp | Sterilizer, Steam, Table Top |  | STERILIZERSTEAMTABLETOP-Midmark Corp-M9-022 |  |  |  | SST-A | Clinical Miscellaneous | MHHS-MG | [7 empty] | Sterilizer, Steam, Table Top | STERILIZERSTEAMTABLETOP | Sterilizer, Steam, Table Top | Midmark Corp
NO | YES |  |  |  | 005-33637 | 005-33637 | Midmark Corp | M9-022 |  | V2030373 | MH MG-(GH)-Urgent Care-Greater Heights | MHHS-MG |  | Sterilizer, Steam, Table Top |  | 005-33637 | 005-33637 | Central | MHHS-MG | MH MG-(GH)-Urgent Care-Greater Heights | Lab | 10/1/19 | 10/1/20 |  |  | STERILIZING UNITS, STEAM, TABLETOP | Sterilizer, Steam, Table Top | STERILIZERSTEAMTABLETOP-Midmark Corp-M9-022 | STERILIZERSTEAMTABLETOP | M9-022 |  |  |  | Midmark Corp | Sterilizer, Steam, Table Top |  | STERILIZERSTEAMTABLETOP-Midmark Corp-M9-022 |  | 3/1/17 |  | SST-A | Covered PM Repair - Biomedical | MHHS-MG | [7 empty] | Sterilizer, Steam, Table Top | STERILIZERSTEAMTABLETOP | Sterilizer, Steam, Table Top | Midmark Corp
NO | YES |  |  |  | 009-10016 | 009-10016 | Midmark Corp | M9-022 |  | V1727431 | MH MG-(GH)-Urgent Care-Washington Ave | MHHS-MG |  | Sterilizer, Steam, Table Top |  | 009-10016 | 009-10016 | Central | MHHS-MG | MH MG-(GH)-Urgent Care-Washington Ave | Lab | 4/1/19 | 4/1/20 |  |  | STERILIZING UNITS, STEAM, TABLETOP | Sterilizer, Steam, Table Top | STERILIZERSTEAMTABLETOP-Midmark Corp-M9-022 | STERILIZERSTEAMTABLETOP | M9-022 |  |  |  | Midmark Corp | Sterilizer, Steam, Table Top |  | STERILIZERSTEAMTABLETOP-Midmark Corp-M9-022 |  | 12/6/20 |  | SST-A | No Coverage Specified | MHHS-MG | [7 empty] | Sterilizer, Steam, Table Top | STERILIZERSTEAMTABLETOP | Sterilizer, Steam, Table Top | Midmark Corp
NO | YES |  |  |  | 142-05950 | 142-05950 | Midmark Corp | M9-022 |  | V926153 | MH MG-(NE)-Summer Creek CCC | MHHS-MG |  | Sterilizer, Steam, Table Top |  | 142-05950 | 142-05950 | Katy | MHHS-MG | MH MG-(NE)-Summer Creek CCC |  | 7/1/19 | 7/1/20 |  |  | STERILIZING UNITS, STEAM, TABLETOP | Sterilizer, Steam, Table Top | STERILIZERSTEAMTABLETOP-Midmark Corp-M9-022 | STERILIZERSTEAMTABLETOP | M9-022 |  |  |  | Midmark Corp | Sterilizer, Steam, Table Top |  | STERILIZERSTEAMTABLETOP-Midmark Corp-M9-022 |  |  |  | SST-A | Clinical Miscellaneous | MHHS-MG | [7 empty] | Sterilizer, Steam, Table Top | STERILIZERSTEAMTABLETOP | Sterilizer, Steam, Table Top | Midmark Corp
NO | YES |  |  |  | 005-10591 | 005-10591 | Midmark Corp | M9-022 |  | V1644188 | MH MG - (SE) - URGENT CARE - FRIENDSWOOD | MHHS-MG |  | Sterilizer, Steam, Table Top |  | 005-10591 | 005-10591 | Southeast | Memorial Hermann Urgent Care Friendswood (#112) | MH MG - (SE) - URGENT CARE - FRIENDSWOOD |  | 2/1/19 |  |  |  | STERILIZING UNITS, STEAM, TABLETOP | Sterilizer, Steam, Table Top | STERILIZERSTEAMTABLETOP-Midmark Corp-M9-022 | STERILIZERSTEAMTABLETOP | M9-022 |  |  |  | Midmark Corp | Sterilizer, Steam, Table Top |  | STERILIZERSTEAMTABLETOP-Midmark Corp-M9-022 |  |  |  | SST-A | Clinical Miscellaneous | MHHS-MG | [7 empty] | Sterilizer, Steam, Table Top | STERILIZERSTEAMTABLETOP | Sterilizer, Steam, Table Top | Midmark Corp
NO | YES |  |  |  | 029-09174 | 029-09174 | Midmark Corp | M9-022 |  | V1410423 | MH MG - (SE) - UROLOGY ASSOCIATES - SOUTHEAST | MHHS-MG |  | Sterilizer, Steam, Table Top |  | 029-09174 | 029-09174 | Southeast | MH MG - (SE) - UROLOGY ASSOCIATES - SOUTHEAST 2400 | MH MG - (SE) - UROLOGY ASSOCIATES - SOUTHEAST |  | 2/1/19 |  | 2/1/20 |  | STERILIZING UNITS, STEAM, TABLETOP | Sterilizer, Steam, Table Top | STERILIZERSTEAMTABLETOP-Midmark Corp-M9-022 | STERILIZERSTEAMTABLETOP | M9-022 |  |  |  | Midmark Corp | Sterilizer, Steam, Table Top |  | STERILIZERSTEAMTABLETOP-Midmark Corp-M9-022 |  |  |  | SST-A | Clinical Miscellaneous | MHHS-MG | [7 empty] | Sterilizer, Steam, Table Top | STERILIZERSTEAMTABLETOP | Sterilizer, Steam, Table Top | Midmark Corp
NO | YES |  |  |  | 017-00551 | 017-00551 | Midmark Corp | M9-022 |  | V142486 | MH MG-(SL)-Physicians At Sugar Creek | MHHS-MG |  | Sterilizer, Steam, Table Top |  | 017-00551 | 017-00551 | Sugar Land | MHHS-MG | MH MG-(SL)-Physicians At Sugar Creek | Gold Pod | 11/1/19 |  |  |  | STERILIZING UNITS, STEAM, TABLETOP | Sterilizer, Steam, Table Top | STERILIZERSTEAMTABLETOP-Midmark Corp-M9-022 | STERILIZERSTEAMTABLETOP | M9-022 |  |  |  | Midmark Corp | Sterilizer, Steam, Table Top |  | STERILIZERSTEAMTABLETOP-Midmark Corp-M9-022 |  |  |  | SST-A | Clinical Miscellaneous | MHHS-MG | [7 empty] | Sterilizer, Steam, Table Top | STERILIZERSTEAMTABLETOP | Sterilizer, Steam, Table Top | Midmark Corp
NO | YES |  |  |  | 017-00552 | 017-00552 | Midmark Corp | M9-022 |  | V321613 | MH MG-(SL)-Physicians At Sugar Creek | MHHS-MG |  | Sterilizer, Steam, Table Top |  | 017-00552 | 017-00552 | Sugar Land | MHHS-MG | MH MG-(SL)-Physicians At Sugar Creek | Gold Pod | 11/1/19 |  |  |  | STERILIZING UNITS, STEAM, TABLETOP | Sterilizer, Steam, Table Top | STERILIZERSTEAMTABLETOP-Midmark Corp-M9-022 | STERILIZERSTEAMTABLETOP | M9-022 |  |  |  | Midmark Corp | Sterilizer, Steam, Table Top |  | STERILIZERSTEAMTABLETOP-Midmark Corp-M9-022 |  |  |  | SST-A | Clinical Miscellaneous | MHHS-MG | [7 empty] | Sterilizer, Steam, Table Top | STERILIZERSTEAMTABLETOP | Sterilizer, Steam, Table Top | Midmark Corp
NO | YES |  |  |  | 013-36191 | 013-36191 | Midmark Corp | M9-022 |  |  | MH MG-(STX)-South Texas-Needville | MHHS-MG |  | Sterilizer, Steam, Table Top |  | 013-36191 | 013-36191 | South | MHHS-MG | MH MG-(STX)-South Texas-Needville | Procedure | 10/1/19 | 10/1/20 |  |  | STERILIZING UNITS, STEAM, TABLETOP | Sterilizer, Steam, Table Top | STERILIZERSTEAMTABLETOP-Midmark Corp-M9-022 | STERILIZERSTEAMTABLETOP | M9-022 |  |  |  | Midmark Corp | Sterilizer, Steam, Table Top |  | STERILIZERSTEAMTABLETOP-Midmark Corp-M9-022 |  | 12/21/16 |  | SST-A | Covered PM Repair - Biomedical | MHHS-MG | [7 empty] | Sterilizer, Steam, Table Top | STERILIZERSTEAMTABLETOP | Sterilizer, Steam, Table Top | Midmark Corp
NO | YES |  |  |  | 929-01592 | 929-01592 | Midmark Corp | M9-022 |  | V2121918 | MH MG-(TMC)-Urgent Care-West University | MHHS-MG |  | Sterilizer, Steam, Table Top |  | 929-01592 | 929-01592 | TMC | MHHS-MG | MH MG-(TMC)-Urgent Care-West University | Lab | 11/1/19 | 11/1/20 |  |  | STERILIZING UNITS, STEAM, TABLETOP | Sterilizer, Steam, Table Top | STERILIZERSTEAMTABLETOP-Midmark Corp-M9-022 | STERILIZERSTEAMTABLETOP | M9-022 |  |  |  | Midmark Corp | Sterilizer, Steam, Table Top |  | STERILIZERSTEAMTABLETOP-Midmark Corp-M9-022 |  | 12/21/16 |  | SST-A | Covered PM Repair - Biomedical | MHHS-MG | [7 empty] | Sterilizer, Steam, Table Top | STERILIZERSTEAMTABLETOP | Sterilizer, Steam, Table Top | Midmark Corp
NO | YES |  |  |  | 142-01397 | 142-01397 | Midmark Corp | M9-022 |  | V688122 | Neighborhood Clinic-(NE)-Northeast | MHHS-Neighborhood Clinics |  | Sterilizer, Steam, Table Top |  | 142-01397 | 142-01397 | Katy | MHHS-Others | Neighborhood Clinic-(NE)-Northeast | Lab | 9/1/19 | 9/1/20 |  |  | STERILIZING UNITS, STEAM, TABLETOP | Sterilizer, Steam, Table Top | STERILIZERSTEAMTABLETOP-Midmark Corp-M9-022 | STERILIZERSTEAMTABLETOP | M9-022 |  |  |  | Midmark Corp | Sterilizer, Steam, Table Top |  | STERILIZERSTEAMTABLETOP-Midmark Corp-M9-022 |  |  |  | SST-A | Clinical Miscellaneous | MHHS-Neighborhood Clinics | [7 empty] | Sterilizer, Steam, Table Top | STERILIZERSTEAMTABLETOP | Sterilizer, Steam, Table Top | Midmark Corp
YES | YES |  |  |  | 129-05958 | 129-05958 | Midmark Corp | M9-022 |  | V1312811 | [5 empty] | 129-05958 | 129-05958 | Central | Memorial Hermann Medical Group Greater Heights Primary Care (located in the CCC) |  | Vaccine | 4/1/19 | 4/1/20 |  |  |  | Sterilizer, Steam, Table Top | STERILIZERSTEAMTABLETOP-Midmark Corp-M9-022 | [12 empty] | SST-A | [9 empty] | Sterilizer, Steam, Table Top | STERILIZERSTEAMTABLETOP | Sterilizer, Steam, Table Top | Midmark Corp
NO | NO |  |  |  | 583-01385 |  | Midmark Corp | M9-022 |  | V1884750 | MH MG - (MC) - URGENT CARE - TOWN & COUNTRY | MHHS-MG |  | Sterilizer, Steam, Table Top |  | 583-01385 |  | West & Memorial City |  | MH MG - (MC) - URGENT CARE - TOWN & COUNTRY | [5 empty] | STERILIZING UNITS, STEAM, TABLETOP |  | STERILIZERSTEAMTABLETOP-Midmark Corp-M9-022 | STERILIZERSTEAMTABLETOP | M9-022 |  |  |  | Midmark Corp | Sterilizer, Steam, Table Top |  | STERILIZERSTEAMTABLETOP-Midmark Corp-M9-022 |  |  |  |  | No Coverage Specified | MHHS-MG
NO | NO |  |  |  | 041-18731 |  | Midmark Corp | M9-022 |  | V1622272 | MH MG - (MC) - UROLOGY MC (MP3) | MHHS-MG |  | Sterilizer, Steam, Table Top |  | 041-18731 |  | West & Memorial City |  | MH MG - (MC) - UROLOGY MC (MP3) | [5 empty] | STERILIZING UNITS, STEAM, TABLETOP |  | STERILIZERSTEAMTABLETOP-Midmark Corp-M9-022 | STERILIZERSTEAMTABLETOP | M9-022 |  |  |  | Midmark Corp | Sterilizer, Steam, Table Top |  | STERILIZERSTEAMTABLETOP-Midmark Corp-M9-022 |  |  |  |  | No Coverage Specified | MHHS-MG
NO | NO |  |  |  | 005-33808 |  | Midmark Corp | M9-022 |  | V1882056 | MH MG - (SE) - LC CCC - OCC MED | MHHS-MG |  | Sterilizer, Steam, Table Top |  | 005-33808 |  | Southeast & Bay Area |  | MH MG - (SE) - LC CCC - OCC MED | [5 empty] | STERILIZING UNITS, STEAM, TABLETOP |  | STERILIZERSTEAMTABLETOP-Midmark Corp-M9-022 | STERILIZERSTEAMTABLETOP | M9-022 |  |  |  | Midmark Corp | Sterilizer, Steam, Table Top |  | STERILIZERSTEAMTABLETOP-Midmark Corp-M9-022 |  |  |  |  | Clinical Miscellaneous | MHHS-MG
NO | NO |  |  |  | 005-08800 |  | Midmark Corp | M9-022 |  | V408828 | MH MG - (SE) - URGENT CARE - CLEAR LAKE (WEBSTER) | MHHS-MG |  | Sterilizer, Steam, Table Top |  | 005-08800 |  | Southeast & Bay Area |  | MH MG - (SE) - URGENT CARE - CLEAR LAKE (WEBSTER) | [5 empty] | STERILIZING UNITS, STEAM, TABLETOP |  | STERILIZERSTEAMTABLETOP-Midmark Corp-M9-022 | STERILIZERSTEAMTABLETOP | M9-022 |  |  |  | Midmark Corp | Sterilizer, Steam, Table Top |  | STERILIZERSTEAMTABLETOP-Midmark Corp-M9-022 |  |  |  |  | Clinical Miscellaneous | MHHS-MG
NO | NO |  |  |  | 069-37753 |  | Midmark Corp | M9-022 |  | V525897 | MH MG - (TMC) - VANGUARD UROLOGY (STE 2300) | MHHS-MG |  | Sterilizer, Steam, Table Top |  | 069-37753 |  | TMC |  | MH MG - (TMC) - VANGUARD UROLOGY (STE 2300) | [5 empty] | STERILIZING UNITS, STEAM, TABLETOP |  | STERILIZERSTEAMTABLETOP-Midmark Corp-M9-022 | STERILIZERSTEAMTABLETOP | M9-022 |  |  |  | Midmark Corp | Sterilizer, Steam, Table Top |  | STERILIZERSTEAMTABLETOP-Midmark Corp-M9-022 |  |  |  |  | Covered PM Repair - Biomedical | MHHS-MG
YES | YES |  |  |  | 129-06605 | 129-06605 | Midmark Corp | Podiatry 417 |  | BP003793 | MH MG - (KY) - OCC HEALTH CENTER (MP1) |  |  |  |  | 129-06605 | 129-06605 | Katy | Memorial Hermann Katy Hospital | MH MG - (KY) - OCC HEALTH CENTER (MP1) | Occupational Health | [5 empty] | Chair, Exam, Mechanical | CHAIRMECHANICAL-Midmark Corp-Podiatry 417 | [22 empty] | Chair, Exam, Mechanical | CHAIRMECHANICAL | Chair, Exam, Mechanical | Midmark Corp
YES | YES |  |  |  | E18497 | 099-08875 | Midmark Corp | Podiatry 417 |  | BP004785 | SW - HYPERBARIC |  |  |  |  | E18497 | 099-08875 | Southwest | Memorial Hermann Southwest Hospital | SW - HYPERBARIC | Wound Care |  |  |  | New Add |  | Chair, Exam, Mechanical | CHAIRMECHANICAL-Midmark Corp-Podiatry 417 | [22 empty] | Chair, Exam, Mechanical | CHAIRMECHANICAL | Chair, Exam, Mechanical | Midmark Corp
YES | YES |  |  |  | 099-01842 | 099-01842 | Midmark Corp | Ritter |  | 099-01842 | MH MG - (NE) - SUMMER CREEK CCC |  |  |  |  | 099-01842 | 099-01842 | Katy | Memorial Hermann Summer Creek OBGYN | MH MG - (NE) - SUMMER CREEK CCC | Exam 18
YES | YES |  |  |  | 099-13131 | 099-13131 | Midmark Corp | Ritter |  | NSN | SW-Wound Care |  |  |  |  | 099-13131 | 099-13131 | Southwest | Memorial Hermann Southwest Hospital Emergency Center | SW-Wound Care | Wound Care Room #1
NO | YES |  |  |  | 583-00788 | 583-00788 | Midmark Corp | RITTER 104 |  | V163966 | Cardio Vascular | MHHS-MG |  |  |  | 583-00788 | 583-00788 | Southwest | Memorial Hermann Heart | Cardio Vascular | Exam 4 | 4/1/16 |  |  |  | TABLES, EXAMINATION/TREATMENT | Table, Exam | TABLEEXAM-Midmark Corp-104 |  |  |  |  | TABLEEXAM-Midmark Corp-104 | Midmark Corp |  |  |  |  | 5/1/17 |  |  | Covered PM Repair - Biomedical | MHHS-MG | [8 empty] | TABLEEXAM | Table, Exam | Midmark Corp
NO | YES |  |  |  | 129-05964 | 129-05964 | Midmark Corp | RITTER 104 |  | KC032062 | CBC - (STX) - LAMAR HIGH SCHOOL | MHHS-Neighborhood Clinics |  |  |  | 129-05964 | 129-05964 | South |  | CBC - (STX) - LAMAR HIGH SCHOOL |  | 03/24/2017 |  |  |  | TABLES, EXAMINATION/TREATMENT |  | TABLEEXAM-Midmark Corp-104 |  |  |  |  | TABLEEXAM-Midmark Corp-104 | Midmark Corp |  |  |  |  | 08/01/2018 |  |  | Covered PM Repair - Biomedical | MHHS-Neighborhood Clinics
NO | YES |  |  |  | 129-05965 | 129-05965 | Midmark Corp | RITTER 104 |  | KC032061 | CBC - (STX) - LAMAR HIGH SCHOOL | MHHS-Neighborhood Clinics |  |  |  | 129-05965 | 129-05965 | South |  | CBC - (STX) - LAMAR HIGH SCHOOL |  | 03/24/2017 |  |  |  | TABLES, EXAMINATION/TREATMENT |  | TABLEEXAM-Midmark Corp-104 |  |  |  |  | TABLEEXAM-Midmark Corp-104 | Midmark Corp |  |  |  |  | 08/01/2018 |  |  | Covered PM Repair - Biomedical | MHHS-Neighborhood Clinics
NO | YES |  |  |  | 129-05966 | 129-05966 | Midmark Corp | RITTER 104 |  | KC032065 | CBC - (STX) - LAMAR HIGH SCHOOL | MHHS-Neighborhood Clinics |  |  |  | 129-05966 | 129-05966 | South |  | CBC - (STX) - LAMAR HIGH SCHOOL |  | 03/24/2017 |  |  |  | TABLES, EXAMINATION/TREATMENT |  | TABLEEXAM-Midmark Corp-104 |  |  |  |  | TABLEEXAM-Midmark Corp-104 | Midmark Corp |  |  |  |  | 08/01/2018 |  |  | Covered PM Repair - Biomedical | MHHS-Neighborhood Clinics
NO | YES |  |  |  | 017-00986 | 017-00986 | Midmark Corp | RITTER 104 |  | V505917 | MH MG-(SL)-Physicians At Sugar Creek | MHHS-MG |  |  |  | 017-00986 | 017-00986 | Sugar Land | MHHS-MG | MH MG-(SL)-Physicians At Sugar Creek | Gold Exam 4 | 11/1/18 |  |  |  | TABLES, EXAMINATION/TREATMENT | Table, Exam | TABLEEXAM-Midmark Corp-104 |  |  |  |  | TABLEEXAM-Midmark Corp-104 | Midmark Corp | [7 empty] | Covered PM Repair - Biomedical | MHHS-MG | [8 empty] | TABLEEXAM | Table, Exam | Midmark Corp
NO | YES |  |  |  | 017-00987 | 017-00987 | Midmark Corp | RITTER 104 |  | 241-02378 | MH MG-(SL)-Physicians At Sugar Creek | MHHS-MG |  |  |  | 017-00987 | 017-00987 | Sugar Land | MHHS-MG | MH MG-(SL)-Physicians At Sugar Creek | Hall | 11/1/18 |  |  |  | TABLES, EXAMINATION/TREATMENT | Table, Exam | TABLEEXAM-Midmark Corp-104 |  |  |  |  | TABLEEXAM-Midmark Corp-104 | Midmark Corp | [7 empty] | Covered PM Repair - Biomedical | MHHS-MG | [8 empty] | TABLEEXAM | Table, Exam | Midmark Corp
NO | YES |  |  |  | 129-05785 | 129-05785 | Midmark Corp | RITTER 104 |  | CD086699 | MH MG-(SL)-Physicians At Sugar Creek | MHHS-MG |  |  |  | 129-05785 | 129-05785 | Sugar Land | MHHS-MG | MH MG-(SL)-Physicians At Sugar Creek | NW.2 | 11/1/18 |  |  |  | TABLES, EXAMINATION/TREATMENT | Table, Exam | TABLEEXAM-Midmark Corp-104 |  |  |  |  | TABLEEXAM-Midmark Corp-104 | Midmark Corp | [7 empty] | Covered PM Repair - Biomedical | MHHS-MG | [8 empty] | TABLEEXAM | Table, Exam | Midmark Corp
NO | YES |  |  |  | 129-04870 | 129-04870 | Midmark Corp | RITTER 104 |  | V1421360 | MH MG-(SL)-Sugar Land Multi-Specialty (Mp1) | MHHS-MG |  |  |  | 129-04870 | 129-04870 | Sugar Land | MHHS-MG | MH MG-(SL)-Sugar Land Multi-Specialty (Mp1) | Room 9 | 4/1/17 | 4/1/18 |  |  | TABLES, EXAMINATION/TREATMENT | Table, Exam | TABLEEXAM-Midmark Corp-104 |  |  |  |  | TABLEEXAM-Midmark Corp-104 | Midmark Corp | [7 empty] | Covered PM Repair - Biomedical | MHHS-MG | [8 empty] | TABLEEXAM | Table, Exam | Midmark Corp
NO | YES |  |  |  | 013-35487 | 013-35487 | Midmark Corp | RITTER 104 |  | KE001485 | MH MG-(STX)-South Texas-Rosenberg | MHHS-MG |  |  |  | 013-35487 | 013-35487 | South | MHHS-MG | MH MG-(STX)-South Texas-Rosenberg | Exam 29 | 4/1/17 |  |  |  | TABLES, EXAMINATION/TREATMENT | Table, Exam | TABLEEXAM-Midmark Corp-104 |  |  |  |  | TABLEEXAM-Midmark Corp-104 | Midmark Corp |  |  |  |  | 2/1/17 |  |  | Covered PM Repair - Biomedical | MHHS-MG | [8 empty] | TABLEEXAM | Table, Exam | Midmark Corp
NO | YES |  |  |  | 013-35491 | 013-35491 | Midmark Corp | RITTER 104 |  |  | MH MG-(STX)-South Texas-Rosenberg | MHHS-MG |  |  |  | 013-35491 | 013-35491 | South | MHHS-MG | MH MG-(STX)-South Texas-Rosenberg | Exam 27 | 8/1/17 |  |  |  | TABLES, EXAMINATION/TREATMENT | Table, Exam | TABLEEXAM-Midmark Corp-104 |  |  |  |  | TABLEEXAM-Midmark Corp-104 | Midmark Corp | [7 empty] | Covered PM Repair - Biomedical | MHHS-MG | [8 empty] | TABLEEXAM | Table, Exam | Midmark Corp
NO | YES |  |  |  | 013-35521 | 013-35521 | Midmark Corp | RITTER 104 |  | KE001475 | MH MG-(STX)-South Texas-Rosenberg | MHHS-MG |  |  |  | 013-35521 | 013-35521 | South | MHHS-MG | MH MG-(STX)-South Texas-Rosenberg | Exam 12 |  |  |  |  | TABLES, EXAMINATION/TREATMENT | Table, Exam | TABLEEXAM-Midmark Corp-104 |  |  |  |  | TABLEEXAM-Midmark Corp-104 | Midmark Corp | [7 empty] | Covered PM Repair - Biomedical | MHHS-MG | [8 empty] | TABLEEXAM | Table, Exam | Midmark Corp
NO | YES |  |  |  | 013-36253 | 013-36253 | Midmark Corp | RITTER 104 |  | KE001432 | MH MG-(STX)-South Texas-Rosenberg | MHHS-MG |  |  |  | 013-36253 | 013-36253 | South | MHHS-MG | MH MG-(STX)-South Texas-Rosenberg | Exam Room |  |  |  | ?AuNo PM Required?Au sticker | TABLES, EXAMINATION/TREATMENT | Table, Exam | TABLEEXAM-Midmark Corp-104 |  |  |  |  | TABLEEXAM-Midmark Corp-104 | Midmark Corp |  |  |  |  | 6/24/16 |  |  | Not Covered Vendor Only - Lab Ana/Anes | MHHS-MG | [8 empty] | TABLEEXAM | Table, Exam | Midmark Corp
NO | YES |  |  |  | 129-06603 | 129-06603 | Midmark Corp | RITTER 104 |  | KF001457 | MH MG-(STX)-South Texas-Rosenberg | MHHS-MG |  |  |  | 129-06603 | 129-06603 | South | MHHS-MG | MH MG-(STX)-South Texas-Rosenberg | Exam Room 20 | 1/4/18 |  |  | 01/2019 | TABLES, EXAMINATION/TREATMENT | Table, Exam | TABLEEXAM-Midmark Corp-104 |  |  |  |  | TABLEEXAM-Midmark Corp-104 | Midmark Corp |  |  |  |  | 6/24/16 |  |  | Not Covered Vendor Only - Lab Ana/Anes | MHHS-MG | [8 empty] | TABLEEXAM | Table, Exam | Midmark Corp
NO | YES |  |  |  | 000-02758 | 000-02758 | Midmark Corp | RITTER 104 |  | NSN | MH MG-(STX)-South Texas-Wharton | MHHS-MG |  |  |  | 000-02758 | 000-02758 | South | MHHS-MG | MH MG-(STX)-South Texas-Wharton | Exam 6 | 10/1/17 |  |  |  | TABLES, EXAMINATION/TREATMENT | Table, Exam | TABLEEXAM-Midmark Corp-104 |  |  |  |  | TABLEEXAM-Midmark Corp-104 | Midmark Corp | [7 empty] | Not Covered Vendor Only - Biomedical | MHHS-MG | [8 empty] | TABLEEXAM | Table, Exam | Midmark Corp
NO | YES |  |  |  | 000-02767 | 000-02767 | Midmark Corp | RITTER 104 |  | CD041033 | MH MG-(STX)-South Texas-Wharton | MHHS-MG |  |  |  | 000-02767 | 000-02767 | South | MHHS-MG | MH MG-(STX)-South Texas-Wharton | Exam room 5 | 10/1/19 | 10/1/20 |  |  | TABLES, EXAMINATION/TREATMENT | Table, Exam | TABLEEXAM-Midmark Corp-104 |  |  |  |  | TABLEEXAM-Midmark Corp-104 | Midmark Corp | [7 empty] | Covered PM Repair - Biomedical | MHHS-MG | [8 empty] | TABLEEXAM | Table, Exam | Midmark Corp
NO | YES |  |  |  | 000-02769 | 000-02769 | Midmark Corp | RITTER 104 |  | E2708 | MH MG-(STX)-South Texas-Wharton | MHHS-MG |  |  |  | 000-02769 | 000-02769 | South | MHHS-MG | MH MG-(STX)-South Texas-Wharton | Exam room 9 | 10/1/17 | 10/1/20 |  |  | TABLES, EXAMINATION/TREATMENT | Table, Exam | TABLEEXAM-Midmark Corp-104 |  |  |  |  | TABLEEXAM-Midmark Corp-104 | Midmark Corp | [7 empty] | Covered PM Repair - Biomedical | MHHS-MG | [8 empty] | TABLEEXAM | Table, Exam | Midmark Corp
NO | YES |  |  |  | 000-02864 | 000-02864 | Midmark Corp | RITTER 104 |  | CD019969 | MH MG-(STX)-South Texas-Wharton | MHHS-MG |  |  |  | 000-02864 | 000-02864 | South | MHHS-MG | MH MG-(STX)-South Texas-Wharton | Exam 12 | 10/1/17 |  |  |  | TABLES, EXAMINATION/TREATMENT | Table, Exam | TABLEEXAM-Midmark Corp-104 |  |  |  |  | TABLEEXAM-Midmark Corp-104 | Midmark Corp |  |  |  |  | 2/13/20 |  |  | Not Covered Vendor Only - Biomedical | MHHS-MG | [8 empty] | TABLEEXAM | Table, Exam | Midmark Corp
NO | YES |  |  |  | 017-00862 | 017-00862 | Midmark Corp | RITTER 104 |  | CD014045 | MH MG-(STX)-South Texas-Wharton | MHHS-MG |  |  |  | 017-00862 | 017-00862 | South | MHHS-MG | MH MG-(STX)-South Texas-Wharton | Exam 7 | 10/1/17 |  |  |  | TABLES, EXAMINATION/TREATMENT | Table, Exam | TABLEEXAM-Midmark Corp-104 |  |  |  |  | TABLEEXAM-Midmark Corp-104 | Midmark Corp | [7 empty] | Covered PM Repair - Biomedical | MHHS-MG | [8 empty] | TABLEEXAM | Table, Exam | Midmark Corp
NO | YES |  |  |  | 017-00883 | 017-00883 | Midmark Corp | RITTER 104 |  | CD052776 | MH MG-(STX)-South Texas-Wharton | MHHS-MG |  |  |  | 017-00883 | 017-00883 | South | MHHS-MG | MH MG-(STX)-South Texas-Wharton | Exam 1 | 10/1/17 |  |  |  | TABLES, EXAMINATION/TREATMENT | Table, Exam | TABLEEXAM-Midmark Corp-104 |  |  |  |  | TABLEEXAM-Midmark Corp-104 | Midmark Corp | [7 empty] | Covered PM Repair - Biomedical | MHHS-MG | [8 empty] | TABLEEXAM | Table, Exam | Midmark Corp
NO | YES |  |  |  | 017-00884 | 017-00884 | Midmark Corp | RITTER 104 |  |  | MH MG-(STX)-South Texas-Wharton | MHHS-MG |  |  |  | 017-00884 | 017-00884 | South | MHHS-MG | MH MG-(STX)-South Texas-Wharton | Exam 7 | 10/1/17 |  |  |  | TABLES, EXAMINATION/TREATMENT | Table, Exam | TABLEEXAM-Midmark Corp-104 |  |  |  |  | TABLEEXAM-Midmark Corp-104 | Midmark Corp | [7 empty] | Covered PM Repair - Biomedical | MHHS-MG | [8 empty] | TABLEEXAM | Table, Exam | Midmark Corp
NO | YES |  |  |  | 017-00885 | 017-00885 | Midmark Corp | RITTER 104 |  | E15587 | MH MG-(STX)-South Texas-Wharton | MHHS-MG |  |  |  | 017-00885 | 017-00885 | South | MHHS-MG | MH MG-(STX)-South Texas-Wharton | Exam 3 | 10/1/17 |  |  |  | TABLES, EXAMINATION/TREATMENT | Table, Exam | TABLEEXAM-Midmark Corp-104 |  |  |  |  | TABLEEXAM-Midmark Corp-104 | Midmark Corp | [7 empty] | Covered PM Repair - Radiology, Low End | MHHS-MG | [8 empty] | TABLEEXAM | Table, Exam | Midmark Corp
NO | YES |  |  |  | 017-00887 | 017-00887 | Midmark Corp | RITTER 104 |  | CD041562 | MH MG-(STX)-South Texas-Wharton | MHHS-MG |  |  |  | 017-00887 | 017-00887 | South | MHHS-MG | MH MG-(STX)-South Texas-Wharton | Gynecology rm 9 | 10/1/17 | 10/1/20 |  |  | TABLES, EXAMINATION/TREATMENT | Table, Exam | TABLEEXAM-Midmark Corp-104 |  |  |  |  | TABLEEXAM-Midmark Corp-104 | Midmark Corp | [7 empty] | Covered PM Repair - Radiology, Low End | MHHS-MG | [8 empty] | TABLEEXAM | Table, Exam | Midmark Corp
NO | YES |  |  |  | 017-00888 | 017-00888 | Midmark Corp | RITTER 104 |  | CD065358 | MH MG-(STX)-South Texas-Wharton | MHHS-MG |  |  |  | 017-00888 | 017-00888 | South | MHHS-MG | MH MG-(STX)-South Texas-Wharton | Exam 11 | 10/1/17 |  |  |  | TABLES, EXAMINATION/TREATMENT | Table, Exam | TABLEEXAM-Midmark Corp-104 |  |  |  |  | TABLEEXAM-Midmark Corp-104 | Midmark Corp | [7 empty] | Covered PM Repair - Biomedical | MHHS-MG | [8 empty] | TABLEEXAM | Table, Exam | Midmark Corp
NO | YES |  |  |  | 129-05014 | 129-05014 | Midmark Corp | RITTER 104 |  | BS048742 | MH MG-(STX)-South Texas-Wharton | MHHS-MG |  |  |  | 129-05014 | 129-05014 | South | MHHS-MG | MH MG-(STX)-South Texas-Wharton | Exam 5 | 10/1/17 | 10/1/18 |  |  | TABLES, EXAMINATION/TREATMENT | Table, Exam | TABLEEXAM-Midmark Corp-104 |  |  |  |  | TABLEEXAM-Midmark Corp-104 | Midmark Corp | [7 empty] | Covered PM Repair - Biomedical | MHHS-MG | [8 empty] | TABLEEXAM | Table, Exam | Midmark Corp
NO | YES |  |  |  | 129-05020 | 129-05020 | Midmark Corp | RITTER 104 |  | CD043554 | MH MG-(STX)-South Texas-Wharton | MHHS-MG |  |  |  | 129-05020 | 129-05020 | South | MHHS-MG | MH MG-(STX)-South Texas-Wharton | Exam 3 | 10/1/17 |  |  |  | TABLES, EXAMINATION/TREATMENT | Table, Exam | TABLEEXAM-Midmark Corp-104 |  |  |  |  | TABLEEXAM-Midmark Corp-104 | Midmark Corp | [7 empty] | Covered PM Repair - Biomedical | MHHS-MG | [8 empty] | TABLEEXAM | Table, Exam | Midmark Corp
NO | YES |  |  |  | 129-05027 | 129-05027 | Midmark Corp | RITTER 104 |  |  | MH MG-(STX)-South Texas-Wharton | MHHS-MG |  |  |  | 129-05027 | 129-05027 | South | MHHS-MG | MH MG-(STX)-South Texas-Wharton | Exam 8 | 10/1/17 |  |  |  | TABLES, EXAMINATION/TREATMENT | Table, Exam | TABLEEXAM-Midmark Corp-104 |  |  |  |  | TABLEEXAM-Midmark Corp-104 | Midmark Corp | [7 empty] | Covered PM Repair - Biomedical | MHHS-MG | [8 empty] | TABLEEXAM | Table, Exam | Midmark Corp
NO | YES |  |  |  | 129-05032 | 129-05032 | Midmark Corp | RITTER 104 |  | CD117877 | MH MG-(STX)-South Texas-Wharton | MHHS-MG |  |  |  | 129-05032 | 129-05032 | South | MHHS-MG | MH MG-(STX)-South Texas-Wharton | Exam 5 | 10/1/17 |  |  |  | TABLES, EXAMINATION/TREATMENT | Table, Exam | TABLEEXAM-Midmark Corp-104 |  |  |  |  | TABLEEXAM-Midmark Corp-104 | Midmark Corp | [7 empty] | Covered PM Repair - Biomedical | MHHS-MG | [8 empty] | TABLEEXAM | Table, Exam | Midmark Corp
NO | YES |  |  |  | 129-05033 | 129-05033 | Midmark Corp | RITTER 104 |  | KC047739 | MH MG-(STX)-South Texas-Wharton | MHHS-MG |  |  |  | 129-05033 | 129-05033 | South | MHHS-MG | MH MG-(STX)-South Texas-Wharton | Exam 6 | 10/1/17 |  |  |  | TABLES, EXAMINATION/TREATMENT | Table, Exam | TABLEEXAM-Midmark Corp-104 |  |  |  |  | TABLEEXAM-Midmark Corp-104 | Midmark Corp | [7 empty] | Covered PM Repair - Biomedical | MHHS-MG | [8 empty] | TABLEEXAM | Table, Exam | Midmark Corp
NO | YES |  |  |  | 129-05074 | 129-05074 | Midmark Corp | RITTER 104 |  | KC045698 | MH MG-(STX)-South Texas-Wharton | MHHS-MG |  |  |  | 129-05074 | 129-05074 | South | MHHS-MG | MH MG-(STX)-South Texas-Wharton | Exam room 0 primary care | 10/1/17 | 10/1/20 |  |  | TABLES, EXAMINATION/TREATMENT | Table, Exam | TABLEEXAM-Midmark Corp-104 |  |  |  |  | TABLEEXAM-Midmark Corp-104 | Midmark Corp | [7 empty] | Covered PM Repair - Biomedical | MHHS-MG | [8 empty] | TABLEEXAM | Table, Exam | Midmark Corp
NO | YES |  |  |  | 129-05096 | 129-05096 | Midmark Corp | RITTER 104 |  | KC047737 | MH MG-(STX)-South Texas-Wharton | MHHS-MG |  |  |  | 129-05096 | 129-05096 | South | MHHS-MG | MH MG-(STX)-South Texas-Wharton | Exam room 12 primary care | 10/1/17 | 10/1/20 |  |  | TABLES, EXAMINATION/TREATMENT | Table, Exam | TABLEEXAM-Midmark Corp-104 |  |  |  |  | TABLEEXAM-Midmark Corp-104 | Midmark Corp | [7 empty] | Covered PM Repair - Biomedical | MHHS-MG | [8 empty] | TABLEEXAM | Table, Exam | Midmark Corp
NO | YES |  |  |  | 129-05125 | 129-05125 | Midmark Corp | RITTER 104 |  |  | MH MG-(STX)-South Texas-Wharton | MHHS-MG |  |  |  | 129-05125 | 129-05125 | South | MHHS-MG | MH MG-(STX)-South Texas-Wharton | Primary Care Exam 22 | 10/1/17 |  |  |  | TABLES, EXAMINATION/TREATMENT | Table, Exam | TABLEEXAM-Midmark Corp-104 |  |  |  |  | TABLEEXAM-Midmark Corp-104 | Midmark Corp |  |  |  |  | 12/20/19 |  |  | Covered PM Repair - Biomedical | MHHS-MG | [8 empty] | TABLEEXAM | Table, Exam | Midmark Corp
NO | YES |  |  |  | 129-05128 | 129-05128 | Midmark Corp | RITTER 104 |  | NSN | MH MG-(STX)-South Texas-Wharton | MHHS-MG |  |  |  | 129-05128 | 129-05128 | South | MHHS-MG | MH MG-(STX)-South Texas-Wharton | Exam 3 | 10/1/17 |  |  |  | TABLES, EXAMINATION/TREATMENT | Table, Exam | TABLEEXAM-Midmark Corp-104 |  |  |  |  | TABLEEXAM-Midmark Corp-104 | Midmark Corp |  |  |  |  | 3/19/20 |  |  | Not Covered Vendor Only - Biomedical | MHHS-MG | [8 empty] | TABLEEXAM | Table, Exam | Midmark Corp
NO | YES |  |  |  | 129-05132 | 129-05132 | Midmark Corp | RITTER 104 |  | K0009406 | MH MG-(STX)-South Texas-Wharton | MHHS-MG |  |  |  | 129-05132 | 129-05132 | South | MHHS-MG | MH MG-(STX)-South Texas-Wharton | Exam 2 | 10/1/17 |  |  |  | TABLES, EXAMINATION/TREATMENT | Table, Exam | TABLEEXAM-Midmark Corp-104 |  |  |  |  | TABLEEXAM-Midmark Corp-104 | Midmark Corp |  |  |  |  | 11/1/18 |  |  | Covered PM Repair - Biomedical | MHHS-MG | [8 empty] | TABLEEXAM | Table, Exam | Midmark Corp
NO | YES |  |  |  | 129-05133 | 129-05133 | Midmark Corp | RITTER 104 |  | KD009410 | MH MG-(STX)-South Texas-Wharton | MHHS-MG |  |  |  | 129-05133 | 129-05133 | South | MHHS-MG | MH MG-(STX)-South Texas-Wharton | Exam 9 | 10/1/17 |  |  |  | TABLES, EXAMINATION/TREATMENT | Table, Exam | TABLEEXAM-Midmark Corp-104 |  |  |  |  | TABLEEXAM-Midmark Corp-104 | Midmark Corp |  |  |  |  | 5/1/17 |  |  | Covered PM Repair - Biomedical | MHHS-MG | [8 empty] | TABLEEXAM | Table, Exam | Midmark Corp
NO | YES |  |  |  | 129-05180 | 129-05180 | Midmark Corp | RITTER 104 |  | CD057849 | MH MG-(STX)-South Texas-Wharton | MHHS-MG |  |  |  | 129-05180 | 129-05180 | South | MHHS-MG | MH MG-(STX)-South Texas-Wharton | Ultrasound Room | 6/1/17 |  |  |  | TABLES, EXAMINATION/TREATMENT | Table, Exam | TABLEEXAM-Midmark Corp-104 |  |  |  |  | TABLEEXAM-Midmark Corp-104 | Midmark Corp |  |  |  |  | 5/1/17 |  |  | Covered PM Repair - Biomedical | MHHS-MG | [8 empty] | TABLEEXAM | Table, Exam | Midmark Corp
NO | YES |  |  |  | 129-06370 | 129-06370 | Midmark Corp | RITTER 104 |  | CD057855 | MH MG-(STX)-South Texas-Wharton | MHHS-MG |  |  |  | 129-06370 | 129-06370 | South | MHHS-MG | MH MG-(STX)-South Texas-Wharton | Exam room 10 | 10/1/17 | 10/1/20 |  |  | TABLES, EXAMINATION/TREATMENT | Table, Exam | TABLEEXAM-Midmark Corp-104 |  |  |  |  | TABLEEXAM-Midmark Corp-104 | Midmark Corp |  |  |  |  | 5/1/17 |  |  | Covered PM Repair - Biomedical | MHHS-MG | [8 empty] | TABLEEXAM | Table, Exam | Midmark Corp
NO | YES |  |  |  | 129-06371 | 129-06371 | Midmark Corp | RITTER 104 |  | CD109211 | MH MG-(STX)-South Texas-Wharton | MHHS-MG |  |  |  | 129-06371 | 129-06371 | South | MHHS-MG | MH MG-(STX)-South Texas-Wharton | Exam 8 | 10/1/17 |  |  |  | TABLES, EXAMINATION/TREATMENT | Table, Exam | TABLEEXAM-Midmark Corp-104 |  |  |  |  | TABLEEXAM-Midmark Corp-104 | Midmark Corp |  |  |  |  | 8/1/18 |  |  | Covered PM Repair - Biomedical | MHHS-MG | [8 empty] | TABLEEXAM | Table, Exam | Midmark Corp
NO | YES |  |  |  | 129-06408 | 129-06408 | Midmark Corp | RITTER 104 |  | CD071420 | MH MG-(STX)-South Texas-Wharton | MHHS-MG |  |  |  | 129-06408 | 129-06408 | South | MHHS-MG | MH MG-(STX)-South Texas-Wharton | Exam room 4 | 10/1/17 | 10/1/18 |  |  | TABLES, EXAMINATION/TREATMENT | Table, Exam | TABLEEXAM-Midmark Corp-104 |  |  |  |  | TABLEEXAM-Midmark Corp-104 | Midmark Corp |  |  |  |  | 8/1/18 |  |  | Covered PM Repair - Biomedical | MHHS-MG | [8 empty] | TABLEEXAM | Table, Exam | Midmark Corp
NO | YES |  |  |  | 129-06410 | 129-06410 | Midmark Corp | RITTER 104 |  | BS048739 | MH MG-(STX)-South Texas-Wharton | MHHS-MG |  |  |  | 129-06410 | 129-06410 | South | MHHS-MG | MH MG-(STX)-South Texas-Wharton | Exam 2 | 10/1/17 |  |  |  | TABLES, EXAMINATION/TREATMENT | Table, Exam | TABLEEXAM-Midmark Corp-104 |  |  |  |  | TABLEEXAM-Midmark Corp-104 | Midmark Corp |  |  |  |  | 8/1/18 |  |  | Covered PM Repair - Biomedical | MHHS-MG | [8 empty] | TABLEEXAM | Table, Exam | Midmark Corp
NO | YES |  |  |  | 129-06412 | 129-06412 | Midmark Corp | RITTER 104 |  | CD070644 | MH MG-(STX)-South Texas-Wharton | MHHS-MG |  |  |  | 129-06412 | 129-06412 | South | MHHS-MG | MH MG-(STX)-South Texas-Wharton | Exam 2 | 10/1/17 |  |  |  | TABLES, EXAMINATION/TREATMENT | Table, Exam | TABLEEXAM-Midmark Corp-104 |  |  |  |  | TABLEEXAM-Midmark Corp-104 | Midmark Corp |  |  |  |  | 8/1/18 |  |  | Covered PM Repair - Biomedical | MHHS-MG | [8 empty] | TABLEEXAM | Table, Exam | Midmark Corp
NO | YES |  |  |  | 129-06472 | 129-06472 | Midmark Corp | RITTER 104 |  | CD019970 | MH MG-(STX)-South Texas-Wharton | MHHS-MG |  |  |  | 129-06472 | 129-06472 | South | MHHS-MG | MH MG-(STX)-South Texas-Wharton | Exam room 20 primary care | 10/1/17 | 10/1/20 |  |  | TABLES, EXAMINATION/TREATMENT | Table, Exam | TABLEEXAM-Midmark Corp-104 |  |  |  |  | TABLEEXAM-Midmark Corp-104 | Midmark Corp |  |  |  |  | 8/1/18 |  |  | Covered PM Repair - Biomedical | MHHS-MG | [8 empty] | TABLEEXAM | Table, Exam | Midmark Corp
NO | YES |  |  |  | 129-06491 | 129-06491 | Midmark Corp | RITTER 104 |  | CD065355 | MH MG-(STX)-South Texas-Wharton | MHHS-MG |  |  |  | 129-06491 | 129-06491 | South | MHHS-MG | MH MG-(STX)-South Texas-Wharton | Exam room 4 | 10/1/17 | 10/1/20 |  |  | TABLES, EXAMINATION/TREATMENT | Table, Exam | TABLEEXAM-Midmark Corp-104 |  |  |  |  | TABLEEXAM-Midmark Corp-104 | Midmark Corp |  |  |  |  | 8/1/18 |  |  | Covered PM Repair - Biomedical | MHHS-MG | [8 empty] | TABLEEXAM | Table, Exam | Midmark Corp
NO | YES |  |  |  | 129-06546 | 129-06546 | Midmark Corp | RITTER 104 |  | CD019971 | MH MG-(STX)-South Texas-Wharton | MHHS-MG |  |  |  | 129-06546 | 129-06546 | South | MHHS-MG | MH MG-(STX)-South Texas-Wharton | Exam room 14 primary care | 10/1/17 | 10/1/20 |  |  | TABLES, EXAMINATION/TREATMENT | Table, Exam | TABLEEXAM-Midmark Corp-104 |  |  |  |  | TABLEEXAM-Midmark Corp-104 | Midmark Corp |  |  |  |  | 8/1/18 |  |  | Covered PM Repair - Biomedical | MHHS-MG | [8 empty] | TABLEEXAM | Table, Exam | Midmark Corp
NO | YES |  |  |  | 129-06547 | 129-06547 | Midmark Corp | RITTER 104 |  | CD108871 | MH MG-(STX)-South Texas-Wharton | MHHS-MG |  |  |  | 129-06547 | 129-06547 | South | MHHS-MG | MH MG-(STX)-South Texas-Wharton | Exam 11 | 10/1/17 |  |  |  | TABLES, EXAMINATION/TREATMENT | Table, Exam | TABLEEXAM-Midmark Corp-104 |  |  |  |  | TABLEEXAM-Midmark Corp-104 | Midmark Corp |  |  |  |  | 8/1/18 |  |  | Covered PM Repair - Biomedical | MHHS-MG | [8 empty] | TABLEEXAM | Table, Exam | Midmark Corp
NO | YES |  |  |  | 129-06549 | 129-06549 | Midmark Corp | RITTER 104 |  | CD109205 | MH MG-(STX)-South Texas-Wharton | MHHS-MG |  |  |  | 129-06549 | 129-06549 | South | MHHS-MG | MH MG-(STX)-South Texas-Wharton | Exam 8 | 10/1/17 |  |  |  | TABLES, EXAMINATION/TREATMENT | Table, Exam | TABLEEXAM-Midmark Corp-104 |  |  |  |  | TABLEEXAM-Midmark Corp-104 | Midmark Corp |  |  |  |  | 8/1/18 |  |  | Covered PM Repair - Biomedical | MHHS-MG | [8 empty] | TABLEEXAM | Table, Exam | Midmark Corp
NO | YES |  |  |  | 129-06555 | 129-06555 | Midmark Corp | RITTER 104 |  | CD019975 | MH MG-(STX)-South Texas-Wharton | MHHS-MG |  |  |  | 129-06555 | 129-06555 | South | MHHS-MG | MH MG-(STX)-South Texas-Wharton | Exam 5 | 10/1/17 |  |  |  | TABLES, EXAMINATION/TREATMENT | Table, Exam | TABLEEXAM-Midmark Corp-104 |  |  |  |  | TABLEEXAM-Midmark Corp-104 | Midmark Corp |  |  |  |  | 8/1/18 |  |  | Covered PM Repair - Biomedical | MHHS-MG | [8 empty] | TABLEEXAM | Table, Exam | Midmark Corp
NO | YES |  |  |  | 129-06563 | 129-06563 | Midmark Corp | RITTER 104 |  | CD106603 | MH MG-(STX)-South Texas-Wharton | MHHS-MG |  |  |  | 129-06563 | 129-06563 | South | MHHS-MG | MH MG-(STX)-South Texas-Wharton | Exam 19 | 6/1/18 |  |  |  | TABLES, EXAMINATION/TREATMENT | Table, Exam | TABLEEXAM-Midmark Corp-104 |  |  |  |  | TABLEEXAM-Midmark Corp-104 | Midmark Corp |  |  |  |  | 8/1/18 |  |  | Covered PM Repair - Biomedical | MHHS-MG | [8 empty] | TABLEEXAM | Table, Exam | Midmark Corp
NO | YES |  |  |  | 069-36807 |  | Midmark Corp | RITTER 104 |  | V179102 | TMC-Plaza-Cancer Center (Ste 2900) | MHHS-TMC |  |  |  | 069-36807 |  | TMC | MHHS-TMC | TMC-Plaza-Cancer Center (Ste 2900) | Exam 8 | 6/1/17 |  |  |  | TABLES, EXAMINATION/TREATMENT |  | TABLEEXAM-Midmark Corp-104 |  |  |  |  | TABLEEXAM-Midmark Corp-104 | Midmark Corp | [7 empty] | Covered PM Repair - Biomedical | MHHS-TMC
NO | YES |  |  |  | 069-36816 | 069-36816 | Midmark Corp | RITTER 104 |  | V179634 | Cancer center | MHHS-TMC |  |  |  | 069-36816 | 069-36816 | TMC | Memorial Hermann-Texas Medical Center | Cancer center | Exam 5 | 3/1/17 |  |  |  | TABLES, EXAMINATION/TREATMENT |  | TABLEEXAM-Midmark Corp-104 |  |  |  |  | TABLEEXAM-Midmark Corp-104 | Midmark Corp | [7 empty] | Covered PM Repair - Biomedical | MHHS-TMC
NO | YES |  |  |  | 069-36823 | 069-36823 | Midmark Corp | RITTER 104 |  | V179636 | TMC-Plaza-Cancer Center (Ste 2900) | MHHS-TMC |  |  |  | 069-36823 | 069-36823 | TMC | MHHS-TMC | TMC-Plaza-Cancer Center (Ste 2900) |  | 5/1/17 |  | 5/1/18 |  | TABLES, EXAMINATION/TREATMENT |  | TABLEEXAM-Midmark Corp-104 |  |  |  |  | TABLEEXAM-Midmark Corp-104 | Midmark Corp | [7 empty] | Covered PM Repair - Biomedical | MHHS-TMC
NO | NO |  |  |  | 583-00776 |  | Midmark Corp | RITTER 104 |  | V163962 | MH MG - (KY) - KATY UROLOGY (MP2) | MHHS-MG |  |  |  | 583-00776 |  | Katy |  | MH MG - (KY) - KATY UROLOGY (MP2) | [5 empty] | TABLES, EXAMINATION/TREATMENT |  | TABLEEXAM-Midmark Corp-104 |  |  |  |  | TABLEEXAM-Midmark Corp-104 | Midmark Corp | [7 empty] | Covered PM Repair - Biomedical | MHHS-MG
NO | NO |  |  |  | 583-00783 |  | Midmark Corp | RITTER 104 |  | V163963 | MH MG - (KY) - KATY UROLOGY (MP2) | MHHS-MG |  |  |  | 583-00783 |  | Katy |  | MH MG - (KY) - KATY UROLOGY (MP2) | [5 empty] | TABLES, EXAMINATION/TREATMENT |  | TABLEEXAM-Midmark Corp-104 |  |  |  |  | TABLEEXAM-Midmark Corp-104 | Midmark Corp | [7 empty] | Covered PM Repair - Biomedical | MHHS-MG
NO | NO |  |  |  | 583-00784 |  | Midmark Corp | RITTER 104 |  | V133425 | MH MG - (KY) - KATY UROLOGY (MP2) | MHHS-MG |  |  |  | 583-00784 |  | Katy |  | MH MG - (KY) - KATY UROLOGY (MP2) | [5 empty] | TABLES, EXAMINATION/TREATMENT |  | TABLEEXAM-Midmark Corp-104 |  |  |  |  | TABLEEXAM-Midmark Corp-104 | Midmark Corp | [7 empty] | Covered PM Repair - Biomedical | MHHS-MG
NO | NO |  |  |  | 583-00786 |  | Midmark Corp | RITTER 104 |  | V163965 | MH MG - (KY) - KATY UROLOGY (MP2) | MHHS-MG |  |  |  | 583-00786 |  | Katy |  | MH MG - (KY) - KATY UROLOGY (MP2) | [5 empty] | TABLES, EXAMINATION/TREATMENT |  | TABLEEXAM-Midmark Corp-104 |  |  |  |  | TABLEEXAM-Midmark Corp-104 | Midmark Corp | [7 empty] | Not Covered Vendor Only - Biomedical | MHHS-MG
NO | NO |  |  |  | 129-06360 |  | Midmark Corp | RITTER 104 |  | CD044286 | MH MG - (SL) - PHYSICIANS AT SUGAR CREEK | MHHS-MG |  |  |  | 129-06360 |  | Sugar Land |  | MH MG - (SL) - PHYSICIANS AT SUGAR CREEK | [5 empty] | TABLES, EXAMINATION/TREATMENT |  | TABLEEXAM-Midmark Corp-104 |  |  |  |  | TABLEEXAM-Midmark Corp-104 | Midmark Corp | [7 empty] | Covered PM Repair - Biomedical | MHHS-MG
NO | NO |  |  |  | 013-35469 |  | Midmark Corp | RITTER 104 |  | KE001415 | MH MG - (STX) - SOUTH TEXAS - ROSENBERG | MHHS-MG |  |  |  | 013-35469 |  | South |  | MH MG - (STX) - SOUTH TEXAS - ROSENBERG | [5 empty] | TABLES, EXAMINATION/TREATMENT |  | TABLEEXAM-Midmark Corp-104 |  |  |  |  | TABLEEXAM-Midmark Corp-104 | Midmark Corp | [7 empty] | Covered PM Repair - Biomedical | MHHS-MG
NO | NO |  |  |  | 013-35473 |  | Midmark Corp | RITTER 104 |  | CD041393 | MH MG - (STX) - SOUTH TEXAS - ROSENBERG | MHHS-MG |  |  |  | 013-35473 |  | South |  | MH MG - (STX) - SOUTH TEXAS - ROSENBERG | [5 empty] | TABLES, EXAMINATION/TREATMENT |  | TABLEEXAM-Midmark Corp-104 |  |  |  |  | TABLEEXAM-Midmark Corp-104 | Midmark Corp | [7 empty] | Covered PM Repair - Biomedical | MHHS-MG
NO | NO |  |  |  | 013-35476 |  | Midmark Corp | RITTER 104 |  |  | MH MG - (STX) - SOUTH TEXAS - ROSENBERG | MHHS-MG |  |  |  | 013-35476 |  | South |  | MH MG - (STX) - SOUTH TEXAS - ROSENBERG | [5 empty] | TABLES, EXAMINATION/TREATMENT |  | TABLEEXAM-Midmark Corp-104 |  |  |  |  | TABLEEXAM-Midmark Corp-104 | Midmark Corp | [7 empty] | Covered PM Repair - Biomedical | MHHS-MG
NO | NO |  |  |  | 013-35496 |  | Midmark Corp | RITTER 104 |  | KE001490 | MH MG - (STX) - SOUTH TEXAS - ROSENBERG | MHHS-MG |  |  |  | 013-35496 |  | South |  | MH MG - (STX) - SOUTH TEXAS - ROSENBERG | [5 empty] | TABLES, EXAMINATION/TREATMENT |  | TABLEEXAM-Midmark Corp-104 |  |  |  |  | TABLEEXAM-Midmark Corp-104 | Midmark Corp | [7 empty] | Covered PM Repair - Biomedical | MHHS-MG
NO | NO |  |  |  | 013-35502 |  | Midmark Corp | RITTER 104 |  | CD043293 | MH MG - (STX) - SOUTH TEXAS - ROSENBERG | MHHS-MG |  |  |  | 013-35502 |  | South |  | MH MG - (STX) - SOUTH TEXAS - ROSENBERG | [5 empty] | TABLES, EXAMINATION/TREATMENT |  | TABLEEXAM-Midmark Corp-104 |  |  |  |  | TABLEEXAM-Midmark Corp-104 | Midmark Corp | [7 empty] | Covered PM Repair - Biomedical | MHHS-MG
NO | NO |  |  |  | 013-35504 |  | Midmark Corp | RITTER 104 |  | CD043294 | MH MG - (STX) - SOUTH TEXAS - ROSENBERG | MHHS-MG |  |  |  | 013-35504 |  | South |  | MH MG - (STX) - SOUTH TEXAS - ROSENBERG | [5 empty] | TABLES, EXAMINATION/TREATMENT |  | TABLEEXAM-Midmark Corp-104 |  |  |  |  | TABLEEXAM-Midmark Corp-104 | Midmark Corp | [7 empty] | Covered PM Repair - Biomedical | MHHS-MG
NO | NO |  |  |  | 013-35523 |  | Midmark Corp | RITTER 104 |  | E17928 | MH MG - (STX) - SOUTH TEXAS - ROSENBERG | MHHS-MG |  |  |  | 013-35523 |  | South |  | MH MG - (STX) - SOUTH TEXAS - ROSENBERG | [5 empty] | TABLES, EXAMINATION/TREATMENT |  | TABLEEXAM-Midmark Corp-104 |  |  |  |  | TABLEEXAM-Midmark Corp-104 | Midmark Corp | [7 empty] | Covered PM Repair - Biomedical | MHHS-MG
NO | NO |  |  |  | 013-35527 |  | Midmark Corp | RITTER 104 |  | KE001472 | MH MG - (STX) - SOUTH TEXAS - ROSENBERG | MHHS-MG |  |  |  | 013-35527 |  | South |  | MH MG - (STX) - SOUTH TEXAS - ROSENBERG | [5 empty] | TABLES, EXAMINATION/TREATMENT |  | TABLEEXAM-Midmark Corp-104 |  |  |  |  | TABLEEXAM-Midmark Corp-104 | Midmark Corp | [7 empty] | Covered PM Repair - Biomedical | MHHS-MG
NO | NO |  |  |  | 129-03433 |  | Midmark Corp | RITTER 104 |  | KCO31798 | MH MG - (STX) - SOUTH TEXAS - ROSENBERG | MHHS-MG |  |  |  | 129-03433 |  | South |  | MH MG - (STX) - SOUTH TEXAS - ROSENBERG | [5 empty] | TABLES, EXAMINATION/TREATMENT |  | TABLEEXAM-Midmark Corp-104 |  |  |  |  | TABLEEXAM-Midmark Corp-104 | Midmark Corp | [7 empty] | Not Covered Vendor Only - Lab Ana/Anes | MHHS-MG
NO | NO |  |  |  | 129-06615 |  | Midmark Corp | RITTER 104 |  | KE001421 | MH MG - (STX) - SOUTH TEXAS - ROSENBERG | MHHS-MG |  |  |  | 129-06615 |  | South |  | MH MG - (STX) - SOUTH TEXAS - ROSENBERG | [5 empty] | TABLES, EXAMINATION/TREATMENT |  | TABLEEXAM-Midmark Corp-104 |  |  |  |  | TABLEEXAM-Midmark Corp-104 | Midmark Corp | [7 empty] | Not Covered Vendor Only - Lab Ana/Anes | MHHS-MG
NO | NO |  |  |  | 129-06489 |  | Midmark Corp | RITTER 104 |  | CD066964 | MH MG - (STX) - SOUTH TEXAS - WHARTON | MHHS-MG |  |  |  | 129-06489 |  | South |  | MH MG - (STX) - SOUTH TEXAS - WHARTON | [5 empty] | TABLES, EXAMINATION/TREATMENT |  | TABLEEXAM-Midmark Corp-104 |  |  |  |  | TABLEEXAM-Midmark Corp-104 | Midmark Corp | [7 empty] | Covered PM Repair - Biomedical | MHHS-MG
NO | NO |  |  |  | 129-07312 |  | Midmark Corp | RITTER 104 |  | CD070652 | MH MG - (STX) - SOUTH TEXAS - WHARTON | MHHS-MG |  |  |  | 129-07312 |  | South |  | MH MG - (STX) - SOUTH TEXAS - WHARTON | [5 empty] | TABLES, EXAMINATION/TREATMENT |  | TABLEEXAM-Midmark Corp-104 |  |  |  |  | TABLEEXAM-Midmark Corp-104 | Midmark Corp | [7 empty] | Covered PM Repair - Biomedical | MHHS-MG
NO | NO |  |  |  | CD019919 |  | Midmark Corp | RITTER 104 |  | CD019919 | MH MG - (WDLS) - SPECIALIST FOR WOMEN (MP3) | MHHS-MG |  |  |  | CD019919 |  | Woodlands |  | MH MG - (WDLS) - SPECIALIST FOR WOMEN (MP3) | [5 empty] | TABLES, EXAMINATION/TREATMENT |  | TABLEEXAM-Midmark Corp-104 |  |  |  |  | TABLEEXAM-Midmark Corp-104 | Midmark Corp | [7 empty] | Covered PM Repair - Biomedical | MHHS-MG
NO | NO |  |  |  | CD033041 |  | Midmark Corp | RITTER 104 |  | CD033041 | MH MG - (WDLS) - SPECIALIST FOR WOMEN (MP3) | MHHS-MG |  |  |  | CD033041 |  | Woodlands |  | MH MG - (WDLS) - SPECIALIST FOR WOMEN (MP3) | [5 empty] | TABLES, EXAMINATION/TREATMENT |  | TABLEEXAM-Midmark Corp-104 |  |  |  |  | TABLEEXAM-Midmark Corp-104 | Midmark Corp | [7 empty] | Covered PM Repair - Biomedical | MHHS-MG
NO | NO |  |  |  | CD063133 |  | Midmark Corp | RITTER 104 |  | CD063133 | MH MG - (WDLS) - SPECIALIST FOR WOMEN (MP3) | MHHS-MG |  |  |  | CD063133 |  | Woodlands |  | MH MG - (WDLS) - SPECIALIST FOR WOMEN (MP3) | [5 empty] | TABLES, EXAMINATION/TREATMENT |  | TABLEEXAM-Midmark Corp-104 |  |  |  |  | TABLEEXAM-Midmark Corp-104 | Midmark Corp | [7 empty] | Covered PM Repair - Biomedical | MHHS-MG
NO | NO |  |  |  | CD063193 |  | Midmark Corp | RITTER 104 |  | CD063193 | MH MG - (WDLS) - SPECIALIST FOR WOMEN (MP3) | MHHS-MG |  |  |  | CD063193 |  | Woodlands |  | MH MG - (WDLS) - SPECIALIST FOR WOMEN (MP3) | [5 empty] | TABLES, EXAMINATION/TREATMENT |  | TABLEEXAM-Midmark Corp-104 |  |  |  |  | TABLEEXAM-Midmark Corp-104 | Midmark Corp | [7 empty] | Covered PM Repair - Biomedical | MHHS-MG
NO | NO |  |  |  | KE038031 |  | Midmark Corp | RITTER 104 |  | KE038031 | MH MG - (WDLS) - SPECIALIST FOR WOMEN (MP3) | MHHS-MG |  |  |  | KE038031 |  | Woodlands |  | MH MG - (WDLS) - SPECIALIST FOR WOMEN (MP3) | [5 empty] | TABLES, EXAMINATION/TREATMENT |  | TABLEEXAM-Midmark Corp-104 |  |  |  |  | TABLEEXAM-Midmark Corp-104 | Midmark Corp | [7 empty] | Covered PM Repair - Biomedical | MHHS-MG
NO | NO |  |  |  | KF003908 |  | Midmark Corp | RITTER 104 |  | KF003908 | MH MG - (WDLS) - SPECIALIST FOR WOMEN (MP3) | MHHS-MG |  |  |  | KF003908 |  | Woodlands |  | MH MG - (WDLS) - SPECIALIST FOR WOMEN (MP3) | [5 empty] | TABLES, EXAMINATION/TREATMENT |  | TABLEEXAM-Midmark Corp-104 |  |  |  |  | TABLEEXAM-Midmark Corp-104 | Midmark Corp | [7 empty] | Covered PM Repair - Biomedical | MHHS-MG
NO | NO |  |  |  | KF007932 |  | Midmark Corp | RITTER 104 |  | KF007932 | MH MG - (WDLS) - SPECIALIST FOR WOMEN (MP3) | MHHS-MG |  |  |  | KF007932 |  | Woodlands |  | MH MG - (WDLS) - SPECIALIST FOR WOMEN (MP3) | [5 empty] | TABLES, EXAMINATION/TREATMENT |  | TABLEEXAM-Midmark Corp-104 |  |  |  |  | TABLEEXAM-Midmark Corp-104 | Midmark Corp | [7 empty] | Covered PM Repair - Biomedical | MHHS-MG
NO | NO |  |  |  | 069-43434 |  | Midmark Corp | RITTER 104 |  | NO S/N | TMC - PLAZA - CARDIAC REHAB (UT POB) | MHHS-TMC |  |  |  | 069-43434 |  | TMC |  | TMC - PLAZA - CARDIAC REHAB (UT POB) | [5 empty] | TABLES, EXAMINATION/TREATMENT |  | TABLEEXAM-Midmark Corp-104 |  |  |  |  | TABLEEXAM-Midmark Corp-104 | Midmark Corp | [7 empty] | Covered PM Repair - Biomedical | MHHS-TMC
NO | NO |  |  |  | 069-43905 |  | Midmark Corp | RITTER 104 |  | NONE | TMC - ROBERTSON - CLIN RESEARCH (3R) | MHHS-TMC |  |  |  | 069-43905 |  | TMC |  | TMC - ROBERTSON - CLIN RESEARCH (3R) | [5 empty] | TABLES, EXAMINATION/TREATMENT |  | TABLEEXAM-Midmark Corp-104 |  |  |  |  | TABLEEXAM-Midmark Corp-104 | Midmark Corp | [7 empty] | Covered PM Repair - Biomedical | MHHS-TMC
YES | YES |  |  |  | 099-02892 | 099-02892 | Midmark Corp | Ritter 119 |  | AN003715 | Oncology |  |  |  |  | 099-02892 | 099-02892 | Katy | Memorial Hermann Cancer Center - Northeast | Oncology | Fabrication Room
NO | YES |  |  |  | 005-11692 | 005-11692 | Midmark Corp | RITTER 204 |  | V1506160 | Pearland-Projects | MHHS-MG |  | Table, Exam |  | 005-11692 | 005-11692 | Pearland | MHHS-Pearland Hospital | Pearland-Projects | Exam 10 |  |  |  |  | TABLES, EXAMINATION/TREATMENT | Table, Exam | TABLEEXAM-Midmark Corp-Ritter 204-002 | TABLEEXAM | Ritter 204-002 |  |  |  | Midmark Corp | Table, Exam |  | TABLEEXAM-Midmark Corp-Ritter 204-002 |  | 4/13/17 |  |  | Covered PM Repair - Radiology, Low End | MHHS-MG | [8 empty] | TABLEEXAM | Table, Exam | Midmark Corp
NO | YES |  |  |  | 929-01277 | 929-01277 | Midmark Corp | RITTER 204 |  | V1386281 | MH MG-(PL)-Pearland Timeshare (Mp1) | MHHS-MG |  | Table, Exam |  | 929-01277 | 929-01277 | Pearland | MHHS-MG | MH MG-(PL)-Pearland Timeshare (Mp1) | Exam room 3 | 2/1/19 |  |  |  | TABLES, EXAMINATION/TREATMENT | Table, Exam | TABLEEXAM-Midmark Corp-Ritter 204-002 | TABLEEXAM | Ritter 204-002 |  |  |  | Midmark Corp | Table, Exam |  | TABLEEXAM-Midmark Corp-Ritter 204-002 |  | 3/1/20 |  |  | Not Covered Vendor Only - Biomedical | MHHS-MG | [8 empty] | TABLEEXAM | Table, Exam | Midmark Corp
NO | YES |  |  |  | 929-01280 | 929-01280 | Midmark Corp | RITTER 204 |  | V1359738 | MH MG-(PL)-Pearland Timeshare (Mp1) | MHHS-MG |  | Table, Exam |  | 929-01280 | 929-01280 | Pearland | MHHS-MG | MH MG-(PL)-Pearland Timeshare (Mp1) |  | 2/11/19 |  |  |  | TABLES, EXAMINATION/TREATMENT | Table, Exam | TABLEEXAM-Midmark Corp-Ritter 204-002 | TABLEEXAM | Ritter 204-002 |  |  |  | Midmark Corp | Table, Exam |  | TABLEEXAM-Midmark Corp-Ritter 204-002 |  |  |  |  | Covered PM Repair - Biomedical | MHHS-MG | [8 empty] | TABLEEXAM | Table, Exam | Midmark Corp
NO | YES |  |  |  | 929-01283 | 929-01283 | Midmark Corp | RITTER 204 |  | V1359734 | MH MG-(PL)-Pearland Clinic | MHHS-MG |  | Table, Exam |  | 929-01283 | 929-01283 | Pearland | MHHS-MG | MH MG-(PL)-Pearland Clinic | Medical plaza 1 211 exam room 5 | 2/1/19 |  |  |  | TABLES, EXAMINATION/TREATMENT | Table, Exam | TABLEEXAM-Midmark Corp-Ritter 204-002 | TABLEEXAM | Ritter 204-002 |  |  |  | Midmark Corp | Table, Exam |  | TABLEEXAM-Midmark Corp-Ritter 204-002 |  |  |  |  | Covered PM Repair - Biomedical | MHHS-MG | [8 empty] | TABLEEXAM | Table, Exam | Midmark Corp
NO | YES |  |  |  | 929-01289 | 929-01289 | Midmark Corp | RITTER 204 |  | V1560305 | MH MG-(PL)-Pearland Multi-Specialty (Mp 2) | MHHS-MG |  | Table, Exam |  | 929-01289 | 929-01289 | Pearland | MHHS-MG | MH MG-(PL)-Pearland Multi-Specialty (Mp 2) | Exam 7 | 2/1/19 |  |  |  | TABLES, EXAMINATION/TREATMENT | Table, Exam | TABLEEXAM-Midmark Corp-Ritter 204-002 | TABLEEXAM | Ritter 204-002 |  |  |  | Midmark Corp | Table, Exam |  | TABLEEXAM-Midmark Corp-Ritter 204-002 |  | 9/1/19 |  |  | Covered PM Repair - Biomedical | MHHS-MG | [8 empty] | TABLEEXAM | Table, Exam | Midmark Corp
NO | YES |  |  |  | 929-01293 | 929-01293 | Midmark Corp | RITTER 204 |  | V1558209 | MH MG-(PL)-Pearland Timeshare (Mp1) | MHHS-MG |  | Table, Exam |  | 929-01293 | 929-01293 | Pearland | MHHS-MG | MH MG-(PL)-Pearland Timeshare (Mp1) | Exam | 2/1/19 |  |  | No pm required | TABLES, EXAMINATION/TREATMENT | Table, Exam | TABLEEXAM-Midmark Corp-Ritter 204-002 | TABLEEXAM | Ritter 204-002 |  |  |  | Midmark Corp | Table, Exam |  | TABLEEXAM-Midmark Corp-Ritter 204-002 |  | 8/21/19 |  |  | Covered PM Repair - Respiratory/Steriliz | MHHS-MG | [8 empty] | TABLEEXAM | Table, Exam | Midmark Corp
NO | YES |  |  |  | 929-01297 | 929-01297 | Midmark Corp | RITTER 204 |  | V1558193 | MH MG-(PL)-Pearland Timeshare (Mp1) | MHHS-MG |  | Table, Exam |  | 929-01297 | 929-01297 | Pearland | MHHS-MG | MH MG-(PL)-Pearland Timeshare (Mp1) | Exam 9 | 2/1/19 |  |  | No pm required | TABLES, EXAMINATION/TREATMENT | Table, Exam | TABLEEXAM-Midmark Corp-Ritter 204-002 | TABLEEXAM | Ritter 204-002 |  |  |  | Midmark Corp | Table, Exam |  | TABLEEXAM-Midmark Corp-Ritter 204-002 |  | 4/1/20 |  |  | Not Covered Vendor Only - Biomedical | MHHS-MG | [8 empty] | TABLEEXAM | Table, Exam | Midmark Corp
NO | YES |  |  |  | 929-01301 | 929-01301 | Midmark Corp | RITTER 204 |  | V1481484 | MH MG-(PL)-Pearland Multi-Specialty (Mp 2) | MHHS-MG |  | Table, Exam |  | 929-01301 | 929-01301 | Pearland | MHHS-MG | MH MG-(PL)-Pearland Multi-Specialty (Mp 2) | Exam 10 | 2/1/19 |  |  |  | TABLES, EXAMINATION/TREATMENT | Table, Exam | TABLEEXAM-Midmark Corp-Ritter 204-002 | TABLEEXAM | Ritter 204-002 |  |  |  | Midmark Corp | Table, Exam |  | TABLEEXAM-Midmark Corp-Ritter 204-002 |  |  |  |  | Covered PM Repair - Biomedical | MHHS-MG | [8 empty] | TABLEEXAM | Table, Exam | Midmark Corp
NO | YES |  |  |  | 929-01305 | 929-01305 | Midmark Corp | RITTER 204 |  | V1481487 | MH MG-(PL)-Pearland Timeshare (Mp1) | MHHS-MG |  | Table, Exam |  | 929-01305 | 929-01305 | Pearland | MHHS-MG | MH MG-(PL)-Pearland Timeshare (Mp1) | Exam 11 | 2/1/19 |  |  | One time safety | TABLES, EXAMINATION/TREATMENT | Table, Exam | TABLEEXAM-Midmark Corp-Ritter 204-002 | TABLEEXAM | Ritter 204-002 |  |  |  | Midmark Corp | Table, Exam |  | TABLEEXAM-Midmark Corp-Ritter 204-002 |  | 5/1/17 |  |  | Covered PM Repair - Biomedical | MHHS-MG | [8 empty] | TABLEEXAM | Table, Exam | Midmark Corp
NO | YES |  |  |  | 929-01309 | 929-01309 | Midmark Corp | RITTER 204 |  | V1386291 | MH MG-(PL)-Pearland Multi-Specialty (Mp 2) | MHHS-MG |  | Table, Exam |  | 929-01309 | 929-01309 | Pearland | MHHS-MG | MH MG-(PL)-Pearland Multi-Specialty (Mp 2) | Exam 12 | 2/1/19 |  |  |  | TABLES, EXAMINATION/TREATMENT | Table, Exam | TABLEEXAM-Midmark Corp-Ritter 204-002 | TABLEEXAM | Ritter 204-002 |  |  |  | Midmark Corp | Table, Exam |  | TABLEEXAM-Midmark Corp-Ritter 204-002 |  | 5/1/17 |  |  | Covered PM Repair - Biomedical | MHHS-MG | [8 empty] | TABLEEXAM | Table, Exam | Midmark Corp
NO | YES |  |  |  | 129-06434 | 129-06434 | Midmark Corp | RITTER 204 |  | V1675663 | CAHF - (SL) - SUGAR LAND (MP2) | MHHS - Heart Failure Clinics |  | Table, Exam |  | 129-06434 | 129-06434 | Sugar Land | MHHS-Others | CAHF - (SL) - SUGAR LAND (MP2) | Room 3 | 10/1/17 |  |  |  | TABLES, EXAMINATION/TREATMENT | Table, Exam | TABLEEXAM-Midmark Corp-Ritter 204-002 | TABLEEXAM | Ritter 204-002 |  |  |  | Midmark Corp | Table, Exam |  | TABLEEXAM-Midmark Corp-Ritter 204-002 |  | 10/1/20 |  |  | Not Covered Vendor Only - Biomedical | MHHS - Heart Failure Clinics | [8 empty] | TABLEEXAM | Table, Exam | Midmark Corp
NO | YES |  |  |  | 129-06435 | 129-06435 | Midmark Corp | RITTER 204 |  | V1675657 | CAHF - (SL) - SUGAR LAND (MP2) | MHHS - Heart Failure Clinics |  | Table, Exam |  | 129-06435 | 129-06435 | Sugar Land | MHHS-Others | CAHF - (SL) - SUGAR LAND (MP2) | Room 1 | 10/1/17 |  |  |  | TABLES, EXAMINATION/TREATMENT | Table, Exam | TABLEEXAM-Midmark Corp-Ritter 204-002 | TABLEEXAM | Ritter 204-002 |  |  |  | Midmark Corp | Table, Exam |  | TABLEEXAM-Midmark Corp-Ritter 204-002 |  | 10/1/20 |  |  | Not Covered Vendor Only - Biomedical | MHHS - Heart Failure Clinics | [8 empty] | TABLEEXAM | Table, Exam | Midmark Corp
NO | YES |  |  |  | 129-06436 | 129-06436 | Midmark Corp | RITTER 204 |  | V16654753 | CAHF - (SL) - SUGAR LAND (MP2) | MHHS - Heart Failure Clinics |  | Table, Exam |  | 129-06436 | 129-06436 | Sugar Land | MHHS-Others | CAHF - (SL) - SUGAR LAND (MP2) | Room 2 | 10/1/17 |  |  |  | TABLES, EXAMINATION/TREATMENT | Table, Exam | TABLEEXAM-Midmark Corp-Ritter 204-002 | TABLEEXAM | Ritter 204-002 |  |  |  | Midmark Corp | Table, Exam |  | TABLEEXAM-Midmark Corp-Ritter 204-002 |  | 10/1/20 |  |  | Not Covered Vendor Only - Biomedical | MHHS - Heart Failure Clinics | [8 empty] | TABLEEXAM | Table, Exam | Midmark Corp
NO | YES |  |  |  | 129-06437 | 129-06437 | Midmark Corp | RITTER 204 |  | V1665740 | CAHF - (SL) - SUGAR LAND (MP2) | MHHS - Heart Failure Clinics |  | Table, Exam |  | 129-06437 | 129-06437 | Sugar Land | MHHS-Others | CAHF - (SL) - SUGAR LAND (MP2) | Exam 5 | 10/1/17 |  |  |  | TABLES, EXAMINATION/TREATMENT | Table, Exam | TABLEEXAM-Midmark Corp-Ritter 204-002 | TABLEEXAM | Ritter 204-002 |  |  |  | Midmark Corp | Table, Exam |  | TABLEEXAM-Midmark Corp-Ritter 204-002 |  | 10/1/20 |  |  | Not Covered Vendor Only - Biomedical | MHHS - Heart Failure Clinics | [8 empty] | TABLEEXAM | Table, Exam | Midmark Corp
NO | YES |  |  |  | 129-06438 | 129-06438 | Midmark Corp | RITTER 204 |  | V1665730 | CAHF - (SL) - SUGAR LAND (MP2) | MHHS - Heart Failure Clinics |  | Table, Exam |  | 129-06438 | 129-06438 | Sugar Land | MHHS-Others | CAHF - (SL) - SUGAR LAND (MP2) | Room 4 | 10/1/17 |  |  |  | TABLES, EXAMINATION/TREATMENT | Table, Exam | TABLEEXAM-Midmark Corp-Ritter 204-002 | TABLEEXAM | Ritter 204-002 |  |  |  | Midmark Corp | Table, Exam |  | TABLEEXAM-Midmark Corp-Ritter 204-002 |  | 10/1/20 |  |  | Not Covered Vendor Only - Biomedical | MHHS - Heart Failure Clinics | [8 empty] | TABLEEXAM | Table, Exam | Midmark Corp
NO | YES |  |  |  | 129-07303 | 129-07303 | Midmark Corp | RITTER 204 |  | V1665725 | CAHF - (SL) - SUGAR LAND (MP2) | MHHS - Heart Failure Clinics |  | Table, Exam |  | 129-07303 | 129-07303 | Sugar Land | MHHS-Others | CAHF - (SL) - SUGAR LAND (MP2) | Exam 6 | 10/1/17 |  |  |  | TABLES, EXAMINATION/TREATMENT | Table, Exam | TABLEEXAM-Midmark Corp-Ritter 204-002 | TABLEEXAM | Ritter 204-002 |  |  |  | Midmark Corp | Table, Exam |  | TABLEEXAM-Midmark Corp-Ritter 204-002 |  | 10/1/20 |  |  | Not Covered Vendor Only - Biomedical | MHHS - Heart Failure Clinics | [8 empty] | TABLEEXAM | Table, Exam | Midmark Corp
NO | YES |  |  |  | 129-07304 | 129-07304 | Midmark Corp | RITTER 204 |  | V1703736 | CAHF - (SL) - SUGAR LAND (MP2) | MHHS - Heart Failure Clinics |  | Table, Exam |  | 129-07304 | 129-07304 | Sugar Land | MHHS-Others | CAHF - (SL) - SUGAR LAND (MP2) | Exam 8 | 10/1/17 |  |  |  | TABLES, EXAMINATION/TREATMENT | Table, Exam | TABLEEXAM-Midmark Corp-Ritter 204-002 | TABLEEXAM | Ritter 204-002 |  |  |  | Midmark Corp | Table, Exam |  | TABLEEXAM-Midmark Corp-Ritter 204-002 |  | 10/1/20 |  |  | Not Covered Vendor Only - Biomedical | MHHS - Heart Failure Clinics | [8 empty] | TABLEEXAM | Table, Exam | Midmark Corp
NO | YES |  |  |  | 583-00750 | 583-00750 | Midmark Corp | RITTER 204 |  | V1672522 | CAHF - (SL) - SUGAR LAND (MP2) | MHHS - Heart Failure Clinics |  | Table, Exam |  | 583-00750 | 583-00750 | Sugar Land | MHHS-Others | CAHF - (SL) - SUGAR LAND (MP2) | Exam 7 | 9/1/16 |  |  |  | TABLES, EXAMINATION/TREATMENT | Table, Exam | TABLEEXAM-Midmark Corp-Ritter 204-002 | TABLEEXAM | Ritter 204-002 |  |  |  | Midmark Corp | Table, Exam |  | TABLEEXAM-Midmark Corp-Ritter 204-002 |  | 10/1/20 |  |  | Not Covered Vendor Only - Biomedical | MHHS - Heart Failure Clinics | [8 empty] | TABLEEXAM | Table, Exam | Midmark Corp
NO | YES |  |  |  | 009-10437 | 009-10437 | Midmark Corp | RITTER 204 |  | NSN | CBC - (GH) - HOGG MIDDLE SCHOOL CLINIC | MHHS-Neighborhood Clinics |  | Table, Exam |  | 009-10437 | 009-10437 | Central & Greater Heights |  | CBC - (GH) - HOGG MIDDLE SCHOOL CLINIC |  | 07/28/2017 |  |  |  | TABLES, EXAMINATION/TREATMENT |  | TABLEEXAM-Midmark Corp-Ritter 204-002 | TABLEEXAM | Ritter 204-002 |  |  |  | Midmark Corp | Table, Exam |  | TABLEEXAM-Midmark Corp-Ritter 204-002 |  | 10/11/2020 |  |  | Not Covered Vendor Only - Biomedical | MHHS-Neighborhood Clinics
NO | YES |  |  |  | 009-10438 | 009-10438 | Midmark Corp | RITTER 204 |  | NSN | CBC - (GH) - HOGG MIDDLE SCHOOL CLINIC | MHHS-Neighborhood Clinics |  | Table, Exam |  | 009-10438 | 009-10438 | Central & Greater Heights |  | CBC - (GH) - HOGG MIDDLE SCHOOL CLINIC |  | 07/28/2017 |  |  |  | TABLES, EXAMINATION/TREATMENT |  | TABLEEXAM-Midmark Corp-Ritter 204-002 | TABLEEXAM | Ritter 204-002 |  |  |  | Midmark Corp | Table, Exam |  | TABLEEXAM-Midmark Corp-Ritter 204-002 |  | 09/09/2017 |  |  | Not Covered Vendor Only - Biomedical | MHHS-Neighborhood Clinics
NO | YES |  |  |  | 013-36447 | 013-36447 | Midmark Corp | RITTER 204 |  | V1537697 | CBC - (SW) - ALIEF CLINIC | MHHS-Neighborhood Clinics |  | Table, Exam |  | 013-36447 | 013-36447 | Southwest |  | CBC - (SW) - ALIEF CLINIC |  | 07/11/2017 |  |  |  | TABLES, EXAMINATION/TREATMENT |  | TABLEEXAM-Midmark Corp-Ritter 204-002 | TABLEEXAM | Ritter 204-002 |  |  |  | Midmark Corp | Table, Exam |  | TABLEEXAM-Midmark Corp-Ritter 204-002 |  |  |  |  | Covered PM Repair - Biomedical | MHHS-Neighborhood Clinics
NO | YES |  |  |  | 013-36448 | 013-36448 | Midmark Corp | RITTER 204 |  | V1541985 | CBC - (SW) - ALIEF CLINIC | MHHS-Neighborhood Clinics |  | Table, Exam |  | 013-36448 | 013-36448 | Southwest |  | CBC - (SW) - ALIEF CLINIC |  | 07/11/2017 |  |  |  | TABLES, EXAMINATION/TREATMENT |  | TABLEEXAM-Midmark Corp-Ritter 204-002 | TABLEEXAM | Ritter 204-002 |  |  |  | Midmark Corp | Table, Exam |  | TABLEEXAM-Midmark Corp-Ritter 204-002 |  | 10/01/2020 |  |  | Not Covered Vendor Only - Biomedical | MHHS-Neighborhood Clinics
NO | YES |  |  |  | 013-36455 | 013-36455 | Midmark Corp | RITTER 204 |  | V1537779 | CBC - (SW) - ALIEF CLINIC | MHHS-Neighborhood Clinics |  | Table, Exam |  | 013-36455 | 013-36455 | Southwest |  | CBC - (SW) - ALIEF CLINIC |  | 07/11/2017 |  |  |  | TABLES, EXAMINATION/TREATMENT |  | TABLEEXAM-Midmark Corp-Ritter 204-002 | TABLEEXAM | Ritter 204-002 |  |  |  | Midmark Corp | Table, Exam |  | TABLEEXAM-Midmark Corp-Ritter 204-002 |  | 10/01/2020 |  |  | Not Covered Vendor Only - Biomedical | MHHS-Neighborhood Clinics
NO | YES |  |  |  | 041-20246 | 041-20246 | Midmark Corp | RITTER 204 |  | V999567 | MEMORIAL CITY - TEXAS ONCOLOGY | MHHS-Mem City |  | Table, Exam |  | 041-20246 | 041-20246 | West | Memorial Hermann Medical Group Memorial City (#100) | MEMORIAL CITY - TEXAS ONCOLOGY | Suite 100 | 5/1/17 |  |  |  | TABLES, EXAMINATION/TREATMENT |  | TABLEEXAM-Midmark Corp-Ritter 204-002 | TABLEEXAM | Ritter 204-002 |  |  |  | Midmark Corp | Table, Exam |  | TABLEEXAM-Midmark Corp-Ritter 204-002 |  | 8/1/18 |  |  | Covered PM Repair - Biomedical | MHHS-Mem City
NO | YES |  |  |  | 041-20249 | 041-20249 | Midmark Corp | RITTER 204 |  | V999562 | MEMORIAL CITY - TEXAS ONCOLOGY | MHHS-Mem City |  | Table, Exam |  | 041-20249 | 041-20249 | West | Memorial Hermann Medical Group Memorial City (#100) | MEMORIAL CITY - TEXAS ONCOLOGY | Suite 100 | 5/1/17 |  |  |  | TABLES, EXAMINATION/TREATMENT |  | TABLEEXAM-Midmark Corp-Ritter 204-002 | TABLEEXAM | Ritter 204-002 |  |  |  | Midmark Corp | Table, Exam |  | TABLEEXAM-Midmark Corp-Ritter 204-002 |  | 8/1/18 |  |  | Covered PM Repair - Biomedical | MHHS-Mem City
NO | YES |  |  |  | 041-20251 | 041-20251 | Midmark Corp | RITTER 204 |  | V999577 | MEMORIAL CITY - TEXAS ONCOLOGY | MHHS-Mem City |  | Table, Exam |  | 041-20251 | 041-20251 | West | Memorial Hermann Medical Group Memorial City (#100) | MEMORIAL CITY - TEXAS ONCOLOGY | Suite 100 | 5/1/17 |  |  |  | TABLES, EXAMINATION/TREATMENT |  | TABLEEXAM-Midmark Corp-Ritter 204-002 | TABLEEXAM | Ritter 204-002 |  |  |  | Midmark Corp | Table, Exam |  | TABLEEXAM-Midmark Corp-Ritter 204-002 |  | 8/1/18 |  |  | Covered PM Repair - Biomedical | MHHS-Mem City
NO | YES |  |  |  | 041-20258 | 041-20258 | Midmark Corp | RITTER 204 |  | V999571 | MEMORIAL CITY - TEXAS ONCOLOGY | MHHS-Mem City |  | Table, Exam |  | 041-20258 | 041-20258 | West | Memorial Hermann Medical Group Memorial City (#100) | MEMORIAL CITY - TEXAS ONCOLOGY | Suite 100 | 5/1/17 |  |  |  | TABLES, EXAMINATION/TREATMENT |  | TABLEEXAM-Midmark Corp-Ritter 204-002 | TABLEEXAM | Ritter 204-002 |  |  |  | Midmark Corp | Table, Exam |  | TABLEEXAM-Midmark Corp-Ritter 204-002 |  | 8/1/18 |  |  | Covered PM Repair - Biomedical | MHHS-Mem City
NO | YES |  |  |  | 583-00901 | 583-00901 | Midmark Corp | RITTER 204 |  | V1639200 | MH MG-(KY)-Katy CCC | MHHS-MG |  | Table, Exam |  | 583-00901 | 583-00901 | Katy | MHHS-MG | MH MG-(KY)-Katy CCC | Exam 5 |  |  |  |  | TABLES, EXAMINATION/TREATMENT | Table, Exam | TABLEEXAM-Midmark Corp-Ritter 204-002 | TABLEEXAM | Ritter 204-002 |  |  |  | Midmark Corp | Table, Exam |  | TABLEEXAM-Midmark Corp-Ritter 204-002 |  | 8/1/18 |  |  | Covered PM Repair - Biomedical | MHHS-MG | [8 empty] | TABLEEXAM | Table, Exam | Midmark Corp
NO | YES |  |  |  | 583-00903 | 583-00903 | Midmark Corp | RITTER 204 |  | V1639137 | MH MG-(KY)-Katy CCC | MHHS-MG |  | Table, Exam |  | 583-00903 | 583-00903 | Katy | MHHS-MG | MH MG-(KY)-Katy CCC | Ex 7 |  |  |  |  | TABLES, EXAMINATION/TREATMENT | Table, Exam | TABLEEXAM-Midmark Corp-Ritter 204-002 | TABLEEXAM | Ritter 204-002 |  |  |  | Midmark Corp | Table, Exam |  | TABLEEXAM-Midmark Corp-Ritter 204-002 |  | 8/1/18 |  |  | Covered PM Repair - Biomedical | MHHS-MG | [8 empty] | TABLEEXAM | Table, Exam | Midmark Corp
NO | YES |  |  |  | 583-00907 | 583-00907 | Midmark Corp | RITTER 204 |  | V1639165 | MH MG-(KY)-Katy CCC | MHHS-MG |  | Table, Exam |  | 583-00907 | 583-00907 | Katy | MHHS-MG | MH MG-(KY)-Katy CCC | Ex 10 |  |  |  |  | TABLES, EXAMINATION/TREATMENT | Table, Exam | TABLEEXAM-Midmark Corp-Ritter 204-002 | TABLEEXAM | Ritter 204-002 |  |  |  | Midmark Corp | Table, Exam |  | TABLEEXAM-Midmark Corp-Ritter 204-002 |  | 8/1/18 |  |  | Covered PM Repair - Biomedical | MHHS-MG | [8 empty] | TABLEEXAM | Table, Exam | Midmark Corp
NO | YES |  |  |  | 583-01295 | 583-01295 | Midmark Corp | RITTER 204 |  | V1639148 | MH MG-(KY)-Katy CCC | MHHS-MG |  | Table, Exam |  | 583-01295 | 583-01295 | Katy | MHHS-MG | MH MG-(KY)-Katy CCC | Ex 6 | 6/1/17 |  |  |  | TABLES, EXAMINATION/TREATMENT | Table, Exam | TABLEEXAM-Midmark Corp-Ritter 204-002 | TABLEEXAM | Ritter 204-002 |  |  |  | Midmark Corp | Table, Exam |  | TABLEEXAM-Midmark Corp-Ritter 204-002 |  | 8/1/18 |  |  | Covered PM Repair - Biomedical | MHHS-MG | [8 empty] | TABLEEXAM | Table, Exam | Midmark Corp
NO | YES |  |  |  | 929-01117 | 929-01117 | Midmark Corp | RITTER 204 |  | V1639169 | MH MG-(KY)-Katy CCC | MHHS-MG |  | Table, Exam |  | 929-01117 | 929-01117 | Katy | MHHS-MG | MH MG-(KY)-Katy CCC | Exam 15 |  |  |  |  | TABLES, EXAMINATION/TREATMENT | Table, Exam | TABLEEXAM-Midmark Corp-Ritter 204-002 | TABLEEXAM | Ritter 204-002 |  |  |  | Midmark Corp | Table, Exam |  | TABLEEXAM-Midmark Corp-Ritter 204-002 |  | 8/1/18 |  |  | Covered PM Repair - Biomedical | MHHS-MG | [8 empty] | TABLEEXAM | Table, Exam | Midmark Corp
NO | YES |  |  |  | 929-01119 | 929-01119 | Midmark Corp | RITTER 204 |  | V1639178 | MH MG-(KY)-Katy CCC | MHHS-MG |  | Table, Exam |  | 929-01119 | 929-01119 | Katy | MHHS-MG | MH MG-(KY)-Katy CCC | Exam 11 |  |  |  |  | TABLES, EXAMINATION/TREATMENT | Table, Exam | TABLEEXAM-Midmark Corp-Ritter 204-002 | TABLEEXAM | Ritter 204-002 |  |  |  | Midmark Corp | Table, Exam |  | TABLEEXAM-Midmark Corp-Ritter 204-002 |  | 6/1/18 |  |  | Covered PM Repair - Biomedical | MHHS-MG | [8 empty] | TABLEEXAM | Table, Exam | Midmark Corp
NO | YES |  |  |  | 929-01121 | 929-01121 | Midmark Corp | RITTER 204 |  | V1639194 | MH MG-(KY)-Katy CCC | MHHS-MG |  | Table, Exam |  | 929-01121 | 929-01121 | Katy | MHHS-MG | MH MG-(KY)-Katy CCC | Exam 9 |  |  |  |  | TABLES, EXAMINATION/TREATMENT | Table, Exam | TABLEEXAM-Midmark Corp-Ritter 204-002 | TABLEEXAM | Ritter 204-002 |  |  |  | Midmark Corp | Table, Exam |  | TABLEEXAM-Midmark Corp-Ritter 204-002 |  | 7/31/17 |  |  | Covered PM Repair - Biomedical | MHHS-MG | [8 empty] | TABLEEXAM | Table, Exam | Midmark Corp
NO | YES |  |  |  | 929-01123 | 929-01123 | Midmark Corp | RITTER 204 |  | V1639198 | MH MG-(KY)-Katy CCC | MHHS-MG |  | Table, Exam |  | 929-01123 | 929-01123 | Katy | MHHS-MG | MH MG-(KY)-Katy CCC | Exam 8 |  |  |  |  | TABLES, EXAMINATION/TREATMENT | Table, Exam | TABLEEXAM-Midmark Corp-Ritter 204-002 | TABLEEXAM | Ritter 204-002 |  |  |  | Midmark Corp | Table, Exam |  | TABLEEXAM-Midmark Corp-Ritter 204-002 |  | 8/1/17 |  |  | Covered PM Repair - Biomedical | MHHS-MG | [8 empty] | TABLEEXAM | Table, Exam | Midmark Corp
NO | YES |  |  |  | 929-01125 | 929-01125 | Midmark Corp | RITTER 204 |  | V1639184 | MH MG-(KY)-Katy CCC | MHHS-MG |  | Table, Exam |  | 929-01125 | 929-01125 | Katy | MHHS-MG | MH MG-(KY)-Katy CCC | Ex 4 |  |  |  |  | TABLES, EXAMINATION/TREATMENT | Table, Exam | TABLEEXAM-Midmark Corp-Ritter 204-002 | TABLEEXAM | Ritter 204-002 |  |  |  | Midmark Corp | Table, Exam |  | TABLEEXAM-Midmark Corp-Ritter 204-002 |  | 8/1/17 |  |  | Covered PM Repair - Biomedical | MHHS-MG | [8 empty] | TABLEEXAM | Table, Exam | Midmark Corp
NO | YES |  |  |  | 929-01129 | 929-01129 | Midmark Corp | RITTER 204 |  | V1639182 | MH MG-(KY)-Katy CCC | MHHS-MG |  | Table, Exam |  | 929-01129 | 929-01129 | Katy | MHHS-MG | MH MG-(KY)-Katy CCC | Ex 2 |  |  |  |  | TABLES, EXAMINATION/TREATMENT | Table, Exam | TABLEEXAM-Midmark Corp-Ritter 204-002 | TABLEEXAM | Ritter 204-002 |  |  |  | Midmark Corp | Table, Exam |  | TABLEEXAM-Midmark Corp-Ritter 204-002 |  | 8/1/17 |  |  | Covered PM Repair - Biomedical | MHHS-MG | [8 empty] | TABLEEXAM | Table, Exam | Midmark Corp
NO | YES |  |  |  | 929-01131 | 929-01131 | Midmark Corp | RITTER 204 |  | V1639175 | MH MG-(KY)-Katy CCC | MHHS-MG |  | Table, Exam |  | 929-01131 | 929-01131 | Katy | MHHS-MG | MH MG-(KY)-Katy CCC | Ex 1 |  |  |  |  | TABLES, EXAMINATION/TREATMENT | Table, Exam | TABLEEXAM-Midmark Corp-Ritter 204-002 | TABLEEXAM | Ritter 204-002 |  |  |  | Midmark Corp | Table, Exam |  | TABLEEXAM-Midmark Corp-Ritter 204-002 |  | 8/1/17 |  |  | Covered PM Repair - Biomedical | MHHS-MG | [8 empty] | TABLEEXAM | Table, Exam | Midmark Corp
NO | YES |  |  |  | 929-01134 | 929-01134 | Midmark Corp | RITTER 204 |  | V1639158 | MH MG-(KY)-Katy CCC | MHHS-MG |  | Table, Exam |  | 929-01134 | 929-01134 | Katy | MHHS-MG | MH MG-(KY)-Katy CCC | Exam 13 |  |  |  |  | TABLES, EXAMINATION/TREATMENT | Table, Exam | TABLEEXAM-Midmark Corp-Ritter 204-002 | TABLEEXAM | Ritter 204-002 |  |  |  | Midmark Corp | Table, Exam |  | TABLEEXAM-Midmark Corp-Ritter 204-002 |  | 5/1/17 |  |  | Covered PM Repair - Biomedical | MHHS-MG | [8 empty] | TABLEEXAM | Table, Exam | Midmark Corp
NO | YES |  |  |  | 929-01136 | 929-01136 | Midmark Corp | RITTER 204 |  | V1639162 | MH MG-(KY)-Katy CCC | MHHS-MG |  | Table, Exam |  | 929-01136 | 929-01136 | Katy | MHHS-MG | MH MG-(KY)-Katy CCC | Ex 14 |  |  |  |  | TABLES, EXAMINATION/TREATMENT | Table, Exam | TABLEEXAM-Midmark Corp-Ritter 204-002 | TABLEEXAM | Ritter 204-002 |  |  |  | Midmark Corp | Table, Exam |  | TABLEEXAM-Midmark Corp-Ritter 204-002 |  | 5/1/17 |  |  | Covered PM Repair - Biomedical | MHHS-MG | [8 empty] | TABLEEXAM | Table, Exam | Midmark Corp
NO | YES |  |  |  | 583-00791 | 583-00791 | Midmark Corp | RITTER 204 |  | V432142 |  | MHHS-MG |  | Table, Exam |  | 583-00791 | 583-00791 | Katy | Memorial Hermann Neighborhood Health Center - Northeast (#280) |  | Room 4 | 4/1/16 |  |  |  | TABLES, EXAMINATION/TREATMENT | Table, Exam | TABLEEXAM-Midmark Corp-Ritter 204-002 | TABLEEXAM | Ritter 204-002 |  |  |  | Midmark Corp | Table, Exam |  | TABLEEXAM-Midmark Corp-Ritter 204-002 |  | 5/1/17 |  |  | Covered PM Repair - Biomedical | MHHS-MG | [8 empty] | TABLEEXAM | Table, Exam | Midmark Corp
NO | YES |  |  |  | 583-00927 | 583-00927 | Midmark Corp | RITTER 204 |  | V1842716 | MH MG-(KY)-OCC Health Center (Mp1) | MHHS-MG |  | Table, Exam |  | 583-00927 | 583-00927 | Katy | MHHS-MG | MH MG-(KY)-OCC Health Center (Mp1) | Exam 1 | 1/1/19 |  |  | One time safety | TABLES, EXAMINATION/TREATMENT | Table, Exam | TABLEEXAM-Midmark Corp-Ritter 204-002 | TABLEEXAM | Ritter 204-002 |  |  |  | Midmark Corp | Table, Exam |  | TABLEEXAM-Midmark Corp-Ritter 204-002 |  | 5/1/17 |  |  | Covered PM Repair - Biomedical | MHHS-MG | [8 empty] | TABLEEXAM | Table, Exam | Midmark Corp
NO | YES |  |  |  | 583-00929 | 583-00929 | Midmark Corp | RITTER 204 |  | V1842718 | Katy-Med/Surg 5th Floor | MHHS-MG |  | Table, Exam |  | 583-00929 | 583-00929 | Katy | MHHS-Katy | Katy-Med/Surg 5th Floor | Occupational Medicine | 1/1/19 | 1/1/20 |  |  | TABLES, EXAMINATION/TREATMENT | Table, Exam | TABLEEXAM-Midmark Corp-Ritter 204-002 | TABLEEXAM | Ritter 204-002 |  |  |  | Midmark Corp | Table, Exam |  | TABLEEXAM-Midmark Corp-Ritter 204-002 |  | 5/1/17 |  |  | Covered PM Repair - Biomedical | MHHS-MG | [8 empty] | TABLEEXAM | Table, Exam | Midmark Corp
NO | YES |  |  |  | 583-00931 | 583-00931 | Midmark Corp | RITTER 204 |  | V1842706 | MH MG-(KY)-OCC Health Center (Mp1) | MHHS-MG |  | Table, Exam |  | 583-00931 | 583-00931 | Katy | MHHS-MG | MH MG-(KY)-OCC Health Center (Mp1) | Exam 3 | 1/1/19 |  |  | One time safety | TABLES, EXAMINATION/TREATMENT | Table, Exam | TABLEEXAM-Midmark Corp-Ritter 204-002 | TABLEEXAM | Ritter 204-002 |  |  |  | Midmark Corp | Table, Exam |  | TABLEEXAM-Midmark Corp-Ritter 204-002 |  | 5/1/17 |  |  | Covered PM Repair - Biomedical | MHHS-MG | [8 empty] | TABLEEXAM | Table, Exam | Midmark Corp
NO | YES |  |  |  | 583-00933 | 583-00933 | Midmark Corp | RITTER 204 |  | V1842925 | Katy-Med/Surg 5th Floor | MHHS-MG |  | Table, Exam |  | 583-00933 | 583-00933 | Katy | MHHS-Katy | Katy-Med/Surg 5th Floor | Occupational Medicine | 1/1/19 | 1/1/20 |  |  | TABLES, EXAMINATION/TREATMENT | Table, Exam | TABLEEXAM-Midmark Corp-Ritter 204-002 | TABLEEXAM | Ritter 204-002 |  |  |  | Midmark Corp | Table, Exam |  | TABLEEXAM-Midmark Corp-Ritter 204-002 |  | 5/1/17 |  |  | Covered PM Repair - Biomedical | MHHS-MG | [8 empty] | TABLEEXAM | Table, Exam | Midmark Corp
NO | YES |  |  |  | 129-04681 | 129-04681 | Midmark Corp | RITTER 204 |  | V1130781 | CBC - (STX) - TERRY HIGH SCHOOL | MHHS-Neighborhood Clinics |  | Table, Exam |  | 129-04681 | 129-04681 | South |  | CBC - (STX) - TERRY HIGH SCHOOL |  | 03/24/2017 |  |  |  | TABLES, EXAMINATION/TREATMENT |  | TABLEEXAM-Midmark Corp-Ritter 204-002 | TABLEEXAM | Ritter 204-002 |  |  |  | Midmark Corp | Table, Exam |  | TABLEEXAM-Midmark Corp-Ritter 204-002 |  | 10/11/2020 |  |  | Not Covered Vendor Only - Lab Ana/Anes | MHHS-Neighborhood Clinics
NO | YES |  |  |  | 129-04687 | 129-04687 | Midmark Corp | RITTER 204 |  | V1130775 | CBC - (STX) - TERRY HIGH SCHOOL | MHHS-Neighborhood Clinics |  | Table, Exam |  | 129-04687 | 129-04687 | South |  | CBC - (STX) - TERRY HIGH SCHOOL |  | 03/24/2017 |  |  |  | TABLES, EXAMINATION/TREATMENT |  | TABLEEXAM-Midmark Corp-Ritter 204-002 | TABLEEXAM | Ritter 204-002 |  |  |  | Midmark Corp | Table, Exam |  | TABLEEXAM-Midmark Corp-Ritter 204-002 |  | 10/11/2020 |  |  | Not Covered Vendor Only - Lab Ana/Anes | MHHS-Neighborhood Clinics
NO | YES |  |  |  | 129-04695 | 129-04695 | Midmark Corp | RITTER 204 |  | V1130779 | CBC - (STX) - TERRY HIGH SCHOOL | MHHS-Neighborhood Clinics |  | Table, Exam |  | 129-04695 | 129-04695 | South |  | CBC - (STX) - TERRY HIGH SCHOOL |  | 03/24/2017 |  |  |  | TABLES, EXAMINATION/TREATMENT |  | TABLEEXAM-Midmark Corp-Ritter 204-002 | TABLEEXAM | Ritter 204-002 |  |  |  | Midmark Corp | Table, Exam |  | TABLEEXAM-Midmark Corp-Ritter 204-002 |  | 05/01/2017 |  |  | Covered PM Repair - Biomedical | MHHS-Neighborhood Clinics
NO | YES |  |  |  | 041-17513 | 041-17513 | Midmark Corp | RITTER 204 |  | V1386250 | MH MG - (MC) - MC EXEC HEALTH (MHT) | MHHS-MG |  | Table, Exam |  | 041-17513 | 041-17513 | West | Memorial Hermann Memorial City Medical Center | MH MG - (MC) - MC EXEC HEALTH (MHT) | [5 empty] | TABLES, EXAMINATION/TREATMENT |  | TABLEEXAM-Midmark Corp-Ritter 204-002 | TABLEEXAM | Ritter 204-002 |  |  |  | Midmark Corp | Table, Exam |  | TABLEEXAM-Midmark Corp-Ritter 204-002 |  | 7/31/17 |  |  | Covered PM Repair - Biomedical | MHHS-MG
NO | YES |  |  |  | 041-17515 | 041-17515 | Midmark Corp | RITTER 204 |  | V1387664 | Tower 3. Suite 30 | MHHS-MG |  | Table, Exam |  | 041-17515 | 041-17515 | Greater heights | Memorial Hermann Hospital | Tower 3. Suite 30 | Room 6 | 2/1/17 |  | 2/1/18 |  | TABLES, EXAMINATION/TREATMENT | Table, Exam | TABLEEXAM-Midmark Corp-Ritter 204-002 | TABLEEXAM | Ritter 204-002 |  |  |  | Midmark Corp | Table, Exam |  | TABLEEXAM-Midmark Corp-Ritter 204-002 |  | 5/1/17 |  |  | Covered PM Repair - Biomedical | MHHS-MG | [8 empty] | TABLEEXAM | Table, Exam | Midmark Corp
NO | YES |  |  |  | 041-17519 | 041-17519 | Midmark Corp | RITTER 204 |  | V1386265 | Tower 3. Suite 30 | MHHS-MG |  | Table, Exam |  | 041-17519 | 041-17519 | Greater heights | Memorial Hermann Hospital | Tower 3. Suite 30 | Room 10 | 2/1/17 |  | 2/1/18 |  | TABLES, EXAMINATION/TREATMENT | Table, Exam | TABLEEXAM-Midmark Corp-Ritter 204-002 | TABLEEXAM | Ritter 204-002 |  |  |  | Midmark Corp | Table, Exam |  | TABLEEXAM-Midmark Corp-Ritter 204-002 |  | 3/1/17 |  |  | Covered PM Repair - Biomedical | MHHS-MG | [8 empty] | TABLEEXAM | Table, Exam | Midmark Corp
NO | YES |  |  |  | 041-17525 | 041-17525 | Midmark Corp | RITTER 204 |  | V1334343 | MH MG - (MC) - MC EXEC HEALTH (MHT) | MHHS-MG |  | Table, Exam |  | 041-17525 | 041-17525 | West | Memorial Hermann Memorial City Medical Center | MH MG - (MC) - MC EXEC HEALTH (MHT) | MH MG - (MC) - MC EXEC HEALTH (MHT) Exam Room 2 |  |  |  |  | TABLES, EXAMINATION/TREATMENT |  | TABLEEXAM-Midmark Corp-Ritter 204-002 | TABLEEXAM | Ritter 204-002 |  |  |  | Midmark Corp | Table, Exam |  | TABLEEXAM-Midmark Corp-Ritter 204-002 |  |  |  |  | Covered PM Repair - Biomedical | MHHS-MG
NO | YES |  |  |  | 017-01364 | 017-01364 | Midmark Corp | RITTER 204 |  | V1881489 | MH MG-(NE)-Kingwood CCC-Timeshare | MHHS-MG |  | Table, Exam |  | 017-01364 | 017-01364 | Katy | MHHS-MG | MH MG-(NE)-Kingwood CCC-Timeshare | Ex 1 |  |  |  |  | TABLES, EXAMINATION/TREATMENT | Table, Exam | TABLEEXAM-Midmark Corp-Ritter 204-002 | TABLEEXAM | Ritter 204-002 |  |  |  | Midmark Corp | Table, Exam |  | TABLEEXAM-Midmark Corp-Ritter 204-002 |  |  |  |  | Covered PM Repair - Biomedical | MHHS-MG | [8 empty] | TABLEEXAM | Table, Exam | Midmark Corp
NO | YES |  |  |  | 017-01365 | 017-01365 | Midmark Corp | RITTER 204 |  | V1881482 | MH MG-(NE)-Kingwood CCC-Timeshare | MHHS-MG |  | Table, Exam |  | 017-01365 | 017-01365 | Katy | MHHS-MG | MH MG-(NE)-Kingwood CCC-Timeshare | Ex 2 |  |  |  |  | TABLES, EXAMINATION/TREATMENT | Table, Exam | TABLEEXAM-Midmark Corp-Ritter 204-002 | TABLEEXAM | Ritter 204-002 |  |  |  | Midmark Corp | Table, Exam |  | TABLEEXAM-Midmark Corp-Ritter 204-002 |  |  |  |  | Not Covered Vendor Only - Biomedical | MHHS-MG | [8 empty] | TABLEEXAM | Table, Exam | Midmark Corp
NO | YES |  |  |  | 017-01366 | 017-01366 | Midmark Corp | RITTER 204 |  | V1881598 | MH MG-(NE)-Kingwood CCC-Timeshare | MHHS-MG |  | Table, Exam |  | 017-01366 | 017-01366 | Katy | MHHS-MG | MH MG-(NE)-Kingwood CCC-Timeshare | Ex 2 |  |  |  |  | TABLES, EXAMINATION/TREATMENT | Table, Exam | TABLEEXAM-Midmark Corp-Ritter 204-002 | TABLEEXAM | Ritter 204-002 |  |  |  | Midmark Corp | Table, Exam |  | TABLEEXAM-Midmark Corp-Ritter 204-002 |  |  |  |  | Not Covered Vendor Only - Biomedical | MHHS-MG | [8 empty] | TABLEEXAM | Table, Exam | Midmark Corp
NO | YES |  |  |  | 017-01367 | 017-01367 | Midmark Corp | RITTER 204 |  | V1881583 | MH MG-(NE)-Kingwood CCC-Timeshare | MHHS-MG |  | Table, Exam |  | 017-01367 | 017-01367 | Katy | MHHS-MG | MH MG-(NE)-Kingwood CCC-Timeshare | Exam 4 |  |  |  |  | TABLES, EXAMINATION/TREATMENT | Table, Exam | TABLEEXAM-Midmark Corp-Ritter 204-002 | TABLEEXAM | Ritter 204-002 |  |  |  | Midmark Corp | Table, Exam |  | TABLEEXAM-Midmark Corp-Ritter 204-002 |  | 3/1/19 |  |  | Covered PM Repair - Biomedical | MHHS-MG | [8 empty] | TABLEEXAM | Table, Exam | Midmark Corp
NO | YES |  |  |  | 017-01368 | 017-01368 | Midmark Corp | RITTER 204 |  | V1881576 | MH MG-(NE)-Kingwood CCC-Timeshare | MHHS-MG |  | Table, Exam |  | 017-01368 | 017-01368 | Katy | MHHS-MG | MH MG-(NE)-Kingwood CCC-Timeshare | Exam 5 |  |  |  |  | TABLES, EXAMINATION/TREATMENT | Table, Exam | TABLEEXAM-Midmark Corp-Ritter 204-002 | TABLEEXAM | Ritter 204-002 |  |  |  | Midmark Corp | Table, Exam |  | TABLEEXAM-Midmark Corp-Ritter 204-002 |  |  |  |  | Not Covered Vendor Only - Lab Ana/Anes | MHHS-MG | [8 empty] | TABLEEXAM | Table, Exam | Midmark Corp
NO | YES |  |  |  | 017-01369 | 017-01369 | Midmark Corp | RITTER 204 |  | V1881567 | MH MG-(NE)-Kingwood CCC-Timeshare | MHHS-MG |  | Table, Exam |  | 017-01369 | 017-01369 | Katy | MHHS-MG | MH MG-(NE)-Kingwood CCC-Timeshare | Exam 6 |  |  |  |  | TABLES, EXAMINATION/TREATMENT | Table, Exam | TABLEEXAM-Midmark Corp-Ritter 204-002 | TABLEEXAM | Ritter 204-002 |  |  |  | Midmark Corp | Table, Exam |  | TABLEEXAM-Midmark Corp-Ritter 204-002 |  | 5/1/20 |  |  | Not Covered Vendor Only - Biomedical | MHHS-MG | [8 empty] | TABLEEXAM | Table, Exam | Midmark Corp
NO | YES |  |  |  | 017-01370 | 017-01370 | Midmark Corp | RITTER 204 |  | V1881484 | MH MG-(NE)-Kingwood CCC-Timeshare | MHHS-MG |  | Table, Exam |  | 017-01370 | 017-01370 | Katy | MHHS-MG | MH MG-(NE)-Kingwood CCC-Timeshare | Exam 7 |  |  |  |  | TABLES, EXAMINATION/TREATMENT | Table, Exam | TABLEEXAM-Midmark Corp-Ritter 204-002 | TABLEEXAM | Ritter 204-002 |  |  |  | Midmark Corp | Table, Exam |  | TABLEEXAM-Midmark Corp-Ritter 204-002 |  |  |  |  | Covered PM Repair - Biomedical | MHHS-MG | [8 empty] | TABLEEXAM | Table, Exam | Midmark Corp
NO | YES |  |  |  | 017-01371 | 017-01371 | Midmark Corp | RITTER 204 |  | V1881558 | MH MG-(NE)-Kingwood CCC-Timeshare | MHHS-MG |  | Table, Exam |  | 017-01371 | 017-01371 | Katy | MHHS-MG | MH MG-(NE)-Kingwood CCC-Timeshare | Exam 8 |  |  |  |  | TABLES, EXAMINATION/TREATMENT | Table, Exam | TABLEEXAM-Midmark Corp-Ritter 204-002 | TABLEEXAM | Ritter 204-002 |  |  |  | Midmark Corp | Table, Exam |  | TABLEEXAM-Midmark Corp-Ritter 204-002 |  | 7/12/14 |  |  | Covered PM Repair - Biomedical | MHHS-MG | [8 empty] | TABLEEXAM | Table, Exam | Midmark Corp
NO | YES |  |  |  | 929-01203 | 929-01203 | Midmark Corp | RITTER 204 |  | V1664955 | MH MG-(NE)-Kingwood Ob/Gyn | MHHS-MG |  | Table, Exam |  | 929-01203 | 929-01203 | Katy | MHHS-MG | MH MG-(NE)-Kingwood Ob/Gyn | Exam 4 | 2/1/19 |  |  |  | TABLES, EXAMINATION/TREATMENT | Table, Exam | TABLEEXAM-Midmark Corp-Ritter 204-002 | TABLEEXAM | Ritter 204-002 |  |  |  | Midmark Corp | Table, Exam |  | TABLEEXAM-Midmark Corp-Ritter 204-002 |  | 4/13/17 |  |  | Covered PM Repair - Biomedical | MHHS-MG | [8 empty] | TABLEEXAM | Table, Exam | Midmark Corp
NO | YES |  |  |  | 929-01205 | 929-01205 | Midmark Corp | RITTER 204 |  | V1664947 | MH MG-(NE)-Kingwood Ob/Gyn | MHHS-MG |  | Table, Exam |  | 929-01205 | 929-01205 | Katy | MHHS-MG | MH MG-(NE)-Kingwood Ob/Gyn | Room 9 | 2/1/19 |  |  |  | TABLES, EXAMINATION/TREATMENT | Table, Exam | TABLEEXAM-Midmark Corp-Ritter 204-002 | TABLEEXAM | Ritter 204-002 |  |  |  | Midmark Corp | Table, Exam |  | TABLEEXAM-Midmark Corp-Ritter 204-002 |  |  |  |  | Covered PM Repair - Biomedical | MHHS-MG | [8 empty] | TABLEEXAM | Table, Exam | Midmark Corp
NO | YES |  |  |  | 142-05879 | 142-05879 | Midmark Corp | RITTER 204 |  | V926479 | MH MG-(NE)-Summer Creek CCC | MHHS-MG |  | Table, Exam |  | 142-05879 | 142-05879 | Katy | MHHS-MG | MH MG-(NE)-Summer Creek CCC | Exam 1 | 12/1/16 |  |  | No pm required | TABLES, EXAMINATION/TREATMENT | Table, Exam | TABLEEXAM-Midmark Corp-Ritter 204-002 | TABLEEXAM | Ritter 204-002 |  |  |  | Midmark Corp | Table, Exam |  | TABLEEXAM-Midmark Corp-Ritter 204-002 |  | 4/13/17 |  |  | Covered PM Repair - Biomedical | MHHS-MG | [8 empty] | TABLEEXAM | Table, Exam | Midmark Corp
NO | YES |  |  |  | 129-06539 | 129-06539 | Midmark Corp | RITTER 204 |  | V1721166 | MH MG-(SL)-Physicians At Sugar Creek | MHHS-MG |  | Table, Exam |  | 129-06539 | 129-06539 | Sugar Land | MHHS-MG | MH MG-(SL)-Physicians At Sugar Creek | Room NE.8 | 2/1/17 |  |  |  | TABLES, EXAMINATION/TREATMENT | Table, Exam | TABLEEXAM-Midmark Corp-Ritter 204-002 | TABLEEXAM | Ritter 204-002 |  |  |  | Midmark Corp | Table, Exam |  | TABLEEXAM-Midmark Corp-Ritter 204-002 |  |  |  |  | Covered PM Repair - Biomedical | MHHS-MG | [8 empty] | TABLEEXAM | Table, Exam | Midmark Corp
NO | YES |  |  |  | 129-06601 | 129-06601 | Midmark Corp | RITTER 204 |  | V1721177 | MH MG-(SL)-Physicians At Sugar Creek | MHHS-MG |  | Table, Exam |  | 129-06601 | 129-06601 | Sugar Land | MHHS-MG | MH MG-(SL)-Physicians At Sugar Creek | Room NE.1 | 11/1/17 |  |  |  | TABLES, EXAMINATION/TREATMENT | Table, Exam | TABLEEXAM-Midmark Corp-Ritter 204-002 | TABLEEXAM | Ritter 204-002 |  |  |  | Midmark Corp | Table, Exam |  | TABLEEXAM-Midmark Corp-Ritter 204-002 |  | 7/12/14 |  |  | Covered PM Repair - Biomedical | MHHS-MG | [8 empty] | TABLEEXAM | Table, Exam | Midmark Corp
NO | YES |  |  |  | 129-06602 | 129-06602 | Midmark Corp | RITTER 204 |  | V1721147 | MH MG-(SL)-Physicians At Sugar Creek | MHHS-MG |  | Table, Exam |  | 129-06602 | 129-06602 | Sugar Land | MHHS-MG | MH MG-(SL)-Physicians At Sugar Creek | Exam 4 | 2/1/17 |  |  |  | TABLES, EXAMINATION/TREATMENT | Table, Exam | TABLEEXAM-Midmark Corp-Ritter 204-002 | TABLEEXAM | Ritter 204-002 |  |  |  | Midmark Corp | Table, Exam |  | TABLEEXAM-Midmark Corp-Ritter 204-002 |  |  |  |  | Covered PM Repair - Biomedical | MHHS-MG | [8 empty] | TABLEEXAM | Table, Exam | Midmark Corp
NO | YES |  |  |  | 129-02432 | 129-02432 | Midmark Corp | RITTER 204 |  | V1421358 | MH MG-(SL)-Sugar Land Multi-Specialty (Mp1) | MHHS-MG |  | Table, Exam |  | 129-02432 | 129-02432 | Sugar Land | MHHS-MG | MH MG-(SL)-Sugar Land Multi-Specialty (Mp1) | Exam 18 | 4/1/17 |  |  | No pm required | TABLES, EXAMINATION/TREATMENT | Table, Exam | TABLEEXAM-Midmark Corp-Ritter 204-002 | TABLEEXAM | Ritter 204-002 |  |  |  | Midmark Corp | Table, Exam |  | TABLEEXAM-Midmark Corp-Ritter 204-002 |  | 7/12/14 |  |  | Covered PM Repair - Biomedical | MHHS-MG | [8 empty] | TABLEEXAM | Table, Exam | Midmark Corp
NO | YES |  |  |  | 129-02842 | 129-02842 | Midmark Corp | RITTER 204 |  | V1241364 | MH MG-(SL)-Sugar Land Multi-Specialty (Mp1) | MHHS-MG |  | Table, Exam |  | 129-02842 | 129-02842 | Sugar Land | MHHS-MG | MH MG-(SL)-Sugar Land Multi-Specialty (Mp1) | Exam 15 | 4/1/17 |  | 4/1/18 |  | TABLES, EXAMINATION/TREATMENT | Table, Exam | TABLEEXAM-Midmark Corp-Ritter 204-002 | TABLEEXAM | Ritter 204-002 |  |  |  | Midmark Corp | Table, Exam |  | TABLEEXAM-Midmark Corp-Ritter 204-002 |  | 7/12/14 |  |  | Covered PM Repair - Biomedical | MHHS-MG | [8 empty] | TABLEEXAM | Table, Exam | Midmark Corp
NO | YES |  |  |  | 129-02860 | 129-02860 | Midmark Corp | RITTER 204 |  | V1421368 | MH MG-(SL)-Sugar Land Multi-Specialty (Mp1) | MHHS-MG |  | Table, Exam |  | 129-02860 | 129-02860 | Sugar Land | MHHS-MG | MH MG-(SL)-Sugar Land Multi-Specialty (Mp1) | Room 11 | 4/1/17 |  |  |  | TABLES, EXAMINATION/TREATMENT | Table, Exam | TABLEEXAM-Midmark Corp-Ritter 204-002 | TABLEEXAM | Ritter 204-002 |  |  |  | Midmark Corp | Table, Exam |  | TABLEEXAM-Midmark Corp-Ritter 204-002 |  | 7/12/14 |  |  | Covered PM Repair - Biomedical | MHHS-MG | [8 empty] | TABLEEXAM | Table, Exam | Midmark Corp
NO | YES |  |  |  | 129-04875 | 129-04875 | Midmark Corp | RITTER 204 |  | V1421367 | MH MG-(SL)-Sugar Land Multi-Specialty (Mp1) | MHHS-MG |  | Table, Exam |  | 129-04875 | 129-04875 | Sugar Land | MHHS-MG | MH MG-(SL)-Sugar Land Multi-Specialty (Mp1) | Exam 16 | 4/1/17 |  |  | No pm required | TABLES, EXAMINATION/TREATMENT | Table, Exam | TABLEEXAM-Midmark Corp-Ritter 204-002 | TABLEEXAM | Ritter 204-002 |  |  |  | Midmark Corp | Table, Exam |  | TABLEEXAM-Midmark Corp-Ritter 204-002 |  |  |  |  | Covered PM Repair - Biomedical | MHHS-MG | [8 empty] | TABLEEXAM | Table, Exam | Midmark Corp
NO | YES |  |  |  | 129-06376 | 129-06376 | Midmark Corp | RITTER 204 |  | V1529194 | MH MG-(SL)-Sugar Land Multi-Specialty (Mp1) | MHHS-MG |  | Table, Exam |  | 129-06376 | 129-06376 | Sugar Land | MHHS-MG | MH MG-(SL)-Sugar Land Multi-Specialty (Mp1) | Exam 13 | 4/1/17 |  | 4/1/18 |  | TABLES, EXAMINATION/TREATMENT | Table, Exam | TABLEEXAM-Midmark Corp-Ritter 204-002 | TABLEEXAM | Ritter 204-002 |  |  |  | Midmark Corp | Table, Exam |  | TABLEEXAM-Midmark Corp-Ritter 204-002 |  |  |  |  | Covered PM Repair - Biomedical | MHHS-MG | [8 empty] | TABLEEXAM | Table, Exam | Midmark Corp
NO | YES |  |  |  | 129-06380 | 129-06380 | Midmark Corp | RITTER 204 |  | V1529195 | MH MG-(SL)-Sugar Land Multi-Specialty (Mp1) | MHHS-MG |  | Table, Exam |  | 129-06380 | 129-06380 | Sugar Land | MHHS-MG | MH MG-(SL)-Sugar Land Multi-Specialty (Mp1) | Exam 13 | 4/1/17 |  | 4/1/18 |  | TABLES, EXAMINATION/TREATMENT | Table, Exam | TABLEEXAM-Midmark Corp-Ritter 204-002 | TABLEEXAM | Ritter 204-002 |  |  |  | Midmark Corp | Table, Exam |  | TABLEEXAM-Midmark Corp-Ritter 204-002 |  | 4/13/17 |  |  | Covered PM Repair - Biomedical | MHHS-MG | [8 empty] | TABLEEXAM | Table, Exam | Midmark Corp
NO | YES |  |  |  | 129-06382 | 129-06382 | Midmark Corp | RITTER 204 |  | V1529202 | MH MG-(SL)-Sugar Land Multi-Specialty (Mp1) | MHHS-MG |  | Table, Exam |  | 129-06382 | 129-06382 | Sugar Land | MHHS-MG | MH MG-(SL)-Sugar Land Multi-Specialty (Mp1) | Exam 18 | 4/1/17 |  | 4/1/18 |  | TABLES, EXAMINATION/TREATMENT | Table, Exam | TABLEEXAM-Midmark Corp-Ritter 204-002 | TABLEEXAM | Ritter 204-002 |  |  |  | Midmark Corp | Table, Exam |  | TABLEEXAM-Midmark Corp-Ritter 204-002 |  | 4/13/17 |  |  | Covered PM Repair - Biomedical | MHHS-MG | [8 empty] | TABLEEXAM | Table, Exam | Midmark Corp
NO | YES |  |  |  | 129-06748 | 129-06748 | Midmark Corp | RITTER 204 |  | V1731216 | MH MG-(SL)-Sugar Land Multi-Specialty (Mp1) | MHHS-MG |  | Table, Exam |  | 129-06748 | 129-06748 | Sugar Land | MHHS-MG | MH MG-(SL)-Sugar Land Multi-Specialty (Mp1) | Room 8 | 4/1/17 | 4/1/18 |  |  | TABLES, EXAMINATION/TREATMENT | Table, Exam | TABLEEXAM-Midmark Corp-Ritter 204-002 | TABLEEXAM | Ritter 204-002 |  |  |  | Midmark Corp | Table, Exam |  | TABLEEXAM-Midmark Corp-Ritter 204-002 |  | 4/13/17 |  |  | Covered PM Repair - Biomedical | MHHS-MG | [8 empty] | TABLEEXAM | Table, Exam | Midmark Corp
NO | YES |  |  |  | 129-06749 | 129-06749 | Midmark Corp | RITTER 204 |  | v1731237 | MH MG-(SL)-Sugar Land Multi-Specialty (Mp1) | MHHS-MG |  | Table, Exam |  | 129-06749 | 129-06749 | Sugar Land | MHHS-MG | MH MG-(SL)-Sugar Land Multi-Specialty (Mp1) | Exam 7 | 4/1/17 |  |  | No pm required | TABLES, EXAMINATION/TREATMENT | Table, Exam | TABLEEXAM-Midmark Corp-Ritter 204-002 | TABLEEXAM | Ritter 204-002 |  |  |  | Midmark Corp | Table, Exam |  | TABLEEXAM-Midmark Corp-Ritter 204-002 |  | 4/13/17 |  |  | Covered PM Repair - Biomedical | MHHS-MG | [8 empty] | TABLEEXAM | Table, Exam | Midmark Corp
NO | YES |  |  |  | 129-06750 | 129-06750 | Midmark Corp | RITTER 204 |  | v1731243 | MH MG-(SL)-Sugar Land Multi-Specialty (Mp1) | MHHS-MG |  | Table, Exam |  | 129-06750 | 129-06750 | Sugar Land | MHHS-MG | MH MG-(SL)-Sugar Land Multi-Specialty (Mp1) | Room 6 | 4/1/17 | 4/1/18 |  |  | TABLES, EXAMINATION/TREATMENT | Table, Exam | TABLEEXAM-Midmark Corp-Ritter 204-002 | TABLEEXAM | Ritter 204-002 |  |  |  | Midmark Corp | Table, Exam |  | TABLEEXAM-Midmark Corp-Ritter 204-002 |  | 4/13/17 |  |  | Covered PM Repair - Biomedical | MHHS-MG | [8 empty] | TABLEEXAM | Table, Exam | Midmark Corp
NO | YES |  |  |  | 129-06751 | 129-06751 | Midmark Corp | RITTER 204 |  | V1731255 | MH MG-(SL)-Sugar Land Multi-Specialty (Mp1) | MHHS-MG |  | Table, Exam |  | 129-06751 | 129-06751 | Sugar Land | MHHS-MG | MH MG-(SL)-Sugar Land Multi-Specialty (Mp1) | Room 5 | 4/1/17 | 4/1/18 |  |  | TABLES, EXAMINATION/TREATMENT | Table, Exam | TABLEEXAM-Midmark Corp-Ritter 204-002 | TABLEEXAM | Ritter 204-002 |  |  |  | Midmark Corp | Table, Exam |  | TABLEEXAM-Midmark Corp-Ritter 204-002 |  | 4/13/17 |  |  | Covered PM Repair - Biomedical | MHHS-MG | [8 empty] | TABLEEXAM | Table, Exam | Midmark Corp
NO | YES |  |  |  | 129-06752 | 129-06752 | Midmark Corp | RITTER 204 |  | v1731192 | MH MG-(SL)-Sugar Land Multi-Specialty (Mp1) | MHHS-MG |  | Table, Exam |  | 129-06752 | 129-06752 | Sugar Land | MHHS-MG | MH MG-(SL)-Sugar Land Multi-Specialty (Mp1) | Room 4 | 4/1/17 | 4/1/18 |  |  | TABLES, EXAMINATION/TREATMENT | Table, Exam | TABLEEXAM-Midmark Corp-Ritter 204-002 | TABLEEXAM | Ritter 204-002 |  |  |  | Midmark Corp | Table, Exam |  | TABLEEXAM-Midmark Corp-Ritter 204-002 |  | 4/13/17 |  |  | Covered PM Repair - Biomedical | MHHS-MG | [8 empty] | TABLEEXAM | Table, Exam | Midmark Corp
NO | YES |  |  |  | 129-06754 | 129-06754 | Midmark Corp | RITTER 204 |  | V1731206 | MH MG-(SL)-Sugar Land Multi-Specialty (Mp1) | MHHS-MG |  | Table, Exam |  | 129-06754 | 129-06754 | Sugar Land | MHHS-MG | MH MG-(SL)-Sugar Land Multi-Specialty (Mp1) | Exam 2 | 4/1/17 |  | 4/1/18 |  | TABLES, EXAMINATION/TREATMENT | Table, Exam | TABLEEXAM-Midmark Corp-Ritter 204-002 | TABLEEXAM | Ritter 204-002 |  |  |  | Midmark Corp | Table, Exam |  | TABLEEXAM-Midmark Corp-Ritter 204-002 |  | 4/13/17 |  |  | Covered PM Repair - Biomedical | MHHS-MG | [8 empty] | TABLEEXAM | Table, Exam | Midmark Corp
NO | YES |  |  |  | 129-06755 | 129-06755 | Midmark Corp | RITTER 204 |  | V1731261 | MH MG-(SL)-Sugar Land Multi-Specialty (Mp1) | MHHS-MG |  | Table, Exam |  | 129-06755 | 129-06755 | Sugar Land | MHHS-MG | MH MG-(SL)-Sugar Land Multi-Specialty (Mp1) | Room 1 | 4/1/17 | 4/1/18 |  |  | TABLES, EXAMINATION/TREATMENT | Table, Exam | TABLEEXAM-Midmark Corp-Ritter 204-002 | TABLEEXAM | Ritter 204-002 |  |  |  | Midmark Corp | Table, Exam |  | TABLEEXAM-Midmark Corp-Ritter 204-002 |  | 1/1/20 |  |  | Not Covered Vendor Only - Biomedical | MHHS-MG | [8 empty] | TABLEEXAM | Table, Exam | Midmark Corp
NO | YES |  |  |  | 129-03429 | 129-03429 | Midmark Corp | RITTER 204 |  | V274582 | MH MG-(SL)-Sugar Land Multi-Specialty (Mp1) | MHHS-MG |  | Table, Exam |  | 129-03429 | 129-03429 | Sugar Land | MHHS-MG | MH MG-(SL)-Sugar Land Multi-Specialty (Mp1) | Exam room 4 | 10/1/15 |  |  |  | TABLES, EXAMINATION/TREATMENT | Table, Exam | TABLEEXAM-Midmark Corp-Ritter 204-002 | TABLEEXAM | Ritter 204-002 |  |  |  | Midmark Corp | Table, Exam |  | TABLEEXAM-Midmark Corp-Ritter 204-002 |  |  |  |  | Covered PM Repair - Biomedical | MHHS-MG | [8 empty] | TABLEEXAM | Table, Exam | Midmark Corp
NO | YES |  |  |  | 129-03430 | 129-03430 | Midmark Corp | RITTER 204 |  | V274584 | MH MG-(SL)-Sugar Land Multi-Specialty (Mp1) | MHHS-MG |  | Table, Exam |  | 129-03430 | 129-03430 | Sugar Land | MHHS-MG | MH MG-(SL)-Sugar Land Multi-Specialty (Mp1) | Room 5 | 4/1/17 |  |  |  | TABLES, EXAMINATION/TREATMENT | Table, Exam | TABLEEXAM-Midmark Corp-Ritter 204-002 | TABLEEXAM | Ritter 204-002 |  |  |  | Midmark Corp | Table, Exam |  | TABLEEXAM-Midmark Corp-Ritter 204-002 |  | 8/1/17 |  |  | Covered PM Repair - Biomedical | MHHS-MG | [8 empty] | TABLEEXAM | Table, Exam | Midmark Corp
NO | YES |  |  |  | 129-06509 | 129-06509 | Midmark Corp | RITTER 204 |  | V595463 | MH MG-(SL)-Sugar Land Multi-Specialty (Mp1) | MHHS-MG |  | Table, Exam |  | 129-06509 | 129-06509 | Sugar Land | MHHS-MG | MH MG-(SL)-Sugar Land Multi-Specialty (Mp1) | Exam 6 | 4/1/17 |  |  |  | TABLES, EXAMINATION/TREATMENT | Table, Exam | TABLEEXAM-Midmark Corp-Ritter 204-002 | TABLEEXAM | Ritter 204-002 |  |  |  | Midmark Corp | Table, Exam |  | TABLEEXAM-Midmark Corp-Ritter 204-002 |  | 8/1/13 |  |  | Covered PM Repair - Biomedical | MHHS-MG | [8 empty] | TABLEEXAM | Table, Exam | Midmark Corp
NO | YES |  |  |  | 129-06517 | 129-06517 | Midmark Corp | RITTER 204 |  | V595466 | MH MG-(SL)-Physicians At Sugar Creek | MHHS-MG |  | Table, Exam |  | 129-06517 | 129-06517 | Sugar Land | MHHS-MG | MH MG-(SL)-Physicians At Sugar Creek | SW.10 | 11/1/18 |  |  |  | TABLES, EXAMINATION/TREATMENT | Table, Exam | TABLEEXAM-Midmark Corp-Ritter 204-002 | TABLEEXAM | Ritter 204-002 |  |  |  | Midmark Corp | Table, Exam |  | TABLEEXAM-Midmark Corp-Ritter 204-002 |  |  |  |  | Covered PM Repair - Biomedical | MHHS-MG | [8 empty] | TABLEEXAM | Table, Exam | Midmark Corp
NO | YES |  |  |  | 129-06519 | 129-06519 | Midmark Corp | RITTER 204 |  | V595420 | MH MG-(SL)-Sugar Land Multi-Specialty (Mp1) | MHHS-MG |  | Table, Exam |  | 129-06519 | 129-06519 | Sugar Land | MHHS-MG | MH MG-(SL)-Sugar Land Multi-Specialty (Mp1) | Exam 17 | 4/1/17 |  |  |  | TABLES, EXAMINATION/TREATMENT | Table, Exam | TABLEEXAM-Midmark Corp-Ritter 204-002 | TABLEEXAM | Ritter 204-002 |  |  |  | Midmark Corp | Table, Exam |  | TABLEEXAM-Midmark Corp-Ritter 204-002 |  | 3/19/19 |  |  | Covered PM Repair - Biomedical | MHHS-MG | [8 empty] | TABLEEXAM | Table, Exam | Midmark Corp
NO | YES |  |  |  | 129-06745 | 129-06745 | Midmark Corp | RITTER 204 |  | V1739843 | MH MG-(SL)-Sugar Land Multi-Specialty (Mp1) | MHHS-MG |  | Table, Exam |  | 129-06745 | 129-06745 | Sugar Land | MHHS-MG | MH MG-(SL)-Sugar Land Multi-Specialty (Mp1) | Room 16 | 4/1/17 |  |  |  | TABLES, EXAMINATION/TREATMENT | Table, Exam | TABLEEXAM-Midmark Corp-Ritter 204-002 | TABLEEXAM | Ritter 204-002 |  |  |  | Midmark Corp | Table, Exam |  | TABLEEXAM-Midmark Corp-Ritter 204-002 |  | 4/1/20 |  |  | Not Covered Vendor Only - Biomedical | MHHS-MG | [8 empty] | TABLEEXAM | Table, Exam | Midmark Corp
NO | YES |  |  |  | 129-06747 | 129-06747 | Midmark Corp | RITTER 204 |  | V1739886 | MH MG-(SL)-Sugar Land Multi-Specialty (Mp1) | MHHS-MG |  | Table, Exam |  | 129-06747 | 129-06747 | Sugar Land | MHHS-MG | MH MG-(SL)-Sugar Land Multi-Specialty (Mp1) | Room 8 | 4/1/17 |  |  |  | TABLES, EXAMINATION/TREATMENT | Table, Exam | TABLEEXAM-Midmark Corp-Ritter 204-002 | TABLEEXAM | Ritter 204-002 |  |  |  | Midmark Corp | Table, Exam |  | TABLEEXAM-Midmark Corp-Ritter 204-002 |  |  |  |  | Covered PM Repair - Biomedical | MHHS-MG | [8 empty] | TABLEEXAM | Table, Exam | Midmark Corp
NO | YES |  |  |  | 013-35546 | 013-35546 | Midmark Corp | RITTER 204 |  | BS023012 | MH MG-(STX)-South Texas-Needville | MHHS-MG |  | Table, Exam |  | 013-35546 | 013-35546 | South | MHHS-MG | MH MG-(STX)-South Texas-Needville | Ex 4 |  |  |  |  | TABLES, EXAMINATION/TREATMENT | Table, Exam | TABLEEXAM-Midmark Corp-Ritter 204-002 | TABLEEXAM | Ritter 204-002 |  |  |  | Midmark Corp | Table, Exam |  | TABLEEXAM-Midmark Corp-Ritter 204-002 |  | 3/1/20 |  |  | Not Covered Vendor Only - Biomedical | MHHS-MG | [8 empty] | TABLEEXAM | Table, Exam | Midmark Corp
NO | YES |  |  |  | 129-06541 | 129-06541 | Midmark Corp | RITTER 204 |  | V1721161 | MH MG-(STX)-South Texas-Rosenberg | MHHS-MG |  | Table, Exam |  | 129-06541 | 129-06541 | South | MHHS-MG | MH MG-(STX)-South Texas-Rosenberg | Exam Room 19 |  |  |  | ?No PM Required? sticker | TABLES, EXAMINATION/TREATMENT | Table, Exam | TABLEEXAM-Midmark Corp-Ritter 204-002 | TABLEEXAM | Ritter 204-002 |  |  |  | Midmark Corp | Table, Exam |  | TABLEEXAM-Midmark Corp-Ritter 204-002 |  | 3/1/20 |  |  | Not Covered Vendor Only - Biomedical | MHHS-MG | [8 empty] | TABLEEXAM | Table, Exam | Midmark Corp
NO | YES |  |  |  | 929-01107 | 929-01107 | Midmark Corp | RITTER 204 |  | V1284653 | MH MG-(STX)-South Texas-Rosenberg | MHHS-MG |  | Table, Exam |  | 929-01107 | 929-01107 | South | MHHS-MG | MH MG-(STX)-South Texas-Rosenberg | Exam 28 | 6/1/17 |  |  |  | TABLES, EXAMINATION/TREATMENT | Table, Exam | TABLEEXAM-Midmark Corp-Ritter 204-002 | TABLEEXAM | Ritter 204-002 |  |  |  | Midmark Corp | Table, Exam |  | TABLEEXAM-Midmark Corp-Ritter 204-002 |  | 3/1/20 |  |  | Not Covered Vendor Only - Biomedical | MHHS-MG | [8 empty] | TABLEEXAM | Table, Exam | Midmark Corp
NO | YES |  |  |  | 929-01110 | 929-01110 | Midmark Corp | RITTER 204 |  | V1284658 | MH MG-(STX)-South Texas-Rosenberg | MHHS-MG |  | Table, Exam |  | 929-01110 | 929-01110 | South | MHHS-MG | MH MG-(STX)-South Texas-Rosenberg | Exam Room 25 |  |  |  |  | TABLES, EXAMINATION/TREATMENT | Table, Exam | TABLEEXAM-Midmark Corp-Ritter 204-002 | TABLEEXAM | Ritter 204-002 |  |  |  | Midmark Corp | Table, Exam |  | TABLEEXAM-Midmark Corp-Ritter 204-002 |  | 3/1/20 |  |  | Not Covered Vendor Only - Biomedical | MHHS-MG | [8 empty] | TABLEEXAM | Table, Exam | Midmark Corp
NO | YES |  |  |  | 017-00856 | 017-00856 | Midmark Corp | RITTER 204 |  | V1459726 | MH MG-(STX)-South Texas-Wharton | MHHS-MG |  | Table, Exam |  | 017-00856 | 017-00856 | South | MHHS-MG | MH MG-(STX)-South Texas-Wharton | Exam 2 | 6/1/16 |  |  |  | TABLES, EXAMINATION/TREATMENT | Table, Exam | TABLEEXAM-Midmark Corp-Ritter 204-002 | TABLEEXAM | Ritter 204-002 |  |  |  | Midmark Corp | Table, Exam |  | TABLEEXAM-Midmark Corp-Ritter 204-002 |  | 3/1/20 |  |  | Not Covered Vendor Only - Biomedical | MHHS-MG | [8 empty] | TABLEEXAM | Table, Exam | Midmark Corp
NO | YES |  |  |  | 017-00858 | 017-00858 | Midmark Corp | RITTER 204 |  | NSN | MH MG-(STX)-South Texas-Wharton | MHHS-MG |  | Table, Exam |  | 017-00858 | 017-00858 | South | MHHS-MG | MH MG-(STX)-South Texas-Wharton | Exam 1 |  |  |  |  | TABLES, EXAMINATION/TREATMENT | Table, Exam | TABLEEXAM-Midmark Corp-Ritter 204-002 | TABLEEXAM | Ritter 204-002 |  |  |  | Midmark Corp | Table, Exam |  | TABLEEXAM-Midmark Corp-Ritter 204-002 |  | 3/1/20 |  |  | Not Covered Vendor Only - Biomedical | MHHS-MG | [8 empty] | TABLEEXAM | Table, Exam | Midmark Corp
NO | YES |  |  |  | 129-06544 | 129-06544 | Midmark Corp | RITTER 204 |  | NSN | MH MG-(STX)-South Texas-Wharton | MHHS-MG |  | Table, Exam |  | 129-06544 | 129-06544 | South | MHHS-MG | MH MG-(STX)-South Texas-Wharton | Exam 15 | 6/1/18 |  |  | Cnf sn | TABLES, EXAMINATION/TREATMENT | Table, Exam | TABLEEXAM-Midmark Corp-Ritter 204-002 | TABLEEXAM | Ritter 204-002 |  |  |  | Midmark Corp | Table, Exam |  | TABLEEXAM-Midmark Corp-Ritter 204-002 |  | 3/1/20 |  |  | Not Covered Vendor Only - Biomedical | MHHS-MG | [8 empty] | TABLEEXAM | Table, Exam | Midmark Corp
NO | YES |  |  |  | 129-06595 | 129-06595 | Midmark Corp | RITTER 204 |  | V172115 | MH MG-(STX)-South Texas-Wharton | MHHS-MG |  | Table, Exam |  | 129-06595 | 129-06595 | South | MHHS-MG | MH MG-(STX)-South Texas-Wharton | Exam 2 | 6/1/18 |  |  |  | TABLES, EXAMINATION/TREATMENT | Table, Exam | TABLEEXAM-Midmark Corp-Ritter 204-002 | TABLEEXAM | Ritter 204-002 |  |  |  | Midmark Corp | Table, Exam |  | TABLEEXAM-Midmark Corp-Ritter 204-002 |  | 8/1/18 |  |  | Covered PM Repair - Biomedical | MHHS-MG | [8 empty] | TABLEEXAM | Table, Exam | Midmark Corp
NO | YES |  |  |  | 129-06599 | 129-06599 | Midmark Corp | RITTER 204 |  | NSN | MH MG-(STX)-South Texas-Wharton | MHHS-MG |  | Table, Exam |  | 129-06599 | 129-06599 | South | MHHS-MG | MH MG-(STX)-South Texas-Wharton | Procedure room 1 | 6/1/18 | 10/1/20 |  |  | TABLES, EXAMINATION/TREATMENT | Table, Exam | TABLEEXAM-Midmark Corp-Ritter 204-002 | TABLEEXAM | Ritter 204-002 |  |  |  | Midmark Corp | Table, Exam |  | TABLEEXAM-Midmark Corp-Ritter 204-002 |  | 7/12/14 |  |  | Covered PM Repair - Biomedical | MHHS-MG | [8 empty] | TABLEEXAM | Table, Exam | Midmark Corp
NO | YES |  |  |  | 129-06600 | 129-06600 | Midmark Corp | RITTER 204 |  | V1721182 | MH MG-(STX)-South Texas-Wharton | MHHS-MG |  | Table, Exam |  | 129-06600 | 129-06600 | South | MHHS-MG | MH MG-(STX)-South Texas-Wharton | Exam 1 | 6/1/18 |  |  |  | TABLES, EXAMINATION/TREATMENT | Table, Exam | TABLEEXAM-Midmark Corp-Ritter 204-002 | TABLEEXAM | Ritter 204-002 |  |  |  | Midmark Corp | Table, Exam |  | TABLEEXAM-Midmark Corp-Ritter 204-002 |  |  |  |  | Covered PM Repair - Biomedical | MHHS-MG | [8 empty] | TABLEEXAM | Table, Exam | Midmark Corp
NO | YES |  |  |  | 013-38307 | 013-38307 | Midmark Corp | RITTER 204 |  | V278548 | MH MG-(SW)-Southwest Cardiology (Mp2) | MHHS-MG |  | Table, Exam |  | 013-38307 | 013-38307 | Southwest | MHHS-MG | MH MG-(SW)-Southwest Cardiology (Mp2) | Exam room 9 |  |  |  |  | TABLES, EXAMINATION/TREATMENT | Table, Exam | TABLEEXAM-Midmark Corp-Ritter 204-002 | TABLEEXAM | Ritter 204-002 |  |  |  | Midmark Corp | Table, Exam |  | TABLEEXAM-Midmark Corp-Ritter 204-002 |  | 7/12/14 |  |  | Covered PM Repair - Biomedical | MHHS-MG | [8 empty] | TABLEEXAM | Table, Exam | Midmark Corp
NO | YES |  |  |  | 013-38312 | 013-38312 | Midmark Corp | RITTER 204 |  | V303163 | MH MG-(SW)-Southwest Cardiology (Mp2) | MHHS-MG |  | Table, Exam |  | 013-38312 | 013-38312 | Southwest | MHHS-MG | MH MG-(SW)-Southwest Cardiology (Mp2) | Exam 2 |  |  |  |  | TABLES, EXAMINATION/TREATMENT | Table, Exam | TABLEEXAM-Midmark Corp-Ritter 204-002 | TABLEEXAM | Ritter 204-002 |  |  |  | Midmark Corp | Table, Exam |  | TABLEEXAM-Midmark Corp-Ritter 204-002 |  | 7/1/14 |  |  | Covered PM Repair - Biomedical | MHHS-MG | [8 empty] | TABLEEXAM | Table, Exam | Midmark Corp
NO | YES |  |  |  | 013-38313 | 013-38313 | Midmark Corp | RITTER 204 |  | V274592 | MH MG-(SW)-Southwest Cardiology (Mp2) | MHHS-MG |  | Table, Exam |  | 013-38313 | 013-38313 | Southwest | MHHS-MG | MH MG-(SW)-Southwest Cardiology (Mp2) | Exam Room 1 |  |  |  | New Add | TABLES, EXAMINATION/TREATMENT | Table, Exam | TABLEEXAM-Midmark Corp-Ritter 204-002 | TABLEEXAM | Ritter 204-002 |  |  |  | Midmark Corp | Table, Exam |  | TABLEEXAM-Midmark Corp-Ritter 204-002 |  | 1/6/15 |  |  | Covered PM Repair - Biomedical | MHHS-MG | [8 empty] | TABLEEXAM | Table, Exam | Midmark Corp
NO | YES |  |  |  | 013-38316 | 013-38316 | Midmark Corp | RITTER 204 |  | V303137 | MH MG-(SW)-Southwest Cardiology (Mp2) | MHHS-MG |  | Table, Exam |  | 013-38316 | 013-38316 | Southwest | MHHS-MG | MH MG-(SW)-Southwest Cardiology (Mp2) | Exam room 7 |  |  |  |  | TABLES, EXAMINATION/TREATMENT | Table, Exam | TABLEEXAM-Midmark Corp-Ritter 204-002 | TABLEEXAM | Ritter 204-002 |  |  |  | Midmark Corp | Table, Exam |  | TABLEEXAM-Midmark Corp-Ritter 204-002 |  | 4/13/17 |  |  | Covered PM Repair - Biomedical | MHHS-MG | [8 empty] | TABLEEXAM | Table, Exam | Midmark Corp
NO | YES | Serial Number V1477569 |  |  | 069-43461 | 069-43461 | Midmark Corp | RITTER 204 |  | V1477569 | MH MG - (TMC) - OB-GYN/NEUROLOGY (STE 2440) | MHHS-MG |  | Table, Exam |  | 069-43461 | 069-43461 | TMC |  | MH MG - (TMC) - OB-GYN/NEUROLOGY (STE 2440) |  | 4/11/17 |  |  |  | TABLES, EXAMINATION/TREATMENT | Table, Exam | TABLEEXAM-Midmark Corp-Ritter 204-002 | TABLEEXAM | Ritter 204-002 |  |  |  | Midmark Corp | Table, Exam |  | TABLEEXAM-Midmark Corp-Ritter 204-002 |  | 3/2/18 | Finished from Script 3/27/2020 12:11:52pm (Central) |  | Covered PM Repair - Biomedical | MHHS-MG | [8 empty] | TABLEEXAM | Table, Exam | Midmark Corp
NO | YES |  |  |  | 069-43464 | 069-43464 | Midmark Corp | RITTER 204 |  | V1477596 | TWC | MHHS-MG |  | Table, Exam |  | 069-43464 | 069-43464 | TMC | Memorial Hermann-Texas Medical Center | TWC | Exam Rm 3 |  |  |  |  | TABLES, EXAMINATION/TREATMENT | Table, Exam | TABLEEXAM-Midmark Corp-Ritter 204-002 | TABLEEXAM | Ritter 204-002 |  |  |  | Midmark Corp | Table, Exam |  | TABLEEXAM-Midmark Corp-Ritter 204-002 |  | 3/2/18 |  |  | Covered PM Repair - Biomedical | MHHS-MG | [8 empty] | TABLEEXAM | Table, Exam | Midmark Corp
NO | YES |  |  |  | 069-43466 | 069-43466 | Midmark Corp | RITTER 204 |  | V1477616 | MH MG - (TMC) - OB-GYN/NEUROLOGY (STE 2440) | MHHS-MG |  | Table, Exam |  | 069-43466 | 069-43466 | TMC | MH MG - (SE) - UROLOGY ASSOCIATES - SOUTHEAST | MH MG - (TMC) - OB-GYN/NEUROLOGY (STE 2440) | Exam room 4 | 4/1/17 |  | 4/1/18 |  | TABLES, EXAMINATION/TREATMENT | Table, Exam | TABLEEXAM-Midmark Corp-Ritter 204-002 | TABLEEXAM | Ritter 204-002 |  |  |  | Midmark Corp | Table, Exam |  | TABLEEXAM-Midmark Corp-Ritter 204-002 |  |  |  |  | Covered PM Repair - Biomedical | MHHS-MG | [8 empty] | TABLEEXAM | Table, Exam | Midmark Corp
NO | YES |  |  |  | 069-43468 | 069-43468 | Midmark Corp | RITTER 204 |  | V1477575 | MH MG - (TMC) - OB-GYN/NEUROLOGY (STE 2440) | MHHS-MG |  | Table, Exam |  | 069-43468 | 069-43468 | TMC | Memorial Hermann-Texas Medical Center | MH MG - (TMC) - OB-GYN/NEUROLOGY (STE 2440) | Exam room 5 | 4/1/17 |  | 4/1/18 |  | TABLES, EXAMINATION/TREATMENT | Table, Exam | TABLEEXAM-Midmark Corp-Ritter 204-002 | TABLEEXAM | Ritter 204-002 |  |  |  | Midmark Corp | Table, Exam |  | TABLEEXAM-Midmark Corp-Ritter 204-002 |  |  |  |  | Covered PM Repair - Biomedical | MHHS-MG | [8 empty] | TABLEEXAM | Table, Exam | Midmark Corp
NO | YES |  |  |  | 069-43470 | 069-43470 | Midmark Corp | RITTER 204 |  | V1477567 | TWC | MHHS-MG |  | Table, Exam |  | 069-43470 | 069-43470 | TMC | Memorial Hermann-Texas Medical Center | TWC | Exam Rm 6 | 4/1/17 |  | 4/1/18 |  | TABLES, EXAMINATION/TREATMENT | Table, Exam | TABLEEXAM-Midmark Corp-Ritter 204-002 | TABLEEXAM | Ritter 204-002 |  |  |  | Midmark Corp | Table, Exam |  | TABLEEXAM-Midmark Corp-Ritter 204-002 |  |  |  |  | Covered PM Repair - Biomedical | MHHS-MG | [8 empty] | TABLEEXAM | Table, Exam | Midmark Corp
NO | YES |  |  |  | 069-43472 | 069-43472 | Midmark Corp | RITTER 204 |  | V1477583 | MH MG - (TMC) - OB-GYN/NEUROLOGY (STE 2440) | MHHS-MG |  | Table, Exam |  | 069-43472 | 069-43472 | TMC | Memorial Hermann-Texas Medical Center | MH MG - (TMC) - OB-GYN/NEUROLOGY (STE 2440) | Exam room 7 | 3/1/17 |  |  | No PM Sticker | TABLES, EXAMINATION/TREATMENT | Table, Exam | TABLEEXAM-Midmark Corp-Ritter 204-002 | TABLEEXAM | Ritter 204-002 |  |  |  | Midmark Corp | Table, Exam |  | TABLEEXAM-Midmark Corp-Ritter 204-002 |  |  |  |  | Covered PM Repair - Biomedical | MHHS-MG | [8 empty] | TABLEEXAM | Table, Exam | Midmark Corp
NO | YES |  |  |  | 069-43476 | 069-43476 | Midmark Corp | RITTER 204 |  | V1477560 | TWC | MHHS-MG |  | Table, Exam |  | 069-43476 | 069-43476 | TMC | Memorial Hermann-Texas Medical Center | TWC | Exam Rm 8 |  |  |  |  | TABLES, EXAMINATION/TREATMENT | Table, Exam | TABLEEXAM-Midmark Corp-Ritter 204-002 | TABLEEXAM | Ritter 204-002 |  |  |  | Midmark Corp | Table, Exam |  | TABLEEXAM-Midmark Corp-Ritter 204-002 |  |  |  |  | Covered PM Repair - Biomedical | MHHS-MG | [8 empty] | TABLEEXAM | Table, Exam | Midmark Corp
NO | YES |  |  |  | 069-43477 | 069-43477 | Midmark Corp | RITTER 204 |  | V1477609 | MH MG - (TMC) - OB-GYN/NEUROLOGY (STE 2440) | MHHS-MG |  | Table, Exam |  | 069-43477 | 069-43477 | TMC | Memorial Hermann-Texas Medical Center | MH MG - (TMC) - OB-GYN/NEUROLOGY (STE 2440) | Exam room ultrasound | 4/1/17 |  |  |  | TABLES, EXAMINATION/TREATMENT | Table, Exam | TABLEEXAM-Midmark Corp-Ritter 204-002 | TABLEEXAM | Ritter 204-002 |  |  |  | Midmark Corp | Table, Exam |  | TABLEEXAM-Midmark Corp-Ritter 204-002 |  |  |  |  | Covered PM Repair - Biomedical | MHHS-MG | [8 empty] | TABLEEXAM | Table, Exam | Midmark Corp
NO | YES |  |  |  | 017-01346 | 017-01346 | Midmark Corp | RITTER 204 |  | V1915511 | MH MG-(WDLS)-Ob/Gyn (Mp3) | MHHS-MG |  | Table, Exam |  | 017-01346 | 017-01346 | Woodlands | MHHS-MG | MH MG-(WDLS)-Ob/Gyn (Mp3) | Exam 1 |  |  |  |  | TABLES, EXAMINATION/TREATMENT | Table, Exam | TABLEEXAM-Midmark Corp-Ritter 204-002 | TABLEEXAM | Ritter 204-002 |  |  |  | Midmark Corp | Table, Exam |  | TABLEEXAM-Midmark Corp-Ritter 204-002 |  | 3/1/20 |  |  | Not Covered Vendor Only - Biomedical | MHHS-MG | [8 empty] | TABLEEXAM | Table, Exam | Midmark Corp
NO | YES |  |  |  | 017-01348 | 017-01348 | Midmark Corp | RITTER 204 |  | V1915552 | MH MG-(WDLS)-Ob/Gyn (Mp3) | MHHS-MG |  | Table, Exam |  | 017-01348 | 017-01348 | Woodlands | MHHS-MG | MH MG-(WDLS)-Ob/Gyn (Mp3) | OBGYN |  |  |  |  | TABLES, EXAMINATION/TREATMENT | Table, Exam | TABLEEXAM-Midmark Corp-Ritter 204-002 | TABLEEXAM | Ritter 204-002 |  |  |  | Midmark Corp | Table, Exam |  | TABLEEXAM-Midmark Corp-Ritter 204-002 |  | 3/1/20 |  |  | Not Covered Vendor Only - Biomedical | MHHS-MG | [8 empty] | TABLEEXAM | Table, Exam | Midmark Corp
NO | YES |  |  |  | 017-01350 | 017-01350 | Midmark Corp | RITTER 204 |  | V1915568 | MH MG-(WDLS)-Ob/Gyn (Mp3) | MHHS-MG |  | Table, Exam |  | 017-01350 | 017-01350 | Woodlands | MHHS-MG | MH MG-(WDLS)-Ob/Gyn (Mp3) | Exam 3 |  |  |  |  | TABLES, EXAMINATION/TREATMENT | Table, Exam | TABLEEXAM-Midmark Corp-Ritter 204-002 | TABLEEXAM | Ritter 204-002 |  |  |  | Midmark Corp | Table, Exam |  | TABLEEXAM-Midmark Corp-Ritter 204-002 |  | 3/1/20 |  |  | Not Covered Vendor Only - Biomedical | MHHS-MG | [8 empty] | TABLEEXAM | Table, Exam | Midmark Corp
NO | YES |  |  |  | 017-01352 | 017-01352 | Midmark Corp | RITTER 204 |  | V1915536 | MH MG-(WDLS)-Ob/Gyn (Mp3) | MHHS-MG |  | Table, Exam |  | 017-01352 | 017-01352 | Woodlands | MHHS-MG | MH MG-(WDLS)-Ob/Gyn (Mp3) | OBGYN |  |  |  |  | TABLES, EXAMINATION/TREATMENT | Table, Exam | TABLEEXAM-Midmark Corp-Ritter 204-002 | TABLEEXAM | Ritter 204-002 |  |  |  | Midmark Corp | Table, Exam |  | TABLEEXAM-Midmark Corp-Ritter 204-002 |  | 3/1/20 |  |  | Not Covered Vendor Only - Biomedical | MHHS-MG | [8 empty] | TABLEEXAM | Table, Exam | Midmark Corp
NO | YES |  |  |  | 017-01354 | 017-01354 | Midmark Corp | RITTER 204 |  | V1915506 | MH MG-(WDLS)-Ob/Gyn (Mp3) | MHHS-MG |  | Table, Exam |  | 017-01354 | 017-01354 | Woodlands | MHHS-MG | MH MG-(WDLS)-Ob/Gyn (Mp3) | [5 empty] | TABLES, EXAMINATION/TREATMENT | Table, Exam | TABLEEXAM-Midmark Corp-Ritter 204-002 | TABLEEXAM | Ritter 204-002 |  |  |  | Midmark Corp | Table, Exam |  | TABLEEXAM-Midmark Corp-Ritter 204-002 |  | 3/1/20 | Finished from Script 3/27/2020 12:11:52pm (Central) |  | Not Covered Vendor Only - Biomedical | MHHS-MG | [8 empty] | TABLEEXAM | Table, Exam | Midmark Corp
NO | YES |  |  |  | 017-01356 | 017-01356 | Midmark Corp | RITTER 204 |  | V1915527 | MH MG-(WDLS)-Ob/Gyn (Mp3) | MHHS-MG |  | Table, Exam |  | 017-01356 | 017-01356 | Woodlands | MHHS-MG | MH MG-(WDLS)-Ob/Gyn (Mp3) | OBGYN |  |  |  |  | TABLES, EXAMINATION/TREATMENT | Table, Exam | TABLEEXAM-Midmark Corp-Ritter 204-002 | TABLEEXAM | Ritter 204-002 |  |  |  | Midmark Corp | Table, Exam |  | TABLEEXAM-Midmark Corp-Ritter 204-002 |  | 3/1/20 |  |  | Not Covered Vendor Only - Biomedical | MHHS-MG | [8 empty] | TABLEEXAM | Table, Exam | Midmark Corp
NO | YES |  |  |  | 017-01358 | 017-01358 | Midmark Corp | RITTER 204 |  | V1915542 | MH MG-(WDLS)-Ob/Gyn (Mp3) | MHHS-MG |  | Table, Exam |  | 017-01358 | 017-01358 | Woodlands | MHHS-MG | MH MG-(WDLS)-Ob/Gyn (Mp3) | OB/GYN MP 3 |  |  |  |  | TABLES, EXAMINATION/TREATMENT | Table, Exam | TABLEEXAM-Midmark Corp-Ritter 204-002 | TABLEEXAM | Ritter 204-002 |  |  |  | Midmark Corp | Table, Exam |  | TABLEEXAM-Midmark Corp-Ritter 204-002 |  |  |  |  | Covered PM Repair - Biomedical | MHHS-MG | [8 empty] | TABLEEXAM | Table, Exam | Midmark Corp
NO | YES |  |  |  | 017-01360 | 017-01360 | Midmark Corp | RITTER 204 |  | V1915547 | MH MG-(WDLS)-Ob/Gyn (Mp3) | MHHS-MG |  | Table, Exam |  | 017-01360 | 017-01360 | Woodlands | MHHS-MG | MH MG-(WDLS)-Ob/Gyn (Mp3) | OBGYN |  |  |  |  | TABLES, EXAMINATION/TREATMENT | Table, Exam | TABLEEXAM-Midmark Corp-Ritter 204-002 | TABLEEXAM | Ritter 204-002 |  |  |  | Midmark Corp | Table, Exam |  | TABLEEXAM-Midmark Corp-Ritter 204-002 |  |  |  |  | Covered PM Repair - Biomedical | MHHS-MG | [8 empty] | TABLEEXAM | Table, Exam | Midmark Corp
NO | YES |  |  |  | 017-01362 | 017-01362 | Midmark Corp | RITTER 204 |  | V1915532 | MH MG-(WDLS)-Ob/Gyn (Mp3) | MHHS-MG |  | Table, Exam |  | 017-01362 | 017-01362 | Woodlands | MHHS-MG | MH MG-(WDLS)-Ob/Gyn (Mp3) | Exam 9 |  |  |  |  | TABLES, EXAMINATION/TREATMENT | Table, Exam | TABLEEXAM-Midmark Corp-Ritter 204-002 | TABLEEXAM | Ritter 204-002 |  |  |  | Midmark Corp | Table, Exam |  | TABLEEXAM-Midmark Corp-Ritter 204-002 |  |  |  |  | Covered PM Repair - Biomedical | MHHS-MG | [8 empty] | TABLEEXAM | Table, Exam | Midmark Corp
NO | YES | Asset Tag LFD209 |  |  | LFD209 |  | Midmark Corp | RITTER 204 |  | V595469 | MNA - (NE) - NORTHEAST MP1 SUITE 360 | MHHS - Mischer Neuroscience |  | Table, Exam |  | LFD209 |  | Katy | Joint Center - Katy | MNA - (NE) - NORTHEAST MP1 SUITE 360 |  | 4/1/17 | 4/1/18 |  |  |  |  | TABLEEXAM-Midmark Corp-Ritter 204-002 | TABLEEXAM | Ritter 204-002 |  |  |  | Midmark Corp | Table, Exam |  | TABLEEXAM-Midmark Corp-Ritter 204-002 |  | 10/1/20 |  |  | Not Covered Vendor Only - Biomedical | MHHS - Mischer Neuroscience
NO | YES |  |  |  |  | 142-06106 | Midmark Corp | RITTER 204 |  | V1536649 | NE-Cancer Center | MHHS-Northeast |  | Table, Exam |  |  | 142-06106 | Katy | MHHS-Northeast | NE-Cancer Center | Ex 1 |  |  |  |  | TABLES, EXAMINATION/TREATMENT | Table, Exam | TABLEEXAM-Midmark Corp-Ritter 204-002 | TABLEEXAM | Ritter 204-002 |  |  |  | Midmark Corp | Table, Exam |  | TABLEEXAM-Midmark Corp-Ritter 204-002 |  | 8/1/18 |  |  | Covered PM Repair - Biomedical | MHHS-Northeast | [8 empty] | TABLEEXAM | Table, Exam | Midmark Corp
NO | YES |  |  |  |  | 142-06105 | Midmark Corp | RITTER 204 |  | V1536658 | NE-Cancer Center | MHHS-Northeast |  | Table, Exam |  |  | 142-06105 | Katy | MHHS-Northeast | NE-Cancer Center | Ex 2 |  |  |  |  | TABLES, EXAMINATION/TREATMENT | Table, Exam | TABLEEXAM-Midmark Corp-Ritter 204-002 | TABLEEXAM | Ritter 204-002 |  |  |  | Midmark Corp | Table, Exam |  | TABLEEXAM-Midmark Corp-Ritter 204-002 |  | 8/1/18 |  |  | Covered PM Repair - Biomedical | MHHS-Northeast | [8 empty] | TABLEEXAM | Table, Exam | Midmark Corp
NO | YES |  |  |  |  | 142-06104 | Midmark Corp | RITTER 204 |  | V1536655 | NE-Cancer Center | MHHS-Northeast |  | Table, Exam |  |  | 142-06104 | Katy | MHHS-Northeast | NE-Cancer Center | Room 4 | 9/1/17 |  |  |  | TABLES, EXAMINATION/TREATMENT | Table, Exam | TABLEEXAM-Midmark Corp-Ritter 204-002 | TABLEEXAM | Ritter 204-002 |  |  |  | Midmark Corp | Table, Exam |  | TABLEEXAM-Midmark Corp-Ritter 204-002 |  | 8/1/18 |  |  | Covered PM Repair - Biomedical | MHHS-Northeast | [8 empty] | TABLEEXAM | Table, Exam | Midmark Corp
NO | YES |  |  |  | 142-05481 | 142-05481 | Midmark Corp | RITTER 204 |  | V1241878 | Neighborhood Clinic-(NE)-Northeast | MHHS-Neighborhood Clinics |  | Table, Exam |  | 142-05481 | 142-05481 | Katy | MHHS-Others | Neighborhood Clinic-(NE)-Northeast | Room 1 | 12/1/16 |  |  |  | TABLES, EXAMINATION/TREATMENT | Table, Exam | TABLEEXAM-Midmark Corp-Ritter 204-002 | TABLEEXAM | Ritter 204-002 |  |  |  | Midmark Corp | Table, Exam |  | TABLEEXAM-Midmark Corp-Ritter 204-002 |  | 10/1/20 |  |  | Not Covered Vendor Only - Biomedical | MHHS-Neighborhood Clinics | [8 empty] | TABLEEXAM | Table, Exam | Midmark Corp
NO | YES |  |  |  | 069-36795 |  | Midmark Corp | RITTER 204 |  | V1109198 | TMC-Plaza-Cancer Center (Ste 2900) | MHHS-TMC |  | Table, Exam |  | 069-36795 |  | TMC | MHHS-TMC | TMC-Plaza-Cancer Center (Ste 2900) | Exam 14 | 3/1/17 |  | 4/1/20 | PM Not Required | TABLES, EXAMINATION/TREATMENT |  | TABLEEXAM-Midmark Corp-Ritter 204-002 | TABLEEXAM | Ritter 204-002 |  |  |  | Midmark Corp | Table, Exam |  | TABLEEXAM-Midmark Corp-Ritter 204-002 |  | 8/1/18 |  |  | Covered PM Repair - Biomedical | MHHS-TMC
NO | YES |  |  |  | 069-36796 | 069-36796 | Midmark Corp | RITTER 204 |  | V1109208 | TMC-Plaza-Cancer Center (Ste 2900) | MHHS-TMC |  | Table, Exam |  | 069-36796 | 069-36796 | TMC | MHHS-TMC | TMC-Plaza-Cancer Center (Ste 2900) | [5 empty] | TABLES, EXAMINATION/TREATMENT |  | TABLEEXAM-Midmark Corp-Ritter 204-002 | TABLEEXAM | Ritter 204-002 |  |  |  | Midmark Corp | Table, Exam |  | TABLEEXAM-Midmark Corp-Ritter 204-002 |  | 8/1/18 |  |  | Covered PM Repair - Biomedical | MHHS-TMC
NO | YES |  |  |  | 069-36810 | 069-36810 | Midmark Corp | RITTER 204 |  | V1109191 | TMC-Plaza-Cancer Center (Ste 2900) | MHHS-TMC |  | Table, Exam |  | 069-36810 | 069-36810 | TMC | MHHS-TMC | TMC-Plaza-Cancer Center (Ste 2900) | Exam 7 | 3/1/17 |  |  |  | TABLES, EXAMINATION/TREATMENT |  | TABLEEXAM-Midmark Corp-Ritter 204-002 | TABLEEXAM | Ritter 204-002 |  |  |  | Midmark Corp | Table, Exam |  | TABLEEXAM-Midmark Corp-Ritter 204-002 |  | 8/1/18 |  |  | Covered PM Repair - Biomedical | MHHS-TMC
YES | YES |  |  |  | 129-04868 | 129-04868 | Midmark Corp | RITTER 204 |  | v1421362 | MH MG - (STX) - SOUTH TEXAS - WHARTON |  |  |  |  | 129-04868 | 129-04868 | MH Med Grp Wharton | Primary Care | MH MG - (STX) - SOUTH TEXAS - WHARTON | Exam 13 | [5 empty] | Table, Exam | TABLEEXAM-Midmark Corp-Ritter 204-002 | [23 empty] | TABLEEXAM | Table, Exam | Midmark Corp
YES | YES |  |  |  | V1721171 | V1721171 | Midmark Corp | RITTER 204 |  | V1721171 | MH MG - (STX) - SOUTH TEXAS - WHARTON |  |  |  |  | V1721171 | V1721171 | South | Ped | MH MG - (STX) - SOUTH TEXAS - WHARTON | Exam 3 | [5 empty] | Table, Exam | TABLEEXAM-Midmark Corp-Ritter 204-002 | [23 empty] | TABLEEXAM | Table, Exam | Midmark Corp
NO | YES |  |  |  | 929-01286 | 929-01286 | Midmark Corp | RITTER 204 |  | V1386280 | MH MG-(PL)-Pearland Clinic |  |  |  |  | 929-01286 | 929-01286 | Pearland | MHHS-MG | MH MG-(PL)-Pearland Clinic | Medical plaza 1 211 exam room 6 | [5 empty] | Table, Exam | TABLEEXAM-Midmark Corp-Ritter 204-002 | [23 empty] | TABLEEXAM | Table, Exam | Midmark Corp
NO | YES |  |  |  | 142-09100 | 142-09100 | Midmark Corp | RITTER 204 |  | V274579 | MH MG - (SL) - SUGAR LAND CARDIOLOGY |  |  |  |  | 142-09100 | 142-09100 | Sugar Land | Memorial Hermann Medical Group Sugar Land (#300) | MH MG - (SL) - SUGAR LAND CARDIOLOGY | Room 9 | 2/1/20 |  |  |  |  | Table, Exam | TABLEEXAM-Midmark Corp-Ritter 204-002 | [23 empty] | TABLEEXAM | Table, Exam | Midmark Corp
NO | YES |  |  |  | 142-09000 | 142-09000 | Midmark Corp | RITTER 204 |  | V1421357 | MH MG-(SL)-Sugar Land Multi-Specialty (Mp1) |  |  |  |  | 142-09000 | 142-09000 | Sugar Land | MHHS-MG | MH MG-(SL)-Sugar Land Multi-Specialty (Mp1) | Hall | 4/1/17 | 4/1/18 |  |  |  | Table, Exam | TABLEEXAM-Midmark Corp-Ritter 204-002 | [23 empty] | TABLEEXAM | Table, Exam | Midmark Corp
YES | YES |  |  |  | 099-08073 | 099-08073 | Midmark Corp | RITTER 204 |  |  | Tower 3. Suite 30 |  |  |  |  | 099-08073 | 099-08073 | Greater heights | Memorial Hermann Hospital | Tower 3. Suite 30 | Room 9 | [6 empty] | TABLEEXAM-Midmark Corp-Ritter 204-002
NO | YES |  |  |  | 041-17516 | 041-17516 | Midmark Corp | RITTER 204 |  |  | Tower 3. Suite 30 |  |  |  |  | 041-17516 | 041-17516 | Greater heights | Memorial Hermann Hospital | Tower 3. Suite 30 | Room 8 | 2/1/17 |  | 2/1/18
NO | YES |  |  |  | 017-01256 | 017-01256 | Midmark Corp | RITTER 204 |  |  | Tower 3. Suite 30 |  |  |  |  | 017-01256 | 017-01256 | Greater heights | Memorial Hermann Hospital | Tower 3. Suite 30 | Room 12 | 6/1/18 |  | 6/1/19
NO | YES |  |  |  | 041-17523 | 041-17523 | Midmark Corp | RITTER 204 |  |  | Tower 3. Suite 30 |  |  |  |  | 041-17523 | 041-17523 | Greater heights | Memorial Hermann Hospital | Tower 3. Suite 30 | Room 7 | 2/1/17 |  | 2/1/18
NO | YES |  |  |  | 017-01258 | 017-01258 | Midmark Corp | RITTER 204 |  |  | Tower 3. Suite 30 |  |  |  |  | 017-01258 | 017-01258 | Greater heights | Memorial Hermann Hospital | Tower 3. Suite 30 | Room 5 | 4/1/18 |  | 4/1/19
NO | NO |  |  |  | 133-10005 |  | Midmark Corp | RITTER 204 |  | V1598453 | MH MG - (MC) - URGENT CARE - TOWN & COUNTRY | MHHS-MG |  | Table, Exam |  | 133-10005 |  | West & Memorial City |  | MH MG - (MC) - URGENT CARE - TOWN & COUNTRY | [5 empty] | TABLES, EXAMINATION/TREATMENT |  | TABLEEXAM-Midmark Corp-Ritter 204-002 | TABLEEXAM | Ritter 204-002 |  |  |  | Midmark Corp | Table, Exam |  | TABLEEXAM-Midmark Corp-Ritter 204-002 |  |  |  |  | Covered PM Repair - Biomedical | MHHS-MG
NO | NO |  |  |  | 133-10006 |  | Midmark Corp | RITTER 204 |  | V1608343 | MH MG - (MC) - URGENT CARE - TOWN & COUNTRY | MHHS-MG |  | Table, Exam |  | 133-10006 |  | West & Memorial City |  | MH MG - (MC) - URGENT CARE - TOWN & COUNTRY | [5 empty] | TABLES, EXAMINATION/TREATMENT |  | TABLEEXAM-Midmark Corp-Ritter 204-002 | TABLEEXAM | Ritter 204-002 |  |  |  | Midmark Corp | Table, Exam |  | TABLEEXAM-Midmark Corp-Ritter 204-002 |  |  |  |  | Covered PM Repair - Biomedical | MHHS-MG
NO | NO |  |  |  | 133-10007 |  | Midmark Corp | RITTER 204 |  | V1580637 | MH MG - (MC) - URGENT CARE - TOWN & COUNTRY | MHHS-MG |  | Table, Exam |  | 133-10007 |  | West & Memorial City |  | MH MG - (MC) - URGENT CARE - TOWN & COUNTRY | [5 empty] | TABLES, EXAMINATION/TREATMENT |  | TABLEEXAM-Midmark Corp-Ritter 204-002 | TABLEEXAM | Ritter 204-002 |  |  |  | Midmark Corp | Table, Exam |  | TABLEEXAM-Midmark Corp-Ritter 204-002 |  |  |  |  | Covered PM Repair - Radiology, Low End | MHHS-MG
NO | NO |  |  |  | 133-10008 |  | Midmark Corp | RITTER 204 |  | V1622090 | MH MG - (MC) - URGENT CARE - TOWN & COUNTRY | MHHS-MG |  | Table, Exam |  | 133-10008 |  | West & Memorial City |  | MH MG - (MC) - URGENT CARE - TOWN & COUNTRY | [5 empty] | TABLES, EXAMINATION/TREATMENT |  | TABLEEXAM-Midmark Corp-Ritter 204-002 | TABLEEXAM | Ritter 204-002 |  |  |  | Midmark Corp | Table, Exam |  | TABLEEXAM-Midmark Corp-Ritter 204-002 |  |  |  |  | Covered PM Repair - Biomedical | MHHS-MG
NO | NO |  |  |  | 133-10009 |  | Midmark Corp | RITTER 204 |  | V1608366 | MH MG - (MC) - URGENT CARE - TOWN & COUNTRY | MHHS-MG |  | Table, Exam |  | 133-10009 |  | West & Memorial City |  | MH MG - (MC) - URGENT CARE - TOWN & COUNTRY | [5 empty] | TABLES, EXAMINATION/TREATMENT |  | TABLEEXAM-Midmark Corp-Ritter 204-002 | TABLEEXAM | Ritter 204-002 |  |  |  | Midmark Corp | Table, Exam |  | TABLEEXAM-Midmark Corp-Ritter 204-002 |  |  |  |  | Covered PM Repair - Biomedical | MHHS-MG
NO | NO |  |  |  | 133-10011 |  | Midmark Corp | RITTER 204 |  | V1608323 | MH MG - (MC) - URGENT CARE - TOWN & COUNTRY | MHHS-MG |  | Table, Exam |  | 133-10011 |  | West & Memorial City |  | MH MG - (MC) - URGENT CARE - TOWN & COUNTRY | [5 empty] | TABLES, EXAMINATION/TREATMENT |  | TABLEEXAM-Midmark Corp-Ritter 204-002 | TABLEEXAM | Ritter 204-002 |  |  |  | Midmark Corp | Table, Exam |  | TABLEEXAM-Midmark Corp-Ritter 204-002 |  |  |  |  | Covered PM Repair - Biomedical | MHHS-MG
NO | NO |  |  |  | 133-10012 |  | Midmark Corp | RITTER 204 |  | V1622109 | MH MG - (MC) - URGENT CARE - TOWN & COUNTRY | MHHS-MG |  | Table, Exam |  | 133-10012 |  | West & Memorial City |  | MH MG - (MC) - URGENT CARE - TOWN & COUNTRY | [5 empty] | TABLES, EXAMINATION/TREATMENT |  | TABLEEXAM-Midmark Corp-Ritter 204-002 | TABLEEXAM | Ritter 204-002 |  |  |  | Midmark Corp | Table, Exam |  | TABLEEXAM-Midmark Corp-Ritter 204-002 |  |  |  |  | Covered PM Repair - Biomedical | MHHS-MG
NO | NO |  |  |  | 069-37097 |  | Midmark Corp | RITTER 204 |  | V1481490 | CAHF - (TMC) - TMC MEDICAL PLAZA [MHMP-STE2500] | MHHS - Heart Failure Clinics |  | Table, Exam |  | 069-37097 |  | TMC |  | CAHF - (TMC) - TMC MEDICAL PLAZA [MHMP-STE2500] | [5 empty] | TABLES, EXAMINATION/TREATMENT |  | TABLEEXAM-Midmark Corp-Ritter 204-002 | TABLEEXAM | Ritter 204-002 |  |  |  | Midmark Corp | Table, Exam |  | TABLEEXAM-Midmark Corp-Ritter 204-002 |  |  |  |  | Not Covered Vendor Only - Biomedical | MHHS - Heart Failure Clinics
NO | NO |  |  |  | 151-01898 |  | Midmark Corp | RITTER 204 |  | V173066 | MH MG - (CY) - GOODMAN WALLER | MHHS-MG |  | Table, Exam |  | 151-01898 |  | Northwest & Cypress |  | MH MG - (CY) - GOODMAN WALLER | [5 empty] | TABLES, EXAMINATION/TREATMENT |  | TABLEEXAM-Midmark Corp-Ritter 204-002 | TABLEEXAM | Ritter 204-002 |  |  |  | Midmark Corp | Table, Exam |  | TABLEEXAM-Midmark Corp-Ritter 204-002 |  |  |  |  | Covered PM Repair - Biomedical | MHHS-MG
NO | NO |  |  |  | 151-01900 |  | Midmark Corp | RITTER 204 |  | V1839288 | MH MG - (CY) - GOODMAN WALLER | MHHS-MG |  | Table, Exam |  | 151-01900 |  | Northwest & Cypress |  | MH MG - (CY) - GOODMAN WALLER | [5 empty] | TABLES, EXAMINATION/TREATMENT |  | TABLEEXAM-Midmark Corp-Ritter 204-002 | TABLEEXAM | Ritter 204-002 |  |  |  | Midmark Corp | Table, Exam |  | TABLEEXAM-Midmark Corp-Ritter 204-002 |  |  |  |  | Covered PM Repair - Biomedical | MHHS-MG
NO | NO |  |  |  | 151-01901 |  | Midmark Corp | RITTER 204 |  | V1813634 | MH MG - (CY) - GOODMAN WALLER | MHHS-MG |  | Table, Exam |  | 151-01901 |  | Northwest & Cypress |  | MH MG - (CY) - GOODMAN WALLER | [5 empty] | TABLES, EXAMINATION/TREATMENT |  | TABLEEXAM-Midmark Corp-Ritter 204-002 | TABLEEXAM | Ritter 204-002 |  |  |  | Midmark Corp | Table, Exam |  | TABLEEXAM-Midmark Corp-Ritter 204-002 |  |  |  |  | Covered PM Repair - Biomedical | MHHS-MG
NO | NO |  |  |  | 929-01127 |  | Midmark Corp | RITTER 204 |  | V1639171 | MH MG - (KY) - KATY CCC | MHHS-MG |  | Table, Exam |  | 929-01127 |  | Katy |  | MH MG - (KY) - KATY CCC | [5 empty] | TABLES, EXAMINATION/TREATMENT |  | TABLEEXAM-Midmark Corp-Ritter 204-002 | TABLEEXAM | Ritter 204-002 |  |  |  | Midmark Corp | Table, Exam |  | TABLEEXAM-Midmark Corp-Ritter 204-002 |  |  |  |  | Covered PM Repair - Biomedical | MHHS-MG
NO | NO |  |  |  | 583-00779 |  | Midmark Corp | RITTER 204 |  | V432147 | MH MG - (KY) - KATY UROLOGY (MP2) | MHHS-MG |  | Table, Exam |  | 583-00779 |  | Katy |  | MH MG - (KY) - KATY UROLOGY (MP2) | [5 empty] | TABLES, EXAMINATION/TREATMENT |  | TABLEEXAM-Midmark Corp-Ritter 204-002 | TABLEEXAM | Ritter 204-002 |  |  |  | Midmark Corp | Table, Exam |  | TABLEEXAM-Midmark Corp-Ritter 204-002 |  |  |  |  | Covered PM Repair - Biomedical | MHHS-MG
NO | NO |  |  |  | 583-00789 |  | Midmark Corp | RITTER 204 |  | V432143 | MH MG - (KY) - KATY UROLOGY (MP2) | MHHS-MG |  | Table, Exam |  | 583-00789 |  | Katy |  | MH MG - (KY) - KATY UROLOGY (MP2) | [5 empty] | TABLES, EXAMINATION/TREATMENT |  | TABLEEXAM-Midmark Corp-Ritter 204-002 | TABLEEXAM | Ritter 204-002 |  |  |  | Midmark Corp | Table, Exam |  | TABLEEXAM-Midmark Corp-Ritter 204-002 |  |  |  |  | Not Covered Vendor Only - Biomedical | MHHS-MG
NO | NO |  |  |  | 041-17517 |  | Midmark Corp | RITTER 204 |  | V1386259 | MH MG - (MC) - MC EXEC HEALTH (MHT) | MHHS-MG |  | Table, Exam |  | 041-17517 |  | West & Memorial City |  | MH MG - (MC) - MC EXEC HEALTH (MHT) | [5 empty] | TABLES, EXAMINATION/TREATMENT |  | TABLEEXAM-Midmark Corp-Ritter 204-002 | TABLEEXAM | Ritter 204-002 |  |  |  | Midmark Corp | Table, Exam |  | TABLEEXAM-Midmark Corp-Ritter 204-002 |  |  |  |  | Covered PM Repair - Biomedical | MHHS-MG
NO | NO |  |  |  | 041-17520 |  | Midmark Corp | RITTER 204 |  | V1366271 | MH MG - (MC) - MC EXEC HEALTH (MHT) | MHHS-MG |  | Table, Exam |  | 041-17520 |  | West & Memorial City |  | MH MG - (MC) - MC EXEC HEALTH (MHT) | [5 empty] | TABLES, EXAMINATION/TREATMENT |  | TABLEEXAM-Midmark Corp-Ritter 204-002 | TABLEEXAM | Ritter 204-002 |  |  |  | Midmark Corp | Table, Exam |  | TABLEEXAM-Midmark Corp-Ritter 204-002 |  |  |  |  | Covered PM Repair - Biomedical | MHHS-MG
NO | NO |  |  |  | 041-17521 |  | Midmark Corp | RITTER 204 |  | V1320037 | MH MG - (MC) - MC EXEC HEALTH (MHT) | MHHS-MG |  | Table, Exam |  | 041-17521 |  | West & Memorial City |  | MH MG - (MC) - MC EXEC HEALTH (MHT) | [5 empty] | TABLES, EXAMINATION/TREATMENT |  | TABLEEXAM-Midmark Corp-Ritter 204-002 | TABLEEXAM | Ritter 204-002 |  |  |  | Midmark Corp | Table, Exam |  | TABLEEXAM-Midmark Corp-Ritter 204-002 |  |  |  |  | Covered PM Repair - Biomedical | MHHS-MG
NO | NO |  |  |  | 041-17524 |  | Midmark Corp | RITTER 204 |  | V1386253 | MH MG - (MC) - MC EXEC HEALTH (MHT) | MHHS-MG |  | Table, Exam |  | 041-17524 |  | West & Memorial City |  | MH MG - (MC) - MC EXEC HEALTH (MHT) | [5 empty] | TABLES, EXAMINATION/TREATMENT |  | TABLEEXAM-Midmark Corp-Ritter 204-002 | TABLEEXAM | Ritter 204-002 |  |  |  | Midmark Corp | Table, Exam |  | TABLEEXAM-Midmark Corp-Ritter 204-002 |  |  |  |  | Covered PM Repair - Biomedical | MHHS-MG
NO | NO |  |  |  | 142-05880 |  | Midmark Corp | RITTER 204 |  | V926453 | MH MG - (NE) - SUMMER CREEK CCC | MHHS-MG |  | Table, Exam |  | 142-05880 |  | Katy |  | MH MG - (NE) - SUMMER CREEK CCC | [5 empty] | TABLES, EXAMINATION/TREATMENT |  | TABLEEXAM-Midmark Corp-Ritter 204-002 | TABLEEXAM | Ritter 204-002 |  |  |  | Midmark Corp | Table, Exam |  | TABLEEXAM-Midmark Corp-Ritter 204-002 |  |  |  |  | Covered PM Repair - Radiology, Low End | MHHS-MG
NO | NO |  |  |  | 005-11667 |  | Midmark Corp | RITTER 204 |  | V1782050 | MH MG - (SE) - URGENT CARE - CLEAR LAKE (WEBSTER) | MHHS-MG |  | Table, Exam |  | 005-11667 |  | Southeast & Bay Area |  | MH MG - (SE) - URGENT CARE - CLEAR LAKE (WEBSTER) | [5 empty] | TABLES, EXAMINATION/TREATMENT |  | TABLEEXAM-Midmark Corp-Ritter 204-002 | TABLEEXAM | Ritter 204-002 |  |  |  | Midmark Corp | Table, Exam |  | TABLEEXAM-Midmark Corp-Ritter 204-002 |  |  |  |  | Covered PM Repair - Biomedical | MHHS-MG
NO | NO |  |  |  | 129-03425 |  | Midmark Corp | RITTER 204 |  | V274580 | MH MG - (SL) - SUGAR LAND PRIMARY CARE (MP1) | MHHS-MG |  | Table, Exam |  | 129-03425 |  | Sugar Land |  | MH MG - (SL) - SUGAR LAND PRIMARY CARE (MP1) | [5 empty] | TABLES, EXAMINATION/TREATMENT |  | TABLEEXAM-Midmark Corp-Ritter 204-002 | TABLEEXAM | Ritter 204-002 |  |  |  | Midmark Corp | Table, Exam |  | TABLEEXAM-Midmark Corp-Ritter 204-002 |  |  |  |  | Covered PM Repair - Biomedical | MHHS-MG
NO | NO |  |  |  | 129-03435 |  | Midmark Corp | RITTER 204 |  | V376890 | MH MG - (SL) - SUGAR LAND PRIMARY CARE (MP1) | MHHS-MG |  | Table, Exam |  | 129-03435 |  | Sugar Land |  | MH MG - (SL) - SUGAR LAND PRIMARY CARE (MP1) | [5 empty] | TABLES, EXAMINATION/TREATMENT |  | TABLEEXAM-Midmark Corp-Ritter 204-002 | TABLEEXAM | Ritter 204-002 |  |  |  | Midmark Corp | Table, Exam |  | TABLEEXAM-Midmark Corp-Ritter 204-002 |  |  |  |  | Covered PM Repair - Biomedical | MHHS-MG
NO | NO |  |  |  | 129-03437 |  | Midmark Corp | RITTER 204 |  | V385581 | MH MG - (SL) - SUGAR LAND PRIMARY CARE (MP1) | MHHS-MG |  | Table, Exam |  | 129-03437 |  | Sugar Land |  | MH MG - (SL) - SUGAR LAND PRIMARY CARE (MP1) | [5 empty] | TABLES, EXAMINATION/TREATMENT |  | TABLEEXAM-Midmark Corp-Ritter 204-002 | TABLEEXAM | Ritter 204-002 |  |  |  | Midmark Corp | Table, Exam |  | TABLEEXAM-Midmark Corp-Ritter 204-002 |  |  |  |  | Covered PM Repair - Biomedical | MHHS-MG
NO | NO |  |  |  | 129-06663 |  | Midmark Corp | RITTER 204 |  | V1739835 | MH MG - (SL) - SUGAR LAND SPORTS MEDICINE (MP2) | MHHS-MG |  | Table, Exam |  | 129-06663 |  | Sugar Land |  | MH MG - (SL) - SUGAR LAND SPORTS MEDICINE (MP2) | [5 empty] | TABLES, EXAMINATION/TREATMENT |  | TABLEEXAM-Midmark Corp-Ritter 204-002 | TABLEEXAM | Ritter 204-002 |  |  |  | Midmark Corp | Table, Exam |  | TABLEEXAM-Midmark Corp-Ritter 204-002 |  |  |  |  | Covered PM Repair - Biomedical | MHHS-MG
NO | NO |  |  |  | 129-06664 |  | Midmark Corp | RITTER 204 |  | V1739854 | MH MG - (SL) - SUGAR LAND SPORTS MEDICINE (MP2) | MHHS-MG |  | Table, Exam |  | 129-06664 |  | Sugar Land |  | MH MG - (SL) - SUGAR LAND SPORTS MEDICINE (MP2) | [5 empty] | TABLES, EXAMINATION/TREATMENT |  | TABLEEXAM-Midmark Corp-Ritter 204-002 | TABLEEXAM | Ritter 204-002 |  |  |  | Midmark Corp | Table, Exam |  | TABLEEXAM-Midmark Corp-Ritter 204-002 |  |  |  |  | Not Covered Vendor Only - Biomedical | MHHS-MG
NO | NO |  |  |  | 129-06666 |  | Midmark Corp | RITTER 204 |  | V1739896 | MH MG - (SL) - SUGAR LAND SPORTS MEDICINE (MP2) | MHHS-MG |  | Table, Exam |  | 129-06666 |  | Sugar Land |  | MH MG - (SL) - SUGAR LAND SPORTS MEDICINE (MP2) | [5 empty] | TABLES, EXAMINATION/TREATMENT |  | TABLEEXAM-Midmark Corp-Ritter 204-002 | TABLEEXAM | Ritter 204-002 |  |  |  | Midmark Corp | Table, Exam |  | TABLEEXAM-Midmark Corp-Ritter 204-002 |  |  |  |  | Not Covered Vendor Only - Lab Ana/Anes | MHHS-MG
NO | NO |  |  |  | 129-06667 |  | Midmark Corp | RITTER 204 |  | V1739906 | MH MG - (SL) - SUGAR LAND SPORTS MEDICINE (MP2) | MHHS-MG |  | Table, Exam |  | 129-06667 |  | Sugar Land |  | MH MG - (SL) - SUGAR LAND SPORTS MEDICINE (MP2) | [5 empty] | TABLES, EXAMINATION/TREATMENT |  | TABLEEXAM-Midmark Corp-Ritter 204-002 | TABLEEXAM | Ritter 204-002 |  |  |  | Midmark Corp | Table, Exam |  | TABLEEXAM-Midmark Corp-Ritter 204-002 |  |  |  |  | Covered PM Repair - Biomedical | MHHS-MG
NO | NO |  |  |  | 129-06669 |  | Midmark Corp | RITTER 204 |  | V1739865 | MH MG - (SL) - SUGAR LAND SPORTS MEDICINE (MP2) | MHHS-MG |  | Table, Exam |  | 129-06669 |  | Sugar Land |  | MH MG - (SL) - SUGAR LAND SPORTS MEDICINE (MP2) | [5 empty] | TABLES, EXAMINATION/TREATMENT |  | TABLEEXAM-Midmark Corp-Ritter 204-002 | TABLEEXAM | Ritter 204-002 |  |  |  | Midmark Corp | Table, Exam |  | TABLEEXAM-Midmark Corp-Ritter 204-002 |  |  |  |  | Covered PM Repair - Biomedical | MHHS-MG
NO | NO |  |  |  | 013-35548 |  | Midmark Corp | RITTER 204 |  | BS8261 | MH MG - (STX) - SOUTH TEXAS - NEEDVILLE | MHHS-MG |  | Table, Exam |  | 013-35548 |  | South |  | MH MG - (STX) - SOUTH TEXAS - NEEDVILLE | [5 empty] | TABLES, EXAMINATION/TREATMENT |  | TABLEEXAM-Midmark Corp-Ritter 204-002 | TABLEEXAM | Ritter 204-002 |  |  |  | Midmark Corp | Table, Exam |  | TABLEEXAM-Midmark Corp-Ritter 204-002 |  |  |  |  | Not Covered Vendor Only - Biomedical | MHHS-MG
NO | NO |  |  |  | 013-35550 |  | Midmark Corp | RITTER 204 |  | BS023013 | MH MG - (STX) - SOUTH TEXAS - NEEDVILLE | MHHS-MG |  | Table, Exam |  | 013-35550 |  | South |  | MH MG - (STX) - SOUTH TEXAS - NEEDVILLE | [5 empty] | TABLES, EXAMINATION/TREATMENT |  | TABLEEXAM-Midmark Corp-Ritter 204-002 | TABLEEXAM | Ritter 204-002 |  |  |  | Midmark Corp | Table, Exam |  | TABLEEXAM-Midmark Corp-Ritter 204-002 |  |  |  |  | Not Covered Vendor Only - Biomedical | MHHS-MG
NO | NO |  |  |  | 129-06540 |  | Midmark Corp | RITTER 204 |  | n/a | MH MG - (STX) - SOUTH TEXAS - ROSENBERG | MHHS-MG |  | Table, Exam |  | 129-06540 |  | South |  | MH MG - (STX) - SOUTH TEXAS - ROSENBERG | [5 empty] | TABLES, EXAMINATION/TREATMENT |  | TABLEEXAM-Midmark Corp-Ritter 204-002 | TABLEEXAM | Ritter 204-002 |  |  |  | Midmark Corp | Table, Exam |  | TABLEEXAM-Midmark Corp-Ritter 204-002 |  |  |  |  | Not Covered Vendor Only - Biomedical | MHHS-MG
NO | NO |  |  |  | 129-06610 |  | Midmark Corp | RITTER 204 |  | V1529188 | MH MG - (STX) - SOUTH TEXAS - ROSENBERG | MHHS-MG |  | Table, Exam |  | 129-06610 |  | South |  | MH MG - (STX) - SOUTH TEXAS - ROSENBERG | [5 empty] | TABLES, EXAMINATION/TREATMENT |  | TABLEEXAM-Midmark Corp-Ritter 204-002 | TABLEEXAM | Ritter 204-002 |  |  |  | Midmark Corp | Table, Exam |  | TABLEEXAM-Midmark Corp-Ritter 204-002 |  |  |  |  | Not Covered Vendor Only - Biomedical | MHHS-MG
NO | NO |  |  |  | 129-06543 |  | Midmark Corp | RITTER 204 |  | n/a | MH MG - (STX) - SOUTH TEXAS - WHARTON | MHHS-MG |  | Table, Exam |  | 129-06543 |  | South |  | MH MG - (STX) - SOUTH TEXAS - WHARTON | [5 empty] | TABLES, EXAMINATION/TREATMENT |  | TABLEEXAM-Midmark Corp-Ritter 204-002 | TABLEEXAM | Ritter 204-002 |  |  |  | Midmark Corp | Table, Exam |  | TABLEEXAM-Midmark Corp-Ritter 204-002 |  |  |  |  | Not Covered Vendor Only - Biomedical | MHHS-MG
NO | NO |  |  |  | 129-06594 |  | Midmark Corp | RITTER 204 |  | n/a | MH MG - (STX) - SOUTH TEXAS - WHARTON | MHHS-MG |  | Table, Exam |  | 129-06594 |  | South |  | MH MG - (STX) - SOUTH TEXAS - WHARTON | [5 empty] | TABLES, EXAMINATION/TREATMENT |  | TABLEEXAM-Midmark Corp-Ritter 204-002 | TABLEEXAM | Ritter 204-002 |  |  |  | Midmark Corp | Table, Exam |  | TABLEEXAM-Midmark Corp-Ritter 204-002 |  |  |  |  | Covered PM Repair - Biomedical | MHHS-MG
NO | NO | [5 empty] | Midmark Corp | RITTER 204 |  | NEED | MH MG - (TMC) - UPPER KIRBY | MHHS-MG |  | Table, Exam |  |  |  | TMC |  | MH MG - (TMC) - UPPER KIRBY | [5 empty] | TABLES, EXAMINATION/TREATMENT |  | TABLEEXAM-Midmark Corp-Ritter 204-002 | TABLEEXAM | Ritter 204-002 |  |  |  | Midmark Corp | Table, Exam |  | TABLEEXAM-Midmark Corp-Ritter 204-002 |  |  |  |  | Covered PM Repair - Biomedical | MHHS-MG
NO | NO | [5 empty] | Midmark Corp | RITTER 204 |  | V1525304 | MH MG - (TMC) - UPPER KIRBY | MHHS-MG |  | Table, Exam |  |  |  | TMC |  | MH MG - (TMC) - UPPER KIRBY | [5 empty] | TABLES, EXAMINATION/TREATMENT |  | TABLEEXAM-Midmark Corp-Ritter 204-002 | TABLEEXAM | Ritter 204-002 |  |  |  | Midmark Corp | Table, Exam |  | TABLEEXAM-Midmark Corp-Ritter 204-002 |  |  |  |  | Not Covered Vendor Only - Biomedical | MHHS-MG
NO | NO | [5 empty] | Midmark Corp | RITTER 204 |  | V1526339 | MH MG - (TMC) - UPPER KIRBY | MHHS-MG |  | Table, Exam |  |  |  | TMC |  | MH MG - (TMC) - UPPER KIRBY | [5 empty] | TABLES, EXAMINATION/TREATMENT |  | TABLEEXAM-Midmark Corp-Ritter 204-002 | TABLEEXAM | Ritter 204-002 |  |  |  | Midmark Corp | Table, Exam |  | TABLEEXAM-Midmark Corp-Ritter 204-002 |  |  |  |  | Not Covered Vendor Only - Biomedical | MHHS-MG
NO | NO |  |  |  | 929-01221 |  | Midmark Corp | RITTER 204 |  | V1662341 | MH MG - (WDLS) - EMPLOYEE HEALTH THE WOODLANDS | MHHS-MG |  | Table, Exam |  | 929-01221 |  | Woodlands |  | MH MG - (WDLS) - EMPLOYEE HEALTH THE WOODLANDS | [5 empty] | TABLES, EXAMINATION/TREATMENT |  | TABLEEXAM-Midmark Corp-Ritter 204-002 | TABLEEXAM | Ritter 204-002 |  |  |  | Midmark Corp | Table, Exam |  | TABLEEXAM-Midmark Corp-Ritter 204-002 |  |  |  |  | Not Covered Vendor Only - Biomedical | MHHS-MG
NO | NO |  |  |  | 029-09768 |  | Midmark Corp | RITTER 204 |  | V1560303 | MH MG - (WDLS) - SPRING CCC | MHHS-MG |  | Table, Exam |  | 029-09768 |  | Woodlands |  | MH MG - (WDLS) - SPRING CCC | [5 empty] | TABLES, EXAMINATION/TREATMENT |  | TABLEEXAM-Midmark Corp-Ritter 204-002 | TABLEEXAM | Ritter 204-002 |  |  |  | Midmark Corp | Table, Exam |  | TABLEEXAM-Midmark Corp-Ritter 204-002 |  |  |  |  | Covered PM Repair - Biomedical | MHHS-MG
NO | NO |  |  |  | 029-11591 |  | Midmark Corp | RITTER 204 |  | V1811749 | MH MG - (WDLS) - SPRING CCC | MHHS-MG |  | Table, Exam |  | 029-11591 |  | Woodlands |  | MH MG - (WDLS) - SPRING CCC | [5 empty] | TABLES, EXAMINATION/TREATMENT |  | TABLEEXAM-Midmark Corp-Ritter 204-002 | TABLEEXAM | Ritter 204-002 |  |  |  | Midmark Corp | Table, Exam |  | TABLEEXAM-Midmark Corp-Ritter 204-002 |  |  |  |  | Covered PM Repair - Biomedical | MHHS-MG
NO | NO |  |  |  | 029-11593 |  | Midmark Corp | RITTER 204 |  | V1811712 | MH MG - (WDLS) - SPRING CCC | MHHS-MG |  | Table, Exam |  | 029-11593 |  | Woodlands |  | MH MG - (WDLS) - SPRING CCC | [5 empty] | TABLES, EXAMINATION/TREATMENT |  | TABLEEXAM-Midmark Corp-Ritter 204-002 | TABLEEXAM | Ritter 204-002 |  |  |  | Midmark Corp | Table, Exam |  | TABLEEXAM-Midmark Corp-Ritter 204-002 |  |  |  |  | Covered PM Repair - Biomedical | MHHS-MG
NO | NO |  |  |  | 029-11598 |  | Midmark Corp | RITTER 204 |  | V1811745 | MH MG - (WDLS) - SPRING CCC | MHHS-MG |  | Table, Exam |  | 029-11598 |  | Woodlands |  | MH MG - (WDLS) - SPRING CCC | [5 empty] | TABLES, EXAMINATION/TREATMENT |  | TABLEEXAM-Midmark Corp-Ritter 204-002 | TABLEEXAM | Ritter 204-002 |  |  |  | Midmark Corp | Table, Exam |  | TABLEEXAM-Midmark Corp-Ritter 204-002 |  |  |  |  | Covered PM Repair - Biomedical | MHHS-MG
NO | NO |  |  |  | 029-11599 |  | Midmark Corp | RITTER 204 |  | V1811704 | MH MG - (WDLS) - SPRING CCC | MHHS-MG |  | Table, Exam |  | 029-11599 |  | Woodlands |  | MH MG - (WDLS) - SPRING CCC | [5 empty] | TABLES, EXAMINATION/TREATMENT |  | TABLEEXAM-Midmark Corp-Ritter 204-002 | TABLEEXAM | Ritter 204-002 |  |  |  | Midmark Corp | Table, Exam |  | TABLEEXAM-Midmark Corp-Ritter 204-002 |  |  |  |  | Covered PM Repair - Biomedical | MHHS-MG
NO | NO |  |  |  | 029-11600 |  | Midmark Corp | RITTER 204 |  | V1811717 | MH MG - (WDLS) - SPRING CCC | MHHS-MG |  | Table, Exam |  | 029-11600 |  | Woodlands |  | MH MG - (WDLS) - SPRING CCC | [5 empty] | TABLES, EXAMINATION/TREATMENT |  | TABLEEXAM-Midmark Corp-Ritter 204-002 | TABLEEXAM | Ritter 204-002 |  |  |  | Midmark Corp | Table, Exam |  | TABLEEXAM-Midmark Corp-Ritter 204-002 |  |  |  |  | Not Covered Vendor Only - Biomedical | MHHS-MG
NO | NO |  |  |  | 029-11601 |  | Midmark Corp | RITTER 204 |  | V1811753 | MH MG - (WDLS) - SPRING CCC | MHHS-MG |  | Table, Exam |  | 029-11601 |  | Woodlands |  | MH MG - (WDLS) - SPRING CCC | [5 empty] | TABLES, EXAMINATION/TREATMENT |  | TABLEEXAM-Midmark Corp-Ritter 204-002 | TABLEEXAM | Ritter 204-002 |  |  |  | Midmark Corp | Table, Exam |  | TABLEEXAM-Midmark Corp-Ritter 204-002 |  |  |  |  | Not Covered Vendor Only - Biomedical | MHHS-MG
NO | NO |  |  |  | 029-11604 |  | Midmark Corp | RITTER 204 |  | V1811733 | MH MG - (WDLS) - SPRING CCC | MHHS-MG |  | Table, Exam |  | 029-11604 |  | Woodlands |  | MH MG - (WDLS) - SPRING CCC | [5 empty] | TABLES, EXAMINATION/TREATMENT |  | TABLEEXAM-Midmark Corp-Ritter 204-002 | TABLEEXAM | Ritter 204-002 |  |  |  | Midmark Corp | Table, Exam |  | TABLEEXAM-Midmark Corp-Ritter 204-002 |  |  |  |  | Not Covered Vendor Only - Biomedical | MHHS-MG
NO | NO |  |  |  | 029-11653 |  | Midmark Corp | RITTER 204 |  | V1811723 | MH MG - (WDLS) - SPRING CCC | MHHS-MG |  | Table, Exam |  | 029-11653 |  | Woodlands |  | MH MG - (WDLS) - SPRING CCC | [5 empty] | TABLES, EXAMINATION/TREATMENT |  | TABLEEXAM-Midmark Corp-Ritter 204-002 | TABLEEXAM | Ritter 204-002 |  |  |  | Midmark Corp | Table, Exam |  | TABLEEXAM-Midmark Corp-Ritter 204-002 |  |  |  |  | Not Covered Vendor Only - Biomedical | MHHS-MG
NO | NO |  |  |  | 929-01344 |  | Midmark Corp | RITTER 204 |  | V1406605 | MH MG - (WDLS) - STERLING RIDGE | MHHS-MG |  | Table, Exam |  | 929-01344 |  | Woodlands |  | MH MG - (WDLS) - STERLING RIDGE | [5 empty] | TABLES, EXAMINATION/TREATMENT |  | TABLEEXAM-Midmark Corp-Ritter 204-002 | TABLEEXAM | Ritter 204-002 |  |  |  | Midmark Corp | Table, Exam |  | TABLEEXAM-Midmark Corp-Ritter 204-002 |  |  |  |  | Not Covered Vendor Only - Biomedical | MHHS-MG
NO | NO |  |  |  | 929-01351 |  | Midmark Corp | RITTER 204 |  | V1406785 | MH MG - (WDLS) - STERLING RIDGE | MHHS-MG |  | Table, Exam |  | 929-01351 |  | Woodlands |  | MH MG - (WDLS) - STERLING RIDGE | [5 empty] | TABLES, EXAMINATION/TREATMENT |  | TABLEEXAM-Midmark Corp-Ritter 204-002 | TABLEEXAM | Ritter 204-002 |  |  |  | Midmark Corp | Table, Exam |  | TABLEEXAM-Midmark Corp-Ritter 204-002 |  |  |  |  | Covered PM Repair - Biomedical | MHHS-MG
NO | NO |  |  |  | 929-01353 |  | Midmark Corp | RITTER 204 |  | V1406782 | MH MG - (WDLS) - STERLING RIDGE | MHHS-MG |  | Table, Exam |  | 929-01353 |  | Woodlands |  | MH MG - (WDLS) - STERLING RIDGE | [5 empty] | TABLES, EXAMINATION/TREATMENT |  | TABLEEXAM-Midmark Corp-Ritter 204-002 | TABLEEXAM | Ritter 204-002 |  |  |  | Midmark Corp | Table, Exam |  | TABLEEXAM-Midmark Corp-Ritter 204-002 |  |  |  |  | Covered PM Repair - Biomedical | MHHS-MG
NO | NO |  |  |  | 929-01357 |  | Midmark Corp | RITTER 204 |  | V1406751 | MH MG - (WDLS) - STERLING RIDGE | MHHS-MG |  | Table, Exam |  | 929-01357 |  | Woodlands |  | MH MG - (WDLS) - STERLING RIDGE | [5 empty] | TABLES, EXAMINATION/TREATMENT |  | TABLEEXAM-Midmark Corp-Ritter 204-002 | TABLEEXAM | Ritter 204-002 |  |  |  | Midmark Corp | Table, Exam |  | TABLEEXAM-Midmark Corp-Ritter 204-002 |  |  |  |  | Not Covered Vendor Only - Biomedical | MHHS-MG
NO | NO |  |  |  | 929-01358 |  | Midmark Corp | RITTER 204 |  | V1407417 | MH MG - (WDLS) - STERLING RIDGE | MHHS-MG |  | Table, Exam |  | 929-01358 |  | Woodlands |  | MH MG - (WDLS) - STERLING RIDGE | [5 empty] | TABLES, EXAMINATION/TREATMENT |  | TABLEEXAM-Midmark Corp-Ritter 204-002 | TABLEEXAM | Ritter 204-002 |  |  |  | Midmark Corp | Table, Exam |  | TABLEEXAM-Midmark Corp-Ritter 204-002 |  |  |  |  | Not Covered Vendor Only - Biomedical | MHHS-MG
NO | NO |  |  |  | 929-01361 |  | Midmark Corp | RITTER 204 |  | V1407412 | MH MG - (WDLS) - STERLING RIDGE | MHHS-MG |  | Table, Exam |  | 929-01361 |  | Woodlands |  | MH MG - (WDLS) - STERLING RIDGE | [5 empty] | TABLES, EXAMINATION/TREATMENT |  | TABLEEXAM-Midmark Corp-Ritter 204-002 | TABLEEXAM | Ritter 204-002 |  |  |  | Midmark Corp | Table, Exam |  | TABLEEXAM-Midmark Corp-Ritter 204-002 |  |  |  |  | Not Covered Vendor Only - Lab Ana/Anes | MHHS-MG
NO | NO |  |  |  | 929-01366 |  | Midmark Corp | RITTER 204 |  | V1407393 | MH MG - (WDLS) - STERLING RIDGE | MHHS-MG |  | Table, Exam |  | 929-01366 |  | Woodlands |  | MH MG - (WDLS) - STERLING RIDGE | [5 empty] | TABLES, EXAMINATION/TREATMENT |  | TABLEEXAM-Midmark Corp-Ritter 204-002 | TABLEEXAM | Ritter 204-002 |  |  |  | Midmark Corp | Table, Exam |  | TABLEEXAM-Midmark Corp-Ritter 204-002 |  |  |  |  | Not Covered Vendor Only - Lab Ana/Anes | MHHS-MG
NO | NO |  |  |  | 929-01369 |  | Midmark Corp | RITTER 204 |  | V1406754 | MH MG - (WDLS) - STERLING RIDGE | MHHS-MG |  | Table, Exam |  | 929-01369 |  | Woodlands |  | MH MG - (WDLS) - STERLING RIDGE | [5 empty] | TABLES, EXAMINATION/TREATMENT |  | TABLEEXAM-Midmark Corp-Ritter 204-002 | TABLEEXAM | Ritter 204-002 |  |  |  | Midmark Corp | Table, Exam |  | TABLEEXAM-Midmark Corp-Ritter 204-002 |  |  |  |  | Not Covered Vendor Only - Lab Ana/Anes | MHHS-MG
NO | NO |  |  |  | 929-01371 |  | Midmark Corp | RITTER 204 |  | V1406801 | MH MG - (WDLS) - STERLING RIDGE | MHHS-MG |  | Table, Exam |  | 929-01371 |  | Woodlands |  | MH MG - (WDLS) - STERLING RIDGE | [5 empty] | TABLES, EXAMINATION/TREATMENT |  | TABLEEXAM-Midmark Corp-Ritter 204-002 | TABLEEXAM | Ritter 204-002 |  |  |  | Midmark Corp | Table, Exam |  | TABLEEXAM-Midmark Corp-Ritter 204-002 |  |  |  |  | Not Covered Vendor Only - Biomedical | MHHS-MG
NO | NO |  |  |  | 929-01375 |  | Midmark Corp | RITTER 204 |  | V1407398 | MH MG - (WDLS) - STERLING RIDGE | MHHS-MG |  | Table, Exam |  | 929-01375 |  | Woodlands |  | MH MG - (WDLS) - STERLING RIDGE | [5 empty] | TABLES, EXAMINATION/TREATMENT |  | TABLEEXAM-Midmark Corp-Ritter 204-002 | TABLEEXAM | Ritter 204-002 |  |  |  | Midmark Corp | Table, Exam |  | TABLEEXAM-Midmark Corp-Ritter 204-002 |  |  |  |  | Not Covered Vendor Only - Biomedical | MHHS-MG
NO | NO |  |  |  | 129-06746 |  | Midmark Corp | RITTER 204 |  | V1739873 | MNA - (NE) - NORTHEAST MP1 SUITE 360 | MHHS - Mischer Neuroscience |  | Table, Exam |  | 129-06746 |  | Katy |  | MNA - (NE) - NORTHEAST MP1 SUITE 360 | [5 empty] | TABLES, EXAMINATION/TREATMENT |  | TABLEEXAM-Midmark Corp-Ritter 204-002 | TABLEEXAM | Ritter 204-002 |  |  |  | Midmark Corp | Table, Exam |  | TABLEEXAM-Midmark Corp-Ritter 204-002 |  |  |  |  | Not Covered Vendor Only - Biomedical | MHHS - Mischer Neuroscience
NO | NO |  |  |  | 029-12353 |  | Midmark Corp | RITTER 204 |  | V131391 | MNA - (WDLS) - THE WOODLANDS (MP4) | MHHS - Mischer Neuroscience |  | Table, Exam |  | 029-12353 |  | Woodlands |  | MNA - (WDLS) - THE WOODLANDS (MP4) | [5 empty] | TABLES, EXAMINATION/TREATMENT |  | TABLEEXAM-Midmark Corp-Ritter 204-002 | TABLEEXAM | Ritter 204-002 |  |  |  | Midmark Corp | Table, Exam |  | TABLEEXAM-Midmark Corp-Ritter 204-002 |  |  |  |  | Not Covered Vendor Only - Biomedical | MHHS - Mischer Neuroscience
YES | YES |  |  |  | 929-01226 | 929-01226 | Midmark Corp | Ritter 204-002 |  | V1664756 | [5 empty] | 929-01226 | 929-01226 | Katy | Memorial Hermann Neighborhood Health Center - Northeast (#280) |  | Room 4 | 2/1/20 |  |  |  |  | Table, Exam | TABLEEXAM-Midmark Corp-Ritter 204-002 | [22 empty] | Table, Exam | TABLEEXAM | Table, Exam | Midmark Corp
NO | YES |  |  |  | 142-08999 | 142-08999 | Midmark Corp | Ritter 204-002 |  | V1731229 | MH MG-(SL)-Sugar Land Multi-Specialty (Mp1) |  |  |  |  | 142-08999 | 142-08999 | Sugar Land | MHHS-MG | MH MG-(SL)-Sugar Land Multi-Specialty (Mp1) | Room 31 | [5 empty] | Table, Exam | TABLEEXAM-Midmark Corp-Ritter 204-002 | [22 empty] | Table, Exam | TABLEEXAM | Table, Exam | Midmark Corp
NO | YES |  |  |  | 074-06081 | 074-06081 | Midmark Corp | Ritter 204-002 |  | V1241864 | MH MG-(WDLS)-Twl Pinecroft (100/101) |  |  |  |  | 074-06081 | 074-06081 | Woodlands | MHHS-MG | MH MG-(WDLS)-Twl Pinecroft (100/101) | Exam 3 |  |  |  | No pm sticker |  | Table, Exam | TABLEEXAM-Midmark Corp-Ritter 204-002 | [22 empty] | Table, Exam | TABLEEXAM | Table, Exam | Midmark Corp
YES | YES |  |  |  | 099-08065 | 099-08065 | Midmark Corp | Ritter 204-002 |  |  | Tower 3 Suite 30 |  |  |  |  | 099-08065 | 099-08065 | Greater heights | Memorial Hermann greater heights | Tower 3 Suite 30 | Exam Room 1 | 4/1/18 |  | 4/1/19 |  |  | Table, Exam | TABLEEXAM-Midmark Corp-Ritter 204-002 | [22 empty] | Table, Exam | TABLEEXAM | Table, Exam | Midmark Corp
NO | YES |  |  |  | 017-01260 | 017-01260 | Midmark Corp | Ritter 204-002 |  |  | Tower 3 Suite 30 |  |  |  |  | 017-01260 | 017-01260 | Greater heights | Memorial Hermann greater heights | Tower 3 Suite 30 | Exam Room 2 | 4/1/18 |  | 4/1/19 |  |  | Table, Exam | TABLEEXAM-Midmark Corp-Ritter 204-002 | [22 empty] | Table, Exam | TABLEEXAM | Table, Exam | Midmark Corp
NO | YES |  |  |  | 017-01265 | 017-01265 | Midmark Corp | Ritter 204-002 |  |  | Tower 3 Suite 30 |  |  |  |  | 017-01265 | 017-01265 | Greater heights | Memorial Hermann greater heights | Tower 3 Suite 30 | Exam Room 3 | 4/1/18 |  | 4/1/19 |  |  | Table, Exam | TABLEEXAM-Midmark Corp-Ritter 204-002 | [22 empty] | Table, Exam | TABLEEXAM | Table, Exam | Midmark Corp
YES | YES |  |  |  | 099-10905 | 099-10905 | Midmark Corp | Ritter 204-002 |  | V329150 | SW - PREADMITTING |  |  |  |  | 099-10905 | 099-10905 | Southwest | Memorial Hermann Southwest Hospital | SW - PREADMITTING | Room 6 |  |  |  | New Add |  | Table, Exam | TABLEEXAM-Midmark Corp-Ritter 204-002 | [22 empty] | Table, Exam | TABLEEXAM | Table, Exam | Midmark Corp
NO | YES |  |  |  | 099-14493 | 099-14493 | Midmark Corp | Ritter 204-002 |  | V1478589 | MH MG - (TMC) - OB-GYN/NEUROLOGY (STE 2440) |  |  |  |  | 099-14493 | 099-14493 | TMC | Memorial Hermann-Texas Medical Center | MH MG - (TMC) - OB-GYN/NEUROLOGY (STE 2440) | Exam room 1 | [5 empty] | Table, Exam | TABLEEXAM-Midmark Corp-Ritter 204-002 | [22 empty] | Table, Exam | TABLEEXAM | Table, Exam | Midmark Corp
NO | YES | Serial Number V1477569 |  |  | 099-14187 | 099-14187 | Midmark Corp | Ritter 204-002 |  | V1477569 | MH MG - (TMC) - OB-GYN/NEUROLOGY (STE 2440) |  |  |  |  | 099-14187 | 099-14187 | TMC | Memorial Hermann-Texas Medical Center | MH MG - (TMC) - OB-GYN/NEUROLOGY (STE 2440) | Exam room 2 | [5 empty] | Table, Exam | TABLEEXAM-Midmark Corp-Ritter 204-002 | [22 empty] | Table, Exam | TABLEEXAM | Table, Exam | Midmark Corp
YES | YES |  |  |  | 099-09480 | 099-09480 | Midmark Corp | Ritter 204-002 |  | V1532387 | TMC - JONES - TRANSPLANT CLINIC (1J) |  |  |  |  | 099-09480 | 099-09480 | TMC | Memorial Hermann-Texas Medical Center | TMC - JONES - TRANSPLANT CLINIC (1J) | Rm 10 | [5 empty] | Table, Exam | TABLEEXAM-Midmark Corp-Ritter 204-002 | [22 empty] | Table, Exam | TABLEEXAM | Table, Exam | Midmark Corp
YES | YES |  |  |  | 099-09151 | 099-09151 | Midmark Corp | Ritter 204-002 |  | V1532356 | TMC - JONES - TRANSPLANT CLINIC (1J) |  |  |  |  | 099-09151 | 099-09151 | TMC | Memorial Hermann-Texas Medical Center | TMC - JONES - TRANSPLANT CLINIC (1J) | Rm 8 | [5 empty] | Table, Exam | TABLEEXAM-Midmark Corp-Ritter 204-002 | [22 empty] | Table, Exam | TABLEEXAM | Table, Exam | Midmark Corp
YES | YES |  |  |  | 069-43885 | 069-43885 | Midmark Corp | Ritter 204-002 |  | V1532376 | TMC - JONES - TRANSPLANT CLINIC (1J) |  |  |  |  | 069-43885 | 069-43885 | TMC | Memorial Hermann-Texas Medical Center | TMC - JONES - TRANSPLANT CLINIC (1J) | Exam room 2 | [5 empty] | Table, Exam | TABLEEXAM-Midmark Corp-Ritter 204-002 | [22 empty] | Table, Exam | TABLEEXAM | Table, Exam | Midmark Corp
YES | YES |  |  |  | 069-43887 | 069-43887 | Midmark Corp | Ritter 204-002 |  | V1532363 | TMC - JONES - TRANSPLANT CLINIC (1J) |  |  |  |  | 069-43887 | 069-43887 | TMC | Memorial Hermann-Texas Medical Center | TMC - JONES - TRANSPLANT CLINIC (1J) | Exam room 3 | [5 empty] | Table, Exam | TABLEEXAM-Midmark Corp-Ritter 204-002 | [22 empty] | Table, Exam | TABLEEXAM | Table, Exam | Midmark Corp
YES | YES |  |  |  | 099-09147 | 099-09147 | Midmark Corp | Ritter 204-002 |  | V1532429 | TMC - JONES - TRANSPLANT CLINIC (1J) |  |  |  |  | 099-09147 | 099-09147 | TMC | Memorial Hermann-Texas Medical Center | TMC - JONES - TRANSPLANT CLINIC (1J) | Exam room 4 | [5 empty] | Table, Exam | TABLEEXAM-Midmark Corp-Ritter 204-002 | [22 empty] | Table, Exam | TABLEEXAM | Table, Exam | Midmark Corp
YES | YES |  |  |  | 099-09144 | 099-09144 | Midmark Corp | Ritter 204-002 |  | V1532354 | TMC - JONES - TRANSPLANT CLINIC (1J) |  |  |  |  | 099-09144 | 099-09144 | TMC | Memorial Hermann-Texas Medical Center | TMC - JONES - TRANSPLANT CLINIC (1J) | Exam room 5 | [5 empty] | Table, Exam | TABLEEXAM-Midmark Corp-Ritter 204-002 | [22 empty] | Table, Exam | TABLEEXAM | Table, Exam | Midmark Corp
NO | YES |  |  |  | 029-11996 | 029-11996 | Midmark Corp | Ritter 204-002 |  | V1234910 | MH MG-(WDLS)-Imperial Oaks |  |  |  |  | 029-11996 | 029-11996 | Woodlands | Memorial herman Imperial Oaks suite 100 | MH MG-(WDLS)-Imperial Oaks | Room 1 |  |  |  | No pm
YES | YES |  |  |  | 929-01223 |  | Midmark Corp | Ritter 204-002 |  | None | MH MG-(WDLS)-Imperial Oaks |  |  |  |  | 929-01223 |  | Woodlands | Memorial herman Imperial Oaks suite 100 | MH MG-(WDLS)-Imperial Oaks | Room 1 |  |  |  | No pm
NO | YES |  |  |  | 029-11999 |  | Midmark Corp | Ritter 204-002 |  | V1234906 | MH MG-(WDLS)-Imperial Oaks |  |  |  |  | 029-11999 |  | Woodlands | Memorial herman Imperial Oaks suite 100 | MH MG-(WDLS)-Imperial Oaks | Room 3 |  |  |  | No pm
NO | YES |  |  |  | 029-11958 |  | Midmark Corp | Ritter 204-002 |  | V1224946 | MH MG-(WDLS)-Imperial Oaks |  |  |  |  | 029-11958 |  | Woodlands | Memorial herman Imperial Oaks suite 100 | MH MG-(WDLS)-Imperial Oaks | Room 4 |  |  |  | No pm
NO | YES |  |  |  | 029-12000 | 029-12000 | Midmark Corp | Ritter 204-002 |  | V1234904 | MH MG-(WDLS)-Imperial Oaks |  |  |  |  | 029-12000 | 029-12000 | Woodlands | Memorial herman Imperial Oaks suite 100 | MH MG-(WDLS)-Imperial Oaks | Room 6 |  |  |  | No pm
NO | YES |  |  |  | 009-10488 | 009-10488 | Midmark Corp | Ritter 222 |  | V1891850 | MH MG-(GH)-GH CCC-Timeshare | MHHS-MG |  |  |  | 009-10488 | 009-10488 | Central | MHHS-MG | MH MG-(GH)-GH CCC-Timeshare | Exam 9 | 7/1/18 |  |  |  | TABLES, EXAMINATION/TREATMENT | Table, Exam | TABLEEXAM-Midmark Corp-222 |  |  |  |  | TABLEEXAM-Midmark Corp-222 | Midmark Corp |  |  |  |  | 10/1/20 |  |  | Not Covered Vendor Only - Biomedical | MHHS-MG | [8 empty] | TABLEEXAM | Table, Exam | Midmark Corp
NO | YES |  |  |  | 017-01373 | 017-01373 | Midmark Corp | Ritter 222 |  | V1881386 | MH MG-(NE)-Kingwood CCC-Timeshare | MHHS-MG |  |  |  | 017-01373 | 017-01373 | Katy | MHHS-MG | MH MG-(NE)-Kingwood CCC-Timeshare | Ex 2 | 10/1/18 |  |  |  | TABLES, EXAMINATION/TREATMENT | Table, Exam | TABLEEXAM-Midmark Corp-222 |  |  |  |  | TABLEEXAM-Midmark Corp-222 | Midmark Corp |  |  |  |  | 10/1/20 |  |  | Not Covered Vendor Only - Biomedical | MHHS-MG | [8 empty] | TABLEEXAM | Table, Exam | Midmark Corp
NO | YES |  |  |  | 041-10567 | 041-10567 | Midmark Corp | Ritter 222 |  | V309095 | MH MG - (MC) - MEMORIAL CITY (MP3) |  |  |  |  | 041-10567 | 041-10567 | West | Memorial Hermann Medical Group Memorial City | MH MG - (MC) - MEMORIAL CITY (MP3) | Suite 100 | 8/1/18 |  | 8/1/19
NO | NO |  |  |  | 017-01363 |  | Midmark Corp | Ritter 222 |  | V1896692 | MH MG - (WDLS) - OB/GYN (MP3) | MHHS-MG |  |  |  | 017-01363 |  | Woodlands |  | MH MG - (WDLS) - OB/GYN (MP3) | [5 empty] | TABLES, EXAMINATION/TREATMENT |  | TABLEEXAM-Midmark Corp-222 |  |  |  |  | TABLEEXAM-Midmark Corp-222 | Midmark Corp | [7 empty] | Not Covered Vendor Only - Biomedical | MHHS-MG
NO | YES |  |  |  | 017-00995 | 017-00995 | Midmark Corp | RITTER 222-015 |  | RK001379 | MH MG-(STX)-South Texas-Wharton | MHHS-MG |  |  |  | 017-00995 | 017-00995 | South | MHHS-MG | MH MG-(STX)-South Texas-Wharton | Gynecology exam room 4 | 10/1/18 | 10/1/20 |  |  | TABLES, EXAMINATION/TREATMENT | Table, Exam | TABLEEXAM-Ritter-Tycos-222-015 |  |  |  |  | TABLEEXAM-Ritter-Tycos-222-015 | Midmark Corp |  |  |  |  | 8/1/20 |  |  | Not Covered Vendor Only - Biomedical | MHHS-MG | [8 empty] | TABLEEXAM | Table, Exam | Ritter-Tycos
NO | YES |  |  |  | 029-11943 | 029-11943 | Midmark Corp | RITTER 222-015 |  | V1770096 | MH MG-(WDLS)-Urgent Care-Spring | MHHS-MG |  |  |  | 029-11943 | 029-11943 | Woodlands | MHHS-MG | MH MG-(WDLS)-Urgent Care-Spring | Urgent care 1 | 4/1/19 |  |  |  | TABLES, EXAMINATION/TREATMENT | Table, Exam | TABLEEXAM-Ritter-Tycos-222-015 |  |  |  |  | TABLEEXAM-Ritter-Tycos-222-015 | Midmark Corp | [7 empty] | Covered PM Repair - Biomedical | MHHS-MG | [8 empty] | TABLEEXAM | Table, Exam | Ritter-Tycos
NO | NO |  |  |  | 017-01165 |  | Midmark Corp | RITTER 222-015 |  | V562473 | MH MG - (SE) - FRIENDSWOOD | MHHS-MG |  |  |  | 017-01165 |  | Southeast & Bay Area |  | MH MG - (SE) - FRIENDSWOOD | [5 empty] | TABLES, EXAMINATION/TREATMENT |  | TABLEEXAM-Ritter-Tycos-222-015 |  |  |  |  | TABLEEXAM-Ritter-Tycos-222-015 | Midmark Corp | [7 empty] | Covered PM Repair - Biomedical | MHHS-MG
NO | NO |  |  |  | 017-01665 |  | Midmark Corp | RITTER 222-015 |  | V562473 | MH MG - (SE) - FRIENDSWOOD | MHHS-MG |  |  |  | 017-01665 |  | Southeast & Bay Area |  | MH MG - (SE) - FRIENDSWOOD | [5 empty] | TABLES, EXAMINATION/TREATMENT |  | TABLEEXAM-Ritter-Tycos-222-015 |  |  |  |  | TABLEEXAM-Ritter-Tycos-222-015 | Midmark Corp | [7 empty] | Covered PM Repair - Biomedical | MHHS-MG
NO | YES |  |  |  | 041-19982 | 041-19982 | Midmark Corp | RITTER 222-016 |  | V1717695 | MH MG-(CY)-Fairfield [Mp1-Ste100] | MHHS-MG |  |  |  | 041-19982 | 041-19982 | Northwest | MHHS-MG | MH MG-(CY)-Fairfield [Mp1-Ste100] | C1 109 | 3/1/18 |  |  |  | TABLES, EXAMINATION/TREATMENT | Table, Exam | TABLEEXAM-Ritter-Tycos-222-016 |  |  |  |  | TABLEEXAM-Ritter-Tycos-222-016 | Midmark Corp |  |  |  |  | 7/12/14 |  |  | Covered PM Repair - Biomedical | MHHS-MG | [8 empty] | TABLEEXAM | Table, Exam | Ritter-Tycos
NO | YES |  |  |  | 041-19983 | 041-19983 | Midmark Corp | RITTER 222-016 |  | V1717683 | MH MG-(CY)-Fairfield [Mp1-Ste100] | MHHS-MG |  |  |  | 041-19983 | 041-19983 | Northwest | MHHS-MG | MH MG-(CY)-Fairfield [Mp1-Ste100] | Exam Room 10 | 3/1/18 |  |  |  | TABLES, EXAMINATION/TREATMENT | Table, Exam | TABLEEXAM-Ritter-Tycos-222-016 |  |  |  |  | TABLEEXAM-Ritter-Tycos-222-016 | Midmark Corp | [7 empty] | Covered PM Repair - Biomedical | MHHS-MG | [8 empty] | TABLEEXAM | Table, Exam | Ritter-Tycos
NO | YES |  |  |  | 041-19984 | 041-19984 | Midmark Corp | RITTER 222-016 |  | V1720449 | MH MG-(CY)-Fairfield [Mp1-Ste100] | MHHS-MG |  |  |  | 041-19984 | 041-19984 | Northwest | MHHS-MG | MH MG-(CY)-Fairfield [Mp1-Ste100] | Exam Room 11 | 3/1/18 |  |  |  | TABLES, EXAMINATION/TREATMENT | Table, Exam | TABLEEXAM-Ritter-Tycos-222-016 |  |  |  |  | TABLEEXAM-Ritter-Tycos-222-016 | Midmark Corp | [7 empty] | Not Covered Vendor Only - Biomedical | MHHS-MG | [8 empty] | TABLEEXAM | Table, Exam | Ritter-Tycos
NO | YES |  |  |  | 041-19985 | 041-19985 | Midmark Corp | RITTER 222-016 |  | V1717720 | MH MG-(CY)-Fairfield [Mp1-Ste100] | MHHS-MG |  |  |  | 041-19985 | 041-19985 | Northwest | MHHS-MG | MH MG-(CY)-Fairfield [Mp1-Ste100] | C1 112 |  | 2/1/20 |  | No pm sticker | TABLES, EXAMINATION/TREATMENT | Table, Exam | TABLEEXAM-Ritter-Tycos-222-016 |  |  |  |  | TABLEEXAM-Ritter-Tycos-222-016 | Midmark Corp |  |  |  |  | 5/1/17 |  |  | Covered PM Repair - Biomedical | MHHS-MG | [8 empty] | TABLEEXAM | Table, Exam | Ritter-Tycos
NO | YES |  |  |  | 009-10009 | 009-10009 | Midmark Corp | RITTER 222-016 |  | V1727501 | MH MG-(GH)-Urgent Care-Washington Ave | MHHS-MG |  |  |  | 009-10009 | 009-10009 | Central | MHHS-MG | MH MG-(GH)-Urgent Care-Washington Ave | Procedure room | 4/1/18 |  |  |  | TABLES, EXAMINATION/TREATMENT | Table, Exam | TABLEEXAM-Ritter-Tycos-222-016 |  |  |  |  | TABLEEXAM-Ritter-Tycos-222-016 | Midmark Corp |  |  |  |  | 4/13/17 |  |  | Covered PM Repair - Biomedical | MHHS-MG | [8 empty] | TABLEEXAM | Table, Exam | Ritter-Tycos
NO | YES |  |  |  | 583-01282 | 583-01282 | Midmark Corp | RITTER 222-016 |  | V1816111 | MH MG-(KY)-Urgent Care-Fulshear | MHHS-MG |  |  |  | 583-01282 | 583-01282 | Katy | MHHS-MG | MH MG-(KY)-Urgent Care-Fulshear | Exam room 4 |  |  |  |  | TABLES, EXAMINATION/TREATMENT | Table, Exam | TABLEEXAM-Ritter-Tycos-222-016 |  |  |  |  | TABLEEXAM-Ritter-Tycos-222-016 | Midmark Corp | [7 empty] | Covered PM Repair - Biomedical | MHHS-MG | [8 empty] | TABLEEXAM | Table, Exam | Ritter-Tycos
NO | YES |  |  |  | 005-12375 | 005-12375 | Midmark Corp | RITTER 222-016 |  | V1943116 | MH MG - (SE) - LC CCC - TIMESHARE | MHHS-MG |  |  |  | 005-12375 | 005-12375 | Southeast | MHHS-MG | MH MG - (SE) - LC CCC - TIMESHARE | C1 601 exam 1 |  |  |  |  | TABLES, EXAMINATION/TREATMENT | Table, Exam | TABLEEXAM-Ritter-Tycos-222-016 |  |  |  |  | TABLEEXAM-Ritter-Tycos-222-016 | Midmark Corp |  |  |  |  | 4/13/17 |  |  | Covered PM Repair - Biomedical | MHHS-MG | [8 empty] | TABLEEXAM | Table, Exam | Ritter-Tycos
NO | YES |  |  |  | 005-11669 | 005-11669 | Midmark Corp | RITTER 222-016 |  | V1786406 | MH MG - (SE) - URGENT CARE - CLEAR LAKE (WEBSTER) | MHHS-MG |  |  |  | 005-11669 | 005-11669 | Southeast | Memorial Hermann Urgent Care Clear Lake (#3) | MH MG - (SE) - URGENT CARE - CLEAR LAKE (WEBSTER) | Procedure room | 2/1/18 |  |  |  | TABLES, EXAMINATION/TREATMENT | Table, Exam | TABLEEXAM-Ritter-Tycos-222-016 |  |  |  |  | TABLEEXAM-Ritter-Tycos-222-016 | Midmark Corp | [7 empty] | Covered PM Repair - Biomedical | MHHS-MG | [8 empty] | TABLEEXAM | Table, Exam | Ritter-Tycos
NO | YES |  |  |  | 129-05802 | 129-05802 | Midmark Corp | RITTER 222-016 |  | V1425100 | MH MG-(SL)-Physicians At Sugar Creek | MHHS-MG |  |  |  | 129-05802 | 129-05802 | Sugar Land | MHHS-MG | MH MG-(SL)-Physicians At Sugar Creek |  | 11/1/18 | 11/1/19 |  |  | TABLES, EXAMINATION/TREATMENT | Table, Exam | TABLEEXAM-Ritter-Tycos-222-016 |  |  |  |  | TABLEEXAM-Ritter-Tycos-222-016 | Midmark Corp | [7 empty] | Covered PM Repair - Biomedical | MHHS-MG | [8 empty] | TABLEEXAM | Table, Exam | Ritter-Tycos
NO | YES |  |  |  | 129-05804 | 129-05804 | Midmark Corp | RITTER 222-016 |  | RK002433 | MH MG-(SL)-Physicians At Sugar Creek | MHHS-MG |  |  |  | 129-05804 | 129-05804 | Sugar Land | MHHS-MG | MH MG-(SL)-Physicians At Sugar Creek | Silver Exam 2 | 11/1/18 |  |  |  | TABLES, EXAMINATION/TREATMENT | Table, Exam | TABLEEXAM-Ritter-Tycos-222-016 |  |  |  |  | TABLEEXAM-Ritter-Tycos-222-016 | Midmark Corp | [7 empty] | Covered PM Repair - Biomedical | MHHS-MG | [8 empty] | TABLEEXAM | Table, Exam | Ritter-Tycos
NO | YES |  |  |  | 129-06756 | 129-06756 | Midmark Corp | RITTER 222-016 |  | V1741474 | MH MG-(SL)-Sugar Land Multi-Specialty (Mp1) | MHHS-MG |  |  |  | 129-06756 | 129-06756 | Sugar Land | MHHS-MG | MH MG-(SL)-Sugar Land Multi-Specialty (Mp1) | Exam 17 | 4/1/17 |  | 4/1/18 |  | TABLES, EXAMINATION/TREATMENT | Table, Exam | TABLEEXAM-Ritter-Tycos-222-016 |  |  |  |  | TABLEEXAM-Ritter-Tycos-222-016 | Midmark Corp | [7 empty] | Covered PM Repair - Biomedical | MHHS-MG | [8 empty] | TABLEEXAM | Table, Exam | Ritter-Tycos
NO | YES |  |  |  | 129-06655 | 129-06655 | Midmark Corp | RITTER 222-016 |  | V1735702 | MH MG - (SL) - URGENT CARE - TELFAIR | MHHS-MG |  |  |  | 129-06655 | 129-06655 | Sugar Land |  | MH MG - (SL) - URGENT CARE - TELFAIR |  | 4/1/18 | 4/1/19 |  |  | TABLES, EXAMINATION/TREATMENT | Table, Exam | TABLEEXAM-Ritter-Tycos-222-016 |  |  |  |  | TABLEEXAM-Ritter-Tycos-222-016 | Midmark Corp | [7 empty] | Covered PM Repair - Biomedical | MHHS-MG | [8 empty] | TABLEEXAM | Table, Exam | Ritter-Tycos
NO | YES |  |  |  | 129-06660 | 129-06660 | Midmark Corp | RITTER 222-016 |  | V1687815 | MH MG-(STX)-South Texas-Needville | MHHS-MG |  |  |  | 129-06660 | 129-06660 | South | MHHS-MG | MH MG-(STX)-South Texas-Needville | Procedure |  | 2/1/20 |  |  | TABLES, EXAMINATION/TREATMENT | Table, Exam | TABLEEXAM-Ritter-Tycos-222-016 |  |  |  |  | TABLEEXAM-Ritter-Tycos-222-016 | Midmark Corp | [7 empty] | Covered PM Repair - Biomedical | MHHS-MG | [8 empty] | TABLEEXAM | Table, Exam | Ritter-Tycos
NO | YES |  |  |  | 000-03670 | 000-03670 | Midmark Corp | RITTER 222-016 |  | ET037432 | Room 2 | MHHS-MG |  | Table, Exam |  | 000-03670 | 000-03670 | Woodlands | Memorial Hermann urgent care 1100 B | Room 2 | Urgent Care |  |  |  |  | TABLES, EXAMINATION/TREATMENT | Table, Exam | TABLEEXAM-Brewer Co-5000.5001 | TABLEEXAM | 5000/5001 |  |  |  | Brewer Co | Table, Exam |  | TABLEEXAM-Brewer Co-5000.5001 |  | 6/1/13 |  |  | Covered PM Repair - Biomedical | MHHS-MG | [8 empty] | TABLEEXAM | Table, Exam | Brewer Co
NO | YES |  |  |  | 000-03668 | 000-03668 | Midmark Corp | RITTER 222-016 |  | V1926303 | WOODLANDS - NICU | MHHS-MG |  |  |  | 000-03668 | 000-03668 | Woodlands | Memorial Hermann urgent care 1100 B | WOODLANDS - NICU | Urgent Care 154 |  |  |  |  | TABLES, EXAMINATION/TREATMENT | Table, Exam | TABLEEXAM-Ritter-Tycos-222-016 |  |  |  |  | TABLEEXAM-Ritter-Tycos-222-016 | Midmark Corp | [7 empty] | Covered PM Repair - Biomedical | MHHS-MG | [8 empty] | TABLEEXAM | Table, Exam | Ritter-Tycos
NO | NO |  |  |  | 017-01335 |  | Midmark Corp | RITTER 222-016 |  | V1879368 | MH MG - (MC) - URGENT CARE - TOWN & COUNTRY | MHHS-MG |  |  |  | 017-01335 |  | West & Memorial City |  | MH MG - (MC) - URGENT CARE - TOWN & COUNTRY | [5 empty] | TABLES, EXAMINATION/TREATMENT |  | TABLEEXAM-Ritter-Tycos-222-016 |  |  |  |  | TABLEEXAM-Ritter-Tycos-222-016 | Midmark Corp | [7 empty] | Covered PM Repair - Biomedical | MHHS-MG
NO | NO |  |  |  | 005-12387 |  | Midmark Corp | RITTER 222-016 |  | V1943126 | MH MG - (SE) - LC CCC - OCC MED | MHHS-MG |  |  |  | 005-12387 |  | Southeast & Bay Area |  | MH MG - (SE) - LC CCC - OCC MED | [5 empty] | TABLES, EXAMINATION/TREATMENT |  | TABLEEXAM-Ritter-Tycos-222-016 |  |  |  |  | TABLEEXAM-Ritter-Tycos-222-016 | Midmark Corp | [7 empty] | Covered PM Repair - Biomedical | MHHS-MG
NO | NO |  |  |  | 029-11595 |  | Midmark Corp | RITTER 222-016 |  | V1805516 | MH MG - (WDLS) - SPRING CCC | MHHS-MG |  |  |  | 029-11595 |  | Woodlands |  | MH MG - (WDLS) - SPRING CCC | [5 empty] | TABLES, EXAMINATION/TREATMENT |  | TABLEEXAM-Ritter-Tycos-222-016 |  |  |  |  | TABLEEXAM-Ritter-Tycos-222-016 | Midmark Corp | [7 empty] | Covered PM Repair - Biomedical | MHHS-MG
NO | NO |  |  |  | 029-11654 |  | Midmark Corp | RITTER 222-016 |  | V1805500 | MH MG - (WDLS) - SPRING CCC | MHHS-MG |  |  |  | 029-11654 |  | Woodlands |  | MH MG - (WDLS) - SPRING CCC | [5 empty] | TABLES, EXAMINATION/TREATMENT |  | TABLEEXAM-Ritter-Tycos-222-016 |  |  |  |  | TABLEEXAM-Ritter-Tycos-222-016 | Midmark Corp | [7 empty] | Covered PM Repair - Biomedical | MHHS-MG
YES | YES | Serial Number V2143653 |  |  | 099-08175 | 099-08175 | Midmark Corp | Ritter 224-002 |  | V2143653 | CLOSED - (SE) - SOUTHEAST MEDICAL ASSOCIATES |  |  |  |  | 099-08175 | 099-08175 | Southeast | Herman memorial urology Suite 500 | CLOSED - (SE) - SOUTHEAST MEDICAL ASSOCIATES | Room 6 |  |  | 3/1/20 | No p.m.