NO | YES |  |  |  | 145-00659 | 145-00659 | Midmark Corp | RITTER 230 |  | V1810269 | MH MG-(PL)-Pearland Multi-Specialty (Mp 2) | MHHS-MG |  |  |  | 145-00659 | 145-00659 | Pearland | MHHS-MG | MH MG-(PL)-Pearland Multi-Specialty (Mp 2) | Multispecialty |  |  |  |  | TABLES, EXAMINATION/TREATMENT | Table, Exam | TABLEEXAM-Midmark Corp-230 |  |  |  |  | TABLEEXAM-Midmark Corp-230 | Midmark Corp |  |  |  |  | 4/13/17 |  |  | Covered PM Repair - Biomedical | MHHS-MG | [8 empty] | TABLEEXAM | Table, Exam | Midmark Corp
NO | YES |  |  |  | 017-01059 | 017-01059 | Midmark Corp | RITTER 230 |  | V1031877 | MH MG - (SE) - SOUTHEAST COLON AND RECTAL (MP2) | MHHS-MG |  |  |  | 017-01059 | 017-01059 | Southeast | Memorial Hermann Medical Group Colon | MH MG - (SE) - SOUTHEAST COLON AND RECTAL (MP2) | Room 2 | 3/1/19 |  |  | No PM Required Sticker | TABLES, EXAMINATION/TREATMENT | Table, Exam | TABLEEXAM-Midmark Corp-230 |  |  |  |  | TABLEEXAM-Midmark Corp-230 | Midmark Corp |  |  |  |  | 4/13/17 |  |  | Covered PM Repair - Biomedical | MHHS-MG | [8 empty] | TABLEEXAM | Table, Exam | Midmark Corp
NO | YES |  |  |  | 017-01060 | 017-01060 | Midmark Corp | RITTER 230 |  | V1031345 | MH MG - (SE) - SOUTHEAST COLON AND RECTAL (MP2) | MHHS-MG |  |  |  | 017-01060 | 017-01060 | Southeast | Memorial Hermann Medical Group Colon | MH MG - (SE) - SOUTHEAST COLON AND RECTAL (MP2) | Exam Room | 3/1/19 |  |  |  | TABLES, EXAMINATION/TREATMENT | Table, Exam | TABLEEXAM-Midmark Corp-230 |  |  |  |  | TABLEEXAM-Midmark Corp-230 | Midmark Corp | [7 empty] | Covered PM Repair - Biomedical | MHHS-MG | [8 empty] | TABLEEXAM | Table, Exam | Midmark Corp
NO | YES |  |  |  | 017-01061 | 017-01061 | Midmark Corp | RITTER 230 |  | V1031753 | MH MG - (SE) - SOUTHEAST COLON AND RECTAL (MP2) | MHHS-MG |  |  |  | 017-01061 | 017-01061 | Southeast | Memorial Hermann Medical Group Colon | MH MG - (SE) - SOUTHEAST COLON AND RECTAL (MP2) | Exam Room | 3/1/19 |  |  |  | TABLES, EXAMINATION/TREATMENT | Table, Exam | TABLEEXAM-Midmark Corp-230 |  |  |  |  | TABLEEXAM-Midmark Corp-230 | Midmark Corp | [7 empty] | Covered PM Repair - Biomedical | MHHS-MG | [8 empty] | TABLEEXAM | Table, Exam | Midmark Corp
YES | YES |  |  |  | 000-03905 | 000-03905 | Midmark Corp | Ritter 230 |  | V2024831 | MH MG - (SL) - SUGAR LAND MULTI-SPECIALTY (MP1) |  |  |  |  | 000-03905 | 000-03905 | Sugar Land | Memorial Hermann Medical Group Sugar Land Multi-Specialty (#350) | MH MG - (SL) - SUGAR LAND MULTI-SPECIALTY (MP1) | Hall
YES | YES | Serial Number Cnf |  |  | 000-03914 | 000-03914 | Midmark Corp | Ritter 230 |  | CNF | MH MG - (SL) - SUGAR LAND MULTI-SPECIALTY (MP1) |  |  |  |  | 000-03914 | 000-03914 | Sugar Land | Memorial Hermann Medical Group Sugar Land Multi-Specialty (#350) | MH MG - (SL) - SUGAR LAND MULTI-SPECIALTY (MP1) | Room 31
NO | YES |  |  |  | 000-03869 | 000-03869 | Midmark Corp | RITTER 230-001 |  |  | MH MG-(PL)-Pearland Multi-Specialty (Mp 2) | MHHS-MG |  |  |  | 000-03869 | 000-03869 | Pearland | MHHS-MG | MH MG-(PL)-Pearland Multi-Specialty (Mp 2) | Procedure (Sut390) | 2/1/19 |  |  |  | TABLES, EXAMINATION/TREATMENT | Table, Exam | TABLEEXAM-Midmark Corp-230 |  |  |  |  | TABLEEXAM-Midmark Corp-230 | Midmark Corp |  |  |  |  | 4/13/17 |  |  | Covered PM Repair - Biomedical | MHHS-MG | [8 empty] | TABLEEXAM | Table, Exam | Midmark Corp
NO | YES |  |  |  | 145-00657 | 145-00657 | Midmark Corp | RITTER 230-001 |  | V1809776 | MH MG-(PL)-Pearland Multi-Specialty (Mp 2) | MHHS-MG |  |  |  | 145-00657 | 145-00657 | Pearland | MHHS-MG | MH MG-(PL)-Pearland Multi-Specialty (Mp 2) | Multispecialty |  |  |  |  | TABLES, EXAMINATION/TREATMENT | Table, Exam | TABLEEXAM-Midmark Corp-230 |  |  |  |  | TABLEEXAM-Midmark Corp-230 | Midmark Corp |  |  |  |  | 4/13/17 |  |  | Covered PM Repair - Biomedical | MHHS-MG | [8 empty] | TABLEEXAM | Table, Exam | Midmark Corp
NO | YES |  |  |  | 145-00658 | 145-00658 | Midmark Corp | RITTER 230-001 |  | V1809836 | MH MG-(PL)-Pearland Multi-Specialty (Mp 2) | MHHS-MG |  |  |  | 145-00658 | 145-00658 | Pearland | MHHS-MG | MH MG-(PL)-Pearland Multi-Specialty (Mp 2) | Multispecialty |  |  |  |  | TABLES, EXAMINATION/TREATMENT | Table, Exam | TABLEEXAM-Midmark Corp-230 |  |  |  |  | TABLEEXAM-Midmark Corp-230 | Midmark Corp |  |  |  |  | 4/13/17 |  |  | Covered PM Repair - Biomedical | MHHS-MG | [8 empty] | TABLEEXAM | Table, Exam | Midmark Corp
NO | YES |  |  |  | 041-20543 | 041-20543 | Midmark Corp | RITTER 230-001 |  | V1787361 | MEMORIAL CITY - PELVIC CENTER | MHHS-Mem City |  |  |  | 041-20543 | 041-20543 | West | Pelvic floor help center | MEMORIAL CITY - PELVIC CENTER | Room 1 |  |  |  | No p.m. | TABLES, EXAMINATION/TREATMENT |  | TABLEEXAM-Midmark Corp-230 |  |  |  |  | TABLEEXAM-Midmark Corp-230 | Midmark Corp | [7 empty] | Covered PM Repair - Biomedical | MHHS-Mem City
NO | YES |  |  |  | 041-07968 | 041-07968 | Midmark Corp | RITTER 230-001 |  | V77326 | MH MG - (MC) - MC CARDIOLOGY (MP4) STE400 | MHHS-Mem City |  |  |  | 041-07968 | 041-07968 | West & Memorial City | MHHS-MG | MH MG - (MC) - MC CARDIOLOGY (MP4) STE400 | Cancer Center ER5 | 5/1/19 |  | 5/1/20 |  | TABLES, EXAMINATION/TREATMENT |  | TABLEEXAM-Midmark Corp-230 |  |  |  |  | TABLEEXAM-Midmark Corp-230 | Midmark Corp |  |  |  |  | 2/1/17 |  |  | Covered PM Repair - Biomedical | MHHS-Mem City
NO | YES |  |  |  | 005-33581 | 005-33581 | Midmark Corp | RITTER 230-001 |  | V2005715 | MH MG-(KY)-Katy Urology (Mp2) | MHHS-MG |  |  |  | 005-33581 | 005-33581 | Katy | MHHS-MG | MH MG-(KY)-Katy Urology (Mp2) | Treatment room1 |  |  |  |  | TABLES, EXAMINATION/TREATMENT | Table, Exam | TABLEEXAM-Midmark Corp-230 |  |  |  |  | TABLEEXAM-Midmark Corp-230 | Midmark Corp |  |  |  |  | 4/13/17 |  |  | Covered PM Repair - Biomedical | MHHS-MG | [8 empty] | TABLEEXAM | Table, Exam | Midmark Corp
NO | YES |  |  |  | 005-33582 | 005-33582 | Midmark Corp | RITTER 230-001 |  | V2006320 | MH MG-(KY)-Katy Urology (Mp2) | MHHS-MG |  |  |  | 005-33582 | 005-33582 | Katy | MHHS-MG | MH MG-(KY)-Katy Urology (Mp2) | Treatment room 2 |  |  |  |  | TABLES, EXAMINATION/TREATMENT | Table, Exam | TABLEEXAM-Midmark Corp-230 |  |  |  |  | TABLEEXAM-Midmark Corp-230 | Midmark Corp | [7 empty] | Not Covered Vendor Only - Biomedical | MHHS-MG | [8 empty] | TABLEEXAM | Table, Exam | Midmark Corp
NO | YES |  |  |  | 005-33583 | 005-33583 | Midmark Corp | RITTER 230-001 |  | V200545 | MH MG-(KY)-Katy Urology (Mp2) | MHHS-MG |  |  |  | 005-33583 | 005-33583 | Katy | MHHS-MG | MH MG-(KY)-Katy Urology (Mp2) | Treatment room 3 |  |  |  |  | TABLES, EXAMINATION/TREATMENT | Table, Exam | TABLEEXAM-Midmark Corp-230 |  |  |  |  | TABLEEXAM-Midmark Corp-230 | Midmark Corp |  |  |  |  | 3/30/18 |  |  | Covered PM Repair - Biomedical | MHHS-MG | [8 empty] | TABLEEXAM | Table, Exam | Midmark Corp
NO | YES |  |  |  | 000-03907 | 000-03907 | Midmark Corp | RITTER 230-001 |  | V2028514 | MH MG-(SL)-Sugar Land Multi-Specialty (Mp1) | MHHS-MG |  |  |  | 000-03907 | 000-03907 | Sugar Land | MHHS-MG | MH MG-(SL)-Sugar Land Multi-Specialty (Mp1) | Room 30 | 3/1/19 |  | 3/1/20 |  | TABLES, EXAMINATION/TREATMENT | Table, Exam | TABLEEXAM-Midmark Corp-230 |  |  |  |  | TABLEEXAM-Midmark Corp-230 | Midmark Corp |  |  |  |  | 4/13/17 |  |  | Covered PM Repair - Biomedical | MHHS-MG | [8 empty] | TABLEEXAM | Table, Exam | Midmark Corp
NO | NO |  |  |  | 005-33623 |  | Midmark Corp | RITTER 230-001 |  | V1876300 | MH MG - (MC) - UROLOGY MC (MP3) | MHHS-MG |  |  |  | 005-33623 |  | West & Memorial City |  | MH MG - (MC) - UROLOGY MC (MP3) | [5 empty] | TABLES, EXAMINATION/TREATMENT |  | TABLEEXAM-Midmark Corp-230 |  |  |  |  | TABLEEXAM-Midmark Corp-230 | Midmark Corp | [7 empty] | Covered PM Repair - Biomedical | MHHS-MG
NO | NO |  |  |  | 005-33625 |  | Midmark Corp | RITTER 230-001 |  | V187773 | MH MG - (MC) - UROLOGY MC (MP3) | MHHS-MG |  |  |  | 005-33625 |  | West & Memorial City |  | MH MG - (MC) - UROLOGY MC (MP3) | [5 empty] | TABLES, EXAMINATION/TREATMENT |  | TABLEEXAM-Midmark Corp-230 |  |  |  |  | TABLEEXAM-Midmark Corp-230 | Midmark Corp | [7 empty] | Not Covered Vendor Only - Biomedical | MHHS-MG
NO | NO |  |  |  | 005-33626 |  | Midmark Corp | RITTER 230-001 |  | V1876531 | MH MG - (MC) - UROLOGY MC (MP3) | MHHS-MG |  |  |  | 005-33626 |  | West & Memorial City |  | MH MG - (MC) - UROLOGY MC (MP3) | [5 empty] | TABLES, EXAMINATION/TREATMENT |  | TABLEEXAM-Midmark Corp-230 |  |  |  |  | TABLEEXAM-Midmark Corp-230 | Midmark Corp | [7 empty] | Covered PM Repair - Biomedical | MHHS-MG
NO | NO |  |  |  | 005-33627 |  | Midmark Corp | RITTER 230-001 |  | V1876632 | MH MG - (MC) - UROLOGY MC (MP3) | MHHS-MG |  |  |  | 005-33627 |  | West & Memorial City |  | MH MG - (MC) - UROLOGY MC (MP3) | [5 empty] | TABLES, EXAMINATION/TREATMENT |  | TABLEEXAM-Midmark Corp-230 |  |  |  |  | TABLEEXAM-Midmark Corp-230 | Midmark Corp | [7 empty] | Covered PM Repair - Biomedical | MHHS-MG
NO | NO |  |  |  | 000-02652 |  | Midmark Corp | RITTER 230-001 |  | V2041019 | MH MG - (SE) - UROLOGY ASSOCIATES - SOUTHEAST | MHHS-MG |  |  |  | 000-02652 |  | Southeast & Bay Area |  | MH MG - (SE) - UROLOGY ASSOCIATES - SOUTHEAST | [5 empty] | TABLES, EXAMINATION/TREATMENT |  | TABLEEXAM-Midmark Corp-230 |  |  |  |  | TABLEEXAM-Midmark Corp-230 | Midmark Corp | [7 empty] | Covered PM Repair - Biomedical | MHHS-MG
NO | NO |  |  |  | 000-04289 |  | Midmark Corp | RITTER 230-001 |  | V2032728 | MH MG - (SE) - UROLOGY ASSOCIATES - WEBSTER | MHHS-MG |  |  |  | 000-04289 |  | Southeast & Bay Area |  | MH MG - (SE) - UROLOGY ASSOCIATES - WEBSTER | [5 empty] | TABLES, EXAMINATION/TREATMENT |  | TABLEEXAM-Midmark Corp-230 |  |  |  |  | TABLEEXAM-Midmark Corp-230 | Midmark Corp | [7 empty] | Covered PM Repair - Biomedical | MHHS-MG
NO | YES |  |  |  |  | 013-19139 | Midmark Corp | RITTER 244 |  | NSN | SW-Wound Care | MHHS-Southwest |  |  |  |  | 013-19139 | Southwest | MHHS-Southwest | SW-Wound Care | Wound Care Room #1 | 9/1/18 |  | 9/1/19 |  | TABLES, EXAMINATION/TREATMENT | Table, Exam | TABLEEXAM-Ritter-Tycos-244 |  |  |  |  | TABLEEXAM-Ritter-Tycos-244 | Midmark Corp |  |  |  |  | 4/13/17 |  |  | Covered PM Repair - Biomedical | MHHS-Southwest | [8 empty] | TABLEEXAM | Table, Exam | Ritter-Tycos
NO | YES |  |  |  |  | 013-18308 | Midmark Corp | RITTER 244 |  | NSN | SW-Wound Care | MHHS-Southwest |  |  |  |  | 013-18308 | Southwest | MHHS-Southwest | SW-Wound Care | Wound Care Room #2 | 9/1/18 |  | 9/1/19 |  | TABLES, EXAMINATION/TREATMENT | Table, Exam | TABLEEXAM-Ritter-Tycos-244 |  |  |  |  | TABLEEXAM-Ritter-Tycos-244 | Midmark Corp |  |  |  |  | 4/13/17 |  |  | Covered PM Repair - Biomedical | MHHS-Southwest | [8 empty] | TABLEEXAM | Table, Exam | Ritter-Tycos
NO | NO |  |  |  | 000-04934 |  | Midmark Corp | RITTER 244 |  |  | MH MG - (MC) - BARIATRIC SURGERY DAVIS CLINIC | MHHS-MG |  |  |  | 000-04934 |  | West & Memorial City |  | MH MG - (MC) - BARIATRIC SURGERY DAVIS CLINIC | [5 empty] | TABLES, EXAMINATION/TREATMENT |  | TABLEEXAM-Ritter-Tycos-244 |  |  |  |  | TABLEEXAM-Ritter-Tycos-244 | Midmark Corp | [7 empty] | Covered PM Repair - Biomedical | MHHS-MG
NO | YES |  |  |  | 041-17462 | 041-17462 | Midmark Corp | RITTER 250 |  | V1840193 | MEMORIAL CITY - WOUND CARE | MHHS-Mem City |  |  |  | 041-17462 | 041-17462 | West | West | MEMORIAL CITY - WOUND CARE | Treatment Room 4 |  |  |  |  | LIGHTS, EXAMINATION |  | LAMPEXAM-Ritter-Tycos-250 |  |  |  |  | LAMPEXAM-Ritter-Tycos-250 | Midmark Corp | [7 empty] | Covered PM Repair - Biomedical | MHHS-Mem City
NO | YES |  |  |  | 041-17465 | 041-17465 | Midmark Corp | RITTER 250 |  | V1840201 | MEMORIAL CITY - WOUND CARE | MHHS-Mem City |  |  |  | 041-17465 | 041-17465 | West | West | MEMORIAL CITY - WOUND CARE | HBOTD Treatment Room |  |  |  |  | LIGHTS, EXAMINATION |  | LAMPEXAM-Ritter-Tycos-250 |  |  |  |  | LAMPEXAM-Ritter-Tycos-250 | Midmark Corp | [7 empty] | Covered PM Repair - Biomedical | MHHS-Mem City
NO | YES |  |  |  | 041-17466 | 041-17466 | Midmark Corp | RITTER 250 |  | V1840208 | MEMORIAL CITY - WOUND CARE | MHHS-Mem City |  |  |  | 041-17466 | 041-17466 | West | West | MEMORIAL CITY - WOUND CARE | Treatment Room5 |  |  |  |  | LIGHTS, EXAMINATION |  | LAMPEXAM-Ritter-Tycos-250 |  |  |  |  | LAMPEXAM-Ritter-Tycos-250 | Midmark Corp | [7 empty] | Covered PM Repair - Biomedical | MHHS-Mem City
NO | NO |  |  |  | 041-17463 |  | Midmark Corp | RITTER 250 |  | V1839735 | MEMORIAL CITY - WOUND CARE | MHHS-Mem City |  |  |  | 041-17463 |  | West & Memorial City |  | MEMORIAL CITY - WOUND CARE | [5 empty] | LIGHTS, EXAMINATION |  | LAMPEXAM-Ritter-Tycos-250 |  |  |  |  | LAMPEXAM-Ritter-Tycos-250 | Midmark Corp | [7 empty] | Covered PM Repair - Biomedical | MHHS-Mem City
YES | YES |  |  |  | 013-35597 | 013-35597 | Midmark Corp | Ritter 253 |  |  | 3rd floor |  |  |  |  | 013-35597 | 013-35597 | Southwest | Memorial Hermann Medical Group Southwest (#350) | 3rd floor | Exam room 12 | 1/1/14 |  | 1/1/15
YES | YES | Serial Number Cnf |  |  | 099-01679 | 099-01679 | Midmark Corp | Ritter 391 |  | Cnf | NE- Storage |  |  |  |  | 099-01679 | 099-01679 | Memorial Hermann | Katy | NE- Storage | 5th Floor |  |  |  | No pm
NO | YES |  |  |  | 129-05122 | 129-05122 | Midmark Corp | RITTER 404 |  |  | MH MG-(STX)-South Texas-Wharton | MHHS-MG |  |  |  | 129-05122 | 129-05122 | South | MHHS-MG | MH MG-(STX)-South Texas-Wharton | Exam room 23 primary care | 6/1/18 | 2/1/20 |  |  | TABLES, EXAMINATION/TREATMENT | Table, Exam | TABLEEXAM-Midmark Corp-104 |  |  |  |  | TABLEEXAM-Midmark Corp-104 | Midmark Corp |  |  |  |  | 7/1/18 |  |  | Covered PM Repair - Biomedical | MHHS-MG | [8 empty] | TABLEEXAM | Table, Exam | Midmark Corp
NO | YES |  |  |  | 013-35478 | 013-35478 | Midmark Corp | RITTER 75 EVOLUTION |  | EY002301 | MH MG-(SL)-Sugar Land Multi-Specialty (Mp1) | MHHS-MG |  |  |  | 013-35478 | 013-35478 | Sugar Land | MHHS-MG | MH MG-(SL)-Sugar Land Multi-Specialty (Mp1) | High level disinfectant | 2/1/18 |  |  |  | TABLES, EXAMINATION/TREATMENT |  | TABLEEXAM-Midmark Corp-75 Evolution |  |  |  |  | TABLEEXAM-Midmark Corp-75 Evolution | Midmark Corp |  |  |  |  | 4/1/17 |  |  | Covered PM Repair - Biomedical | MHHS-MG
NO | YES |  |  |  | 129-06372 | 129-06372 | Midmark Corp | RITTER 75 EVOLUTION |  | AN1706 | MH MG-(STX)-South Texas-Wharton | MHHS-MG |  |  |  | 129-06372 | 129-06372 | South | MHHS-MG | MH MG-(STX)-South Texas-Wharton | Exam 7 | 10/1/18 | 10/1/19 |  |  | TABLES, EXAMINATION/TREATMENT |  | TABLEEXAM-Midmark Corp-75 Evolution |  |  |  |  | TABLEEXAM-Midmark Corp-75 Evolution | Midmark Corp |  |  |  |  | 4/1/17 |  |  | Covered PM Repair - Biomedical | MHHS-MG
NO | YES | Serial Number JX001201 |  |  | 129-06407 | 129-06407 | Midmark Corp | RITTER 75 EVOLUTION |  | JX001201 | MH MG - (SL) - SUGAR LAND MULTI-SPECIALTY (MP1) | MHHS-MG |  |  |  | 129-06407 | 129-06407 | South | Memorial Hermann Medical Group Sugar Land Multi-Specialty (#350) | MH MG - (SL) - SUGAR LAND MULTI-SPECIALTY (MP1) | Procesure room 2 | 10/1/18 |  | 10/1/19 |  | TABLES, EXAMINATION/TREATMENT |  | TABLEEXAM-Midmark Corp-75 Evolution |  |  |  |  | TABLEEXAM-Midmark Corp-75 Evolution | Midmark Corp |  |  |  |  | 4/1/17 |  |  | Covered PM Repair - Biomedical | MHHS-MG
NO | YES |  |  |  | 129-06409 | 129-06409 | Midmark Corp | RITTER 75 EVOLUTION |  | EY001780 | MH MG-(STX)-South Texas-Wharton | MHHS-MG |  |  |  | 129-06409 | 129-06409 | South | MHHS-MG | MH MG-(STX)-South Texas-Wharton | Exam 3 | 10/1/18 | 10/1/19 |  |  | TABLES, EXAMINATION/TREATMENT |  | TABLEEXAM-Midmark Corp-75 Evolution |  |  |  |  | TABLEEXAM-Midmark Corp-75 Evolution | Midmark Corp |  |  |  |  | 4/1/17 |  |  | Covered PM Repair - Biomedical | MHHS-MG
NO | NO |  |  |  | 013-35464 |  | Midmark Corp | RITTER 75 EVOLUTION |  | EY002183 | MH MG - (STX) - SOUTH TEXAS - ROSENBERG | MHHS-MG |  |  |  | 013-35464 |  | South |  | MH MG - (STX) - SOUTH TEXAS - ROSENBERG | [5 empty] | TABLES, EXAMINATION/TREATMENT |  | TABLEEXAM-Midmark Corp-75 Evolution |  |  |  |  | TABLEEXAM-Midmark Corp-75 Evolution | Midmark Corp | [7 empty] | Covered PM Repair - Biomedical | MHHS-MG
NO | NO |  |  |  | 129-07238 |  | Midmark Corp | RITTER 75 EVOLUTION |  | EY009061 | MH MG - (STX) - SOUTH TEXAS - WHARTON | MHHS-MG |  |  |  | 129-07238 |  | South |  | MH MG - (STX) - SOUTH TEXAS - WHARTON | [5 empty] | TABLES, EXAMINATION/TREATMENT |  | TABLEEXAM-Midmark Corp-75 Evolution |  |  |  |  | TABLEEXAM-Midmark Corp-75 Evolution | Midmark Corp | [7 empty] | Covered PM Repair - Biomedical | MHHS-MG
NO | NO | [5 empty] | Midmark Corp | RITTER 75 EVOLUTION |  | E4003387 | SW - ER | MHHS-Southwest | [5 empty] | Southwest |  | SW - ER | [5 empty] | TABLES, EXAMINATION/TREATMENT |  | TABLEEXAM-Midmark Corp-75 Evolution |  |  |  |  | TABLEEXAM-Midmark Corp-75 Evolution | Midmark Corp | [7 empty] | Not Covered Vendor Only - Biomedical | MHHS-Southwest
YES | YES |  |  |  | 099-08872 | 099-08872 | Midmark Corp | Ritter Lamp |  |  | SW - HYPERBARIC |  |  |  |  | 099-08872 | 099-08872 | Southwest | Memorial Hermann Southwest Hospital | SW - HYPERBARIC | Wound Care |  |  |  | New Add
YES | YES |  |  |  | 099-08873 | 099-08873 | Midmark Corp | Ritter Lamp |  |  | SW - HYPERBARIC |  |  |  |  | 099-08873 | 099-08873 | Southwest | Memorial Hermann Southwest Hospital | SW - HYPERBARIC | Wound Care |  |  |  | New Add
YES | YES |  |  |  | 099-10986 | 099-10986 | Midmark Corp | Ritter Lamp |  |  | SW - HYPERBARIC |  |  |  |  | 099-10986 | 099-10986 | Southwest | Memorial Hermann Southwest Hospital | SW - HYPERBARIC | Wound Care |  |  |  | New Add
YES | YES |  |  |  | 142-09222 | 142-09222 | Midmark Corp | Ritter light |  |  | MH MG - (WDLS) - OB/GYN (MP3) |  |  |  |  | 142-09222 | 142-09222 | Woodlands | Memorial Hermann Medical Group Specialists for Women (#350) | MH MG - (WDLS) - OB/GYN (MP3) | Storage |  |  |  | New Ads - ?AuNo PM Required?Au sticker
NO | NO | [5 empty] | Midmark Corp | Unknown |  |  | SE - LABORATORY - PATHOLOGY | MHHS-Southeast | [5 empty] | Southeast & Bay Area |  | SE - LABORATORY - PATHOLOGY | [5 empty] | FREEZERS, LABORATORY |  | .needs class |  |  |  |  | .needs class | Midmark Corp | [7 empty] | Covered PM Repair - Biomedical | MHHS-Southeast
NO | YES |  |  |  | 009-10055 | 009-10055 | Migali Scientific | EVOX-U1F-ADA |  |  | CBC - (GH) - HOGG MIDDLE SCHOOL CLINIC | MHHS-Neighborhood Clinics |  |  |  | 009-10055 | 009-10055 | Central & Greater Heights |  | CBC - (GH) - HOGG MIDDLE SCHOOL CLINIC |  | 04/03/2018 |  |  |  | FREEZERS, LABORATORY |  | .needs class | [5 empty] | Migali Sci | [7 empty] | Covered PM Repair - Biomedical | MHHS-Neighborhood Clinics
NO | YES |  |  |  | 005-11215 | 005-11215 | Migali Scientific | EVOX-U1F-ADA |  |  | CBC - (SE) - KRUSE CLINIC | MHHS-Neighborhood Clinics |  |  |  | 005-11215 | 005-11215 | Southeast & Bay Area |  | CBC - (SE) - KRUSE CLINIC |  | 10/31/2019 |  |  |  | FREEZERS, LABORATORY |  | .needs class | [5 empty] | Migali Sci | [7 empty] | Covered PM Repair - Biomedical | MHHS-Neighborhood Clinics
NO | YES |  |  |  | 013-37782 | 013-37782 | Migali Scientific | EVOX-U1F-ADA |  |  | CBC - (SW) - ELROD ELEMENTARY SCHOOL CLINIC | MHHS-Neighborhood Clinics |  |  |  | 013-37782 | 013-37782 | Southwest |  | CBC - (SW) - ELROD ELEMENTARY SCHOOL CLINIC |  | 08/12/2019 |  |  |  | FREEZERS, LABORATORY |  | .needs class | [5 empty] | Migali Sci | [7 empty] | Covered PM Repair - Biomedical | MHHS-Neighborhood Clinics
NO | YES |  |  |  | 013-37783 | 013-37783 | Migali Scientific | EVOX-U1F-ADA |  |  | CBC - (SW) - SHARPSTOWN HIGH SCHOOL CLINIC | MHHS-Neighborhood Clinics |  |  |  | 013-37783 | 013-37783 | Southwest |  | CBC - (SW) - SHARPSTOWN HIGH SCHOOL CLINIC |  | 10/04/2019 |  |  |  | FREEZERS, LABORATORY |  | .needs class | [5 empty] | Migali Sci | [7 empty] | Covered PM Repair - Biomedical | MHHS-Neighborhood Clinics
NO | YES |  |  |  | 129-07091 | 129-07091 | Migali Scientific | EVOX-U1F-ADA |  |  | CBC - (STX) - LAMAR HIGH SCHOOL | MHHS-Neighborhood Clinics |  |  |  | 129-07091 | 129-07091 | South |  | CBC - (STX) - LAMAR HIGH SCHOOL |  | 10/25/2019 |  |  |  | FREEZERS, LABORATORY |  | .needs class | [5 empty] | Migali Sci | [7 empty] | Covered PM Repair - Biomedical | MHHS-Neighborhood Clinics
NO | YES |  |  |  | 129-06641 | 129-06641 | Migali Scientific | EVOX-U1F-ADA |  |  | CBC - (STX) - TERRY HIGH SCHOOL | MHHS-Neighborhood Clinics |  |  |  | 129-06641 | 129-06641 | South |  | CBC - (STX) - TERRY HIGH SCHOOL |  | 10/25/2019 |  |  |  | FREEZERS, LABORATORY |  | .needs class | [5 empty] | Migali Sci | [7 empty] | Covered PM Repair - Biomedical | MHHS-Neighborhood Clinics
NO | YES |  |  |  | 929-01508 | 929-01508 | Migali Scientific | EVOX-U1R-ADA |  |  | CBC - (GH) - NORTHWEST BURBANK HEALTH CENTER | MHHS-Neighborhood Clinics |  |  |  | 929-01508 | 929-01508 | Central & Greater Heights |  | CBC - (GH) - NORTHWEST BURBANK HEALTH CENTER | [5 empty] | REFRIGERATORS, LABORATORY |  | .needs class | [5 empty] | Migali Sci |  |  |  |  | 02/22/2026 |  |  | Not Covered Vendor Only - Biomedical | MHHS-Neighborhood Clinics
NO | NO | [5 empty] | Miles Laboratories | HEMA TEK 2000 |  | 4488-103054 | TMC - LABORATORY - CHEMISTRY (1R) | MHHS-TMC |  | Stainer, Slide |  |  |  | TMC |  | TMC - LABORATORY - CHEMISTRY (1R) | [5 empty] | SLIDE STAINERS |  | STAINERSLIDE-Siemens-Hematek 2000 | STAINERSLIDE | Hematek 2000 |  |  |  | Siemens | Stainer, Slide |  |  | STAINERSLIDE-Siemens-Hematek 2000 |  |  |  | Not Covered Vendor Only - Biomedical | MHHS-TMC
NO | YES |  |  |  | 129-02948 | 129-02948 | Milestone Scientific | CYTO-TEK 4325 |  |  | Sugar Land-Laboratory | MHHS-Sugarland |  | Centrifuge, General Purpose |  | 129-02948 | 129-02948 | Sugar Land | MHHS-Sugarland | Sugar Land-Laboratory | Lab | 1/1/20 | 7/1/20 |  |  | CENTRIFUGES | Centrifuge, General Purpose | CENTRIFUGEGENPURP-Miles Sci-CytoTek 4325 | CENTRIFUGEGENPURP | CytoTek 4325 |  |  |  | Miles Sci | Centrifuge, General Purpose |  |  | CENTRIFUGEGENPURP-Miles Sci-CytoTek 4325 | 8/8/19 |  | CGP-A | Covered PM Repair - Biomedical | MHHS-Sugarland | [8 empty] | CENTRIFUGEGENPURP | Centrifuge, General Purpose | Miles Sci
NO | YES |  |  |  | 069-15073 | 069-15073 | Milestone Scientific | CYTO-TEK 4325 |  |  | TMC-Laboratory-Microbiology (1R) | MHHS-TMC |  | Centrifuge, General Purpose |  | 069-15073 | 069-15073 | TMC | MHHS-TMC | TMC-Laboratory-Microbiology (1R) | MICROBIOLOGY | 12/1/18 |  |  |  | CENTRIFUGES |  | CENTRIFUGEGENPURP-Miles Sci-CytoTek 4325 | CENTRIFUGEGENPURP | CytoTek 4325 |  |  |  | Miles Sci | Centrifuge, General Purpose |  |  | CENTRIFUGEGENPURP-Miles Sci-CytoTek 4325 |  |  |  | Covered PM Repair - Biomedical | MHHS-TMC
YES | YES |  |  |  | 142-09370 | 142-09370 | Millipore | AFS-8D, AFS-16D |  | F5DA81119E | SP CCC - (SL) - LABORATORY |  |  |  |  | 142-09370 | 142-09370 | Sugar Land | Sugar Land | SP CCC - (SL) - LABORATORY |  |  |  |  | No pm
NO | NO |  |  |  | 029-10156 |  | Milwaukee | 1400 PRECISION HOT TOOL |  |  | SMR - (SL) - WILLIAMS TRACE | MHHS-SMR |  |  |  | 029-10156 |  | Sugar Land |  | SMR - (SL) - WILLIAMS TRACE | [5 empty] | HEAT GUN |  | .needs class |  |  |  |  | .needs class | Milwaukee Elect | [7 empty] | Covered PM Repair - Biomedical | MHHS-SMR
YES | YES |  |  |  | 041-08301 |  | Minco Products Inc. | TI108 Digital Thermometer |  | S19639 | Biomed Dept |  |  |  |  | 041-08301 |  | West | Memorial Hermann Memorial City Medical Center | Biomed Dept | Biomed Dept
NO | YES | Serial Number A7514610K1 |  |  | 925-00530 | 925-00530 | Mindray | Accutorr 5 |  | A7514610K1 | MHOSH-3rd Floor |  |  |  |  | 925-00530 | 925-00530 | Central | MHHS-Orthopedic & Spine | MHOSH-3rd Floor | Hallway | 10/1/19 |  | 10/1/20
YES | YES |  |  |  | 099-00251 | 099-00251 | Mindray | Accutorr Plus |  | 0998-00-0444-J71 | MH MG - (SW) - BELLAIRE CENTER |  |  |  |  | 099-00251 | 099-00251 | Katy | Katy | MH MG - (SW) - BELLAIRE CENTER | Bel Air |  |  |  | No pm
NO | YES | Serial Number A7514602K1 |  |  | 925-01862 | 925-01862 | Mindray | Accutorr V |  | A7514602K1 | [5 empty] | 925-01862 | 925-01862 | TMC | Memorial Hermann spine and orthopedic |  | Floor 4
YES | YES |  |  |  | 099-12416 | 099-12416 | Mindray | Zonare |  | 12047L5X119G | TWC |  |  |  |  | 099-12416 | 099-12416 | TMC | Memorial Hermann Heart | TWC | Cath Lab 4
NO | YES | [5 empty] | Mindray DS USA, Inc. | ACCUTORR V |  | A7514611K1 | MHOSH-3rd Floor | MHHS Orthopedic & Spine |  | Monitor, Vital Signs |  |  |  | Central & Greater Heights | MHHS-Orthopedic & Spine | MHOSH-3rd Floor |  | 1/8/19 |  |  |  | MONITORS, PHYSIOLOGIC, VITAL SIGNS | Monitor, Vital Signs | MONITORVITALSIGNS-Datascope-Accutorr V | MONITORVITALSIGNS | Accutorr V |  |  |  | Datascope | Monitor, Vital Signs |  |  | MONITORVITALSIGNS-Datascope-Accutorr V |  | MHOSH Inventory Dec 2019 into 2020 - Copy.xls - Newly Verified | MVS-A | Covered PM Repair - Biomedical | MHHS Orthopedic & Spine | [8 empty] | MONITORVITALSIGNS | Monitor, Vital Signs | Datascope
NO | YES | Serial Number A7514602K1 |  |  |  |  | Mindray DS USA, Inc. | ACCUTORR V |  | A7514602K1 | MHOSH-3rd Floor | MHHS Orthopedic & Spine |  | Monitor, Vital Signs |  |  |  | Central & Greater Heights | MHHS-Orthopedic & Spine | MHOSH-3rd Floor |  | 10/15/19 |  |  |  | MONITORS, PHYSIOLOGIC, VITAL SIGNS | Monitor, Vital Signs | MONITORVITALSIGNS-Datascope-Accutorr V | MONITORVITALSIGNS | Accutorr V |  |  |  | Datascope | Monitor, Vital Signs |  |  | MONITORVITALSIGNS-Datascope-Accutorr V |  | MHOSH Inventory Dec 2019 into 2020 - Copy.xls - Newly Verified | MVS-A | Covered PM Repair - Biomedical | MHHS Orthopedic & Spine | [8 empty] | MONITORVITALSIGNS | Monitor, Vital Signs | Datascope
NO | YES |  |  |  | 151-01543 | 151-01543 | MINERVA | MIN180S |  | M00471 | CY-OR | MHHS-Cypress |  | Endometrial Ablation Device |  | 151-01543 | 151-01543 | Northwest | MHHS-Cypress | CY-OR | Or storage | 9/1/19 | 9/1/20 |  |  | CONTROLLERS | Endometrial Ablation Device | ENDOMETRIALABLATDEV-Minerva Surg Inc.-MIN180S | ENDOMETRIALABLATDEV | MIN180S |  |  |  | Minerva Surg Inc. | Endometrial Ablation Device |  |  | ENDOMETRIALABLATDEV-Minerva Surg Inc.-MIN180S |  |  | EAD-A | Covered PM Repair - Biomedical | MHHS-Cypress | [8 empty] | ENDOMETRIALABLATDEV | Endometrial Ablation Device | Minerva Surg Inc.
NO | YES |  |  |  | 069-43341 | 069-43341 | MINERVA | MIN180S |  | M00494A4 | TMC-OR-Robertson (2R) | MHHS-TMC |  | Endometrial Ablation Device |  | 069-43341 | 069-43341 | TMC | MHHS-TMC | TMC-OR-Robertson (2R) | TMC OR ROBERTSON (2R) | 10/1/19 |  | 10/1/20 |  | CONTROLLERS |  | ENDOMETRIALABLATDEV-Minerva Surg Inc.-MIN180S | ENDOMETRIALABLATDEV | MIN180S |  |  |  | Minerva Surg Inc. | Endometrial Ablation Device |  |  | ENDOMETRIALABLATDEV-Minerva Surg Inc.-MIN180S | 12/14/16 |  |  | Covered PM Repair - Biomedical | MHHS-TMC
NO | YES |  |  |  | 029-12474 | 029-12474 | MINERVA | MIN180S |  | M10104 | Woodlands-OR | MHHS-Woodlands |  | Endometrial Ablation Device |  | 029-12474 | 029-12474 | Woodlands | MHHS-Woodlands | Woodlands-OR | OR 16 | 10/1/19 |  |  |  | CONTROLLERS | Endometrial Ablation Device | ENDOMETRIALABLATDEV-Minerva Surg Inc.-MIN180S | ENDOMETRIALABLATDEV | MIN180S |  |  |  | Minerva Surg Inc. | Endometrial Ablation Device |  |  | ENDOMETRIALABLATDEV-Minerva Surg Inc.-MIN180S | 12/14/16 |  | EAD-A | Covered PM Repair - Biomedical | MHHS-Woodlands | [8 empty] | ENDOMETRIALABLATDEV | Endometrial Ablation Device | Minerva Surg Inc.
NO | NO | [5 empty] | MINNETRONIX MEDICAL | NEURAPHERESIS |  |  | TMC - MHTMC - NON HOSPITAL-OWNED | MHHS-TMC | [5 empty] | TMC |  | TMC - MHTMC - NON HOSPITAL-OWNED | [5 empty] | IRRIGATION/DISTENTION SYSTEMS |  | .needs class | [5 empty] | Minnetronix Inc | [7 empty] | Covered PM Repair - Biomedical | MHHS-TMC
NO | NO | [5 empty] | MINNETRONIX MEDICAL | NEURAPHERESIS |  |  | TMC - MHTMC - NON HOSPITAL-OWNED | MHHS-TMC | [5 empty] | TMC |  | TMC - MHTMC - NON HOSPITAL-OWNED | [5 empty] | IRRIGATION/DISTENTION SYSTEMS |  | .needs class | [5 empty] | Minnetronix Inc | [7 empty] | Not Covered Vendor Only - Biomedical | MHHS-TMC
NO | YES | Asset Tag 069-20742 |  |  | 069-20742 | 069-20742 | Minntech Corp | DSD-201 |  | 636300-021 | (null) | MHHS-TMC |  | Washer, Endoscope |  | 069-20742 | 069-20742 | (null) | MHHS-TMC | (null) | (null) |  |  |  | (null) | STERILIZING UNITS |  | WASHERENDOSCOPE-MINNTECHRENALSYS-DSD-201 | WASHERENDOSCOPE | DSD-201 |  |  |  | MINNTECHRENALSYS | Washer, Endoscope |  | WASHERENDOSCOPE-MINNTECHRENALSYS-DSD-201 |  |  |  |  | Covered PM Repair - Biomedical | MHHS-TMC
NO | YES |  |  |  | 069-29070 | 069-29070 | Minntech Corp | DSD-201 |  | 196496-047 | TMC-OR-Anesthesia (2Hp) | MHHS-TMC |  | Washer, Endoscope |  | 069-29070 | 069-29070 | TMC | MHHS-TMC | TMC-OR-Anesthesia (2Hp) | Cleaning room | 1/1/20 |  | 1/1/21 |  | STERILIZING UNITS |  | WASHERENDOSCOPE-MINNTECHRENALSYS-DSD-201 | WASHERENDOSCOPE | DSD-201 |  |  |  | MINNTECHRENALSYS | Washer, Endoscope |  | WASHERENDOSCOPE-MINNTECHRENALSYS-DSD-201 |  | 12/14/20 |  |  | Not Covered Vendor Only - Rad, High End | MHHS-TMC
NO | NO |  |  |  | 069-33996 |  | Minntech Corp | DSD-201 |  | 649904-144 | TMC - PLAZA - ERTAN DDC (STE 1400) | MHHS-TMC |  | Washer, Endoscope |  | 069-33996 |  | TMC |  | TMC - PLAZA - ERTAN DDC (STE 1400) | [5 empty] | STERILIZING UNITS |  | WASHERENDOSCOPE-MINNTECHRENALSYS-DSD-201 | WASHERENDOSCOPE | DSD-201 |  |  |  | MINNTECHRENALSYS | Washer, Endoscope |  | WASHERENDOSCOPE-MINNTECHRENALSYS-DSD-201 |  |  |  |  | Not Covered Vendor Only - Rad, High End | MHHS-TMC
NO | NO |  |  |  | 069-33997 |  | Minntech Corp | DSD-201 |  | 649904-145 | TMC - PLAZA - ERTAN DDC (STE 1400) | MHHS-TMC |  | Washer, Endoscope |  | 069-33997 |  | TMC |  | TMC - PLAZA - ERTAN DDC (STE 1400) | [5 empty] | STERILIZING UNITS |  | WASHERENDOSCOPE-MINNTECHRENALSYS-DSD-201 | WASHERENDOSCOPE | DSD-201 |  |  |  | MINNTECHRENALSYS | Washer, Endoscope |  | WASHERENDOSCOPE-MINNTECHRENALSYS-DSD-201 |  |  |  |  | Covered PM Repair - Biomedical | MHHS-TMC
NO | NO | [5 empty] | Minntech Corp | DSD-201 |  | 636300-024 | TMC - PLAZA - ERTAN DDC (STE 1400) | MHHS-TMC |  | Washer, Endoscope |  |  |  | TMC |  | TMC - PLAZA - ERTAN DDC (STE 1400) | [5 empty] | STERILIZING UNITS |  | WASHERENDOSCOPE-MINNTECHRENALSYS-DSD-201 | WASHERENDOSCOPE | DSD-201 |  |  |  | MINNTECHRENALSYS | Washer, Endoscope |  | WASHERENDOSCOPE-MINNTECHRENALSYS-DSD-201 |  |  |  |  | Covered PM Repair - Biomedical | MHHS-TMC
NO | NO |  |  |  | 069-34746 |  | Minntech Corp | DSD-201 |  | 649904-148 | TMC - RESPIRATORY - ADULT | MHHS-TMC |  | Washer, Endoscope |  | 069-34746 |  | TMC |  | TMC - RESPIRATORY - ADULT | [5 empty] | STERILIZING UNITS |  | WASHERENDOSCOPE-MINNTECHRENALSYS-DSD-201 | WASHERENDOSCOPE | DSD-201 |  |  |  | MINNTECHRENALSYS | Washer, Endoscope |  | WASHERENDOSCOPE-MINNTECHRENALSYS-DSD-201 |  |  |  |  | Covered PM Repair - Biomedical | MHHS-TMC
YES | YES | Serial Number Cng |  |  | 583-01519 | 583-01519 | Minuteman UPS | Ups |  | Cng | MEMORIAL CITY - LABORATORY - HEMATOLOGY |  |  |  |  | 583-01519 | 583-01519 | West |  | MEMORIAL CITY - LABORATORY - HEMATOLOGY
YES | YES |  |  |  | 009-33046 | 009-33046 | MIRA Inc | Mobilett Mira Max |  | 400-500339 | KATY - NICU |  |  |  |  | 009-33046 | 009-33046 | Katy |  | KATY - NICU
NO | NO |  |  |  | 069-46513 |  | MIS/TEC | JAMAR |  | NA | TMC - REHAB - THERAPY GYM (JG) | MHHS-TMC |  | Dynamometer |  | 069-46513 |  | TMC |  | TMC - REHAB - THERAPY GYM (JG) | [5 empty] | DYNAMOMETER EXERCISE SYSTEMS, COMPUTERIZED |  | DYNAMOMETER-SammonsPrestRoly-Jamar | DYNAMOMETER | Jamar |  |  |  | SammonsPrestRoly | Dynamometer |  |  | DYNAMOMETER-SammonsPrestRoly-Jamar |  |  |  | Covered PM Repair - Biomedical | MHHS-TMC
YES | YES |  |  |  | 099-04502 | 099-04502 | Misonix better matters | BCM-GN |  |  | KATY - OR |  |  |  |  | 099-04502 | 099-04502 | Katy | Memorial Hermann Katy Hospital | KATY - OR | O.R. Storage W2:207 | 2/1/20
YES | YES |  |  |  | 133-31142 | 133-31142 | Misonix Inc | Nexus |  | XA1230 | KATY - OR |  |  |  |  | 133-31142 | 133-31142 | Katy | Memorial Hermann Katy Hospital | KATY - OR | O.R. Storage W2:207 | 1/1/20 | 1/1/21
NO | YES |  |  |  | 041-18791 | 041-18791 | MISONIX, INC | BCM-GN BONESCALPEL |  | BC-0933-2015 | MEMORIAL CITY MOR | MHHS-Mem City |  |  |  | 041-18791 | 041-18791 | West | Memorial Hermann Memorial City Medical Center | MEMORIAL CITY MOR | MEMORIAL CITY MOR |  |  |  |  | ULTRASOUND SURGICAL UNITS |  | ULTRASONICAPPSURG-Aesculap Inc-Misonix BoneScalpe |  |  |  |  | ULTRASONICAPPSURG-Aesculap Inc-Misonix BoneScalpe | Misonix Inc | [7 empty] | Not Covered Vendor Only - Biomedical | MHHS-Mem City
NO | YES |  |  |  | 129-06923 | 129-06923 | MISONIX, INC | BCM-GN BONESCALPEL |  | E-BC06 | Sugar Land-OR | MHHS-Sugarland |  |  |  | 129-06923 | 129-06923 | Sugar Land | MHHS-Sugarland | Sugar Land-OR | OR | 8/1/19 |  | 8/1/20 |  | ULTRASOUND SURGICAL UNITS | Ultrasonic Apparatus, Surgical | ULTRASONICAPPSURG-Aesculap Inc-Misonix BoneScalpe |  |  |  |  | ULTRASONICAPPSURG-Aesculap Inc-Misonix BoneScalpe | Misonix Inc |  |  |  |  | 12/1/20 |  | UAS-SA | Not Covered Vendor Only - Biomedical | MHHS-Sugarland | [8 empty] | ULTRASONICAPPSURG | Ultrasonic Apparatus, Surgical | Aesculap Inc
NO | YES |  |  |  | 077-08036 | 077-08036 | MISONIX, INC | BCM-GN BONESCALPEL |  | BC-0939-2015 | TMC-OR-Hermann (2Hp) | MHHS-TMC |  |  |  | 077-08036 | 077-08036 | TMC | MHHS-TMC | TMC-OR-Hermann (2Hp) | OR 36 | 6/1/19 |  | 6/1/20 |  | ULTRASOUND SURGICAL UNITS |  | ULTRASONICAPPSURG-Aesculap Inc-Misonix BoneScalpe |  |  |  |  | ULTRASONICAPPSURG-Aesculap Inc-Misonix BoneScalpe | Misonix Inc |  |  |  |  | 12/1/20 |  |  | Not Covered Vendor Only - Biomedical | MHHS-TMC
NO | NO |  |  |  | 041-18789 |  | MISONIX, INC | BCM-GN BONESCALPEL |  | BC-0934-2015 | MEMORIAL CITY - MHT - JHC OR | MHHS-Mem City |  |  |  | 041-18789 |  | West & Memorial City |  | MEMORIAL CITY - MHT - JHC OR | [5 empty] | ULTRASOUND SURGICAL UNITS |  | ULTRASONICAPPSURG-Aesculap Inc-Misonix BoneScalpe |  |  |  |  | ULTRASONICAPPSURG-Aesculap Inc-Misonix BoneScalpe | Misonix Inc | [7 empty] | Not Covered Vendor Only - Biomedical | MHHS-Mem City
YES | YES |  |  |  | OH1-37997 | OH1-37997 | Mitaka USA Inc | Overhead Position Stand |  | OH1-37997 | SW - OR |  |  |  |  | OH1-37997 | OH1-37997 | Southwest | Memorial Hermann Southwest Hospital | SW - OR | OR4 | 1/1/20 |  | 1/1/21
NO | YES | [5 empty] | Mitek Surgical Products Inc |  |  |  | MHOSH-OR | MHHS Orthopedic & Spine |  | Insufflator, Carbon Dioxide |  |  |  | Central & Greater Heights | MHHS-Orthopedic & Spine | MHOSH-OR |  | 7/16/19 |  |  |  | ELECTROSURGICAL UNITS | Insufflator, Carbon Dioxide | INSUFFLATORCARBONDIOX-DePuy Mitek-225001 | INSUFFLATORCARBONDIOX |  |  |  |  | DePuy | Insufflator, Carbon Dioxide |  |  | INSUFFLATORCARBONDIOX-DePuy Mitek-225001 |  | MHOSH Inventory Dec 2019 into 2020 - Copy.xls - Newly Verified | ICD-SA | Covered PM Repair - Biomedical | MHHS Orthopedic & Spine | [8 empty] | INSUFFLATORCARBONDIOX | Insufflator, Carbon Dioxide | DePuy
NO | YES | [5 empty] | Mitek Surgical Products Inc |  |  | T81058853 | MHOSH-OR | MHHS Orthopedic & Spine |  | Insufflator, Carbon Dioxide |  |  |  | Central & Greater Heights | MHHS-Orthopedic & Spine | MHOSH-OR |  | 7/16/19 |  |  |  | ELECTROSURGICAL UNITS | Insufflator, Carbon Dioxide | INSUFFLATORCARBONDIOX-DePuy Mitek-225001 | INSUFFLATORCARBONDIOX |  |  |  |  | DePuy | Insufflator, Carbon Dioxide |  |  | INSUFFLATORCARBONDIOX-DePuy Mitek-225001 |  | MHOSH Inventory Dec 2019 into 2020 - Copy.xls - Newly Verified | ICD-SA | Covered PM Repair - Biomedical | MHHS Orthopedic & Spine | [8 empty] | INSUFFLATORCARBONDIOX | Insufflator, Carbon Dioxide | DePuy
NO | YES |  |  |  | 005-09454 | 005-09454 | Mitek Surgical Products Inc |  |  |  | SE-OR | MHHS-Southeast |  | Electrosurgical Unit |  | 005-09454 | 005-09454 | Southeast | MHHS-Southeast | SE-OR | OR - Clean Supply | 10/1/19 |  | 10/1/20 |  | ELECTROSURGICAL UNITS |  | ELECTROSURGICALUNIT-DePuy Mitek-225021 | ELECTROSURGICALUNIT |  |  |  |  | DePuy | Electrosurgical Unit |  |  | ELECTROSURGICALUNIT-DePuy Mitek-225021 |  |  |  | Covered PM Repair - Biomedical | MHHS-Southeast
YES | YES | Serial Number Cnf |  |  | 133-01951 | 133-01951 | Mitsubishi | CP700UM |  | Cnf | KATY - |  |  |  |  | 133-01951 | 133-01951 | Katy | Katy | KATY - | Bio med shop |  |  |  | No pm
YES | YES |  |  |  | 009-06804 | 009-06804 | Mitsubishi Electronics | HS-MD3000U |  | 603689m | Cardiology |  |  |  |  | 009-06804 | 009-06804 | Central | TIRR Memorial Hermann Outpatient Rehabilitation - Greater Heights | Cardiology | S2 2: 105 47 | 3/1/20
YES | YES |  |  |  | 099-07291 | 099-07291 | Mitsubishi Electronics | P93 |  | S6008184 | SE - ESOPHAGEAL DISEASE CENTER |  |  |  |  | 099-07291 | 099-07291 | Southeast | Memorial Hermann Southeast Hospital | SE - ESOPHAGEAL DISEASE CENTER | Procedure Room 4 |  |  |  | No pm found
NO | NO |  |  |  | 041-11104 |  | Mitsubishi Electronics America Inc Imaging Product |  |  |  | MEMORIAL CITY - TEXAS ONCOLOGY | MHHS-Mem City |  |  |  | 041-11104 |  | West & Memorial City |  | MEMORIAL CITY - TEXAS ONCOLOGY | [5 empty] | PRINTERS |  | .needs class |  |  |  |  | .needs class | Mitsubishi | [7 empty] | Covered PM Repair - Radiology, Low End | MHHS-Mem City
NO | NO | [5 empty] | Mitsubishi Electronics America Inc Imaging Product | MD3000 |  | x | OPID - (TMC) - MH IMAGING CENTER - 417 | MHHS-OPID |  | Recorder, Video Cassette |  |  |  | TMC |  | OPID - (TMC) - MH IMAGING CENTER - 417 | [5 empty] | RECORDERS, TAPE, VIDEO |  | RECORDERVIDEOCASSETTE-Mitsubishi-MD3000 | RECORDERVIDEOCASSETTE | MD3000 |  |  |  | Mitsubishi | Recorder, Video Cassette |  | RECORDERVIDEOCASSETTE-Mitsubishi-MD3000 |  |  |  |  | Not Covered Vendor Only - Biomedical | MHHS-OPID
NO | NO | [5 empty] | Mitsubishi Electronics America Inc Imaging Product | P-90 |  |  | MEMORIAL CITY - OUTPATIENT SURGERY | MHHS-Mem City |  | Printer, Video |  |  |  | West & Memorial City |  | MEMORIAL CITY - OUTPATIENT SURGERY | [5 empty] | PRINTERS |  | PRINTERVIDEO-MITSUBISHI-P90 | PRINTERVIDEO | P90 |  |  |  | MITSUBISHI | Printer, Video |  |  | PRINTERVIDEO-MITSUBISHI-P90 |  |  |  | Not Covered Vendor Only - Lab Ana/Anes | MHHS-Mem City
NO | NO |  |  |  | 129-06522 |  | Mitsubishi Electronics America Inc Imaging Product | P40U |  |  | MH MG - (SL) - SUGAR LAND MULTI-SPECIALTY (MP1) | MHHS-MG |  | Printer, Video |  | 129-06522 |  | Sugar Land |  | MH MG - (SL) - SUGAR LAND MULTI-SPECIALTY (MP1) | [5 empty] | PRINTERS |  | PRINTERVIDEO-Mitsubishi-P40U | PRINTERVIDEO | P40U |  |  |  | Mitsubishi | Printer, Video |  | PRINTERVIDEO-Mitsubishi-P40U |  |  |  |  | Not Covered Vendor Only - Lab Ana/Anes | MHHS-MG
YES | YES |  |  |  | 099-08014 | 099-08014 | Mizuho America, Inc. | 07-150-20 |  | 15866-018 | TMC - OR - HEREMAN (2HP) |  |  |  |  | 099-08014 | 099-08014 | TMC | Memorial Hermann Texas Medical Center | TMC - OR - HEREMAN (2HP) | S412 storage
YES | YES |  |  |  | 099-08012 | 099-08012 | Mizuho America, Inc. | 07-150-20 |  | 15866-017 | TMC - OR - HEREMAN (2HP) |  |  |  |  | 099-08012 | 099-08012 | TMC | Memorial Hermann Texas Medical Center | TMC - OR - HEREMAN (2HP) | S412 storage
YES | YES |  |  |  | 142-08447 | 142-08447 | Mizuho America, Inc. | 3603 ultraslide |  |  | NE - OR |  |  |  |  | 142-08447 | 142-08447 | Katy | Memorial Hermann Northeast Hospital | NE - OR | OR4 | 1/1/20 | 7/1/20
YES | YES |  |  |  | 142-08448 | 142-08448 | Mizuho America, Inc. | 3603 ultraslide |  | 20917-0766 | NE - OR |  |  |  |  | 142-08448 | 142-08448 | Katy | Memorial Hermann Northeast Hospital | NE - OR | OR1 | 1/1/20 | 7/1/20
NO | YES |  |  |  | 069-41713 | 069-41713 | Mizuho OSI | 07-150-02 |  | 13405-005 | TMC-OR-Hermann (2Hp) | MHHS-TMC |  | Doppler, Fetal Ultrasound |  | 069-41713 | 069-41713 | TMC | MHHS-TMC | TMC-OR-Hermann (2Hp) | S412 storage | 3/1/17 |  |  |  | DETECTORS, BLOOD FLOW/FETAL HEART, ULTRASONIC | Doppler, Fetal Ultrasound | DOPPLERFETALULTRASND-Mizuho OSI-07-150-02 | DOPPLERFETALULTRASND | 07-150-02 |  |  |  | Mizuho OSI | Doppler, Fetal Ultrasound |  | DOPPLERFETALULTRASND-Mizuho OSI-07-150-02 |  |  |  |  | Covered PM Repair - Biomedical | MHHS-TMC | [7 empty] | Doppler, Fetal Ultrasound | DOPPLERFETALULTRASND | Doppler, Fetal Ultrasound | Mizuho OSI
NO | YES |  |  |  | 069-41714 | 069-41714 | Mizuho OSI | 07-150-02 |  | 13405-006 | TMC-OR-Pedi OR (2R) | MHHS-TMC |  | Doppler, Fetal Ultrasound |  | 069-41714 | 069-41714 | TMC | MHHS-TMC | TMC-OR-Pedi OR (2R) | Biomed shop | 4/1/18 |  | 4/1/19 |  | DETECTORS, BLOOD FLOW/FETAL HEART, ULTRASONIC | Doppler, Fetal Ultrasound | DOPPLERFETALULTRASND-Mizuho OSI-07-150-02 | DOPPLERFETALULTRASND | 07-150-02 |  |  |  | Mizuho OSI | Doppler, Fetal Ultrasound |  | DOPPLERFETALULTRASND-Mizuho OSI-07-150-02 |  |  |  |  | Covered PM Repair - Biomedical | MHHS-TMC | [7 empty] | Doppler, Fetal Ultrasound | DOPPLERFETALULTRASND | Doppler, Fetal Ultrasound | Mizuho OSI
NO | YES | [5 empty] | Mizuho OSI |  |  |  | GH-OR | MHHS-Greater Heights |  | Table, Surgical, Electric |  |  |  | Central Greater Heights | MHHS-Greater Heights | GH-OR | Hallway | 12/1/19 |  | 6/1/20 |  | TABLES, OPERATING | Table, Surgical, Electric | TABLESURGICALELECT-Mizuho OSI-5803 | TABLESURGICALELECT |  |  |  |  | Mizuho OSI | Table, Surgical, Electric |  | TABLESURGICALELECT-Mizuho OSI-5803 |  |  |  | TSE-A | Not Covered Vendor Only - Biomedical | MHHS-Greater Heights | [7 empty] | Table, Surgical, Electric | TABLESURGICALELECT | Table, Surgical, Electric | Mizuho OSI
NO | YES |  |  |  | 133-03197 | 133-03197 | Mizuho OSI |  |  |  | Katy-OR | MHHS-Katy |  | Table, Surgical, Electric |  | 133-03197 | 133-03197 | Katy | MHHS-Katy | Katy-OR | In back hallway | 10/1/19 | 4/1/20 |  |  | TABLES, OPERATING | Table, Surgical, Electric | TABLESURGICALELECT-Mizuho OSI-5803 | TABLESURGICALELECT |  |  |  |  | Mizuho OSI | Table, Surgical, Electric |  | TABLESURGICALELECT-Mizuho OSI-5803 |  |  |  | TSE-A | Not Covered Vendor Only - Lab Ana/Anes | MHHS-Katy | [7 empty] | Table, Surgical, Electric | TABLESURGICALELECT | Table, Surgical, Electric | Mizuho OSI
NO | YES |  |  |  | 041-11079 | 041-11079 | Mizuho OSI |  |  |  | MEMORIAL CITY - ANESTHESIOLOGY | MHHS-Mem City |  | Table, Surgical, Electric |  | 041-11079 | 041-11079 | West | Memorial Hermann Memorial City Medical Center | MEMORIAL CITY - ANESTHESIOLOGY | E2 300 OR Storage Room |  |  |  |  | TABLES, OPERATING |  | TABLESURGICALELECT-Mizuho OSI-5803 | TABLESURGICALELECT |  |  |  |  | Mizuho OSI | Table, Surgical, Electric |  | TABLESURGICALELECT-Mizuho OSI-5803 |  |  |  |  | Not Covered Vendor Only - Biomedical | MHHS-Mem City
NO | YES |  |  |  | 041-16520 | 041-16520 | Mizuho OSI |  |  |  | OR | MHHS-Mem City |  | Table, Surgical, Electric |  | 041-16520 | 041-16520 | West | Memorial Hermann - Memorial City | OR | Back Hallway |  |  |  |  | TABLES, OPERATING |  | TABLESURGICALELECT-Mizuho OSI-5803 | TABLESURGICALELECT |  |  |  |  | Mizuho OSI | Table, Surgical, Electric |  | TABLESURGICALELECT-Mizuho OSI-5803 |  |  |  |  | Covered PM Repair - Biomedical | MHHS-Mem City
NO | YES |  |  |  | 925-01745 | 925-01745 | Mizuho OSI |  |  |  | MHOSH-OR | MHHS Orthopedic & Spine |  | Table, Surgical, Electric |  | 925-01745 | 925-01745 | Central & Greater Heights | MHHS-Orthopedic & Spine | MHOSH-OR |  | 8/9/19 |  |  |  | TABLES, OPERATING | Table, Surgical, Electric | TABLESURGICALELECT-Mizuho OSI-5803 | TABLESURGICALELECT |  |  |  |  | Mizuho OSI | Table, Surgical, Electric |  | TABLESURGICALELECT-Mizuho OSI-5803 |  |  | MHOSH Inventory Dec 2019 into 2020 - Copy.xls - Newly Verified | TSE-A | Not Covered Vendor Only - Lab Ana/Anes | MHHS Orthopedic & Spine | [7 empty] | Table, Surgical, Electric | TABLESURGICALELECT | Table, Surgical, Electric | Mizuho OSI
NO | YES | [5 empty] | Mizuho OSI |  |  |  | NE-OR | MHHS-Northeast |  | Table, Surgical, Electric |  |  |  | Katy | MHHS-Northeast | NE-OR |  | 6/1/19 | 6/1/20 |  |  | TABLES, OPERATING | Table, Surgical, Electric | TABLESURGICALELECT-Mizuho OSI-5803 | TABLESURGICALELECT |  |  |  |  | Mizuho OSI | Table, Surgical, Electric |  | TABLESURGICALELECT-Mizuho OSI-5803 |  |  |  | TSE-A | Not Covered Vendor Only - Biomedical | MHHS-Northeast | [7 empty] | Table, Surgical, Electric | TABLESURGICALELECT | Table, Surgical, Electric | Mizuho OSI
NO | YES |  |  |  | 005-09423 | 005-09423 | Mizuho OSI |  |  |  | SE-OR | MHHS-Southeast |  | Table, Surgical, Electric |  | 005-09423 | 005-09423 | Southeast | MHHS-Southeast | SE-OR | OR - Clean Supply | 10/1/19 |  | 10/1/20 |  | TABLES, OPERATING | Table, Surgical, Electric | TABLESURGICALELECT-Mizuho OSI-5803 | TABLESURGICALELECT |  |  |  |  | Mizuho OSI | Table, Surgical, Electric |  | TABLESURGICALELECT-Mizuho OSI-5803 |  |  |  | TSE-A | Not Covered Vendor Only - Lab Ana/Anes | MHHS-Southeast | [7 empty] | Table, Surgical, Electric | TABLESURGICALELECT | Table, Surgical, Electric | Mizuho OSI
NO | YES |  |  |  | 013-17169 | 013-17169 | Mizuho OSI |  |  |  | SW-OR | MHHS-Southwest |  | Table, Surgical, Electric |  | 013-17169 | 013-17169 | Southwest | MHHS-Southwest | SW-OR | OR4 | 3/1/20 |  | 9/1/20 |  | TABLES, OPERATING | Table, Surgical, Electric | TABLESURGICALELECT-Mizuho OSI-5803 | TABLESURGICALELECT |  |  |  |  | Mizuho OSI | Table, Surgical, Electric |  | TABLESURGICALELECT-Mizuho OSI-5803 |  |  |  | TSE-A | Not Covered Vendor Only - Biomedical | MHHS-Southwest | [7 empty] | Table, Surgical, Electric | TABLESURGICALELECT | Table, Surgical, Electric | Mizuho OSI
NO | YES |  |  |  | 129-03472 | 129-03472 | Mizuho OSI |  |  |  | Sugar Land-OR | MHHS-Sugarland |  | Table, Surgical, Electric |  | 129-03472 | 129-03472 | Sugar Land | MHHS-Sugarland | Sugar Land-OR | Back hallway | 12/1/19 |  | 12/1/20 |  | TABLES, OPERATING | Table, Surgical, Electric | TABLESURGICALELECT-Mizuho OSI-5803 | TABLESURGICALELECT |  |  |  |  | Mizuho OSI | Table, Surgical, Electric |  | TABLESURGICALELECT-Mizuho OSI-5803 |  |  |  | TSE-A | Not Covered Vendor Only - Lab Ana/Anes | MHHS-Sugarland | [7 empty] | Table, Surgical, Electric | TABLESURGICALELECT | Table, Surgical, Electric | Mizuho OSI
NO | YES |  |  |  | 069-27408 |  | Mizuho OSI |  |  |  | Memorial Hermann- Texas Medical Center-OR-PACU nurse station | MHHS-TMC |  | Table, Surgical, Electric |  | 069-27408 |  | TMC | TMC | Memorial Hermann- Texas Medical Center-OR-PACU nurse station | Hall way | 12/1/19 |  | 12/1/20 |  | TABLES, OPERATING | Table, Surgical, Electric | TABLESURGICALELECT-Mizuho OSI-5803 | TABLESURGICALELECT |  |  |  |  | Mizuho OSI | Table, Surgical, Electric |  | TABLESURGICALELECT-Mizuho OSI-5803 |  |  |  | TSE-A | Not Covered Vendor Only - Biomedical | MHHS-TMC | [7 empty] | Table, Surgical, Electric | TABLESURGICALELECT | Table, Surgical, Electric | Mizuho OSI
NO | YES |  |  |  | 029-09343 | 029-09343 | Mizuho OSI |  |  |  | Woodlands-OR | MHHS-Woodlands |  | Table, Surgical, Electric |  | 029-09343 | 029-09343 | Woodlands | MHHS-Woodlands | Woodlands-OR | Surgery Storage | 8/1/18 |  | 2/1/19 |  | TABLES, OPERATING | Table, Surgical, Electric | TABLESURGICALELECT-Mizuho OSI-5803 | TABLESURGICALELECT |  |  |  |  | Mizuho OSI | Table, Surgical, Electric |  | TABLESURGICALELECT-Mizuho OSI-5803 |  |  |  | TSE-A | Not Covered Vendor Only - Lab Ana/Anes | MHHS-Woodlands | [7 empty] | Table, Surgical, Electric | TABLESURGICALELECT | Table, Surgical, Electric | Mizuho OSI
NO | YES |  |  |  |  | 029-07549 | Mizuho OSI |  |  |  | Woodlands-OR | [5 empty] | 029-07549 | Woodlands | MHHS-Woodlands | Woodlands-OR | Surgery Storage | 1/1/18 |  | 1/1/19 |  |  | Table, Surgical, Electric | TABLESURGICALELECT-Mizuho OSI-5803 | [12 empty] | TSE-A | [9 empty] | Table, Surgical, Electric | TABLESURGICALELECT | Table, Surgical, Electric | Mizuho OSI
YES | YES |  |  |  | 029-12982 | 029-12982 | Mizuho OSI |  |  | NSN | Surgery |  |  |  |  | 029-12982 | 029-12982 | Woodlands | Memorial Hermann Hospital Woodlands | Surgery | Surgery storage | [5 empty] | Table, Surgical, Electric | TABLESURGICALELECT-Mizuho OSI-5803 | [12 empty] | TSE-A | [9 empty] | Table, Surgical, Electric | TABLESURGICALELECT | Table, Surgical, Electric | Mizuho OSI
NO | YES |  |  |  | 069-38782 | 069-38782 | Mizuho OSI |  |  |  | Memorial Hermann- Texas Medcal Center- OR |  |  |  |  | 069-38782 | 069-38782 |  | TMC | Memorial Hermann- Texas Medcal Center- OR | Hallway | 12/1/19 |  | 1/1/20 |  |  | Table, Surgical, Electric | TABLESURGICALELECT-Mizuho OSI-5803 | [12 empty] | TSE-A | [9 empty] | Table, Surgical, Electric | TABLESURGICALELECT | Table, Surgical, Electric | Mizuho OSI
YES | YES |  |  |  | 069-37250 | 069-37250 | Mizuho OSI |  |  |  | TMC - OR - ROBERTSON (2R) |  |  |  |  | 069-37250 | 069-37250 | TMC | Memorial Hermann-Texas Medical Center | TMC - OR - ROBERTSON (2R) | Hall | 12/1/19 |  | 6/1/20 |  |  | Table, Surgical, Electric | TABLESURGICALELECT-Mizuho OSI-5803 | [12 empty] | TSE-A | [9 empty] | Table, Surgical, Electric | TABLESURGICALELECT | Table, Surgical, Electric | Mizuho OSI
NO | YES |  |  |  |  | 069-36644 | Mizuho OSI |  |  |  | TMC-Sarofim 3-OR | [5 empty] | 069-36644 | TMC | MHHS-TMC | TMC-Sarofim 3-OR | SAROFIM | 12/1/19 |  | 12/1/20 |  |  | Table, Surgical, Electric | TABLESURGICALELECT-Mizuho OSI-5803 | [12 empty] | TSE-A | [9 empty] | Table, Surgical, Electric | TABLESURGICALELECT | Table, Surgical, Electric | Mizuho OSI
YES | YES |  |  |  | 099-12034 | 099-12034 | Mizuho OSI |  |  |  | TMC - SAROFIM 3 - OR |  |  |  |  | 099-12034 | 099-12034 | TMC | Memorial Hermann-Texas Medical Center | TMC - SAROFIM 3 - OR | SAROFIM | [5 empty] | Table, Surgical, Electric | TABLESURGICALELECT-Mizuho OSI-5803 | [12 empty] | TSE-A | [9 empty] | Table, Surgical, Electric | TABLESURGICALELECT | Table, Surgical, Electric | Mizuho OSI
YES | YES | Serial Number Cnf |  |  | 069-27412 | 069-27412 | Mizuho OSI |  |  | Cnf | TMC - SAROFIM 3 - OR |  |  |  |  | 069-27412 | 069-27412 | TMC | Memorial Hermann-Texas Medical Center | TMC - SAROFIM 3 - OR | Hall | 12/1/19 |  | 6/1/20 |  |  | Table, Surgical, Electric | TABLESURGICALELECT-Mizuho OSI-5803 | [12 empty] | TSE-A | [9 empty] | Table, Surgical, Electric | TABLESURGICALELECT | Table, Surgical, Electric | Mizuho OSI
NO | YES |  |  |  | 069-26214 | 069-26214 | Mizuho OSI |  |  | NSN | TMC-Sarofim 3-OR |  |  |  |  | 069-26214 | 069-26214 | TMC | MHHS-TMC | TMC-Sarofim 3-OR | Hall | 1/1/20 |  | 1/1/21 |  |  | Table, Surgical, Electric | TABLESURGICALELECT-Mizuho OSI-5803 | [12 empty] | TSE-A | [9 empty] | Table, Surgical, Electric | TABLESURGICALELECT | Table, Surgical, Electric | Mizuho OSI
NO | YES |  |  |  | 041?Ai13562 | 041?Ai13562 | Mizuho OSI |  |  |  | MEMORIAL CITY - ANESTHESIOLOGY |  |  |  |  | 041?Ai13562 | 041?Ai13562 | West | Memorial Hermann Memorial City Medical Center | MEMORIAL CITY - ANESTHESIOLOGY | E2 300 OR Storage Room
NO | NO | [5 empty] | Mizuho OSI |  |  |  | TMC - OR - PEDI OR (2R) | MHHS-TMC |  | Table, Surgical, Electric |  |  |  | TMC |  | TMC - OR - PEDI OR (2R) | [5 empty] | TABLES, OPERATING |  | TABLESURGICALELECT-Mizuho OSI-5803 | TABLESURGICALELECT |  |  |  |  | Mizuho OSI | Table, Surgical, Electric |  | TABLESURGICALELECT-Mizuho OSI-5803 |  |  |  |  | Not Covered Vendor Only - Biomedical | MHHS-TMC
NO | NO | [5 empty] | Mizuho OSI |  |  |  | TMC - OR - ROBERTSON (2R) | MHHS-TMC |  | Table, Surgical, Electric |  |  |  | TMC |  | TMC - OR - ROBERTSON (2R) | [5 empty] | TABLES, OPERATING |  | TABLESURGICALELECT-Mizuho OSI-5803 | TABLESURGICALELECT |  |  |  |  | Mizuho OSI | Table, Surgical, Electric |  | TABLESURGICALELECT-Mizuho OSI-5803 |  |  |  |  | Not Covered Vendor Only - Lab Ana/Anes | MHHS-TMC
NO | NO |  |  |  | 013-35681 |  | Mizuho OSI | 5838 ELITE |  |  | SW - OR | MHHS-Southwest |  |  |  | 013-35681 |  | Southwest |  | SW - OR | [5 empty] | TABLES, OPERATING |  | TABLESURGICALELECT-Mizuho OSI-5838 |  |  |  |  | TABLESURGICALELECT-Mizuho OSI-5838 | Mizuho OSI | [7 empty] | Covered PM Repair - Biomedical | MHHS-Southwest
NO | NO | [5 empty] | Mizuho OSI | 5838 ELITE |  |  | WOODLANDS - OR | MHHS-Woodlands | [5 empty] | Woodlands |  | WOODLANDS - OR | [5 empty] | TABLES, OPERATING |  | TABLESURGICALELECT-Mizuho OSI-5838 |  |  |  |  | TABLESURGICALELECT-Mizuho OSI-5838 | Mizuho OSI | [7 empty] | Covered PM Repair - Biomedical | MHHS-Woodlands
NO | YES |  |  |  | 013-17175 | 013-17175 | Mizuho OSI |  |  |  | SW-OR | MHHS-Southwest |  | Table, Surgical, Electric |  | 013-17175 | 013-17175 | Southwest | MHHS-Southwest | SW-OR | OR Hallway | 7/1/19 |  | 7/1/20 |  | TABLES, EXAMINATION/TREATMENT, ADJUSTABLE, ORTHOPE | Table, Surgical, Electric | TABLESURGICALELECT-Orthopedic Sys-5892 | TABLESURGICALELECT |  |  |  |  | Orthopedic Sys | Table, Surgical, Electric |  |  | TABLESURGICALELECT-Orthopedic Sys-5892 |  |  | TSE-A | Covered PM Repair - Biomedical | MHHS-Southwest | [8 empty] | TABLESURGICALELECT | Table, Surgical, Electric | Orthopedic Sys
NO | NO |  |  |  | 069-25951 |  | Mizuho OSI |  |  |  | TMC - OR - ROBERTSON (2R) | MHHS-TMC |  | Table, Surgical, Electric |  | 069-25951 |  | TMC |  | TMC - OR - ROBERTSON (2R) | [5 empty] | TABLES, EXAMINATION/TREATMENT, ADJUSTABLE, ORTHOPE |  | TABLESURGICALELECT-Orthopedic Sys-5892 | TABLESURGICALELECT |  |  |  |  | Orthopedic Sys | Table, Surgical, Electric |  |  | TABLESURGICALELECT-Orthopedic Sys-5892 |  |  |  | Covered PM Repair - Biomedical | MHHS-TMC
NO | YES | Serial Number 298 |  |  | 009-33555 | 009-33555 | Mizuho OSI | ALLEGRO 6800 |  |  | GH-OR | MHHS-Greater Heights |  | Table, X-Ray |  | 009-33555 | 009-33555 | Central Greater Heights | MHHS-Greater Heights | GH-OR | Hallway | 7/1/19 |  | 6/1/20 |  | TABLES, IMAGING, RADIOGRAPHIC | Table, X-Ray | TABLEXRAY-Mizuho OSI-Allegro 6800 | TABLEXRAY | Allegro 6800 |  |  |  | Mizuho OSI | Table, X-Ray |  | TABLEXRAY-Mizuho OSI-Allegro 6800 |  | 1/10/18 |  | TX-A | Covered PM Repair - Biomedical | MHHS-Greater Heights | [7 empty] | Table, X-Ray | TABLEXRAY | Table, X-Ray | Mizuho OSI
NO | YES |  |  |  | 069-22649 | 069-22649 | Mizuho OSI | ALLEGRO 6800 |  |  | TMC-OR-CVOR (7Hvi) | MHHS-TMC |  | Table, X-Ray |  | 069-22649 | 069-22649 | TMC | MHHS-TMC | TMC-OR-CVOR (7Hvi) | OR 4 |  |  |  |  | TABLES, IMAGING, RADIOGRAPHIC | Table, X-Ray | TABLEXRAY-Mizuho OSI-Allegro 6800 | TABLEXRAY | Allegro 6800 |  |  |  | Mizuho OSI | Table, X-Ray |  | TABLEXRAY-Mizuho OSI-Allegro 6800 |  | 1/10/18 |  | TX-A | Covered PM Repair - Biomedical | MHHS-TMC | [7 empty] | Table, X-Ray | TABLEXRAY | Table, X-Ray | Mizuho OSI
NO | YES |  |  |  |  | 029-07834 | Mizuho OSI | ALLEGRO 6800 |  |  | Woodlands-OR | MHHS-Woodlands |  | Table, X-Ray |  |  | 029-07834 | Woodlands | MHHS-Woodlands | Woodlands-OR |  | 8/1/18 |  | 2/1/19 |  | TABLES, IMAGING, RADIOGRAPHIC | Table, X-Ray | TABLEXRAY-Mizuho OSI-Allegro 6800 | TABLEXRAY | Allegro 6800 |  |  |  | Mizuho OSI | Table, X-Ray |  | TABLEXRAY-Mizuho OSI-Allegro 6800 |  | 1/10/18 |  | TX-A | Covered PM Repair - Biomedical | MHHS-Woodlands | [7 empty] | Table, X-Ray | TABLEXRAY | Table, X-Ray | Mizuho OSI
NO | NO | [5 empty] | Mizuho OSI | ALLEGRO 6862 |  |  | SW - OR | MHHS-Southwest |  | Table, X-Ray |  |  |  | Southwest |  | SW - OR | [5 empty] | TABLES, IMAGING, RADIOGRAPHIC |  | TABLEXRAY-Mizuho OSI-Allegro 6862 | TABLEXRAY | Allegro 6862 |  |  |  | Mizuho OSI | Table, X-Ray |  | TABLEXRAY-Mizuho OSI-Allegro 6862 |  |  |  |  | Covered PM Repair - Biomedical | MHHS-Southwest
YES | YES | Serial Number Cnf |  |  | 099-01965 | 099-01965 | Mizuho OSI | Hana |  | Cnf | NE - OR |  |  |  |  | 099-01965 | 099-01965 | Katy | Memorial Hermann Northeast Hospital | NE - OR | OR Storage | [5 empty] | Table, Surgical, Electric | Table, Surgical, Electric-Mizuho OSI-Hana | [22 empty] | Table, Surgical, Electric | Table, Surgical, Electric | Table, Surgical, Electric | Mizuho OSI
NO | YES |  |  |  | 029-12456 | 029-12456 | Mizuho OSI | Hana |  |  | Woodlands-OR |  |  |  |  | 029-12456 | 029-12456 | Woodlands | MHHS-Woodlands | Woodlands-OR | Surgery Storage | 8/1/18 |  | 2/1/19 |  |  | Table, Surgical, Electric | Table, Surgical, Electric-Mizuho OSI-Hana | [22 empty] | Table, Surgical, Electric | Table, Surgical, Electric | Table, Surgical, Electric | Mizuho OSI
YES | YES |  |  |  | 029-13076 | 029-13076 | Mizuho OSI | Hana |  | 2018-2606 | Surgery |  |  |  |  | 029-13076 | 029-13076 | Woodlands | Memorial Hermann Hospital Woodlands | Surgery | Surgery storage | [5 empty] | Table, Surgical, Electric | Table, Surgical, Electric-Mizuho OSI-Hana | [22 empty] | Table, Surgical, Electric | Table, Surgical, Electric | Table, Surgical, Electric | Mizuho OSI
YES | YES |  |  |  | 099-07127 | 099-07127 | Mizuho OSI | Hana |  | 2019-2850 | TMC - SAROFIM 3 - OR |  |  |  |  | 099-07127 | 099-07127 | TMC | Memorial Hermann-Texas Medical Center | TMC - SAROFIM 3 - OR | Anesthesia decontamination S3413 | [5 empty] | Table, Surgical, Electric | Table, Surgical, Electric-Mizuho OSI-Hana | [22 empty] | Table, Surgical, Electric | Table, Surgical, Electric | Table, Surgical, Electric | Mizuho OSI
NO | YES |  |  |  | 151-01529 | 151-01529 | Mizuho OSI | HANA 6875 |  | 2016-1653 | CY-OR | MHHS-Cypress |  |  |  | 151-01529 | 151-01529 | Northwest | MHHS-Cypress | CY-OR | OR Storage | 9/1/19 | 9/1/20 |  |  | TABLES, OPERATING |  | .needs class | [5 empty] | Mizuho OSI | [7 empty] | Covered PM Repair - Biomedical | MHHS-Cypress
NO | YES |  |  |  | 151-02398 | 151-02398 | Mizuho OSI | HANA 6875 |  |  | CY-OR | MHHS-Cypress |  |  |  | 151-02398 | 151-02398 | Northwest | MHHS-Cypress | CY-OR | OR Storage | 9/1/19 | 9/1/20 |  |  | TABLES, OPERATING |  | .needs class | [5 empty] | Mizuho OSI | [7 empty] | Covered PM Repair - Biomedical | MHHS-Cypress
NO | YES |  |  |  | 041-20740 | 041-20740 | Mizuho OSI | HANA 6875 |  | 2016-1698 | MEMORIAL CITY - Ortho OR | MHHS-Mem City |  |  |  | 041-20740 | 041-20740 | West | Memorial Hermann - Memorial City | MEMORIAL CITY - Ortho OR | 11th Floor OR Room 8 |  |  |  |  | TABLES, OPERATING |  | .needs class | [5 empty] | Mizuho OSI | [7 empty] | Not Covered Vendor Only - Biomedical | MHHS-Mem City
NO | YES |  |  |  | 929-00948 | 929-00948 | Mizuho OSI | HANA 6875 |  | 2018-2105 | MHOSH-OR | MHHS Orthopedic & Spine |  |  |  | 929-00948 | 929-00948 | Central & Greater Heights | MHHS-Orthopedic & Spine | MHOSH-OR |  | 1/4/19 |  |  |  | TABLES, OPERATING |  | .needs class | [5 empty] | Mizuho OSI |  |  |  |  | 12/6/18 | MHOSH Inventory Dec 2019 into 2020 - Copy.xls - Newly Verified |  | Covered PM Repair - Biomedical | MHHS Orthopedic & Spine
NO | YES |  |  |  | 005-33396 | 005-33396 | Mizuho OSI | HANA 6875 |  | 2017-1875 | SE-OR | MHHS-Southeast |  |  |  | 005-33396 | 005-33396 | Southeast | MHHS-Southeast | SE-OR | Hall | 3/1/19 |  | 3/1/20 |  | TABLES, OPERATING |  | .needs class | [5 empty] | Mizuho OSI |  |  |  |  | 10/2/14 |  |  | Covered PM Repair - Biomedical | MHHS-Southeast
NO | NO | [5 empty] | Mizuho OSI | HANA 6875 |  | 2014-1052 | NE - OR | MHHS-Northeast | [5 empty] | Katy |  | NE - OR | [5 empty] | TABLES, OPERATING |  | .needs class | [5 empty] | Mizuho OSI | [7 empty] | Covered PM Repair - Biomedical | MHHS-Northeast
NO | NO |  |  |  | 029-32456 |  | Mizuho OSI | HANA 6875 |  | 2019-2606 | WOODLANDS - OR | MHHS-Woodlands |  |  |  | 029-32456 |  | Woodlands |  | WOODLANDS - OR | [5 empty] | TABLES, OPERATING |  | .needs class | [5 empty] | Mizuho OSI | [7 empty] | Covered PM Repair - Biomedical | MHHS-Woodlands
NO | YES |  |  |  | 133-08439 | 133-08439 | Mizuho OSI | PROAXIS |  |  | Katy-OR | MHHS-Katy |  |  |  | 133-08439 | 133-08439 | Katy | MHHS-Katy | Katy-OR | Back hallway | 10/1/19 | 3/1/20 |  |  | TABLES, OPERATING |  | .needs class | [5 empty] | Mizuho OSI | [7 empty] | Covered PM Repair - Biomedical | MHHS-Katy
NO | YES |  |  |  | 151-01531 | 151-01531 | Mizuho OSI | Trios 7803 |  |  | CY-OR | MHHS-Cypress |  |  |  | 151-01531 | 151-01531 | Northwest | MHHS-Cypress | CY-OR | Or storage | 9/1/19 | 9/1/20 |  |  | TABLES, OPERATING |  | .needs class | [5 empty] | Mizuho OSI |  |  |  |  | 4/1/18 |  |  | Covered PM Repair - Biomedical | MHHS-Cypress
NO | YES | Serial Number 554 |  |  | 151-01532 | 151-01532 | Mizuho OSI | Trios 7803 |  |  | CY-OR | MHHS-Cypress |  |  |  | 151-01532 | 151-01532 | Northwest | MHHS-Cypress | CY-OR | OR Storage | 9/1/19 | 9/1/20 |  |  | TABLES, OPERATING |  | .needs class | [5 empty] | Mizuho OSI |  |  |  |  | 2/22/26 |  |  | Not Covered Vendor Only - Biomedical | MHHS-Cypress
NO | YES |  |  |  | 029-11392 | 029-11392 | Mizuho OSI | Trios 7803 |  |  | Woodlands-OR | MHHS-Woodlands |  |  |  | 029-11392 | 029-11392 | Woodlands | MHHS-Woodlands | Woodlands-OR | OR 10 | 11/1/18 |  | 2/1/19 |  | TABLES, OPERATING |  | .needs class | [5 empty] | Mizuho OSI |  |  |  |  | 2/12/17 |  |  | Covered PM Repair - Biomedical | MHHS-Woodlands
NO | YES |  |  |  | 029-11393 | 029-11393 | Mizuho OSI | Trios 7803 |  |  | Woodlands-OR | MHHS-Woodlands |  |  |  | 029-11393 | 029-11393 | Woodlands | MHHS-Woodlands | Woodlands-OR | Surgery Storage | 1/1/19 |  | 1/1/20 |  | TABLES, OPERATING |  | .needs class | [5 empty] | Mizuho OSI |  |  |  |  | 2/12/17 |  |  | Covered PM Repair - Biomedical | MHHS-Woodlands
NO | NO |  |  |  | 069-43520 |  | Moberg Research, Inc. | CNS |  | a-TPC-22038 | TMC - JONES - NEURO ICU (7J) | MHHS-TMC |  |  |  | 069-43520 |  | TMC |  | TMC - JONES - NEURO ICU (7J) | [5 empty] | ELECTROENCEPHALOGRAPHS |  | .needs class |  |  |  |  | .needs class | MOBERG | [7 empty] | Covered PM Repair - Biomedical | MHHS-TMC
NO | YES | [5 empty] | Moberg Research, Inc. | CNS-100 |  | A-DIM-10046 | TMC-Children's-NICU/SCU (8Hp) | MHHS-TMC | [5 empty] | TMC | MHHS-TMC | TMC-Children's-NICU/SCU (8Hp) |  | 3/6/19 |  |  |  | ELECTROENCEPHALOGRAPHS |  | .needs class |  |  |  |  | .needs class | MOBERG |  |  |  |  | 9/20/19 | Verified 3/30/2020 4:07pm (Central) |  | Covered PM Repair - Biomedical | MHHS-TMC
NO | YES | [5 empty] | Moberg Research, Inc. | CNS-100 |  | A-DIM-10044 | TMC-Children's-NICU/SCU (8Hp) | MHHS-TMC | [5 empty] | TMC | MHHS-TMC | TMC-Children's-NICU/SCU (8Hp) |  | 3/6/19 |  |  |  | ELECTROENCEPHALOGRAPHS |  | .needs class |  |  |  |  | .needs class | MOBERG |  |  |  |  | 9/20/19 | (null) |  | Covered PM Repair - Biomedical | MHHS-TMC
NO | NO | [5 empty] | Moberg Research, Inc. | CNS-100 |  | A-DIM-10045 | TMC - CHILDRENS - NICU/SCU (8HP) | MHHS-TMC | [5 empty] | TMC |  | TMC - CHILDRENS - NICU/SCU (8HP) | [5 empty] | ELECTROENCEPHALOGRAPHS |  | .needs class |  |  |  |  | .needs class | MOBERG | [7 empty] | Covered PM Repair - Biomedical | MHHS-TMC
NO | NO |  |  |  | 069-45580 |  | Moberg Research, Inc. | CNS-300 |  | A-TPC-22092 | TMC - JONES - NEURO ICU (7J) | MHHS-TMC |  |  |  | 069-45580 |  | TMC |  | TMC - JONES - NEURO ICU (7J) | [5 empty] | ELECTROENCEPHALOGRAPHS |  | .needs class |  |  |  |  | .needs class | MOBERG | [7 empty] | Covered PM Repair - Biomedical | MHHS-TMC
NO | NO |  |  |  | 069-45581 |  | Moberg Research, Inc. | CNS-300 |  | A-TPC-22091 | TMC - JONES - NEURO ICU (7J) | MHHS-TMC |  |  |  | 069-45581 |  | TMC |  | TMC - JONES - NEURO ICU (7J) | [5 empty] | ELECTROENCEPHALOGRAPHS |  | .needs class |  |  |  |  | .needs class | MOBERG | [7 empty] | Covered PM Repair - Biomedical | MHHS-TMC
NO | NO |  |  |  | A-TPC-22111 |  | Moberg Research, Inc. | CNS-300 |  | A-TPC-22111 | TMC - MHTMC - NON HOSPITAL-OWNED | MHHS-TMC |  |  |  | A-TPC-22111 |  | TMC |  | TMC - MHTMC - NON HOSPITAL-OWNED | [5 empty] | ELECTROENCEPHALOGRAPHS |  | .needs class |  |  |  |  | .needs class | MOBERG | [7 empty] | Covered PM Repair - Biomedical | MHHS-TMC
NO | NO |  |  |  | A-TPC-22218 |  | Moberg Research, Inc. | CNS-300 |  | A-TPC-22218 | TMC - MHTMC - NON HOSPITAL-OWNED | MHHS-TMC |  |  |  | A-TPC-22218 |  | TMC |  | TMC - MHTMC - NON HOSPITAL-OWNED | [5 empty] | ELECTROENCEPHALOGRAPHS |  | .needs class |  |  |  |  | .needs class | MOBERG | [7 empty] | Covered PM Repair - Biomedical | MHHS-TMC
NO | YES |  |  |  | 129-05868 | 129-05868 | Mobility Research | 1800 L |  | 124M0017A | TIRR-Sugar Land | MHHS-TIRR |  | Treadmill |  | 129-05868 | 129-05868 | Sugar Land | MHHS-Others | TIRR-Sugar Land | Main area | 3/1/19 |  |  |  | TREADMILLS | Treadmill | TREADMILL-SammonsPrestRoly-1800L | TREADMILL | 1800L |  |  |  | SammonsPrestRoly | Treadmill |  |  | TREADMILL-SammonsPrestRoly-1800L | 7/19/13 |  | TREAD-A | Covered PM Repair - Biomedical | MHHS-TIRR | [8 empty] | TREADMILL | Treadmill | SammonsPrestRoly
NO | YES |  |  |  | 129-05892 | 129-05892 | Mobility Research | 1800 L |  | 07-17267L | TIRR-Sugar Land | MHHS-TIRR |  | Treadmill |  | 129-05892 | 129-05892 | Sugar Land | MHHS-Others | TIRR-Sugar Land | Main area | 3/1/19 |  |  |  | TREADMILLS | Treadmill | TREADMILL-SammonsPrestRoly-1800L | TREADMILL | 1800L |  |  |  | SammonsPrestRoly | Treadmill |  |  | TREADMILL-SammonsPrestRoly-1800L | 11/13/20 |  | TREAD-A | Not Covered Vendor Only - Resp/Ster | MHHS-TIRR | [8 empty] | TREADMILL | Treadmill | SammonsPrestRoly
YES | YES |  |  |  | 009-06330 | 009-06330 | Mobility Research | GaitKeeper |  | TLT10-AXXX0-027 | GH - THERAPY SERVICES |  |  |  |  | 009-06330 | 009-06330 | Central | TIIR GYM | GH - THERAPY SERVICES | Gym | 7/1/19 |  | 7/1/20
NO | NO |  |  |  | 241-02534 |  | Mobility Research | GAITKEEPER 1800T |  | 10-4M0166H | TIRR - KIRBY GLENN | MHHS-TIRR |  |  |  | 241-02534 |  | TMC |  | TIRR - KIRBY GLENN | [5 empty] | TREADMILLS |  | .needs class | [5 empty] | Mobility Res | [7 empty] | Covered PM Repair - Biomedical | MHHS-TIRR
NO | YES |  |  |  |  | 013-18048 | Mobility Research | GAITKEEPER 2000T |  | 08-18769A | SW-Rehab | MHHS-Southwest |  |  |  |  | 013-18048 | Southwest | MHHS-Southwest | SW-Rehab | Impatient rehab | 11/1/19 | 11/1/20 |  |  | TREADMILLS |  | .needs class | [5 empty] | Mobility Res | [7 empty] | Covered PM Repair - Biomedical | MHHS-Southwest
NO | YES |  |  |  | 029-09121 | 029-09121 | Mobility Research | GAITKEEPER 2000T |  | 10-4M0069G | TIRR-Op-Woodlands (Mp2, Ste 200) | MHHS-TIRR |  |  |  | 029-09121 | 029-09121 | Woodlands | MHHS-Others | TIRR-Op-Woodlands (Mp2, Ste 200) |  | 9/1/19 |  |  |  | TREADMILLS |  | .needs class | [5 empty] | Mobility Res | [7 empty] | Covered PM Repair - Biomedical | MHHS-TIRR
NO | NO | [5 empty] | Mobility Research | GAITKEEPER 2000T |  | 08-19530C | GH - THERAPY SERVICES | MHHS-Greater Heights | [5 empty] | Central & Greater Heights |  | GH - THERAPY SERVICES | [5 empty] | TREADMILLS |  | .needs class | [5 empty] | Mobility Res | [7 empty] | Covered PM Repair - Biomedical | MHHS-Greater Heights
NO | NO |  |  |  | 005-10512 |  | Mobility Research | GAITKEEPER 2000T |  | 15-5M0069A | SE - REHAB SERVICES | MHHS-Southeast |  |  |  | 005-10512 |  | Southeast & Bay Area |  | SE - REHAB SERVICES | [5 empty] | TREADMILLS |  | .needs class | [5 empty] | Mobility Res | [7 empty] | Covered PM Repair - Biomedical | MHHS-Southeast
NO | YES | Asset Tag 000-04300 |  |  | 000-04300 | 000-04300 | Mobility Research | GAITKEEPER MINI |  | GKS20A1804000017 | Katy Rehab-Outpatient Rehab 3rd Floor | MHHS-Katy Rehab |  |  |  | 000-04300 | 000-04300 | Katy | MHHS-Others | Katy Rehab-Outpatient Rehab 3rd Floor |  | 3/4/19 |  |  |  | TREADMILLS |  | .needs class | [5 empty] | Mobility Res | [5 empty] | Finished from Script 3/27/2020 12:11:52pm (Central) |  | Covered PM Repair - Biomedical | MHHS-Katy Rehab
NO | YES |  |  |  | 005-34284 | 005-34284 | Mobility Research | LITEGAIT |  | LG40E32-F008 | Memorial Hermann- SE - Radiology- NuclearMed | MHHS-Southeast |  |  |  | 005-34284 | 005-34284 | Southeast & Bay Area | Memorial Hermann- SE - Radiology- NuclearMed | Memorial Hermann- SE - Radiology- NuclearMed | Cardio Rehab | 8/1/19 |  |  |  | LIFTS, PATIENT TRANSFER |  | LIFTPATIENTELECTRIC-Mobility Res-LiteGate |  |  |  |  | LIFTPATIENTELECTRIC-Mobility Res-LiteGate | Mobility Res |  |  |  |  | 10/1/19 |  |  | Covered PM Repair - Biomedical | MHHS-Southeast
NO | YES |  |  |  | 009-10369 | 009-10369 | Mobility Research | LITEGAIT |  | TLT10-AXXX0-027/N?L05215625/LG50E32-G014 | TIRR-Greater Heights | MHHS-TIRR |  |  |  | 009-10369 | 009-10369 | Central & Greater Heights | MHHS-Others | TIRR-Greater Heights |  | 8/1/19 |  | 8/1/20 |  | LIFTS, PATIENT TRANSFER | Lift, Patient Electrical | LIFTPATIENTELECTRIC-Mobility Res-LiteGate |  |  |  |  | LIFTPATIENTELECTRIC-Mobility Res-LiteGate | Mobility Res |  |  |  |  | 10/1/19 |  | LPE-A | Covered PM Repair - Biomedical | MHHS-TIRR | [8 empty] | LIFTPATIENTELECTRIC | Lift, Patient Electrical | Mobility Res
NO | YES |  |  |  | 029-09122 | 029-09122 | Mobility Research | LITEGAIT |  | LG20X18-A344 | TIRR-Op-Woodlands (Mp2, Ste 200) | MHHS-TIRR |  |  |  | 029-09122 | 029-09122 | Woodlands | MHHS-Others | TIRR-Op-Woodlands (Mp2, Ste 200) | Pedi Rehab 5th Floor | 9/1/19 |  | 9/1/20 |  | LIFTS, PATIENT TRANSFER | Lift, Patient Electrical | LIFTPATIENTELECTRIC-Mobility Res-LiteGate |  |  |  |  | LIFTPATIENTELECTRIC-Mobility Res-LiteGate | Mobility Res |  |  |  |  | 10/1/19 |  | LPE-A | Covered PM Repair - Biomedical | MHHS-TIRR | [8 empty] | LIFTPATIENTELECTRIC | Lift, Patient Electrical | Mobility Res
NO | NO | [5 empty] | Mobility Research | LITEGAIT |  | L04520606 | GH - THERAPY SERVICES | MHHS-Greater Heights | [5 empty] | Central & Greater Heights |  | GH - THERAPY SERVICES | [5 empty] | LIFTS, PATIENT TRANSFER |  | LIFTPATIENTELECTRIC-Mobility Res-LiteGate |  |  |  |  | LIFTPATIENTELECTRIC-Mobility Res-LiteGate | Mobility Res | [7 empty] | Covered PM Repair - Biomedical | MHHS-Greater Heights
NO | NO | [5 empty] | Mobility Research | LITEGAIT |  |  | KATY REHAB - INPATIENT REHAB GYM | MHHS-Katy Rehab | [5 empty] | Katy |  | KATY REHAB - INPATIENT REHAB GYM | [5 empty] | LIFTS, PATIENT TRANSFER |  | LIFTPATIENTELECTRIC-Mobility Res-LiteGate |  |  |  |  | LIFTPATIENTELECTRIC-Mobility Res-LiteGate | Mobility Res | [7 empty] | Covered PM Repair - Biomedical | MHHS-Katy Rehab
NO | NO | [5 empty] | Mobility Research | LITEGAIT |  | LG30X28-B023 | SW - REHAB | MHHS-Southwest | [5 empty] | Southwest |  | SW - REHAB | [5 empty] | LIFTS, PATIENT TRANSFER |  | LIFTPATIENTELECTRIC-Mobility Res-LiteGate |  |  |  |  | LIFTPATIENTELECTRIC-Mobility Res-LiteGate | Mobility Res | [7 empty] | Covered PM Repair - Biomedical | MHHS-Southwest
NO | NO |  |  |  | 009-10147 |  | Mobility Research | LITEGAIT |  | LG10X18-A381 | TIRR - GREATER HEIGHTS | MHHS-TIRR |  |  |  | 009-10147 |  | Central & Greater Heights |  | TIRR - GREATER HEIGHTS | [5 empty] | LIFTS, PATIENT TRANSFER |  | LIFTPATIENTELECTRIC-Mobility Res-LiteGate |  |  |  |  | LIFTPATIENTELECTRIC-Mobility Res-LiteGate | Mobility Res | [7 empty] | Covered PM Repair - Biomedical | MHHS-TIRR
NO | NO |  |  |  | 241-03409 |  | Mobility Research | LITEGAIT |  | LG50E32-G003 | TIRR - OP - WEST UNIVERSITY CLINIC | MHHS-TIRR |  |  |  | 241-03409 |  | TMC |  | TIRR - OP - WEST UNIVERSITY CLINIC | [5 empty] | LIFTS, PATIENT TRANSFER |  | LIFTPATIENTELECTRIC-Mobility Res-LiteGate |  |  |  |  | LIFTPATIENTELECTRIC-Mobility Res-LiteGate | Mobility Res | [7 empty] | Covered PM Repair - Biomedical | MHHS-TIRR
NO | NO |  |  |  | 129-05996 |  | Mobility Research | LITEGAIT |  | LG50E32-C010 | TIRR - SUGAR LAND | MHHS-TIRR |  |  |  | 129-05996 |  | Sugar Land |  | TIRR - SUGAR LAND | [5 empty] | LIFTS, PATIENT TRANSFER |  | LIFTPATIENTELECTRIC-Mobility Res-LiteGate |  |  |  |  | LIFTPATIENTELECTRIC-Mobility Res-LiteGate | Mobility Res | [7 empty] | Covered PM Repair - Biomedical | MHHS-TIRR
NO | NO |  |  |  | 129-06031 |  | Mobility Research | LITEGAIT |  | LG20X18-B039 | TIRR - SUGAR LAND | MHHS-TIRR |  |  |  | 129-06031 |  | Sugar Land |  | TIRR - SUGAR LAND | [5 empty] | LIFTS, PATIENT TRANSFER |  | LIFTPATIENTELECTRIC-Mobility Res-LiteGate |  |  |  |  | LIFTPATIENTELECTRIC-Mobility Res-LiteGate | Mobility Res | [7 empty] | Covered PM Repair - Biomedical | MHHS-TIRR
NO | NO |  |  |  | 241-02535 |  | Mobility Research | LITEGAIT 360 |  | LG20X18-A287 | KIRBY GLENN - TIRR - PEDI | MHHS-TIRR |  |  |  | 241-02535 |  | TMC |  | KIRBY GLENN - TIRR - PEDI | [5 empty] | LIFTS, PATIENT TRANSFER |  | .needs class | [5 empty] | Mobility Res | [7 empty] | Covered PM Repair - Biomedical | MHHS-TIRR
NO | YES |  |  |  | 241-01570 |  | Mobility Research | LITEGAIT 500 |  | LG50E40-3030 | TIRR-Kirby Glenn | MHHS-TIRR |  |  |  | 241-01570 |  | TMC | MHHS-Others | TIRR-Kirby Glenn | Rehab | 10/1/19 |  | 10/1/20 |  | LIFTS, PATIENT TRANSFER |  | .needs class | [5 empty] | Mobility Res |  |  |  |  | 10/1/19 |  |  | Covered PM Repair - Biomedical | MHHS-TIRR
YES | YES |  |  |  | 029-12963 | 029-12963 | Mobility Research | LiteGate |  | LG400D - B105 | TIRR - OP - WOODLANDS (MP2, STE 200) |  |  |  |  | 029-12963 | 029-12963 | Woodlands | Memorial Hermann The Woodlands Medical Center | TIRR - OP - WOODLANDS (MP2, STE 200) | TIRR Suite 280 The Technology
NO | YES |  |  |  | 029-10044 | 029-10044 | Mobility Research | LITEGATE 400E |  | LG40E40-F005 | TIRR-Op-Woodlands (Mp2, Ste 200) | MHHS-TIRR |  |  |  | 029-10044 | 029-10044 | Woodlands | MHHS-Others | TIRR-Op-Woodlands (Mp2, Ste 200) | MP2 suite 270 | 8/1/19 |  | 8/1/20 |  | EXERCISERS |  | .needs class | [5 empty] | Mobility Res |  |  |  |  | 10/1/19 |  |  | Covered PM Repair - Biomedical | MHHS-TIRR
NO | YES |  |  |  | 069-41146 | 069-41146 | Mobility Research | LITEGATE 400E |  | LG40E40-BO35 | TMC-Jones-Inpatient Rehab (4J) | MHHS-TMC |  |  |  | 069-41146 | 069-41146 | TMC | MHHS-TMC | TMC-Jones-Inpatient Rehab (4J) |  | 4/18/19 |  |  |  | EXERCISERS |  | .needs class | [5 empty] | Mobility Res |  |  |  |  | 10/1/19 | Verified 3/29/2020 11:26:am (Central) |  | Covered PM Repair - Biomedical | MHHS-TMC
YES | YES |  |  |  | 099-02782 | 099-02782 | Modern Way Immobilizers | Pigg-O-Stat |  | 111319D | MH MG - (TMC) - URGENT CARE - WEST UNIVERSITY |  |  |  |  | 099-02782 | 099-02782 | TMC | Urgent care bellaire | MH MG - (TMC) - URGENT CARE - WEST UNIVERSITY | Radiology |  |  |  | No pm
YES | YES |  |  |  | 142-09341 | 142-09341 | Modern Way Immobilizers | Pigg-O-Stat |  | 121407L | MH MG - (SL) - PHYSICIANS AT SUGAR CREEK |  |  |  |  | 142-09341 | 142-09341 | Sugar Land | Memorial Hermann Surgery Center Sugar Land (#200) | MH MG - (SL) - PHYSICIANS AT SUGAR CREEK | Xray room
NO | NO | [5 empty] | Modern Way Immobilizers Inc | PIGG-O-STAT |  |  | KATY - RADIOLOGY | MHHS-Katy |  | Immobilizer |  |  |  | Katy |  | KATY - RADIOLOGY | [5 empty] | DEFAULT |  | IMMOBILIZER-MODERNWAYIMM-Pigg-O-Stat | IMMOBILIZER | Pigg-O-Stat |  |  |  | MODERNWAYIMM | Immobilizer |  | IMMOBILIZER-MODERNWAYIMM-Pigg-O-Stat |  |  |  |  | Covered PM Repair - Biomedical | MHHS-Katy
NO | NO | [5 empty] | Modern Way Immobilizers Inc | PIGG-O-STAT |  |  | OPID - (NE) - NORTHEAST - 437 (MP1) | MHHS-OPID |  | Immobilizer |  |  |  | Katy |  | OPID - (NE) - NORTHEAST - 437 (MP1) | [5 empty] | DEFAULT |  | IMMOBILIZER-MODERNWAYIMM-Pigg-O-Stat | IMMOBILIZER | Pigg-O-Stat |  |  |  | MODERNWAYIMM | Immobilizer |  | IMMOBILIZER-MODERNWAYIMM-Pigg-O-Stat |  |  |  |  | Covered PM Repair - Biomedical | MHHS-OPID
NO | NO | [5 empty] | Modern Way Immobilizers Inc | PIGG-O-STAT |  |  | OPID - (PL) - PEARLAND - 406 (MP1) | MHHS-OPID |  | Immobilizer |  |  |  | Pearland |  | OPID - (PL) - PEARLAND - 406 (MP1) | [5 empty] | DEFAULT |  | IMMOBILIZER-MODERNWAYIMM-Pigg-O-Stat | IMMOBILIZER | Pigg-O-Stat |  |  |  | MODERNWAYIMM | Immobilizer |  | IMMOBILIZER-MODERNWAYIMM-Pigg-O-Stat |  |  |  |  | Covered PM Repair - Biomedical | MHHS-OPID
NO | NO | [5 empty] | Modern Way Immobilizers Inc | PIGG-O-STAT |  |  | OPID - (SE) - FRIENDSWOOD - 401 | MHHS-OPID |  | Immobilizer |  |  |  | Southeast & Bay Area |  | OPID - (SE) - FRIENDSWOOD - 401 | [5 empty] | DEFAULT |  | IMMOBILIZER-MODERNWAYIMM-Pigg-O-Stat | IMMOBILIZER | Pigg-O-Stat |  |  |  | MODERNWAYIMM | Immobilizer |  | IMMOBILIZER-MODERNWAYIMM-Pigg-O-Stat |  |  |  |  | Covered PM Repair - Biomedical | MHHS-OPID
NO | NO | [5 empty] | Modern Way Immobilizers Inc | PIGG-O-STAT |  | N81H-407 | SW - RADIOLOGY | MHHS-Southwest |  | Immobilizer |  |  |  | Southwest |  | SW - RADIOLOGY | [5 empty] | DEFAULT |  | IMMOBILIZER-MODERNWAYIMM-Pigg-O-Stat | IMMOBILIZER | Pigg-O-Stat |  |  |  | MODERNWAYIMM | Immobilizer |  | IMMOBILIZER-MODERNWAYIMM-Pigg-O-Stat |  |  |  |  | Covered PM Repair - Biomedical | MHHS-Southwest
NO | NO | [5 empty] | Modern Way Immobilizers Inc | PIGG-O-STAT |  | 022404L | TMC - RADIOLOGY - CHILDRENS HOSPITAL (OLD) | MHHS-TMC |  | Immobilizer |  |  |  | TMC |  | TMC - RADIOLOGY - CHILDRENS HOSPITAL (OLD) | [5 empty] | DEFAULT |  | IMMOBILIZER-MODERNWAYIMM-Pigg-O-Stat | IMMOBILIZER | Pigg-O-Stat |  |  |  | MODERNWAYIMM | Immobilizer |  | IMMOBILIZER-MODERNWAYIMM-Pigg-O-Stat |  |  |  |  | Covered PM Repair - Biomedical | MHHS-TMC
NO | NO | [5 empty] | Modern Way Immobilizers Inc | PIGG-O-STAT |  | N/A | TMC - RADIOLOGY - CHILDRENS HOSPITAL (OLD) | MHHS-TMC |  | Immobilizer |  |  |  | TMC |  | TMC - RADIOLOGY - CHILDRENS HOSPITAL (OLD) | [5 empty] | DEFAULT |  | IMMOBILIZER-MODERNWAYIMM-Pigg-O-Stat | IMMOBILIZER | Pigg-O-Stat |  |  |  | MODERNWAYIMM | Immobilizer |  | IMMOBILIZER-MODERNWAYIMM-Pigg-O-Stat |  |  |  |  | Covered PM Repair - Biomedical | MHHS-TMC
YES | YES |  |  |  | 142-04126 | 142-04126 | Modular | N/A |  | N/A | NE - EMERGENCY CENTER |  |  |  |  | 142-04126 | 142-04126 | KATY | NE - ER | NE - EMERGENCY CENTER | NE - ER |  |  |  | Room 31
YES | YES |  |  |  | 142-04182 | 142-04182 | Modular Servi | Celing light |  |  | NE - ER |  |  |  |  | 142-04182 | 142-04182 | Katy | Memorial Hermann Northeast Hospital | NE - ER | ER10
YES | YES |  |  |  | 142-04175 | 142-04175 | Modular Servi | Celing light |  |  | NE - ER |  |  |  |  | 142-04175 | 142-04175 | Katy | Memorial Hermann Northeast Hospital | NE - ER | ER10
YES | YES |  |  |  | 142-04178 | 142-04178 | Modular Servi | Celing light |  |  | NE - ER |  |  |  |  | 142-04178 | 142-04178 | Katy | Memorial Hermann Northeast Hospital | NE - ER | ER10
YES | YES |  |  |  | 142-00837 | 142-00837 | Modular Servi | Celing light |  |  | NE - ER |  |  |  |  | 142-00837 | 142-00837 | Katy | Memorial Hermann Northeast Hospital | NE - ER | ER 7
YES | YES |  |  |  | 142-01197 | 142-01197 | Modular Servi | Celing light |  |  | NE - ER |  |  |  |  | 142-01197 | 142-01197 | Katy | Memorial Hermann Northeast Hospital | NE - ER | Hall
YES | YES |  |  |  | 142-00394 | 142-00394 | Modular Servi | Celing light |  |  | NE - ER |  |  |  |  | 142-00394 | 142-00394 | Katy | Memorial Hermann Northeast Hospital | NE - ER | Hall
YES | YES |  |  |  | 142-00395 | 142-00395 | Modular Servi | Celing light |  |  | NE - ER |  |  |  |  | 142-00395 | 142-00395 | Katy | Memorial Hermann Northeast Hospital | NE - ER | Er 2
YES | YES |  |  |  | 142-04130 | 142-04130 | Modular Servi | Celing light |  |  | NE - ER |  |  |  |  | 142-04130 | 142-04130 | Katy | Memorial Hermann Northeast Hospital | NE - ER | Er 30
YES | YES |  |  |  | 099-01083 | 099-01083 | Modular Servi | Celing light |  |  | NE - ER |  |  |  |  | 099-01083 | 099-01083 | Katy | Memorial Hermann Northeast Hospital | NE - ER | Er 25
YES | YES |  |  |  | 142-04152 | 142-04152 | Modular Servi | Celing light |  |  | NE - ER |  |  |  |  | 142-04152 | 142-04152 | Katy | Memorial Hermann Northeast Hospital | NE - ER | Er 21
YES | YES |  |  |  | 142-04148 | 142-04148 | Modular Servi | Celing light |  |  | NE - ER |  |  |  |  | 142-04148 | 142-04148 | Katy | Memorial Hermann Northeast Hospital | NE - ER | Er 21
YES | YES | Serial Number Cnf |  |  | 142-04161 | 142-04161 | Modular Servi | CNF |  | CNF | NE - ER |  |  |  |  | 142-04161 | 142-04161 | Katy | Memorial Hermann Northeast Hospital | NE - ER | ER 16 | [6 empty] | .needs class
YES | YES | Serial Number Cnf |  |  | 142-04165 | 142-04165 | Modular Servi | CNF |  | CNF | NE - ER |  |  |  |  | 142-04165 | 142-04165 | Katy | Memorial Hermann Northeast Hospital | NE - ER | ER 15 | [6 empty] | .needs class
YES | YES | Serial Number Cnf |  |  | 142-04157 | 142-04157 | Modular Servi | CNF |  | CNF | NE - ER |  |  |  |  | 142-04157 | 142-04157 | Katy | Memorial Hermann Northeast Hospital | NE - ER | ER 17 | [6 empty] | .needs class
YES | YES | Serial Number Cnf |  |  | 142-01586 | 142-01586 | Modular Servi | CNF |  | CNF | NE - ER |  |  |  |  | 142-01586 | 142-01586 | Katy | Memorial Hermann Northeast Hospital | NE - ER | ER 18 | [6 empty] | .needs class
YES | YES | Serial Number Cnf |  |  | 142-00338 | 142-00338 | Modular Servi | CNF |  | CNF | NE - ER |  |  |  |  | 142-00338 | 142-00338 | Katy | Memorial Hermann Northeast Hospital | NE - ER | ER 20 | 2/1/20 |  |  | Broken |  |  | .needs class
YES | YES | Serial Number Cnf |  |  | 142-04145 | 142-04145 | Modular Servi | CNF |  | CNF | NE - ER |  |  |  |  | 142-04145 | 142-04145 | Katy | Memorial Hermann Northeast Hospital | NE - ER | ER 24 |  |  |  | Previous damage |  |  | .needs class
YES | YES | Serial Number Cnf |  |  | 142-04149 | 142-04149 | Modular Servi | CNF |  | CNF | NE - ER |  |  |  |  | 142-04149 | 142-04149 | Katy | Memorial Hermann Northeast Hospital | NE - ER | ER 22 | [6 empty] | .needs class
YES | YES |  |  |  | 142-04187 | 142-04187 | Modular Servi | CS2050 |  | 5CS 0152 | ER |  |  |  |  | 142-04187 | 142-04187 | Katy | Memorial Hermann Northeast Hospital | ER | Room 9 | 2/1/20 | 2/1/20 |  |  |  | Lamp, Exam | LAMPEXAM-Modular Servi-CS2050 | [22 empty] | Lamp, Exam | LAMPEXAM | Lamp, Exam | Modular Servi
YES | YES | Serial Number Cnf |  |  | 099-01318 | 099-01318 | Modular Servi | CS2050 |  | Cnf | NE - ER |  |  |  |  | 099-01318 | 099-01318 | NorthEast |  | NE - ER |  |  |  |  | No pm |  | Lamp, Exam | LAMPEXAM-Modular Servi-CS2050 | [22 empty] | Lamp, Exam | LAMPEXAM | Lamp, Exam | Modular Servi
YES | YES | Serial Number Cnf |  |  | 142-04125 | 142-04125 | Modular Servi | CS2050 |  | Cnf | NE - ER |  |  |  |  | 142-04125 | 142-04125 | NorthEast |  | NE - ER |  |  |  |  | No pm |  | Lamp, Exam | LAMPEXAM-Modular Servi-CS2050 | [22 empty] | Lamp, Exam | LAMPEXAM | Lamp, Exam | Modular Servi
YES | YES | Serial Number Cnf |  |  | 142-04133 | 142-04133 | Modular Servi | CS2050 |  | Cnf | NE - ENDOSCOPY |  |  |  |  | 142-04133 | 142-04133 | NorthEast |  | NE - ENDOSCOPY |  |  |  |  | No pm |  | Lamp, Exam | LAMPEXAM-Modular Servi-CS2050 | [22 empty] | Lamp, Exam | LAMPEXAM | Lamp, Exam | Modular Servi
YES | YES | Serial Number Cnf |  |  | 142-01445 | 142-01445 | Modular Servi | CS2050 |  | Cnf | NE - ICU |  |  |  |  | 142-01445 | 142-01445 | NorthEast |  | NE - ICU |  |  |  |  | No pm |  | Lamp, Exam | LAMPEXAM-Modular Servi-CS2050 | [22 empty] | Lamp, Exam | LAMPEXAM | Lamp, Exam | Modular Servi
YES | YES | Serial Number Cnf |  |  | 142-04202 | 142-04202 | Modular Servi | CS2050 |  | Cnf | NE - ER |  |  |  |  | 142-04202 | 142-04202 | NorthEast |  | NE - ER |  |  |  |  | No pm |  | Lamp, Exam | LAMPEXAM-Modular Servi-CS2050 | [22 empty] | Lamp, Exam | LAMPEXAM | Lamp, Exam | Modular Servi
YES | YES | Serial Number Cnf |  |  | 099-01305 | 099-01305 | Modular Servi | CS2050 |  | Cnf | NE - ER |  |  |  |  | 099-01305 | 099-01305 | NorthEast |  | NE - ER |  |  |  |  | No pm |  | Lamp, Exam | LAMPEXAM-Modular Servi-CS2050 | [22 empty] | Lamp, Exam | LAMPEXAM | Lamp, Exam | Modular Servi
YES | YES |  |  |  | 142-01594 | 142-01594 | Modular Servi | CS2050 |  | 5CS 0138 | ER |  |  |  |  | 142-01594 | 142-01594 | Katy | Memorial Hermann Northeast Hospital | ER | Room 5 | 2/1/20 |  |  |  |  | Lamp, Exam | LAMPEXAM-Modular Servi-CS2050 | [22 empty] | Lamp, Exam | LAMPEXAM | Lamp, Exam | Modular Servi
YES | YES |  |  |  | 099-01312 | 099-01312 | Modular Servi | CS2050 |  | 5CS 0149 | ER |  |  |  |  | 099-01312 | 099-01312 | Katy | Memorial Hermann Northeast Hospital | ER | Room 3 | 2/1/20 |  |  |  |  | Lamp, Exam | LAMPEXAM-Modular Servi-CS2050 | [22 empty] | Lamp, Exam | LAMPEXAM | Lamp, Exam | Modular Servi
YES | YES |  |  |  | 099-01311 | 099-01311 | Modular Servi | CS2050 |  | 5CS 0198 | ER |  |  |  |  | 099-01311 | 099-01311 | Katy | Memorial Hermann Northeast Hospital | ER | Room 3 | [5 empty] | Lamp, Exam | LAMPEXAM-Modular Servi-CS2050 | [22 empty] | Lamp, Exam | LAMPEXAM | Lamp, Exam | Modular Servi
YES | YES |  |  |  | 142-04197 | 142-04197 | Modular Servi | CS2050 |  | 5CS 0146 | ER |  |  |  |  | 142-04197 | 142-04197 | Katy | Memorial Hermann Northeast Hospital | ER | Room 1 | 2/1/20 |  |  |  |  | Lamp, Exam | LAMPEXAM-Modular Servi-CS2050 | [22 empty] | Lamp, Exam | LAMPEXAM | Lamp, Exam | Modular Servi
YES | YES |  |  |  | 142-04198 | 142-04198 | Modular Servi | CS2050 |  | 5CS 0151 | ER |  |  |  |  | 142-04198 | 142-04198 | Katy | Memorial Hermann Northeast Hospital | ER | Room 1 | 2/1/20 |  |  |  |  | Lamp, Exam | LAMPEXAM-Modular Servi-CS2050 | [22 empty] | Lamp, Exam | LAMPEXAM | Lamp, Exam | Modular Servi
YES | YES |  |  |  | 142-07217 | 142-07217 | Modular Servi | N/A |  | N/N | [5 empty] | 142-07217 | 142-07217 | Katy | Memorial Hermann Northeast Hospital |  | ER Room 13 |  |  |  | N/A
YES | YES |  |  |  | 142-00340 | 142-00340 | Modular Servi | N/A |  | N/A | [5 empty] | 142-00340 | 142-00340 | Katy | Memorial Hermann Northeast Hospital |  | ER Room 19 |  |  |  | N/A
YES | YES |  |  |  | 142-04140 | 142-04140 | Modular Servi | Stratus |  | Scs0136 | NE - ER |  |  |  |  | 142-04140 | 142-04140 | Katy | Memorial Hermann Northeast Hospital | NE - ER | Er 27 |  |  |  | No pm, broken, see picture |  | Equipment Boom/ Column | EQUIPMENTBOOM-Modular Servi-Stratus | [22 empty] | Equipment Boom/ Column | EQUIPMENTBOOM | Equipment Boom/ Column | Modular Servi
YES | YES |  |  |  | 921-00181 | 921-00181 | Modulus Data | 10-112 |  |  | SW-Laboratory-Hematology |  |  |  |  | 921-00181 | 921-00181 | Southwest | Memorial Hermann Southwest Hospital | SW-Laboratory-Hematology | Lab
YES | YES |  |  |  | 129-00823 | 129-00823 | Modulus Data | 10-308 |  |  | SUGAR LAND - LABORATORY |  |  |  |  | 129-00823 | 129-00823 | Sugar Land | Memorial Hermann Sugar Land Hospital | SUGAR LAND - LABORATORY | Lab | [5 empty] | Counter, Differential | COUNTERDIFFERENTIAL-Modulus Data-10-308 | [22 empty] | Counter, Differential | COUNTERDIFFERENTIAL | Counter, Differential | Modulus Data
YES | YES |  |  |  | 074-06225 | 074-06225 | Modulus Data | 10-312 |  |  | SW-Laboratory-Hematology |  |  |  |  | 074-06225 | 074-06225 | Southwest | Memorial Hermann Southwest Hospital | SW-Laboratory-Hematology | Lab
NO | YES |  |  |  | 145-00878 | 145-00878 | Modulus Data Systems Inc | DIFFCOUNT |  |  | Pearland-Laboratory-Main | MHHS-Pearland Hospital |  |  |  | 145-00878 | 145-00878 | Pearland | MHHS-Pearland Hospital | Pearland-Laboratory-Main | Lab | 12/1/17 |  |  | One time safety | CYTOMETERS |  | .needs class | [5 empty] | Modulus Data |  |  |  |  | 12/1/19 |  |  | Covered PM Repair - Biomedical | MHHS-Pearland Hospital
NO | YES | Serial Number 313260 |  |  |  | 099-07561 | Modulus Data Systems Inc | DIFFCOUNT |  |  | SE-Laboratory | MHHS-Southeast |  |  |  |  | 099-07561 | Southeast | MHHS-Southeast | SE-Laboratory |  | 3/1/18 |  |  |  | CYTOMETERS |  | .needs class | [5 empty] | Modulus Data | [7 empty] | Covered PM Repair - Biomedical | MHHS-Southeast
YES | YES |  |  |  | 005-06399 | 005-06399 | Modulus Data Systems Inc | DIFFCOUNT |  |  | SE - LABORATORY |  |  |  |  | 005-06399 | 005-06399 | Southeast | Memorial Hermann Southeast Hospital | SE - LABORATORY
YES | YES |  |  |  | 583-01607 | 583-01607 | Moffatt products , inc | #1275-01 | [7 empty] | 583-01607 | 583-01607 |  | Memorial hermann |  | 1st floor
YES | YES | Serial Number Cnf |  |  | 583-01619 | 583-01619 | Moffatt products , inc | #1275-01 |  | Cnf | [5 empty] | 583-01619 | 583-01619 | Med surge | Memorial hermann |  | 7th floor |  |  |  | No pm
YES | YES |  |  |  | 041-18303 | 041-18303 | Monarch Inst | Nova-Pro 100 |  |  | Biomed |  |  |  |  | 041-18303 | 041-18303 | Mem city | Memorial city - Memorial herman hospital | Biomed | Biomed shop
YES | YES |  |  |  | 133-07061 | 133-07061 | Monarch Inst | Nova-Strobe dbx |  |  | KATY - BIOMED |  |  |  |  | 133-07061 | 133-07061 | Katy | Memorial Hermann Katy Hospital | KATY - BIOMED | Biomed Office | 7/1/19 | 7/1/20
NO | YES |  |  |  | 241-03202 | 241-03202 | Monark America Inc |  |  | SN WBK292804J | TIRR-Kirby Glenn | MHHS-TIRR |  | Keratometer |  | 241-03202 | 241-03202 | TMC | MHHS-Others | TIRR-Kirby Glenn | Rehab | 9/1/19 |  | 9/1/20 |  | EXERCISERS | Keratometer | KERATOMETER-Marco Ophth-1 | KERATOMETER |  |  |  |  | Marco Ophth | Keratometer |  |  | KERATOMETER-Marco Ophth-1 |  |  | K-A | Covered PM Repair - Biomedical | MHHS-TIRR | [8 empty] | KERATOMETER | Keratometer | Marco Ophth
NO | YES |  |  |  | 241-03327 | 241-03327 | Monark America Inc |  |  | WBK 304123 O | TIRR-Kirby Glenn | MHHS-TIRR |  | Stretcher |  | 241-03327 | 241-03327 | TMC | MHHS-Others | TIRR-Kirby Glenn | Area B |  |  |  |  | EXERCISERS | Stretcher | STRETCHER-Hill-Rom-881 | STRETCHER |  |  |  |  | Hill-Rom | Stretcher |  |  | STRETCHER-Hill-Rom-881 | 8/1/17 |  |  | Not Covered Vendor Only - Biomedical | MHHS-TIRR | [8 empty] | STRETCHER | Stretcher | Hill-Rom
NO | NO | [5 empty] | Monark America Inc |  |  |  | TIRR - KIRBY GLENN | MHHS-TIRR |  | Stretcher |  |  |  | TMC |  | TIRR - KIRBY GLENN | [5 empty] | EXERCISERS |  | STRETCHER-Hill-Rom-881 | STRETCHER |  |  |  |  | Hill-Rom | Stretcher |  |  | STRETCHER-Hill-Rom-881 |  |  |  | Not Covered Vendor Only - Biomedical | MHHS-TIRR
NO | NO |  |  |  | 241-03071 |  | Monark America Inc |  |  | N/A | TIRR - KIRBY GLENN | MHHS-TIRR |  | Stretcher |  | 241-03071 |  | TMC |  | TIRR - KIRBY GLENN | [5 empty] | EXERCISERS |  | STRETCHER-Hill-Rom-881 | STRETCHER |  |  |  |  | Hill-Rom | Stretcher |  |  | STRETCHER-Hill-Rom-881 |  |  |  | Covered PM Repair - Biomedical | MHHS-TIRR
NO | YES |  |  |  | 241-02638 | 241-02638 | Monark America Inc | 881E |  | WBK 2874621 | TIRR-Kirby Glenn | MHHS-TIRR |  | Exerciser/Ergometer, Arm |  | 241-02638 | 241-02638 | TMC | MHHS-Others | TIRR-Kirby Glenn | Rehab | 7/1/19 |  |  |  | EXERCISERS | Exerciser/Ergometer, Arm | EXERCISERERGOMETERARM-Monark Exercise-881-E | EXERCISERERGOMETERARM | 881-E |  |  |  | Monark Exercise | Exerciser/Ergometer, Arm |  |  | EXERCISERERGOMETERARM-Monark Exercise-881-E | 8/1/17 |  | EEA-A | Not Covered Vendor Only - Biomedical | MHHS-TIRR | [8 empty] | EXERCISERERGOMETERARM | Exerciser/Ergometer, Arm | Monark Exercise
NO | YES |  |  |  | 069-43751 | 069-43751 | Monark America Inc | 881E |  | NSN | TMC-Rehab-Ot/Pt Clinic (4J) | MHHS-TMC |  | Exerciser/Ergometer, Arm |  | 069-43751 | 069-43751 | TMC | MHHS-TMC | TMC-Rehab-Ot/Pt Clinic (4J) | Rehab | 3/1/19 |  |  |  | EXERCISERS | Exerciser/Ergometer, Arm | EXERCISERERGOMETERARM-Monark Exercise-881-E | EXERCISERERGOMETERARM | 881-E |  |  |  | Monark Exercise | Exerciser/Ergometer, Arm |  |  | EXERCISERERGOMETERARM-Monark Exercise-881-E | 12/2/11 |  | EEA-A | Covered PM Repair - Lab Analyzers/Anesth | MHHS-TMC | [8 empty] | EXERCISERERGOMETERARM | Exerciser/Ergometer, Arm | Monark Exercise
NO | NO |  |  |  | 145-00643 |  | Monark America Inc | 881E |  | WBK291928J | PEARLAND - REHAB SERVICES | MHHS-Pearland Hospital |  | Exerciser/Ergometer, Arm |  | 145-00643 |  | Pearland |  | PEARLAND - REHAB SERVICES | [5 empty] | EXERCISERS |  | EXERCISERERGOMETERARM-Monark Exercise-881-E | EXERCISERERGOMETERARM | 881-E |  |  |  | Monark Exercise | Exerciser/Ergometer, Arm |  |  | EXERCISERERGOMETERARM-Monark Exercise-881-E |  |  |  | Covered PM Repair - Biomedical | MHHS-Pearland Hospital
YES | YES | Serial Number Cnf |  |  | 129-05997 | 129-05997 | Monark Exercise | 881E |  | Cnf | TIRR - SUGAR LAND |  |  |  |  | 129-05997 | 129-05997 | Sugar Land | TIRR Memorial Hermann Sugar Land - Outpatient (#195) | TIRR - SUGAR LAND | Hand Therapy Room
YES | YES |  |  |  | 029-13532 | 029-13532 | Monark Exercise | Ergomedic 891 E |  | WBK 2894781 | TIRR - WOODLANDS INPATIENT |  |  |  |  | 029-13532 | 029-13532 | Woodlands | Memorial Hermann The Woodlands Medical Center | TIRR - WOODLANDS INPATIENT | TIRR
NO | YES |  |  |  | 151-02663 | 151-02663 | Monica Healthcare | NOVII INTERFACE |  | TA2922 | CY-Labor & Delivery | MHHS-Cypress |  |  |  | 151-02663 | 151-02663 | Northwest | MHHS-Cypress | CY-Labor & Delivery | Med room |  |  |  |  | MONITORS, BEDSIDE, FETAL |  | .needs class | [5 empty] | Monica Health |  |  |  |  | 11/30/18 |  |  | Covered PM Repair - Biomedical | MHHS-Cypress
NO | YES |  |  |  | 133-10054 | 133-10054 | Monica Healthcare | NOVII INTERFACE |  | TA1395 | Katy-Labor & Delivery OR | MHHS-Katy |  |  |  | 133-10054 | 133-10054 | Katy | MHHS-Katy | Katy-Labor & Delivery OR | LDR 7 | 9/1/17 | 9/1/18 |  |  | MONITORS, BEDSIDE, FETAL |  | .needs class | [5 empty] | Monica Health |  |  |  |  | 11/30/18 |  |  | Covered PM Repair - Biomedical | MHHS-Katy
NO | YES |  |  |  | 133-10058 | 133-10058 | Monica Healthcare | NOVII INTERFACE |  | TA1459 | Katy-Postpartum-2W | MHHS-Katy |  |  |  | 133-10058 | 133-10058 | Katy | MHHS-Katy | Katy-Postpartum-2W | LDR4 |  |  |  |  | MONITORS, BEDSIDE, FETAL |  | .needs class | [5 empty] | Monica Health |  |  |  |  | 11/30/18 |  |  | Covered PM Repair - Biomedical | MHHS-Katy
NO | YES |  |  |  | 133-10059 | 133-10059 | Monica Healthcare | NOVII INTERFACE |  | TA1377 | Katy-Postpartum-2W | MHHS-Katy |  |  |  | 133-10059 | 133-10059 | Katy | MHHS-Katy | Katy-Postpartum-2W | LDR 2 | 9/1/17 |  |  |  | MONITORS, BEDSIDE, FETAL |  | .needs class | [5 empty] | Monica Health |  |  |  |  | 11/30/18 |  |  | Covered PM Repair - Biomedical | MHHS-Katy
NO | YES |  |  |  | 133-10060 | 133-10060 | Monica Healthcare | NOVII INTERFACE |  | TA1353 | Katy-Labor & Delivery OR | MHHS-Katy |  |  |  | 133-10060 | 133-10060 | Katy | MHHS-Katy | Katy-Labor & Delivery OR | LDR 6 | 9/1/17 |  |  |  | MONITORS, BEDSIDE, FETAL |  | .needs class | [5 empty] | Monica Health |  |  |  |  | 11/30/18 |  |  | Covered PM Repair - Biomedical | MHHS-Katy
NO | YES |  |  |  | 133-10099 | 133-10099 | Monica Healthcare | NOVII INTERFACE |  | TA1496 | Katy-Labor & Delivery OR | MHHS-Katy |  |  |  | 133-10099 | 133-10099 | Katy | MHHS-Katy | Katy-Labor & Delivery OR | LDR 1 | 9/1/17 |  |  |  | MONITORS, BEDSIDE, FETAL |  | .needs class | [5 empty] | Monica Health |  |  |  |  | 11/30/18 |  |  | Covered PM Repair - Biomedical | MHHS-Katy
NO | NO |  |  |  | 133-10053 |  | Monica Healthcare | NOVII INTERFACE |  | TA1486 | KATY - POSTPARTUM - 2W | MHHS-Katy |  |  |  | 133-10053 |  | Katy |  | KATY - POSTPARTUM - 2W | [5 empty] | MONITORS, BEDSIDE, FETAL |  | .needs class | [5 empty] | Monica Health | [7 empty] | Covered PM Repair - Biomedical | MHHS-Katy
NO | NO |  |  |  | 133-10055 |  | Monica Healthcare | NOVII INTERFACE |  | TA1397 | KATY - POSTPARTUM - 2W | MHHS-Katy |  |  |  | 133-10055 |  | Katy |  | KATY - POSTPARTUM - 2W | [5 empty] | MONITORS, BEDSIDE, FETAL |  | .needs class | [5 empty] | Monica Health | [7 empty] | Covered PM Repair - Biomedical | MHHS-Katy
NO | NO |  |  |  | 133-10056 |  | Monica Healthcare | NOVII INTERFACE |  | TA1493 | KATY - POSTPARTUM - 2W | MHHS-Katy |  |  |  | 133-10056 |  | Katy |  | KATY - POSTPARTUM - 2W | [5 empty] | MONITORS, BEDSIDE, FETAL |  | .needs class | [5 empty] | Monica Health | [7 empty] | Covered PM Repair - Biomedical | MHHS-Katy
NO | NO |  |  |  | 133-10057 |  | Monica Healthcare | NOVII INTERFACE |  | TA1378 | KATY - POSTPARTUM - 2W | MHHS-Katy |  |  |  | 133-10057 |  | Katy |  | KATY - POSTPARTUM - 2W | [5 empty] | MONITORS, BEDSIDE, FETAL |  | .needs class | [5 empty] | Monica Health | [7 empty] | Covered PM Repair - Biomedical | MHHS-Katy
NO | NO |  |  |  | 041-20863 |  | Monica Healthcare | NOVII INTERFACE |  | TA2708 | MEMORIAL CITY - LABOR & DELIVERY | MHHS-Mem City |  |  |  | 041-20863 |  | West & Memorial City |  | MEMORIAL CITY - LABOR & DELIVERY | [5 empty] | MONITORS, BEDSIDE, FETAL |  | .needs class | [5 empty] | Monica Health | [7 empty] | Covered PM Repair - Biomedical | MHHS-Mem City
NO | NO |  |  |  | 041-20864 |  | Monica Healthcare | NOVII INTERFACE |  | TA2742 | MEMORIAL CITY - LABOR & DELIVERY | MHHS-Mem City |  |  |  | 041-20864 |  | West & Memorial City |  | MEMORIAL CITY - LABOR & DELIVERY | [5 empty] | MONITORS, BEDSIDE, FETAL |  | .needs class | [5 empty] | Monica Health | [7 empty] | Covered PM Repair - Biomedical | MHHS-Mem City
NO | NO |  |  |  | 041-20865 |  | Monica Healthcare | NOVII INTERFACE |  | TA2763 | MEMORIAL CITY - LABOR & DELIVERY | MHHS-Mem City |  |  |  | 041-20865 |  | West & Memorial City |  | MEMORIAL CITY - LABOR & DELIVERY | [5 empty] | MONITORS, BEDSIDE, FETAL |  | .needs class | [5 empty] | Monica Health | [7 empty] | Covered PM Repair - Biomedical | MHHS-Mem City
NO | NO |  |  |  | 041-20866 |  | Monica Healthcare | NOVII INTERFACE |  | TA2767 | MEMORIAL CITY - LABOR & DELIVERY | MHHS-Mem City |  |  |  | 041-20866 |  | West & Memorial City |  | MEMORIAL CITY - LABOR & DELIVERY | [5 empty] | MONITORS, BEDSIDE, FETAL |  | .needs class | [5 empty] | Monica Health | [7 empty] | Covered PM Repair - Biomedical | MHHS-Mem City
NO | NO |  |  |  | 041-20867 |  | Monica Healthcare | NOVII INTERFACE |  | TA2740 | MEMORIAL CITY - LABOR & DELIVERY | MHHS-Mem City |  |  |  | 041-20867 |  | West & Memorial City |  | MEMORIAL CITY - LABOR & DELIVERY | [5 empty] | MONITORS, BEDSIDE, FETAL |  | .needs class | [5 empty] | Monica Health | [7 empty] | Covered PM Repair - Biomedical | MHHS-Mem City
NO | NO |  |  |  | 142-07371 |  | Monica Healthcare | NOVII INTERFACE |  | TA2558 | NE - LABOR & DELIVERY | MHHS-Northeast |  |  |  | 142-07371 |  | Katy |  | NE - LABOR & DELIVERY | [5 empty] | MONITORS, BEDSIDE, FETAL |  | .needs class | [5 empty] | Monica Health | [7 empty] | Covered PM Repair - Biomedical | MHHS-Northeast
NO | NO |  |  |  | 142-07375 |  | Monica Healthcare | NOVII INTERFACE |  | TA2544 | NE - LABOR & DELIVERY | MHHS-Northeast |  |  |  | 142-07375 |  | Katy |  | NE - LABOR & DELIVERY | [5 empty] | MONITORS, BEDSIDE, FETAL |  | .needs class | [5 empty] | Monica Health | [7 empty] | Covered PM Repair - Biomedical | MHHS-Northeast
NO | NO |  |  |  | 029-32028 |  | Monica Healthcare | NOVII INTERFACE |  | TA1188 | WOODLANDS - BIRTH CENTER | MHHS-Woodlands |  |  |  | 029-32028 |  | Woodlands |  | WOODLANDS - BIRTH CENTER | [5 empty] | MONITORS, BEDSIDE, FETAL |  | .needs class | [5 empty] | Monica Health | [7 empty] | Covered PM Repair - Biomedical | MHHS-Woodlands
NO | NO |  |  |  | 029-32029 |  | Monica Healthcare | NOVII INTERFACE |  | TA0674 | WOODLANDS - BIRTH CENTER | MHHS-Woodlands |  |  |  | 029-32029 |  | Woodlands |  | WOODLANDS - BIRTH CENTER | [5 empty] | MONITORS, BEDSIDE, FETAL |  | .needs class | [5 empty] | Monica Health | [7 empty] | Covered PM Repair - Biomedical | MHHS-Woodlands
NO | NO | [5 empty] | Monica Healthcare | NOVII INTERFACE |  | TA0730 | WOODLANDS - BIRTH CENTER | MHHS-Woodlands | [5 empty] | Woodlands |  | WOODLANDS - BIRTH CENTER | [5 empty] | MONITORS, BEDSIDE, FETAL |  | .needs class | [5 empty] | Monica Health | [7 empty] | Covered PM Repair - Biomedical | MHHS-Woodlands
NO | NO | [5 empty] | Monica Healthcare | NOVII INTERFACE |  | TA0767 | WOODLANDS - BIRTH CENTER | MHHS-Woodlands | [5 empty] | Woodlands |  | WOODLANDS - BIRTH CENTER | [5 empty] | MONITORS, BEDSIDE, FETAL |  | .needs class | [5 empty] | Monica Health | [7 empty] | Covered PM Repair - Biomedical | MHHS-Woodlands
NO | YES |  |  |  | 013-37842 | 013-37842 | Monica Healthcare | NOVII WIRELESS PATCH SYSTEM |  | TA0833 | SW-Labor | MHHS-Southwest |  |  |  | 013-37842 | 013-37842 | Southwest | MHHS-Southwest | SW-Labor | LDR |  |  |  |  | MONITORS, TELEMETRIC |  | .needs class | [5 empty] | Monica Health |  |  |  |  | 11/30/18 |  |  | Covered PM Repair - Biomedical | MHHS-Southwest
NO | YES |  |  |  | 013-37870 | 013-37870 | Monica Healthcare | NOVII WIRELESS PATCH SYSTEM |  | TA0623 | SW-Labor & Delivery | MHHS-Southwest |  |  |  | 013-37870 | 013-37870 | Southwest | MHHS-Southwest | SW-Labor & Delivery | LDR 5 | 12/1/16 |  | 12/1/17 |  | MONITORS, TELEMETRIC |  | .needs class | [5 empty] | Monica Health |  |  |  |  | 11/30/18 |  |  | Covered PM Repair - Biomedical | MHHS-Southwest
NO | YES |  |  |  | 013-37871 | 013-37871 | Monica Healthcare | NOVII WIRELESS PATCH SYSTEM |  | TA0709 | SW-Labor & Delivery | MHHS-Southwest |  |  |  | 013-37871 | 013-37871 | Southwest | MHHS-Southwest | SW-Labor & Delivery | LDR 2 | 11/1/16 |  | 11/1/17 |  | MONITORS, TELEMETRIC |  | .needs class | [5 empty] | Monica Health |  |  |  |  | 11/30/18 |  |  | Covered PM Repair - Biomedical | MHHS-Southwest
NO | YES |  |  |  | 013-37872 | 013-37872 | Monica Healthcare | NOVII WIRELESS PATCH SYSTEM |  | TA0850 | SW-Labor | MHHS-Southwest |  |  |  | 013-37872 | 013-37872 | Southwest | MHHS-Southwest | SW-Labor | LDR 6 |  |  |  |  | MONITORS, TELEMETRIC |  | .needs class | [5 empty] | Monica Health | [7 empty] | Covered PM Repair - Biomedical | MHHS-Southwest
NO | YES |  |  |  | 013-37873 | 013-37873 | Monica Healthcare | NOVII WIRELESS PATCH SYSTEM |  | TA0575 | SW-Labor | MHHS-Southwest |  |  |  | 013-37873 | 013-37873 | Southwest | MHHS-Southwest | SW-Labor | LDR 1 |  |  |  |  | MONITORS, TELEMETRIC |  | .needs class | [5 empty] | Monica Health | [7 empty] | Covered PM Repair - Biomedical | MHHS-Southwest
NO | YES |  |  |  | 013-37874 | 013-37874 | Monica Healthcare | NOVII WIRELESS PATCH SYSTEM |  | TA0569 | SW-Labor | MHHS-Southwest |  |  |  | 013-37874 | 013-37874 | Southwest | MHHS-Southwest | SW-Labor | LDR 14 |  |  |  | No p.m. | MONITORS, TELEMETRIC |  | .needs class | [5 empty] | Monica Health | [7 empty] | Covered PM Repair Labor Only - Biomedica | MHHS-Southwest
NO | YES |  |  |  | 013-37875 | 013-37875 | Monica Healthcare | NOVII WIRELESS PATCH SYSTEM |  | TA0853 | SW-Labor & Delivery | MHHS-Southwest |  |  |  | 013-37875 | 013-37875 | Southwest | MHHS-Southwest | SW-Labor & Delivery | LDR 5 | 12/1/16 |  | 12/1/17 |  | MONITORS, TELEMETRIC |  | .needs class | [5 empty] | Monica Health | [7 empty] | Covered PM Repair - Biomedical | MHHS-Southwest
NO | YES |  |  |  | 013-37876 | 013-37876 | Monica Healthcare | NOVII WIRELESS PATCH SYSTEM |  | TA0855 | SW-Labor | MHHS-Southwest |  |  |  | 013-37876 | 013-37876 | Southwest | MHHS-Southwest | SW-Labor | LDR9 |  |  |  |  | MONITORS, TELEMETRIC |  | .needs class | [5 empty] | Monica Health | [7 empty] | Covered PM Repair Labor Only - Biomedica | MHHS-Southwest
NO | YES |  |  |  | 013-37877 | 013-37877 | Monica Healthcare | NOVII WIRELESS PATCH SYSTEM |  | TA0654 | SW-Labor | MHHS-Southwest |  |  |  | 013-37877 | 013-37877 | Southwest | MHHS-Southwest | SW-Labor | Room 15 |  |  |  |  | MONITORS, TELEMETRIC |  | .needs class | [5 empty] | Monica Health | [7 empty] | Covered PM Repair Labor Only - Biomedica | MHHS-Southwest
NO | YES |  |  |  | 013-37878 | 013-37878 | Monica Healthcare | NOVII WIRELESS PATCH SYSTEM |  | TA0633 | SW-Labor & Delivery | MHHS-Southwest |  |  |  | 013-37878 | 013-37878 | Southwest | MHHS-Southwest | SW-Labor & Delivery | LDR10 | 12/1/16 |  |  |  | MONITORS, TELEMETRIC |  | .needs class | [5 empty] | Monica Health | [7 empty] | Covered PM Repair - Biomedical | MHHS-Southwest
NO | YES |  |  |  | 013-37879 | 013-37879 | Monica Healthcare | NOVII WIRELESS PATCH SYSTEM |  | TA0562 | SW-Labor | MHHS-Southwest |  |  |  | 013-37879 | 013-37879 | Southwest | MHHS-Southwest | SW-Labor | Room 14 |  |  |  |  | MONITORS, TELEMETRIC |  | .needs class | [5 empty] | Monica Health | [7 empty] | Covered PM Repair - Biomedical | MHHS-Southwest
NO | YES |  |  |  | 013-37881 | 013-37881 | Monica Healthcare | NOVII WIRELESS PATCH SYSTEM |  | TA0624 | Labor |  |  |  |  | 013-37881 | 013-37881 | Southwest | Memorial Hermann Southwest Hospital | Labor | LDR 11
NO | NO |  |  |  | 142-07372 |  | Monica Healthcare | NOVII WIRELESS PATCH SYSTEM |  | AA7543 | NE - LABOR & DELIVERY | MHHS-Northeast |  |  |  | 142-07372 |  | Katy |  | NE - LABOR & DELIVERY | [5 empty] | MONITORS, TELEMETRIC |  | .needs class | [5 empty] | Monica Health | [7 empty] | Covered PM Repair - Biomedical | MHHS-Northeast
NO | NO |  |  |  | 142-07373 |  | Monica Healthcare | NOVII WIRELESS PATCH SYSTEM |  | AA7524 | NE - LABOR & DELIVERY | MHHS-Northeast |  |  |  | 142-07373 |  | Katy |  | NE - LABOR & DELIVERY | [5 empty] | MONITORS, TELEMETRIC |  | .needs class | [5 empty] | Monica Health | [7 empty] | Covered PM Repair - Biomedical | MHHS-Northeast
NO | NO |  |  |  | 142-07374 |  | Monica Healthcare | NOVII WIRELESS PATCH SYSTEM |  | AA7542 | NE - LABOR & DELIVERY | MHHS-Northeast |  |  |  | 142-07374 |  | Katy |  | NE - LABOR & DELIVERY | [5 empty] | MONITORS, TELEMETRIC |  | .needs class | [5 empty] | Monica Health | [7 empty] | Covered PM Repair - Biomedical | MHHS-Northeast
NO | NO |  |  |  | 142-07376 |  | Monica Healthcare | NOVII WIRELESS PATCH SYSTEM |  | AA7544 | NE - LABOR & DELIVERY | MHHS-Northeast |  |  |  | 142-07376 |  | Katy |  | NE - LABOR & DELIVERY | [5 empty] | MONITORS, TELEMETRIC |  | .needs class | [5 empty] | Monica Health | [7 empty] | Covered PM Repair - Biomedical | MHHS-Northeast
NO | NO |  |  |  | 142-07377 |  | Monica Healthcare | NOVII WIRELESS PATCH SYSTEM |  | AA7522 | NE - LABOR & DELIVERY | MHHS-Northeast |  |  |  | 142-07377 |  | Katy |  | NE - LABOR & DELIVERY | [5 empty] | MONITORS, TELEMETRIC |  | .needs class | [5 empty] | Monica Health | [7 empty] | Covered PM Repair - Biomedical | MHHS-Northeast
NO | NO |  |  |  | 142-07378 |  | Monica Healthcare | NOVII WIRELESS PATCH SYSTEM |  | AA7632 | NE - LABOR & DELIVERY | MHHS-Northeast |  |  |  | 142-07378 |  | Katy |  | NE - LABOR & DELIVERY | [5 empty] | MONITORS, TELEMETRIC |  | .needs class | [5 empty] | Monica Health | [7 empty] | Covered PM Repair - Biomedical | MHHS-Northeast
NO | NO |  |  |  | 013-37841 |  | Monica Healthcare | NOVII WIRELESS PATCH SYSTEM |  | TA0860 | SW - LABOR & DELIVERY | MHHS-Southwest |  |  |  | 013-37841 |  | Southwest |  | SW - LABOR & DELIVERY | [5 empty] | MONITORS, TELEMETRIC |  | .needs class | [5 empty] | Monica Health | [7 empty] | Covered PM Repair - Biomedical | MHHS-Southwest
NO | NO |  |  |  | 013-37880 |  | Monica Healthcare | NOVII WIRELESS PATCH SYSTEM |  | TA0561 | SW - LABOR & DELIVERY | MHHS-Southwest |  |  |  | 013-37880 |  | Southwest |  | SW - LABOR & DELIVERY | [5 empty] | MONITORS, TELEMETRIC |  | .needs class | [5 empty] | Monica Health | [7 empty] | Covered PM Repair Labor Only - Biomedica | MHHS-Southwest
NO | NO |  |  |  | 029-11187 |  | Monica Healthcare | NOVII WIRELESS PATCH SYSTEM |  | TA0878 | WOODLANDS - BIRTH CENTER | MHHS-Woodlands |  |  |  | 029-11187 |  | Woodlands |  | WOODLANDS - BIRTH CENTER | [5 empty] | MONITORS, TELEMETRIC |  | .needs class | [5 empty] | Monica Health | [7 empty] | Covered PM Repair - Biomedical | MHHS-Woodlands
NO | YES | Asset Tag 069-27215 |  |  | 069-27215 | 069-27215 | Monitored Rehab Systems | Functional Squat System |  | NSN | SMR-(TMC)-Shepherd Square |  |  |  |  | 069-27215 | 069-27215 | Katy | MHHS-Others | SMR-(TMC)-Shepherd Square | Shephard Square |  |  |  | No pm
NO | YES |  |  |  | 069-28034 | 069-28034 | Monitored Rehab Systems | FUNCTIONAL SQUAT UNIT |  | NSN | SMR - (TMC) - IRONMAN [MHMP-16FLR] | MHHS-SMR |  |  |  | 069-28034 | 069-28034 | TMC | MHHS-Others | SMR - (TMC) - IRONMAN [MHMP-16FLR] | Gym | 5/1/19 |  | 5/1/20 |  | EXERCISERS |  | .needs class | [10 empty] | 7/25/19 |  |  | Covered PM Repair - Biomedical | MHHS-SMR
NO | YES | Asset Tag 069-27215 |  |  | 069-27215 | 069-27215 | Monitored Rehab Systems | FUNCTIONAL SQUAT UNIT |  | S0161 | SMR-(TMC)-Shepherd Square | MHHS-SMR |  |  |  | 069-27215 | 069-27215 | TMC | MHHS-Others | SMR-(TMC)-Shepherd Square |  | 2/1/18 |  |  |  | EXERCISERS |  | .needs class | [10 empty] | 7/25/19 |  |  | Covered PM Repair - Biomedical | MHHS-SMR
NO | NO | [5 empty] | Mooney & Co., Inc. | GEM |  |  | KATY - ER | MHHS-Katy |  | Cutters, Ring |  |  |  | Katy |  | KATY - ER | [5 empty] | CAST CUTTERS |  | MISCELLANEOUS-M W Mooney-GEM | MISCELLANEOUS | GEM |  |  |  | M W Mooney | Cutters, Ring |  |  | MISCELLANEOUS-M W Mooney-GEM |  |  |  | Covered PM Repair - Biomedical | MHHS-Katy
NO | YES |  |  |  | 069-45798 | 069-45798 | MOPEC | BD040 |  |  | TMC-Laboratory-Anatomic Pathology (2R) | MHHS-TMC |  | Saw, Autopsy |  | 069-45798 | 069-45798 | TMC | MHHS-TMC | TMC-Laboratory-Anatomic Pathology (2R) | S3 200.2 | 8/1/18 |  |  |  | SAWS, AUTOPSY |  | SAWAUTOPSY-MOPEC Inc-BD040 | SAWAUTOPSY | BD040 |  |  |  | MOPEC Inc | Saw, Autopsy |  | SAWAUTOPSY-MOPEC Inc-BD040 |  | 12/1/20 |  |  | Not Covered Vendor Only - Biomedical | MHHS-TMC
NO | NO | [5 empty] | MOPEC | BK200 ROTODRY |  | BK200J319 | TMC - LABORATORY - ANATOMIC PATHOLOGY (2R) | MHHS-TMC | [5 empty] | TMC |  | TMC - LABORATORY - ANATOMIC PATHOLOGY (2R) | [5 empty] | DRYERS |  | .needs class | [5 empty] | MOPEC Inc | [7 empty] | Not Covered Vendor Only - Biomedical | MHHS-TMC
NO | NO | [5 empty] | MOPEC | BK200 ROTODRY |  | BK200F47 | TMC - LABORATORY - ANATOMIC PATHOLOGY (2R) | MHHS-TMC | [5 empty] | TMC |  | TMC - LABORATORY - ANATOMIC PATHOLOGY (2R) | [5 empty] | DRYERS |  | .needs class | [5 empty] | MOPEC Inc | [7 empty] | Not Covered Vendor Only - Biomedical | MHHS-TMC
NO | NO |  |  |  | 005-12968 |  | MOPEC | MB100 |  | MB1060A19008 | SE - LABORATORY - PATHOLOGY | MHHS-Southeast |  | Computer, Data Management |  | 005-12968 |  | Southeast & Bay Area |  | SE - LABORATORY - PATHOLOGY | [5 empty] | HOODS, CHEMICAL FUME |  | COMPUTERDATAMANAGEMENT-MOPEC Inc-MB100 | COMPUTERDATAMANAGEMENT | MB100 |  |  |  | MOPEC Inc | Computer, Data Management |  | COMPUTERDATAMANAGEMENT-MOPEC Inc-MB100 |  |  |  |  | Covered PM Repair - Biomedical | MHHS-Southeast
NO | YES |  |  |  | 133-09642 | 133-09642 | MOPEC | MMB6039 |  | MB600A16001 | Katy-Laboratory | MHHS-Katy |  |  |  | 133-09642 | 133-09642 | Katy | MHHS-Katy | Katy-Laboratory | Pathology | 1/1/18 |  |  |  | CABINETS, BIOLOGICAL SAFETY, CLASS II |  | .needs class | [5 empty] | MOPEC Inc | [7 empty] | Covered PM Repair - Biomedical | MHHS-Katy
NO | YES | [5 empty] | MOPEC | MMB6039 |  | MB600G06001 | Sugar Land-Laboratory | MHHS-Sugarland | [5 empty] | Sugar Land | MHHS-Sugarland | Sugar Land-Laboratory | Pathology | 4/1/19 |  | 4/1/20 |  | CABINETS, BIOLOGICAL SAFETY, CLASS II |  | .needs class | [5 empty] | MOPEC Inc |  |  |  |  | 5/22/19 |  |  | Covered PM Repair - Biomedical | MHHS-Sugarland
NO | NO | [5 empty] | Morgan MEDesign Inc | BASIC ONE |  |  | WOODLANDS - ENDOSCOPY | MHHS-Woodlands |  | Table, X-Ray |  |  |  | Woodlands |  | WOODLANDS - ENDOSCOPY | [5 empty] | TABLES, OPERATING |  | TABLEXRAY-Morgan MEDesign-Basic One | TABLEXRAY | Basic One |  |  |  | Morgan MEDesign | Table, X-Ray |  | TABLEXRAY-Morgan MEDesign-Basic One |  |  |  |  | Not Covered Vendor Only - Biomedical | MHHS-Woodlands
YES | YES |  |  |  | 041-16125 | 041-16125 | Mortara Instr | X12 |  |  | Biomed |  |  |  |  | 041-16125 | 041-16125 | West | Memorial Hermann Memorial City Medical Center | Biomed | Biomed lab |  |  |  | No pm
NO | NO | [5 empty] | Mortara Instrument Inc | 4250 HOLTER RECORDER |  |  | MH MG - (WDLS) - TWL CARDIOLOGY (STE 300) | MHHS-MG | [5 empty] | Woodlands |  | MH MG - (WDLS) - TWL CARDIOLOGY (STE 300) | [5 empty] | RECORDERS, TAPE, DATA, ELECTROCARDIOGRAPHY |  | RECORDERHOLTER-Burdick Inc-4250 |  |  |  |  | RECORDERHOLTER-Burdick Inc-4250 | Mortara Instr | [7 empty] | Covered PM Repair - Radiology, Low End | MHHS-MG
NO | NO | [5 empty] | Mortara Instrument Inc | 4250 HOLTER RECORDER |  |  | MH MG - (WDLS) - TWL CARDIOLOGY (STE 300) | MHHS-MG | [5 empty] | Woodlands |  | MH MG - (WDLS) - TWL CARDIOLOGY (STE 300) | [5 empty] | RECORDERS, TAPE, DATA, ELECTROCARDIOGRAPHY |  | RECORDERHOLTER-Burdick Inc-4250 |  |  |  |  | RECORDERHOLTER-Burdick Inc-4250 | Mortara Instr | [7 empty] | Covered PM Repair - Radiology, Low End | MHHS-MG
NO | NO | [5 empty] | Mortara Instrument Inc | 4250 HOLTER RECORDER |  |  | MH MG - (WDLS) - TWL CARDIOLOGY (STE 300) | MHHS-MG | [5 empty] | Woodlands |  | MH MG - (WDLS) - TWL CARDIOLOGY (STE 300) | [5 empty] | RECORDERS, TAPE, DATA, ELECTROCARDIOGRAPHY |  | RECORDERHOLTER-Burdick Inc-4250 |  |  |  |  | RECORDERHOLTER-Burdick Inc-4250 | Mortara Instr | [7 empty] | Covered PM Repair - Biomedical | MHHS-MG
NO | NO |  |  |  | 069-45585 |  | Mortara Instrument Inc | ELI 150C |  |  | TMC - ROBERTSON - CLIN RESEARCH (3R) | MHHS-TMC |  | ECG Machine |  | 069-45585 |  | TMC |  | TMC - ROBERTSON - CLIN RESEARCH (3R) | [5 empty] | ELECTROCARDIOGRAPHS |  | ECGMACHINE-Mortara Instr-ELI 150C | ECGMACHINE | ELI 150C |  |  |  | Mortara Instr | ECG Machine |  | ECGMACHINE-Mortara Instr-ELI 150C |  |  |  |  | Covered PM Repair - Biomedical | MHHS-TMC
NO | NO |  |  |  | 069-46249 |  | Mortara Instrument Inc | ELI 150C |  |  | TMC - ROBERTSON - CLIN RESEARCH (3R) | MHHS-TMC |  | ECG Machine |  | 069-46249 |  | TMC |  | TMC - ROBERTSON - CLIN RESEARCH (3R) | [5 empty] | ELECTROCARDIOGRAPHS |  | ECGMACHINE-Mortara Instr-ELI 150C | ECGMACHINE | ELI 150C |  |  |  | Mortara Instr | ECG Machine |  | ECGMACHINE-Mortara Instr-ELI 150C |  |  |  |  | Not Covered Vendor Only - Biomedical | MHHS-TMC
NO | YES | [5 empty] | Mortara Instrument Inc | ELI 200 |  |  | SW-Nurse Call | MHHS-Southwest |  | ECG Machine |  |  |  | Southwest | MHHS-Southwest | SW-Nurse Call | Stress Testing EXAM3 | 12/1/19 |  | 12/1/20 |  | ELECTROCARDIOGRAPHS | ECG Machine | ECGMACHINE-Mortara Instr-ELI 200 | ECGMACHINE | ELI 200 |  |  |  | Mortara Instr | ECG Machine |  | ECGMACHINE-Mortara Instr-ELI 200 |  |  |  |  | Covered PM Repair - Biomedical | MHHS-Southwest | [8 empty] | ECGMACHINE | ECG Machine | Mortara Instr
NO | NO |  |  |  | 069-43424 |  | Mortara Instrument Inc | X12+ |  |  | CAHF - (TMC) - TMC MEDICAL PLAZA [MHMP-STE2500] | MHHS - Heart Failure Clinics |  |  |  | 069-43424 |  | TMC |  | CAHF - (TMC) - TMC MEDICAL PLAZA [MHMP-STE2500] | [5 empty] | MONITORING SYSTEMS, PHYSIOLOGIC, STRESS EXERCISE |  | .needs class | [5 empty] | Mortara Instr | [7 empty] | Covered PM Repair - Biomedical | MHHS - Heart Failure Clinics
YES | YES | [5 empty] | Motic | B series |  |  | TMC - LABORATORY - ANATOMIC PATHOLOGY (2R) | [6 empty] | TMC | Memorial Hermann-Texas Medical Center | TMC - LABORATORY - ANATOMIC PATHOLOGY (2R) | Anatomic pathology office |  |  |  | Not able to read
NO | YES | [5 empty] | MOTIC | B3-SERIES |  |  | TMC-Laboratory-Anatomic Pathology (2R) | MHHS-OPID |  | Microscope, Laboratory |  |  |  | TMC | MHHS-TMC | TMC-Laboratory-Anatomic Pathology (2R) | Anatomic pathology office |  |  |  | No pm | MICROSCOPES, LIGHT, LABORATORY |  | MICROSCOPELAB-Motic-B3 Series | MICROSCOPELAB | B3 Series |  |  |  | Motic | Microscope, Laboratory |  | MICROSCOPELAB-Motic-B3 Series |  | 10/1/20 |  |  | Not Covered Vendor Only - Rad, Low End | MHHS-OPID
NO | NO |  |  |  | 041-18197 |  | Motorola | XTS 2500 |  | 205CPV0181 | MEMORIAL CITY - ADMINISTRATION | MHHS-Mem City |  |  |  | 041-18197 |  | West & Memorial City |  | MEMORIAL CITY - ADMINISTRATION | [5 empty] | NON-CLINICAL EQUIPMENT |  | .needs class | [5 empty] | MOTOROLA | [7 empty] | Not Covered Vendor Only - Resp/Ster | MHHS-Mem City
NO | NO |  |  |  | 041-18198 |  | Motorola | XTS 2500 |  | 205CPV0180 | MEMORIAL CITY - ADMINISTRATION | MHHS-Mem City |  |  |  | 041-18198 |  | West & Memorial City |  | MEMORIAL CITY - ADMINISTRATION | [5 empty] | NON-CLINICAL EQUIPMENT |  | .needs class | [5 empty] | MOTOROLA | [7 empty] | Covered PM Repair - Biomedical | MHHS-Mem City
NO | NO |  |  |  | 041-18199 |  | Motorola | XTS 2500 |  | 205CVP0179 | MEMORIAL CITY - ADMINISTRATION | MHHS-Mem City |  |  |  | 041-18199 |  | West & Memorial City |  | MEMORIAL CITY - ADMINISTRATION | [5 empty] | NON-CLINICAL EQUIPMENT |  | .needs class | [5 empty] | MOTOROLA | [7 empty] | Not Covered Vendor Only - Resp/Ster | MHHS-Mem City
YES | YES |  |  |  | 069-42582 | 069-42582 | Motus Nova | Pure-vu |  | Ws2019-08-033 | TMC - GI/ENDO - ADULT (1J) |  |  |  |  | 069-42582 | 069-42582 | TMC | Memorial Hermann-Texas Medical Center | TMC - GI/ENDO - ADULT (1J) | Storage | 1/1/20 |  | 1/1/21
YES | YES |  |  |  |  | 017-00594 | MPC | ClientPro 385 |  | 4462540-0001 | [6 empty] | 017-00594 | Sugar Land |  |  |  |  | 2/1/20 |  | No pm
YES | YES |  |  |  | 099-08101 | 099-08101 | MPI |  |  | 0807506 a | Cardiology |  |  |  |  | 099-08101 | 099-08101 | Central | TIRR Memorial Hermann Outpatient Rehabilitation - Greater Heights | Cardiology | S2 2: 105 47
NO | NO |  |  |  | 041-18788 |  | MPS Inc | PHARM PUMP-II DISPENSING PUMP |  |  | MEMORIAL CITY - PHARMACY | MHHS-Mem City |  |  |  | 041-18788 |  | West & Memorial City |  | MEMORIAL CITY - PHARMACY | [5 empty] | PUMPS, NON-PATIENT CARE |  | .needs class | [13 empty] | Covered PM Repair - Biomedical | MHHS-Mem City
NO | YES |  |  |  | 129-00348 | 129-00348 | MSA | MINI OX I |  | H470B95 | Sugar Land-Nursery |  |  |  |  | 129-00348 | 129-00348 | Sugar Land | MHHS-Sugarland | Sugar Land-Nursery | NICU Equipment Room | 12/1/19 | 12/1/20 |  |  |  | Monitor, Oxygen | MONITOROXYGEN-MSA-MINI OX I | [12 empty] | MO-A | [9 empty] | Monitor, Oxygen | MONITOROXYGEN | Monitor, Oxygen | MSA
NO | YES | Asset Tag 129-03358 |  |  | 129-03358 | 129-03358 | MSA | Miniox 3000 |  | K508E08 | Respiratory |  |  |  |  | 129-03358 | 129-03358 | Sugar Land | Memorial Hermann Sugar Land Hospital | Respiratory | EQ storage | [5 empty] | Monitor, Oxygen | MONITOROXYGEN-MSA-Miniox 3000 | [12 empty] | MO-A | [9 empty] | Monitor, Oxygen | MONITOROXYGEN | Monitor, Oxygen | MSA
YES | YES |  |  |  | 129-03359 | 129-03359 | MSA | Miniox 3000 |  | K521E08 | SUGAR LAND - NURSERY |  |  |  |  | 129-03359 | 129-03359 | Sugar Land | Memorial Hermann Sugar Land Hospital | SUGAR LAND - NURSERY | NICU Equipment Room | 6/1/16 | 6/1/17 |  |  |  | Monitor, Oxygen | MONITOROXYGEN-MSA-Miniox 3000 | [12 empty] | MO-A | [9 empty] | Monitor, Oxygen | MONITOROXYGEN | Monitor, Oxygen | MSA
NO | YES | Asset Tag 129-03358 |  |  | 129-03358 | 129-03358 | MSA (Mine Safety Appliances Co) Instrument Div/Med | MINIOX 3000 |  | K508E08 | SUGAR LAND - NURSERY | MHHS-Sugarland |  | Monitor, Oxygen |  | 129-03358 | 129-03358 | Sugar Land |  | SUGAR LAND - NURSERY |  | 7/3/18 |  |  |  | MONITORS, BEDSIDE, RESPIRATION, OXYGEN | Monitor, Oxygen | MONITOROXYGEN-MSA-Miniox 3000 | MONITOROXYGEN | Miniox 3000 |  |  |  | MSA | Monitor, Oxygen |  |  | MONITOROXYGEN-MSA-Miniox 3000 |  | Finished from Script 3/27/2020 12:11:52pm (Central) | MO-A | Covered PM Repair - Biomedical | MHHS-Sugarland | [8 empty] | MONITOROXYGEN | Monitor, Oxygen | MSA
NO | YES |  |  |  | 029-01755 | 029-01755 | MSA (Mine Safety Appliances Co) Instrument Div/Med | MINIOX I |  |  | Woodlands-Noninvasive Cardiology | MHHS-Woodlands |  | Monitor, Oxygen |  | 029-01755 | 029-01755 | Woodlands | MHHS-Woodlands | Woodlands-Noninvasive Cardiology | Biomed | 5/1/19 |  | 11/1/19 |  | ANALYZERS, PHYSIOLOGIC, PULMONARY FUNCTION | Monitor, Oxygen | MONITOROXYGEN-MSA-MINI OX I | MONITOROXYGEN | MINI OX I |  |  |  | MSA | Monitor, Oxygen |  |  | MONITOROXYGEN-MSA-MINI OX I |  |  | MO-A | Covered PM Repair - Biomedical | MHHS-Woodlands | [8 empty] | MONITOROXYGEN | Monitor, Oxygen | MSA
YES | YES | Serial Number Cnf |  |  | 029-01758 | 029-01758 | MSA (Mine Safety Appliances Co) Instrument Div/Med | MINIOX I |  | CNF | WOODLANDS - NONINVASIVE CARDIOLOGY |  |  |  |  | 029-01758 | 029-01758 | Woodlands | Memorial Hermann The Woodlands Medical Center | WOODLANDS - NONINVASIVE CARDIOLOGY | Biomed | 12/1/19 |  | 12/1/20 |  |  | Monitor, Oxygen | MONITOROXYGEN-MSA-MINI OX I | [12 empty] | MO-A | [10 empty] | MONITOROXYGEN | Monitor, Oxygen | MSA
NO | NO |  |  |  | 129-07731 |  | MSA (Mine Safety Appliances Co) Instrument Div/Med | MINIOX II |  | EC47009906 | SUGAR LAND - RESPIRATORY | MHHS-Sugarland |  |  |  | 129-07731 |  | Sugar Land |  | SUGAR LAND - RESPIRATORY | [5 empty] | MONITORS, BEDSIDE, RESPIRATION, OXYGEN |  | .needs class | [13 empty] | Covered PM Repair - Biomedical | MHHS-Sugarland
NO | NO |  |  |  | 129-07732 |  | MSA (Mine Safety Appliances Co) Instrument Div/Med | MINIOX II |  | EC47099006 | SUGAR LAND - RESPIRATORY | MHHS-Sugarland |  |  |  | 129-07732 |  | Sugar Land |  | SUGAR LAND - RESPIRATORY | [5 empty] | MONITORS, BEDSIDE, RESPIRATION, OXYGEN |  | .needs class | [13 empty] | Clinical Miscellaneous | MHHS-Sugarland
YES | YES |  |  |  | 005-07682 | 005-07682 | MTF Sports Medicine | 642VFD Plus Mt |  | 900210-74 | SE - RESPIRATORY |  |  |  |  | 005-07682 | 005-07682 | Southeast | Memorial Hermann Southeast Hospital | SE - RESPIRATORY | 4Th floor storage |  |  | 4/1/20
NO | YES |  |  |  | 041-20624 | 041-20624 | MTRE Advanced Technologies Ltd. | ALLON 2001 THERMOWRAP |  | 9973.5368.00008 | MEMORIAL CITY - OPERATING ROOM | MHHS-Mem City |  |  |  | 041-20624 | 041-20624 | West | West memorial hospital - memorial herman hospital | MEMORIAL CITY - OPERATING ROOM | Surgery room 2 |  |  |  |  | WARMING/COOLING UNITS, PATIENT |  | THERMIAUNITHYPOHYPER-MTREAdvanTech-Allon 2001 |  |  |  |  | THERMIAUNITHYPOHYPER-MTREAdvanTech-Allon 2001 | MTREAdvanTech | [7 empty] | Covered PM Repair - Biomedical | MHHS-Mem City
NO | YES |  |  |  | 041-32607 | 041-32607 | MTRE Advanced Technologies Ltd. | ALLON 2001 THERMOWRAP |  |  | MEMORIAL CITY - MOR | MHHS-Mem City |  |  |  | 041-32607 | 041-32607 | West | Memorial city - Memorial herman hospital | MEMORIAL CITY - MOR | Biomed |  |  |  |  | WARMING/COOLING UNITS, PATIENT |  | THERMIAUNITHYPOHYPER-MTREAdvanTech-Allon 2001 |  |  |  |  | THERMIAUNITHYPOHYPER-MTREAdvanTech-Allon 2001 | MTREAdvanTech | [7 empty] | Covered PM Repair - Biomedical | MHHS-Mem City
NO | NO |  |  |  | 041-32606 |  | MTRE Advanced Technologies Ltd. | ALLON 2001 THERMOWRAP |  |  | MEMORIAL CITY - MOR | MHHS-Mem City |  |  |  | 041-32606 |  | West & Memorial City |  | MEMORIAL CITY - MOR | [5 empty] | WARMING/COOLING UNITS, PATIENT |  | THERMIAUNITHYPOHYPER-MTREAdvanTech-Allon 2001 |  |  |  |  | THERMIAUNITHYPOHYPER-MTREAdvanTech-Allon 2001 | MTREAdvanTech | [7 empty] | Covered PM Repair - Biomedical | MHHS-Mem City
NO | NO |  |  |  | 041-34398 |  | MTRE Advanced Technologies Ltd. | ALLON 2001 THERMOWRAP |  |  | MEMORIAL CITY - MOR | MHHS-Mem City |  |  |  | 041-34398 |  | West & Memorial City |  | MEMORIAL CITY - MOR | [5 empty] | WARMING/COOLING UNITS, PATIENT |  | THERMIAUNITHYPOHYPER-MTREAdvanTech-Allon 2001 |  |  |  |  | THERMIAUNITHYPOHYPER-MTREAdvanTech-Allon 2001 | MTREAdvanTech | [7 empty] | Covered PM Repair - Biomedical | MHHS-Mem City
YES | YES |  |  |  | 099-10653 | 099-10653 | Multisync LCD | 2090UXi |  | S33703875TA | Breast Center |  |  |  |  | 099-10653 | 099-10653 | Southwest | Memorial Herman Southwest Hospital | Breast Center | Breast Center
NO | NO |  |  |  | 069-46342 |  | MY WEIGH | IBALANCE I201 |  | ESN56784224992T | TMC - ROBERTSON - CLIN RESEARCH (3R) | MHHS-TMC |  |  |  | 069-46342 |  | TMC |  | TMC - ROBERTSON - CLIN RESEARCH (3R) | [5 empty] | SCALES, CLINICAL, LABORATORY |  | .needs class | [5 empty] | MyWeigh | [7 empty] | Covered PM Repair - Biomedical | MHHS-TMC
YES | YES |  |  |  | 099-09671 | 099-09671 | Myoscience | iovera |  | D190458 | TMC - SAROFIM 3 - PACU |  |  |  |  | 099-09671 | 099-09671 | TMC | Memorial Hermann-Texas Medical Center | TMC - SAROFIM 3 - PACU | Hall way |  |  |  | No pm |  | Cryosurgical Unit | CRYOSURGICALUNIT-Myoscience-iovera | [22 empty] | Cryosurgical Unit | CRYOSURGICALUNIT | Cryosurgical Unit | Myoscience
YES | YES |  |  |  | 099-12080 | 099-12080 | MyoTrac | SA4000 |  | AV3272 | SMR - (SE) - PASADENA |  |  |  |  | 099-12080 | 099-12080 | Southeast | Memorial Hermann Sports Medicine | SMR - (SE) - PASADENA | Storage
YES | YES |  |  |  | 099-12081 | 099-12081 | MyoTrac | SA4000 |  | AV3195 | SMR - (SE) - PASADENA |  |  |  |  | 099-12081 | 099-12081 | Southeast | Memorial Hermann Sports Medicine | SMR - (SE) - PASADENA | Storage
NO | YES |  |  |  | 069-43686 | 069-43686 | Myron L | D-1 |  |  | TMC-Dialysis-Adult (9J) | MHHS-TMC |  |  |  | 069-43686 | 069-43686 | TMC | MHHS-TMC | TMC-Dialysis-Adult (9J) | Work Room | 2/1/20 |  | 2/1/21 |  | PH METERS |  | .needs class | [10 empty] | 10/1/16 |  |  | Covered PM Repair - Biomedical | MHHS-TMC
NO | YES |  |  |  | 069-46018 | 069-46018 | Myron L | D-1 |  |  | TMC-Dialysis-Adult (9J) | MHHS-TMC |  |  |  | 069-46018 | 069-46018 | TMC | MHHS-TMC | TMC-Dialysis-Adult (9J) | Work Room | 2/1/20 |  | 2/1/21 |  | PH METERS |  | .needs class | [10 empty] | 11/8/19 |  |  | Covered PM Repair - Biomedical | MHHS-TMC
NO | YES |  |  |  | 069-46415 | 069-46415 | Myron L | D-1 |  |  | TMC-Dialysis-Adult (9J) | MHHS-TMC |  |  |  | 069-46415 | 069-46415 | TMC | MHHS-TMC | TMC-Dialysis-Adult (9J) | Work Room | 4/1/19 |  | 4/1/20 |  | PH METERS |  | .needs class | [10 empty] | 11/8/19 |  |  | Covered PM Repair - Biomedical | MHHS-TMC
NO | YES |  |  |  | 069-46416 | 069-46416 | Myron L | D-1 |  |  | TMC-Dialysis-Adult (9J) | MHHS-TMC |  |  |  | 069-46416 | 069-46416 | TMC | MHHS-TMC | TMC-Dialysis-Adult (9J) | Work Room | 6/1/19 |  | 6/1/20 |  | PH METERS |  | .needs class | [13 empty] | Covered PM Repair - Biomedical | MHHS-TMC
NO | YES |  |  |  | 069-46998 | 069-46998 | Myron L | D-1 |  |  | TMC-Dialysis-Adult (9J) | MHHS-TMC |  |  |  | 069-46998 | 069-46998 | TMC | MHHS-TMC | TMC-Dialysis-Adult (9J) | Work Room | 5/1/19 |  | 5/1/20 |  | PH METERS |  | .needs class | [13 empty] | Covered PM Repair - Biomedical | MHHS-TMC
NO | YES |  |  |  | 069-46999 | 069-46999 | Myron L | D-1 |  |  | TMC-Dialysis-Adult (9J) | MHHS-TMC |  |  |  | 069-46999 | 069-46999 | TMC | MHHS-TMC | TMC-Dialysis-Adult (9J) |  | 5/1/19 |  | 5/1/20 |  | PH METERS |  | .needs class | [13 empty] | Covered PM Repair - Biomedical | MHHS-TMC
NO | YES |  |  |  | 099-11066 | 099-11066 | Myron L | D-1 |  |  | TMC-Dialysis-Adult (9J) |  |  |  |  | 099-11066 | 099-11066 | TMC | MHHS-TMC | TMC-Dialysis-Adult (9J) | Work Room
NO | NO |  |  |  | 069-43685 |  | Myron L | D-1 |  |  | TMC - DIALYSIS - ADULT (9J) | MHHS-TMC |  |  |  | 069-43685 |  | TMC |  | TMC - DIALYSIS - ADULT (9J) | [5 empty] | PH METERS |  | .needs class | [13 empty] | Covered PM Repair - Biomedical | MHHS-TMC
NO | YES |  |  |  | 069-42425 | 069-42425 | Myron L | D-4 DIALYSATE METER |  | D401062 | TMC-Dialysis-Adult (9J) | MHHS-TMC |  |  |  | 069-42425 | 069-42425 | TMC | MHHS-TMC | TMC-Dialysis-Adult (9J) | Nurse station | 12/1/17 |  |  |  | ANALYZERS, LABORATORY, BODY FLUIDS, ELECTROLYTE, I |  | .needs class | [10 empty] | 11/1/13 |  |  | Covered PM Repair - Biomedical | MHHS-TMC
NO | YES |  |  |  | 069-42426 | 069-42426 | Myron L | D-6 DIALYSATE METER |  | D602493 | TMC-Dialysis-Adult (9J) | MHHS-TMC |  |  |  | 069-42426 | 069-42426 | TMC | MHHS-TMC | TMC-Dialysis-Adult (9J) | Nurse station | 12/1/17 |  |  |  | ANALYZERS, LABORATORY, BODY FLUIDS, ELECTROLYTE, I | Meter, Conductivity | METERCONDUCTIVITY-MYRONLINC-D-6 |  |  |  |  | METERCONDUCTIVITY-MYRONLINC-D-6 | [7 empty] | TEST-A | Covered PM Repair - Biomedical | MHHS-TMC | [8 empty] | METERCONDUCTIVITY | Meter, Conductivity | MYRONLINC
NO | NO |  |  |  | 077-07734 |  | Myron L | DCH4 |  | T4205940 | TMC - DIALYSIS - CHILDRENS (9HP) | MHHS-TMC |  |  |  | 077-07734 |  | TMC |  | TMC - DIALYSIS - CHILDRENS (9HP) | [5 empty] | PH METERS |  | .needs class | [13 empty] | Not Covered Vendor Only - Biomedical | MHHS-TMC
YES | YES |  |  |  | 099-06673 | 099-06673 | Myron L Co | D-1 |  |  | SE - DIALYSIS |  |  |  |  | 099-06673 | 099-06673 | Southeast | Memorial Hermann Southeast Hospital | SE - DIALYSIS |  |  |  | 4/1/20
YES | YES |  |  |  | 151-04739 | 151-04739 | MyWeigh | Kd-8000 |  | KD8000AIJB888 | CY - L |  |  |  |  | 151-04739 | 151-04739 | Northwest | Memorial Hermann Cypress Hospital | CY - L | Nurses station |  |  |  | Cnf pm
YES | YES |  |  |  | 129-07248 | 129-07248 | N/A | 881VR-300-OH_T | [7 empty] | 129-07248 | 129-07248 | Sugar Land | Memorial Hermann Sugar Land Hospital |  | 4 East | [5 empty] | Regulator, Vacuum | REGULATORVACUUM-Genstar Tech-881VR-300-OH-D | [23 empty] | REGULATORVACUUM | Regulator, Vacuum | Genstar Tech
NO | YES |  |  |  |  | 013-09293 | N/A | BLENDER LOW FLOW |  | acf07780 | SW-NICU | MHHS-Southwest |  |  |  |  | 013-09293 | Southwest | MHHS-Southwest | SW-NICU | NICU | 1/1/20 |  |  |  | OXYGEN-AIR PROPORTIONERS | Blender, Oxygen/Air | BLENDEROXYGENAIR-TENACOREHOLDINGS-30L Low Flow |  |  |  |  | BLENDEROXYGENAIR-TENACOREHOLDINGS-30L Low Flow | [5 empty] | 12/1/20 |  | BOA-A | Not Covered Vendor Only - Biomedical | MHHS-Southwest | [8 empty] | BLENDEROXYGENAIR | Blender, Oxygen/Air | TENACOREHOLDINGS
NO | YES |  |  |  |  | 013-09286 | N/A | BLENDER LOW FLOW |  | acf97809 | SW-NICU | MHHS-Southwest |  |  |  |  | 013-09286 | Southwest | MHHS-Southwest | SW-NICU | NICU Level 3 |  |  |  |  | OXYGEN-AIR PROPORTIONERS | Blender, Oxygen/Air | BLENDEROXYGENAIR-TENACOREHOLDINGS-30L Low Flow |  |  |  |  | BLENDEROXYGENAIR-TENACOREHOLDINGS-30L Low Flow | [5 empty] | 12/1/20 |  | BOA-A | Not Covered Vendor Only - Biomedical | MHHS-Southwest | [8 empty] | BLENDEROXYGENAIR | Blender, Oxygen/Air | TENACOREHOLDINGS
NO | YES |  |  |  |  | 013-09306 | N/A | BLENDER LOW FLOW |  | acf07786 | SW-NICU | MHHS-Southwest |  |  |  |  | 013-09306 | Southwest | MHHS-Southwest | SW-NICU | NICU | 2/1/20 |  | 2/1/21 |  | OXYGEN-AIR PROPORTIONERS | Blender, Oxygen/Air | BLENDEROXYGENAIR-TENACOREHOLDINGS-30L Low Flow |  |  |  |  | BLENDEROXYGENAIR-TENACOREHOLDINGS-30L Low Flow | [5 empty] | 12/1/20 |  | BOA-A | Not Covered Vendor Only - Biomedical | MHHS-Southwest | [8 empty] | BLENDEROXYGENAIR | Blender, Oxygen/Air | TENACOREHOLDINGS
NO | YES |  |  |  |  | 013-09284 | N/A | BLENDER LOW FLOW |  | acf07795 | SW-NICU | MHHS-Southwest |  |  |  |  | 013-09284 | Southwest | MHHS-Southwest | SW-NICU | Clean Equient Storage | 2/1/20 |  | 2/1/21 |  | OXYGEN-AIR PROPORTIONERS | Blender, Oxygen/Air | BLENDEROXYGENAIR-TENACOREHOLDINGS-30L Low Flow |  |  |  |  | BLENDEROXYGENAIR-TENACOREHOLDINGS-30L Low Flow | [5 empty] | 12/1/20 |  | BOA-A | Not Covered Vendor Only - Biomedical | MHHS-Southwest | [8 empty] | BLENDEROXYGENAIR | Blender, Oxygen/Air | TENACOREHOLDINGS
NO | YES |  |  |  |  | 013-09294 | N/A | BLENDER LOW FLOW |  | acf07727 | SW-NICU | MHHS-Southwest |  |  |  |  | 013-09294 | Southwest | MHHS-Southwest | SW-NICU | NICU | 1/1/20 |  | 1/1/21 |  | OXYGEN-AIR PROPORTIONERS | Blender, Oxygen/Air | BLENDEROXYGENAIR-TENACOREHOLDINGS-30L Low Flow |  |  |  |  | BLENDEROXYGENAIR-TENACOREHOLDINGS-30L Low Flow | [5 empty] | 12/1/20 |  | BOA-A | Not Covered Vendor Only - Biomedical | MHHS-Southwest | [8 empty] | BLENDEROXYGENAIR | Blender, Oxygen/Air | TENACOREHOLDINGS
NO | YES |  |  |  |  | 013-09305 | N/A | BLENDER LOW FLOW |  | acf07792 | SW-NICU | MHHS-Southwest |  |  |  |  | 013-09305 | Southwest | MHHS-Southwest | SW-NICU | NICU | 11/1/19 |  |  |  | OXYGEN-AIR PROPORTIONERS | Blender, Oxygen/Air | BLENDEROXYGENAIR-TENACOREHOLDINGS-30L Low Flow |  |  |  |  | BLENDEROXYGENAIR-TENACOREHOLDINGS-30L Low Flow | [5 empty] | 12/19/20 |  | BOA-A | No Coverage Specified | MHHS-Southwest | [8 empty] | BLENDEROXYGENAIR | Blender, Oxygen/Air | TENACOREHOLDINGS
NO | YES |  |  |  | 029-32395 | 029-32395 | N/A | FD1 |  | FDIPX34874019 | Woodlands-Birth Center | MHHS-Woodlands |  | Doppler, Fetal Ultrasound |  | 029-32395 | 029-32395 | Woodlands | MHHS-Woodlands | Woodlands-Birth Center | OR 1 |  |  |  | No p.m. | DEFAULT | Doppler, Fetal Ultrasound | DOPPLERFETALULTRASND-Huntleigh-FD1 | DOPPLERFETALULTRASND | FD1 |  |  |  | Huntleigh | Doppler, Fetal Ultrasound |  |  | DOPPLERFETALULTRASND-Huntleigh-FD1 | 5/8/14 |  |  | Covered PM Repair - Biomedical | MHHS-Woodlands | [8 empty] | DOPPLERFETALULTRASND | Doppler, Fetal Ultrasound | Huntleigh
NO | YES |  |  |  | 142-02000 | 142-02000 | N/A | N/A |  | 03n1qj | NE-ICU |  |  |  |  | 142-02000 | 142-02000 | NorthEast | MHHS-Northeast | NE-ICU | ICU |  |  |  | No pm required sticker
YES | YES |  |  |  | 099-08030 | 099-08030 | N/A | N/A |  |  | Urology |  |  |  |  | 099-08030 | 099-08030 | Central | Memorial Hermann Greater Heights Hospital urology suite 500 | Urology | Exam 1
YES | YES |  |  |  | 013-03046 | 013-03046 | N/A | N/A |  |  | SW - RESPIRATORY |  |  |  |  | 013-03046 | 013-03046 | Memorial Hermann Hospital - Southwest | Memorial Hermann Hospital - Southwest | SW - RESPIRATORY | Endoscopy
YES | YES |  |  |  | 013-02576 | 013-02576 | N/A | N/A |  |  | SW - RESPIRATORY |  |  |  |  | 013-02576 | 013-02576 | Memorial Hermann Hospital - Southwest | Memorial Hermann Hospital - Southwest | SW - RESPIRATORY | Endoscopy
YES | YES |  |  |  | 099-13724 | 099-13724 | N/A | N/A |  |  | Southwest ER |  |  |  |  | 099-13724 | 099-13724 | Southwest | Memorial Hermann Southwest Hospital Emergency Center | Southwest ER | ER
YES | YES | Serial Number Cnf |  |  | 005-08331 | 005-08331 | N/A | N/A |  | Cnf | Imaging Center |  |  |  |  | 005-08331 | 005-08331 | Southeast | Memorial Hermann Imaging Center - Friendswood (#100) | Imaging Center | Imaging Center
NO | YES |  |  |  | 099-12565 | 099-12565 | N/A | N/A |  | SEZ19460004SA | TMC - CMIU |  |  |  |  | 099-12565 | 099-12565 | TMC | Memorial Hermann- Texas Medical Center | TMC - CMIU | Central Monitoring |  |  |  | No PM Sticker, ttx 0868
YES | YES |  |  |  | 099-12021 | 099-12021 | N/A | N/A |  | SEG14415373HX | Neonatal nursery |  |  |  |  | 099-12021 | 099-12021 | TMC | Childrens Memorial Hermann Hospital | Neonatal nursery | Bay 6
YES | YES |  |  |  | 009-04414 | 009-04414 | N/A | N/A |  | N/A | GH - LABORATORY |  |  |  |  | 009-04414 | 009-04414 | Central | GH - LABORATORY | GH - LABORATORY | GH - LABORATORY
NO | YES |  |  |  | 000-03606 | 000-03606 | N/A | Unknown |  | NSN | SMR - (SE) - ALVIN | MHHS-SMR |  |  |  | 000-03606 | 000-03606 | Southeast |  | SMR - (SE) - ALVIN |  | 10/1/17 |  |  |  | EXERCISERS |  | .needs class |  |  |  |  | .needs class | [5 empty] | 10/14/19 |  |  | Covered PM Repair - Biomedical | MHHS-SMR
NO | YES |  |  |  | 129-07395 | 129-07395 | NAI TECH PRODUCTS | MDR |  |  | SUGAR LAND - RADIOLOGY | MHHS-Sugarland |  | DVD, Player/Recorder |  | 129-07395 | 129-07395 | Sugar Land | Memorial Hermann Sugar Land Hospital | SUGAR LAND - RADIOLOGY | Biomed | 12/1/18 | 12/1/19 |  | Being disposed | RECORDERS, TAPE, VIDEO | DVD, Player/Recorder | DVD-NAITECH-MDR | DVD | MDR |  |  |  | NAITECH | DVD, Player/Recorder |  | DVD-NAITECH-MDR |  | 1/1/20 |  |  | Clinical Miscellaneous | MHHS-Sugarland | [8 empty] | DVD | DVD, Player/Recorder | NAITECH
NO | NO |  |  |  | R-005-MDR |  | NAI TECH PRODUCTS | MDR |  |  | SE - RADIOLOGY | MHHS-Southeast |  | DVD, Player/Recorder |  | R-005-MDR |  | Southeast & Bay Area |  | SE - RADIOLOGY | [5 empty] | RECORDERS, TAPE, VIDEO |  | DVD-NAITECH-MDR | DVD | MDR |  |  |  | NAITECH | DVD, Player/Recorder |  | DVD-NAITECH-MDR |  |  |  |  | Covered PM Repair - Biomedical | MHHS-Southeast
YES | YES |  |  |  |  | 041-17442 | Nanosonic | Trophon EPR |  |  | Memorial City - Inpatient Radiology | [5 empty] | 041-17442 | West | MEMORIAL CITY - MEMORIAL HERMANN HOSPITAL | Memorial City - Inpatient Radiology | Ultrasound
YES | YES |  |  |  | 133-08423 | 133-08423 | Nanosonics | DT2205 |  | D3916100267 | OPID - (KY) - KATY - 445 (MP1) |  |  |  |  | 133-08423 | 133-08423 | Katy | Katy | OPID - (KY) - KATY - 445 (MP1) |  |  | 2/1/20 |  |  |  | Printer | PRINTER-NANOSONICS-DT2205 | [22 empty] | Printer | PRINTER | Printer | NANOSONICS
YES | YES |  |  |  | 099-00187 | 099-00187 | Nanosonics | Trophon |  | D3916462009 | 1st Floor |  |  |  |  | 099-00187 | 099-00187 | Katy | Katy | 1st Floor | Sports |  |  |  | No pm
YES | YES |  |  |  | 005-34357 | 005-34357 | Nanosonics | trophon |  | 143586-080 | SE - UNIT 4B (WOMENS SERVICES) |  |  |  |  | 005-34357 | 005-34357 | Southeast | Memorial Hermann South East | SE - UNIT 4B (WOMENS SERVICES) | Room 415 | 1/1/20 |  | 1/1/21
YES | YES |  |  |  | 005-13491 | 005-13491 | Nanosonics | trophon 2 |  | 285350-002 | SE - Radiology |  |  |  |  | 005-13491 | 005-13491 | Southeast | Memorial Hermann-Southeast Hosptal | SE - Radiology | ER Ultrasound | [5 empty] | Washer, Disinfector | WASHERDISINFECTOR-Nanosonics-trophon 2 | [12 empty] | WD-A | [9 empty] | Washer, Disinfector | WASHERDISINFECTOR | Washer, Disinfector | Nanosonics
NO | YES |  |  |  | 145-00654 | 145-00654 | Nanosonics | TROPHON EPR |  | 66248-051 | MH MG-(PL)-Pearland Multi-Specialty (Mp 2) | MHHS-MG |  | Washer, Disinfector |  | 145-00654 | 145-00654 | Pearland | MHHS-MG | MH MG-(PL)-Pearland Multi-Specialty (Mp 2) | HLD LAB | 6/1/19 | 6/1/20 |  |  | STERILIZING UNITS, LIQUID | Washer, Disinfector | WASHERDISINFECTOR-Nanosonics-Trophon EPR | WASHERDISINFECTOR | Trophon EPR |  |  |  | Nanosonics | Washer, Disinfector |  | WASHERDISINFECTOR-Nanosonics-Trophon EPR |  | 10/15/19 |  | WD-A | Covered PM Repair - Biomedical | MHHS-MG | [7 empty] | Washer, Disinfector | WASHERDISINFECTOR | Washer, Disinfector | Nanosonics
NO | YES |  |  |  | 151-02860 | 151-02860 | Nanosonics | TROPHON EPR |  | 66249-050 | CY - IMAGING | MHHS-Cypress |  | Washer, Disinfector |  | 151-02860 | 151-02860 | Northwest | Cypress | CY - IMAGING | Probe cleaning room | 2/1/19 | 2/1/20 |  |  | STERILIZING UNITS, LIQUID | Washer, Disinfector | WASHERDISINFECTOR-Nanosonics-Trophon EPR | WASHERDISINFECTOR | Trophon EPR |  |  |  | Nanosonics | Washer, Disinfector |  | WASHERDISINFECTOR-Nanosonics-Trophon EPR |  | 6/1/20 |  | WD-A | Not Covered Vendor Only - Biomedical | MHHS-Cypress | [7 empty] | Washer, Disinfector | WASHERDISINFECTOR | Washer, Disinfector | Nanosonics
NO | YES |  |  |  | 133-08398 | 133-08398 | Nanosonics | TROPHON EPR |  | 78522-004 | Katy-Ultrasound | MHHS-Katy |  | Washer, Disinfector |  | 133-08398 | 133-08398 | Katy | MHHS-Katy | Katy-Ultrasound | 1st Floor - Clean Holding Bulk Supply | 1/1/20 | 1/1/21 |  |  | STERILIZING UNITS, LIQUID | Washer, Disinfector | WASHERDISINFECTOR-Nanosonics-Trophon EPR | WASHERDISINFECTOR | Trophon EPR |  |  |  | Nanosonics | Washer, Disinfector |  | WASHERDISINFECTOR-Nanosonics-Trophon EPR |  | 3/15/18 |  | WD-A | Covered PM Repair - Biomedical | MHHS-Katy | [7 empty] | Washer, Disinfector | WASHERDISINFECTOR | Washer, Disinfector | Nanosonics
NO | YES |  |  |  | 133-10125 | 133-10125 | Nanosonics | TROPHON EPR |  | 88007-037 | Katy-Ultrasound | MHHS-Katy |  | Washer, Disinfector |  | 133-10125 | 133-10125 | Katy | MHHS-Katy | Katy-Ultrasound | 1st Floor - Clean Holding Bulk Supply | 1/1/20 | 1/1/21 |  |  | STERILIZING UNITS, LIQUID | Washer, Disinfector | WASHERDISINFECTOR-Nanosonics-Trophon EPR | WASHERDISINFECTOR | Trophon EPR |  |  |  | Nanosonics | Washer, Disinfector |  | WASHERDISINFECTOR-Nanosonics-Trophon EPR |  | 4/1/18 |  | WD-A | Covered PM Repair - Biomedical | MHHS-Katy | [7 empty] | Washer, Disinfector | WASHERDISINFECTOR | Washer, Disinfector | Nanosonics
NO | YES |  |  |  | 041-17442 | 041-17442 | Nanosonics | TROPHON EPR |  | 19665-030 | Radiology | MHHS-Mem City |  | Washer, Disinfector |  | 041-17442 | 041-17442 | West | Memorial Hermann Memorial City Medical Center | Radiology | Memorial Hermann x-ray ultrasound 1 |  |  |  | No pm sticker | STERILIZING UNITS, LIQUID |  | WASHERDISINFECTOR-Nanosonics-Trophon EPR | WASHERDISINFECTOR | Trophon EPR |  |  |  | Nanosonics | Washer, Disinfector |  | WASHERDISINFECTOR-Nanosonics-Trophon EPR |  |  |  |  | Covered PM Repair - Biomedical | MHHS-Mem City
NO | YES |  |  |  | 041-18818 | 041-18818 | Nanosonics | TROPHON EPR |  | 27713-007 | Radiology | MHHS-Mem City |  | Washer, Disinfector |  | 041-18818 | 041-18818 | West | Memorial Hermann Memorial City Medical Center | Radiology | Memorial Hermann x-ray ultrasound 1 |  |  |  | No pm sticker | STERILIZING UNITS, LIQUID |  | WASHERDISINFECTOR-Nanosonics-Trophon EPR | WASHERDISINFECTOR | Trophon EPR |  |  |  | Nanosonics | Washer, Disinfector |  | WASHERDISINFECTOR-Nanosonics-Trophon EPR |  |  |  |  | Covered PM Repair - Biomedical | MHHS-Mem City
NO | YES |  |  |  | 009-10269 | 009-10269 | Nanosonics | TROPHON EPR |  | 68734-005 | MH MG-(GH)-GH Urology [Mp1-Ste500] | MHHS-MG |  | Washer, Disinfector |  | 009-10269 | 009-10269 | Central | MHHS-MG | MH MG-(GH)-GH Urology [Mp1-Ste500] | Eurology clinic 500 | 6/1/19 |  | 6/1/20 |  | STERILIZING UNITS, LIQUID | Washer, Disinfector | WASHERDISINFECTOR-Nanosonics-Trophon EPR | WASHERDISINFECTOR | Trophon EPR |  |  |  | Nanosonics | Washer, Disinfector |  | WASHERDISINFECTOR-Nanosonics-Trophon EPR |  | 6/28/19 |  | WD-A | Covered PM Repair - Biomedical | MHHS-MG | [7 empty] | Washer, Disinfector | WASHERDISINFECTOR | Washer, Disinfector | Nanosonics
NO | YES |  |  |  | 142-07489 | 142-07489 | Nanosonics | TROPHON EPR |  | 88040-093 | MH MG-(NE)-Kingwood Ob/Gyn | MHHS-MG |  | Washer, Disinfector |  | 142-07489 | 142-07489 | Katy | MHHS-MG | MH MG-(NE)-Kingwood Ob/Gyn |  | 2/1/19 | 2/1/20 |  |  | STERILIZING UNITS, LIQUID | Washer, Disinfector | WASHERDISINFECTOR-Nanosonics-Trophon EPR | WASHERDISINFECTOR | Trophon EPR |  |  |  | Nanosonics | Washer, Disinfector |  | WASHERDISINFECTOR-Nanosonics-Trophon EPR |  | 4/1/18 |  | WD-A | Covered PM Repair - Biomedical | MHHS-MG | [7 empty] | Washer, Disinfector | WASHERDISINFECTOR | Washer, Disinfector | Nanosonics
NO | YES |  |  |  | 142-06965 | 142-06965 | Nanosonics | TROPHON EPR |  | 69712-030 | MH MG-(NE)-Summer Creek CCC | MHHS-MG |  | Washer, Disinfector |  | 142-06965 | 142-06965 | Katy | MHHS-MG | MH MG-(NE)-Summer Creek CCC |  | 7/1/19 | 7/1/20 |  |  | STERILIZING UNITS, LIQUID | Washer, Disinfector | WASHERDISINFECTOR-Nanosonics-Trophon EPR | WASHERDISINFECTOR | Trophon EPR |  |  |  | Nanosonics | Washer, Disinfector |  | WASHERDISINFECTOR-Nanosonics-Trophon EPR |  | 11/21/19 |  | WD-A | Covered PM Repair - Biomedical | MHHS-MG | [7 empty] | Washer, Disinfector | WASHERDISINFECTOR | Washer, Disinfector | Nanosonics
NO | YES |  |  |  | 000-03828 | 000-03828 | Nanosonics | TROPHON EPR |  | 88011-056 | MH MG-(SL)-Physicians At Sugar Creek | MHHS-MG |  | Washer, Disinfector |  | 000-03828 | 000-03828 | Sugar Land | MHHS-MG | MH MG-(SL)-Physicians At Sugar Creek | Gold Pod | 11/1/18 |  |  |  | STERILIZING UNITS, LIQUID | Washer, Disinfector | WASHERDISINFECTOR-Nanosonics-Trophon EPR | WASHERDISINFECTOR | Trophon EPR |  |  |  | Nanosonics | Washer, Disinfector |  | WASHERDISINFECTOR-Nanosonics-Trophon EPR |  | 4/1/18 |  | WD-A | Covered PM Repair - Biomedical | MHHS-MG | [7 empty] | Washer, Disinfector | WASHERDISINFECTOR | Washer, Disinfector | Nanosonics
NO | YES |  |  |  | 129-06803 | 129-06803 | Nanosonics | TROPHON EPR |  | 52384-001 | MH MG-(SL)-Sugar Land Multi-Specialty (Mp1) | MHHS-MG |  | Washer, Disinfector |  | 129-06803 | 129-06803 | Sugar Land | MHHS-MG | MH MG-(SL)-Sugar Land Multi-Specialty (Mp1) | High level disinfectant | 3/1/19 | 3/1/20 |  |  | STERILIZING UNITS, LIQUID | Washer, Disinfector | WASHERDISINFECTOR-Nanosonics-Trophon EPR | WASHERDISINFECTOR | Trophon EPR |  |  |  | Nanosonics | Washer, Disinfector |  | WASHERDISINFECTOR-Nanosonics-Trophon EPR |  | 4/1/18 |  | WD-A | Covered PM Repair - Biomedical | MHHS-MG | [7 empty] | Washer, Disinfector | WASHERDISINFECTOR | Washer, Disinfector | Nanosonics
NO | YES |  |  |  | 017-01342 | 017-01342 | Nanosonics | TROPHON EPR |  | 85131-010 | MH MG-(WDLS)-Ob/Gyn (Mp3) | MHHS-MG |  | Washer, Disinfector |  | 017-01342 | 017-01342 | Woodlands | MHHS-MG | MH MG-(WDLS)-Ob/Gyn (Mp3) | US1 | 8/1/19 |  |  |  | STERILIZING UNITS, LIQUID | Washer, Disinfector | WASHERDISINFECTOR-Nanosonics-Trophon EPR | WASHERDISINFECTOR | Trophon EPR |  |  |  | Nanosonics | Washer, Disinfector |  | WASHERDISINFECTOR-Nanosonics-Trophon EPR |  | 4/1/18 |  | WD-A | Covered PM Repair - Biomedical | MHHS-MG | [7 empty] | Washer, Disinfector | WASHERDISINFECTOR | Washer, Disinfector | Nanosonics
NO | YES |  |  |  | 029-32171 | 029-32171 | Nanosonics | TROPHON EPR |  | 88046-052 | MH MG-(WDLS)-Ob/Gyn (Mp3) | MHHS-MG |  | Washer, Disinfector |  | 029-32171 | 029-32171 | Woodlands | MHHS-MG | MH MG-(WDLS)-Ob/Gyn (Mp3) | RM 10 | 12/1/19 | 12/1/20 |  |  | STERILIZING UNITS, LIQUID | Washer, Disinfector | WASHERDISINFECTOR-Nanosonics-Trophon EPR | WASHERDISINFECTOR | Trophon EPR |  |  |  | Nanosonics | Washer, Disinfector |  | WASHERDISINFECTOR-Nanosonics-Trophon EPR |  | 4/1/18 |  | WD-A | Covered PM Repair - Biomedical | MHHS-MG | [7 empty] | Washer, Disinfector | WASHERDISINFECTOR | Washer, Disinfector | Nanosonics
NO | YES |  |  |  | 142-07208 |  | Nanosonics | TROPHON EPR |  | 88047-086 | NE - RADIOLOGY | MHHS-Northeast |  | Washer, Disinfector |  | 142-07208 |  | Katy |  | NE - RADIOLOGY |  | 9/5/19 |  |  |  | STERILIZING UNITS, LIQUID |  | WASHERDISINFECTOR-Nanosonics-Trophon EPR | WASHERDISINFECTOR | Trophon EPR |  |  |  | Nanosonics | Washer, Disinfector |  | WASHERDISINFECTOR-Nanosonics-Trophon EPR |  | 3/15/18 |  |  | Covered PM Repair - Biomedical | MHHS-Northeast
NO | YES |  |  |  | 017-01323 | 017-01323 | Nanosonics | TROPHON EPR |  | 78516-034 | MH MG - (CY) - CY-FAIR MED PLAZA | MHHS-OPID |  | Washer, Disinfector |  | 017-01323 | 017-01323 | Northwest & Cypress | MHHS-MG | MH MG - (CY) - CY-FAIR MED PLAZA |  | 4/1/19 | 4/1/20 |  |  | STERILIZING UNITS, LIQUID | Washer, Disinfector | WASHERDISINFECTOR-Nanosonics-Trophon EPR | WASHERDISINFECTOR | Trophon EPR |  |  |  | Nanosonics | Washer, Disinfector |  | WASHERDISINFECTOR-Nanosonics-Trophon EPR |  | 4/1/18 |  | WD-A | Covered PM Repair - Biomedical | MHHS-OPID | [7 empty] | Washer, Disinfector | WASHERDISINFECTOR | Washer, Disinfector | Nanosonics
NO | YES |  |  |  | 041-19969 |  | Nanosonics | TROPHON EPR |  | 27713-044 | OPID - (CY) - CYPRESS - 427 (MP1) | MHHS-OPID |  | Washer, Disinfector |  | 041-19969 |  | Northwest & Cypress |  | OPID - (CY) - CYPRESS - 427 (MP1) |  | 2/28/19 |  |  |  | STERILIZING UNITS, LIQUID |  | WASHERDISINFECTOR-Nanosonics-Trophon EPR | WASHERDISINFECTOR | Trophon EPR |  |  |  | Nanosonics | Washer, Disinfector |  | WASHERDISINFECTOR-Nanosonics-Trophon EPR |  | 4/1/18 |  |  | Covered PM Repair - Biomedical | MHHS-OPID
NO | YES |  |  |  | 009-10489 | 009-10489 | Nanosonics | TROPHON EPR |  | 75427-045 | MH MG-(GH)-GH CCC-Timeshare | MHHS-OPID |  | Washer, Disinfector |  | 009-10489 | 009-10489 | Central | MHHS-MG | MH MG-(GH)-GH CCC-Timeshare | Sports | 9/1/19 | 9/1/20 |  |  | STERILIZING UNITS, LIQUID | Washer, Disinfector | WASHERDISINFECTOR-Nanosonics-Trophon EPR | WASHERDISINFECTOR | Trophon EPR |  |  |  | Nanosonics | Washer, Disinfector |  | WASHERDISINFECTOR-Nanosonics-Trophon EPR |  | 4/1/18 |  | WD-A | Covered PM Repair - Biomedical | MHHS-OPID | [7 empty] | Washer, Disinfector | WASHERDISINFECTOR | Washer, Disinfector | Nanosonics
NO | YES |  |  |  | 133-08422 | 133-08422 | Nanosonics | TROPHON EPR |  | 66193-017 | OPID-(KY)-Katy-445 (Mp1) | MHHS-OPID |  | Washer, Disinfector |  | 133-08422 | 133-08422 | Katy | MHHS-Others | OPID-(KY)-Katy-445 (Mp1) | [5 empty] | STERILIZING UNITS, LIQUID | Washer, Disinfector | WASHERDISINFECTOR-Nanosonics-Trophon EPR | WASHERDISINFECTOR | Trophon EPR |  |  |  | Nanosonics | Washer, Disinfector |  | WASHERDISINFECTOR-Nanosonics-Trophon EPR |  | 4/1/18 |  | WD-A | Covered PM Repair - Biomedical | MHHS-OPID | [7 empty] | Washer, Disinfector | WASHERDISINFECTOR | Washer, Disinfector | Nanosonics
NO | YES |  |  |  | 017-01331 |  | Nanosonics | TROPHON EPR |  | 78516-028 | OPID - (KY) - KATY REHAB - 585 | MHHS-OPID |  | Washer, Disinfector |  | 017-01331 |  | Katy |  | OPID - (KY) - KATY REHAB - 585 |  | 7/2/19 |  |  |  | STERILIZING UNITS, LIQUID |  | WASHERDISINFECTOR-Nanosonics-Trophon EPR | WASHERDISINFECTOR | Trophon EPR |  |  |  | Nanosonics | Washer, Disinfector |  | WASHERDISINFECTOR-Nanosonics-Trophon EPR |  | 4/1/18 |  |  | Covered PM Repair - Biomedical | MHHS-OPID
NO | YES |  |  |  | 583-00572 | 099-02214 | Nanosonics | TROPHON EPR |  | 27708-089 | KT CCC-(KY)-Emergency Room | MHHS-OPID |  | Washer, Disinfector |  | 583-00572 | 099-02214 | Katy | MHHS-Others | KT CCC-(KY)-Emergency Room | Ultrasound | 5/1/19 | 5/1/20 |  |  | STERILIZING UNITS, LIQUID | Washer, Disinfector | WASHERDISINFECTOR-Nanosonics-Trophon EPR | WASHERDISINFECTOR | Trophon EPR |  |  |  | Nanosonics | Washer, Disinfector |  | WASHERDISINFECTOR-Nanosonics-Trophon EPR |  | 4/1/18 |  | WD-A | Covered PM Repair - Biomedical | MHHS-OPID | [7 empty] | Washer, Disinfector | WASHERDISINFECTOR | Washer, Disinfector | Nanosonics
NO | YES |  |  |  | 017-01332 |  | Nanosonics | TROPHON EPR |  | 78516-027 | OPID - (MC) - HEDWIG VILLAGE - 469 | MHHS-OPID |  | Washer, Disinfector |  | 017-01332 |  | West & Memorial City |  | OPID - (MC) - HEDWIG VILLAGE - 469 |  | 7/24/19 |  |  |  | STERILIZING UNITS, LIQUID |  | WASHERDISINFECTOR-Nanosonics-Trophon EPR | WASHERDISINFECTOR | Trophon EPR |  |  |  | Nanosonics | Washer, Disinfector |  | WASHERDISINFECTOR-Nanosonics-Trophon EPR |  | 4/1/18 |  |  | Covered PM Repair - Biomedical | MHHS-OPID
NO | YES |  |  |  | 041-18156 |  | Nanosonics | TROPHON EPR |  | 19498-037 | OPID - (MC) - MEMORIAL CITY - 422 (MP4) | MHHS-OPID |  | Washer, Disinfector |  | 041-18156 |  | West & Memorial City |  | OPID - (MC) - MEMORIAL CITY - 422 (MP4) |  | 12/4/18 |  |  |  | STERILIZING UNITS, LIQUID |  | WASHERDISINFECTOR-Nanosonics-Trophon EPR | WASHERDISINFECTOR | Trophon EPR |  |  |  | Nanosonics | Washer, Disinfector |  | WASHERDISINFECTOR-Nanosonics-Trophon EPR |  | 4/1/18 |  |  | Covered PM Repair - Biomedical | MHHS-OPID
NO | YES |  |  |  | 000-03789 | 000-03789 | Nanosonics | TROPHON EPR |  | 88043-062 | OPID-(NE)-Kingwood CCC | MHHS-OPID |  | Washer, Disinfector |  | 000-03789 | 000-03789 | Katy | MHHS-Others | OPID-(NE)-Kingwood CCC | Ultrasound | 2/1/20 |  |  |  | STERILIZING UNITS, LIQUID | Washer, Disinfector | WASHERDISINFECTOR-Nanosonics-Trophon EPR | WASHERDISINFECTOR | Trophon EPR |  |  |  | Nanosonics | Washer, Disinfector |  | WASHERDISINFECTOR-Nanosonics-Trophon EPR |  | 4/1/18 |  | WD-A | Covered PM Repair - Biomedical | MHHS-OPID | [7 empty] | Washer, Disinfector | WASHERDISINFECTOR | Washer, Disinfector | Nanosonics
NO | YES |  |  |  | 017-01327 | 017-01327 | Nanosonics | TROPHON EPR |  | 78519-012 | OPID-(NE)-Northeast-437 (Mp1) | MHHS-OPID |  | Washer, Disinfector |  | 017-01327 | 017-01327 | Katy | MHHS-Others | OPID-(NE)-Northeast-437 (Mp1) | IV start 2 | 8/1/19 | 8/1/20 |  |  | STERILIZING UNITS, LIQUID | Washer, Disinfector | WASHERDISINFECTOR-Nanosonics-Trophon EPR | WASHERDISINFECTOR | Trophon EPR |  |  |  | Nanosonics | Washer, Disinfector |  | WASHERDISINFECTOR-Nanosonics-Trophon EPR |  | 4/1/18 |  | WD-A | Covered PM Repair - Biomedical | MHHS-OPID | [7 empty] | Washer, Disinfector | WASHERDISINFECTOR | Washer, Disinfector | Nanosonics
NO | YES |  |  |  | 017-01333 | 017-01333 | Nanosonics | TROPHON EPR |  | 78519-019 | OPID-(NE)-Summer Creek CCC-444 | MHHS-OPID |  | Washer, Disinfector |  | 017-01333 | 017-01333 | Katy | MHHS-Others | OPID-(NE)-Summer Creek CCC-444 | US | 10/1/18 | 2/1/20 |  |  | STERILIZING UNITS, LIQUID | Washer, Disinfector | WASHERDISINFECTOR-Nanosonics-Trophon EPR | WASHERDISINFECTOR | Trophon EPR |  |  |  | Nanosonics | Washer, Disinfector |  | WASHERDISINFECTOR-Nanosonics-Trophon EPR |  | 4/1/18 |  | WD-A | Covered PM Repair - Biomedical | MHHS-OPID | [7 empty] | Washer, Disinfector | WASHERDISINFECTOR | Washer, Disinfector | Nanosonics
NO | YES |  |  |  | 017-01330 | 017-01330 | Nanosonics | TROPHON EPR |  | 78516-020 | OPID-(PL)-Pearland-406 (Mp1) | MHHS-OPID |  | Washer, Disinfector |  | 017-01330 | 017-01330 | Pearland | MHHS-Others | OPID-(PL)-Pearland-406 (Mp1) | By mammo | 9/1/19 | 9/1/20 |  |  | STERILIZING UNITS, LIQUID | Washer, Disinfector | WASHERDISINFECTOR-Nanosonics-Trophon EPR | WASHERDISINFECTOR | Trophon EPR |  |  |  | Nanosonics | Washer, Disinfector |  | WASHERDISINFECTOR-Nanosonics-Trophon EPR |  | 4/1/18 |  | WD-A | Covered PM Repair - Biomedical | MHHS-OPID | [7 empty] | Washer, Disinfector | WASHERDISINFECTOR | Washer, Disinfector | Nanosonics
NO | YES |  |  |  | 925-00993 | 925-00993 | Nanosonics | TROPHON EPR |  | 27715-041 | SE - BAYSHORE | MHHS-OPID |  | Washer, Disinfector |  | 925-00993 | 925-00993 | Southeast | Memorial Hermann Southeast Hospital | SE - BAYSHORE | 11476 Space Center Blvd | 12/1/19 |  |  |  | STERILIZING UNITS, LIQUID | Washer, Disinfector | WASHERDISINFECTOR-Nanosonics-Trophon EPR | WASHERDISINFECTOR | Trophon EPR |  |  |  | Nanosonics | Washer, Disinfector |  | WASHERDISINFECTOR-Nanosonics-Trophon EPR |  | 4/1/18 |  | WD-A | Covered PM Repair - Biomedical | MHHS-OPID | [7 empty] | Washer, Disinfector | WASHERDISINFECTOR | Washer, Disinfector | Nanosonics
NO | YES |  |  |  | 017-01328 |  | Nanosonics | TROPHON EPR |  | 78516-022 | OPID - (SE) - FRIENDSWOOD - 401 | MHHS-OPID |  | Washer, Disinfector |  | 017-01328 |  | Southeast & Bay Area |  | OPID - (SE) - FRIENDSWOOD - 401 |  | 10/9/19 |  |  |  | STERILIZING UNITS, LIQUID |  | WASHERDISINFECTOR-Nanosonics-Trophon EPR | WASHERDISINFECTOR | Trophon EPR |  |  |  | Nanosonics | Washer, Disinfector |  | WASHERDISINFECTOR-Nanosonics-Trophon EPR |  | 4/1/18 |  |  | Covered PM Repair - Biomedical | MHHS-OPID
NO | YES |  |  |  | 005-09517 | 005-09517 | Nanosonics | TROPHON EPR |  | 88020-063 | OPID-(SE)-League City CCC-409 | MHHS-OPID |  | Washer, Disinfector |  | 005-09517 | 005-09517 | Southeast & Bay Area | MHHS-Others | OPID-(SE)-League City CCC-409 | C1 201 Ultrasound | 2/1/19 | 2/1/20 |  | System just came from Repair 2/20. Needs new PM label. | STERILIZING UNITS, LIQUID | Washer, Disinfector | WASHERDISINFECTOR-Nanosonics-Trophon EPR | WASHERDISINFECTOR | Trophon EPR |  |  |  | Nanosonics | Washer, Disinfector |  | WASHERDISINFECTOR-Nanosonics-Trophon EPR |  | 4/1/18 |  | WD-A | Covered PM Repair - Biomedical | MHHS-OPID | [7 empty] | Washer, Disinfector | WASHERDISINFECTOR | Washer, Disinfector | Nanosonics
NO | YES |  |  |  | 017-01326 |  | Nanosonics | TROPHON EPR |  | 78516-033 | OPID - (SE) - PASADENA - 465 | MHHS-OPID |  | Washer, Disinfector |  | 017-01326 |  | Southeast & Bay Area |  | OPID - (SE) - PASADENA - 465 |  | 10/25/19 |  |  |  | STERILIZING UNITS, LIQUID |  | WASHERDISINFECTOR-Nanosonics-Trophon EPR | WASHERDISINFECTOR | Trophon EPR |  |  |  | Nanosonics | Washer, Disinfector |  | WASHERDISINFECTOR-Nanosonics-Trophon EPR |  | 4/1/18 |  |  | Covered PM Repair - Biomedical | MHHS-OPID
NO | YES |  |  |  | 041-19213 |  | Nanosonics | TROPHON EPR |  | 28907-013 | OPID - (SE) - VICTORY BREAST CARE (CCC) - 402 | MHHS-OPID |  | Washer, Disinfector |  | 041-19213 |  | Southeast & Bay Area |  | OPID - (SE) - VICTORY BREAST CARE (CCC) - 402 |  | 3/25/19 |  |  |  | STERILIZING UNITS, LIQUID |  | WASHERDISINFECTOR-Nanosonics-Trophon EPR | WASHERDISINFECTOR | Trophon EPR |  |  |  | Nanosonics | Washer, Disinfector |  | WASHERDISINFECTOR-Nanosonics-Trophon EPR |  | 4/1/18 |  |  | Covered PM Repair - Biomedical | MHHS-OPID
NO | YES |  |  |  | 129-06078 | 129-06078 | Nanosonics | TROPHON EPR |  | 27713-020 | SP CCC - (SL) - EMERGENCY ROOM | MHHS-OPID |  | Washer, Disinfector |  | 129-06078 | 129-06078 | Sugar Land | MHHS-Others | SP CCC - (SL) - EMERGENCY ROOM | Ultrasound 1 | 10/1/19 |  |  |  | STERILIZING UNITS, LIQUID | Washer, Disinfector | WASHERDISINFECTOR-Nanosonics-Trophon EPR | WASHERDISINFECTOR | Trophon EPR |  |  |  | Nanosonics | Washer, Disinfector |  | WASHERDISINFECTOR-Nanosonics-Trophon EPR |  | 4/1/18 |  | WD-A | Covered PM Repair - Biomedical | MHHS-OPID | [7 empty] | Washer, Disinfector | WASHERDISINFECTOR | Washer, Disinfector | Nanosonics
NO | YES |  |  |  | 129-06837 |  | Nanosonics | TROPHON EPR |  | 62801-043 | OPID - (SL) - SUGAR LAND - 449 (MP1) | MHHS-OPID |  | Washer, Disinfector |  | 129-06837 |  | Sugar Land |  | OPID - (SL) - SUGAR LAND - 449 (MP1) |  | 2/26/19 |  |  |  | STERILIZING UNITS, LIQUID |  | WASHERDISINFECTOR-Nanosonics-Trophon EPR | WASHERDISINFECTOR | Trophon EPR |  |  |  | Nanosonics | Washer, Disinfector |  | WASHERDISINFECTOR-Nanosonics-Trophon EPR |  | 12/2/19 |  |  | Covered PM Repair - Biomedical | MHHS-OPID
NO | YES |  |  |  | 017-01322 |  | Nanosonics | TROPHON EPR |  | 78516-024 | OPID - (SW) - SOUTHWEST - 433 (MP4) | MHHS-OPID |  | Washer, Disinfector |  | 017-01322 |  | Southwest |  | OPID - (SW) - SOUTHWEST - 433 (MP4) |  | 2/7/19 |  |  |  | STERILIZING UNITS, LIQUID |  | WASHERDISINFECTOR-Nanosonics-Trophon EPR | WASHERDISINFECTOR | Trophon EPR |  |  |  | Nanosonics | Washer, Disinfector |  | WASHERDISINFECTOR-Nanosonics-Trophon EPR |  | 12/2/19 |  |  | Covered PM Repair - Biomedical | MHHS-OPID
NO | YES |  |  |  | 069-41595 |  | Nanosonics | TROPHON EPR |  | 64601-004 | OPID - (TMC) - MH IMAGING CENTER - 417 | MHHS-OPID |  | Washer, Disinfector |  | 069-41595 |  | TMC |  | OPID - (TMC) - MH IMAGING CENTER - 417 |  | 8/13/19 |  |  |  | STERILIZING UNITS, LIQUID |  | WASHERDISINFECTOR-Nanosonics-Trophon EPR | WASHERDISINFECTOR | Trophon EPR |  |  |  | Nanosonics | Washer, Disinfector |  | WASHERDISINFECTOR-Nanosonics-Trophon EPR |  | 12/2/19 |  |  | Covered PM Repair - Biomedical | MHHS-OPID
NO | YES |  |  |  | 017-01329 |  | Nanosonics | TROPHON EPR |  | 78516-025 | OPID - (TMC) - UPPER KIRBY - 467 | MHHS-OPID |  | Washer, Disinfector |  | 017-01329 |  | TMC |  | OPID - (TMC) - UPPER KIRBY - 467 |  | 10/9/19 |  |  |  | STERILIZING UNITS, LIQUID |  | WASHERDISINFECTOR-Nanosonics-Trophon EPR | WASHERDISINFECTOR | Trophon EPR |  |  |  | Nanosonics | Washer, Disinfector |  | WASHERDISINFECTOR-Nanosonics-Trophon EPR |  | 12/2/19 |  |  | Covered PM Repair - Biomedical | MHHS-OPID
NO | YES |  |  |  | 029-11251 | 029-11251 | Nanosonics | TROPHON EPR |  | 66249-055 | OPID-(WDLS)-Spring CCC-440 | MHHS-OPID |  | Washer, Disinfector |  | 029-11251 | 029-11251 | Woodlands | MHHS-Others | OPID-(WDLS)-Spring CCC-440 |  | 1/1/19 | 1/1/20 |  |  | STERILIZING UNITS, LIQUID | Washer, Disinfector | WASHERDISINFECTOR-Nanosonics-Trophon EPR | WASHERDISINFECTOR | Trophon EPR |  |  |  | Nanosonics | Washer, Disinfector |  | WASHERDISINFECTOR-Nanosonics-Trophon EPR |  | 6/1/20 |  | WD-A | Not Covered Vendor Only - Biomedical | MHHS-OPID | [7 empty] | Washer, Disinfector | WASHERDISINFECTOR | Washer, Disinfector | Nanosonics
NO | YES |  |  |  | 017-01325 | 017-01325 | Nanosonics | TROPHON EPR |  | 78519-011 | OPID-(WDLS)-Woodlands-430 (Mp3) | MHHS-OPID |  | Washer, Disinfector |  | 017-01325 | 017-01325 | Woodlands | MHHS-Others | OPID-(WDLS)-Woodlands-430 (Mp3) | Ultrasound | 8/1/19 |  | 8/1/20 |  | STERILIZING UNITS, LIQUID | Washer, Disinfector | WASHERDISINFECTOR-Nanosonics-Trophon EPR | WASHERDISINFECTOR | Trophon EPR |  |  |  | Nanosonics | Washer, Disinfector |  | WASHERDISINFECTOR-Nanosonics-Trophon EPR |  | 6/1/20 |  | WD-A | Not Covered Vendor Only - Biomedical | MHHS-OPID | [7 empty] | Washer, Disinfector | WASHERDISINFECTOR | Washer, Disinfector | Nanosonics
NO | YES |  |  |  | 013-36669 | 013-36669 | Nanosonics | TROPHON EPR |  | 28995-027 | SW - RADIOLOGY | MHHS-Southwest |  | Washer, Disinfector |  | 013-36669 | 013-36669 | Southwest | Memorial Hermann Southwest Hospital | SW - RADIOLOGY | Ultrasound cleaning room |  |  |  |  | STERILIZING UNITS, LIQUID |  | WASHERDISINFECTOR-Nanosonics-Trophon EPR | WASHERDISINFECTOR | Trophon EPR |  |  |  | Nanosonics | Washer, Disinfector |  | WASHERDISINFECTOR-Nanosonics-Trophon EPR |  | 12/1/19 |  |  | Covered PM Repair - Biomedical | MHHS-Southwest
NO | YES |  |  |  | 129-07505 |  | Nanosonics | TROPHON EPR |  | 88022-057 | SUGAR LAND - RADIOLOGY | MHHS-Sugarland |  | Washer, Disinfector |  | 129-07505 |  | Sugar Land |  | SUGAR LAND - RADIOLOGY | [5 empty] | STERILIZING UNITS, LIQUID |  | WASHERDISINFECTOR-Nanosonics-Trophon EPR | WASHERDISINFECTOR | Trophon EPR |  |  |  | Nanosonics | Washer, Disinfector |  | WASHERDISINFECTOR-Nanosonics-Trophon EPR |  | 6/15/18 |  |  | Not Covered Vendor Only - Biomedical | MHHS-Sugarland
NO | YES |  |  |  | 241-02956 | 241-02956 | Nanosonics | TROPHON EPR |  | 88034-085 | TIRR - RADIOLOGY | MHHS-TIRR |  | Washer, Disinfector |  | 241-02956 | 241-02956 | TMC | TIRR | TIRR - RADIOLOGY | Ultrasound |  |  |  |  | STERILIZING UNITS, LIQUID |  | WASHERDISINFECTOR-Nanosonics-Trophon EPR | WASHERDISINFECTOR | Trophon EPR |  |  |  | Nanosonics | Washer, Disinfector |  | WASHERDISINFECTOR-Nanosonics-Trophon EPR |  | 12/1/19 |  |  | Covered PM Repair - Biomedical | MHHS-TIRR
NO | YES |  |  |  | 069-40408 | 069-40408 | Nanosonics | TROPHON EPR |  | 36899-025 | TMC-Hermann-Adult ER (1Hp) | MHHS-TMC |  | Washer, Disinfector |  | 069-40408 | 069-40408 | TMC | MHHS-TMC | TMC-Hermann-Adult ER (1Hp) | Trauma 14 | 10/1/19 |  | 10/1/20 |  | STERILIZING UNITS, LIQUID | Washer, Disinfector | WASHERDISINFECTOR-Nanosonics-Trophon EPR | WASHERDISINFECTOR | Trophon EPR |  |  |  | Nanosonics | Washer, Disinfector |  | WASHERDISINFECTOR-Nanosonics-Trophon EPR |  | 3/2/20 |  | WD-A | Not Covered Vendor Only - Biomedical | MHHS-TMC | [7 empty] | Washer, Disinfector | WASHERDISINFECTOR | Washer, Disinfector | Nanosonics
NO | YES |  |  |  | 069-39939 | 069-39939 | Nanosonics | TROPHON EPR |  | 26151-036 | TMC-Radiology-Jones Pavilion | MHHS-TMC |  | Washer, Disinfector |  | 069-39939 | 069-39939 | TMC | MHHS-TMC | TMC-Radiology-Jones Pavilion | RADIOLOGY - JONES PAVILION | 5/1/19 |  |  |  | STERILIZING UNITS, LIQUID | Washer, Disinfector | WASHERDISINFECTOR-Nanosonics-Trophon EPR | WASHERDISINFECTOR | Trophon EPR |  |  |  | Nanosonics | Washer, Disinfector |  | WASHERDISINFECTOR-Nanosonics-Trophon EPR |  | 4/1/18 |  | WD-A | Covered PM Repair - Biomedical | MHHS-TMC | [7 empty] | Washer, Disinfector | WASHERDISINFECTOR | Washer, Disinfector | Nanosonics
NO | YES |  |  |  | 029-09319 | 029-09319 | Nanosonics | TROPHON EPR |  | 20030-005 | WOODLANDS - RADIOLOGY | MHHS-Woodlands |  | Washer, Disinfector |  | 029-09319 | 029-09319 | Woodlands | MHHS-WOODLANDS | WOODLANDS - RADIOLOGY | Equipment storage near ultrasound |  |  |  |  | STERILIZING UNITS, LIQUID |  | WASHERDISINFECTOR-Nanosonics-Trophon EPR | WASHERDISINFECTOR | Trophon EPR |  |  |  | Nanosonics | Washer, Disinfector |  | WASHERDISINFECTOR-Nanosonics-Trophon EPR |  | 4/1/18 |  |  | Covered PM Repair - Biomedical | MHHS-Woodlands
NO | YES |  |  |  | 029-32012 | 029-32012 | Nanosonics | TROPHON EPR |  | 88042-093 | WOODLANDS - RADIOLOGY | MHHS-Woodlands |  | Washer, Disinfector |  | 029-32012 | 029-32012 | Woodlands | MHHS-RADIOLOGY | WOODLANDS - RADIOLOGY | Equipment Storage by Ultrasound |  |  |  |  | STERILIZING UNITS, LIQUID |  | WASHERDISINFECTOR-Nanosonics-Trophon EPR | WASHERDISINFECTOR | Trophon EPR |  |  |  | Nanosonics | Washer, Disinfector |  | WASHERDISINFECTOR-Nanosonics-Trophon EPR |  | 6/28/19 |  |  | Covered PM Repair - Biomedical | MHHS-Woodlands
NO | YES |  |  |  | 029-10054 | 029-10054 | Nanosonics | TROPHON EPR |  | 27713-015 | Woodlands-Terramont ER (Clinic) | MHHS-Woodlands |  | Washer, Disinfector |  | 029-10054 | 029-10054 | Woodlands | MHHS-Woodlands | Woodlands-Terramont ER (Clinic) | Ultrasound | 8/1/18 |  |  |  | STERILIZING UNITS, LIQUID | Washer, Disinfector | WASHERDISINFECTOR-Nanosonics-Trophon EPR | WASHERDISINFECTOR | Trophon EPR |  |  |  | Nanosonics | Washer, Disinfector |  | WASHERDISINFECTOR-Nanosonics-Trophon EPR |  | 6/28/19 |  | WD-A | Covered PM Repair - Biomedical | MHHS-Woodlands | [7 empty] | Washer, Disinfector | WASHERDISINFECTOR | Washer, Disinfector | Nanosonics
NO | YES |  |  |  | 145-00403 | 145-00403 | Nanosonics | Trophon EPR |  | 62602-042 | Pearland-Radiology |  |  |  |  | 145-00403 | 145-00403 | Pearland | MHHS-Pearland Hospital | Pearland-Radiology | Probe cleaning room | 1/1/20 | 1/1/21 |  |  |  | Washer, Disinfector | WASHERDISINFECTOR-Nanosonics-Trophon EPR | [12 empty] | WD-A | [9 empty] | Washer, Disinfector | WASHERDISINFECTOR | Washer, Disinfector | Nanosonics
YES | YES |  |  |  | 88047-070 | 88047-070 | Nanosonics | Trophon EPR |  | 88047-070 | SUGAR LAND - RADIOLOGY |  |  |  |  | 88047-070 | 88047-070 | Sugar Land |  | SUGAR LAND - RADIOLOGY | Tech Work Station | [5 empty] | Washer, Disinfector | WASHERDISINFECTOR-Nanosonics-Trophon EPR | [12 empty] | WD-A | [9 empty] | Washer, Disinfector | WASHERDISINFECTOR | Washer, Disinfector | Nanosonics
NO | NO |  |  |  | 000-04198 |  | Nanosonics | TROPHON EPR |  | 88045-052 | MH MG - (SE) - UROLOGY ASSOCIATES - WEBSTER | MHHS-MG |  | Washer, Disinfector |  | 000-04198 |  | Southeast & Bay Area |  | MH MG - (SE) - UROLOGY ASSOCIATES - WEBSTER | [5 empty] | STERILIZING UNITS, LIQUID |  | WASHERDISINFECTOR-Nanosonics-Trophon EPR | WASHERDISINFECTOR | Trophon EPR |  |  |  | Nanosonics | Washer, Disinfector |  | WASHERDISINFECTOR-Nanosonics-Trophon EPR |  |  |  |  | Covered PM Repair - Biomedical | MHHS-MG
NO | NO |  |  |  | 069-40260 |  | Nanosonics | TROPHON EPR |  | 61919-016 | MH MG - (TMC) - OB-GYN/NEUROLOGY (STE 2440) | MHHS-MG |  | Washer, Disinfector |  | 069-40260 |  | TMC |  | MH MG - (TMC) - OB-GYN/NEUROLOGY (STE 2440) | [5 empty] | STERILIZING UNITS, LIQUID |  | WASHERDISINFECTOR-Nanosonics-Trophon EPR | WASHERDISINFECTOR | Trophon EPR |  |  |  | Nanosonics | Washer, Disinfector |  | WASHERDISINFECTOR-Nanosonics-Trophon EPR |  |  |  |  | Covered PM Repair - Biomedical | MHHS-MG
NO | NO |  |  |  | 013-38838 |  | Nanosonics | TROPHON EPR |  | 88048-044 | SW - HIGH RISK OB CLINIC (MP4) | MHHS-Southwest |  | Washer, Disinfector |  | 013-38838 |  | Southwest |  | SW - HIGH RISK OB CLINIC (MP4) | [5 empty] | STERILIZING UNITS, LIQUID |  | WASHERDISINFECTOR-Nanosonics-Trophon EPR | WASHERDISINFECTOR | Trophon EPR |  |  |  | Nanosonics | Washer, Disinfector |  | WASHERDISINFECTOR-Nanosonics-Trophon EPR |  |  |  |  | Covered PM Repair - Biomedical | MHHS-Southwest
NO | NO |  |  |  | 129-07685 |  | Nanosonics | TROPHON EPR |  | 72317-016 | SUGAR LAND - MFM CLINIC | MHHS-Sugarland |  | Washer, Disinfector |  | 129-07685 |  | Sugar Land |  | SUGAR LAND - MFM CLINIC | [5 empty] | STERILIZING UNITS, LIQUID |  | WASHERDISINFECTOR-Nanosonics-Trophon EPR | WASHERDISINFECTOR | Trophon EPR |  |  |  | Nanosonics | Washer, Disinfector |  | WASHERDISINFECTOR-Nanosonics-Trophon EPR |  |  |  |  | Covered PM Repair - Biomedical | MHHS-Sugarland
YES | YES |  |  |  | 151-04235 | 151-04235 | Nanosonics | Trophon Printer |  | D3916211650 | MH MG - (PL) - PEARLAND MULTI-SPECIALTY (MP 2) |  |  |  |  | 151-04235 | 151-04235 | Pearland | Pearland | MH MG - (PL) - PEARLAND MULTI-SPECIALTY (MP 2) | Holding Lab
NO | YES |  |  |  | 009-34596 |  | Nanosonics | TROPHON2 |  | 143587-130 | GH - RADIOLOGY | MHHS-Greater Heights |  | Washer, Disinfector |  | 009-34596 |  | Central & Greater Heights |  | GH - RADIOLOGY |  | 12/13/19 |  |  |  | STERILIZING UNITS, LIQUID |  | WASHERDISINFECTOR-Nanosonics-trophon 2 | WASHERDISINFECTOR | trophon 2 |  |  |  | Nanosonics | Washer, Disinfector |  | WASHERDISINFECTOR-Nanosonics-trophon 2 |  | 6/1/20 |  |  | Not Covered Vendor Only - Biomedical | MHHS-Greater Heights
NO | YES |  |  |  | 133-31034 | 133-31034 | Nanosonics | TROPHON2 |  | 142283-028 |  | MHHS-Katy |  | Washer, Disinfector |  | 133-31034 | 133-31034 | Katy | Memorial Hermann Katy Hospital Maternal Fetal Medine 305 |  | Soiled Utility | 7/1/19 |  |  |  | STERILIZING UNITS, LIQUID | Washer, Disinfector | WASHERDISINFECTOR-Nanosonics-trophon 2 | WASHERDISINFECTOR | trophon 2 |  |  |  | Nanosonics | Washer, Disinfector |  | WASHERDISINFECTOR-Nanosonics-trophon 2 |  | 6/1/20 |  | WD-A | Not Covered Vendor Only - Biomedical | MHHS-Katy | [8 empty] | WASHERDISINFECTOR | Washer, Disinfector | Nanosonics
NO | YES | Asset Tag 929-01399 |  |  | 929-01399 | 929-01399 | Nanosonics | TROPHON2 |  | 143587-041 | MH MG-(CY)-Cypress Multi Specialty | MHHS-MG |  | Washer, Disinfector |  | 929-01399 | 929-01399 | Northwest | MHHS-MG | MH MG-(CY)-Cypress Multi Specialty | Ultrasound | 2/1/20 |  |  | Cnf pm | STERILIZING UNITS, LIQUID | Washer, Disinfector | WASHERDISINFECTOR-Nanosonics-trophon 2 | WASHERDISINFECTOR | trophon 2 |  |  |  | Nanosonics | Washer, Disinfector |  | WASHERDISINFECTOR-Nanosonics-trophon 2 |  | 6/1/20 |  | WD-A | Not Covered Vendor Only - Biomedical | MHHS-MG | [8 empty] | WASHERDISINFECTOR | Washer, Disinfector | Nanosonics
NO | YES |  |  |  | 000-04978 | 000-04978 | Nanosonics | TROPHON2 |  | 142293-100 | OPID-(NE)-Summer Creek CCC-444 | MHHS-OPID |  | Washer, Disinfector |  | 000-04978 | 000-04978 | Katy | MHHS-Others | OPID-(NE)-Summer Creek CCC-444 |  | 7/1/19 | 7/1/20 |  |  | STERILIZING UNITS, LIQUID | Washer, Disinfector | WASHERDISINFECTOR-Nanosonics-trophon 2 | WASHERDISINFECTOR | trophon 2 |  |  |  | Nanosonics | Washer, Disinfector |  | WASHERDISINFECTOR-Nanosonics-trophon 2 |  | 6/1/20 |  | WD-A | Not Covered Vendor Only - Biomedical | MHHS-OPID | [8 empty] | WASHERDISINFECTOR | Washer, Disinfector | Nanosonics
NO | NO | [5 empty] | Napco |  |  | 6-88-M11682-18A | SW - LABORATORY - MICROBIOLOGY | MHHS-Southwest |  | Incubator, CO2 |  |  |  | Southwest |  | SW - LABORATORY - MICROBIOLOGY | [5 empty] | INCUBATORS, LABORATORY, THERMOCYCLING |  | INCUBATORCO2-NAPCO-5300 | INCUBATORCO2 |  |  |  |  | NAPCO | Incubator, CO2 |  | INCUBATORCO2-NAPCO-5300 |  |  |  |  | Covered PM Repair - Biomedical | MHHS-Southwest
NO | YES |  |  |  | 013-18266 | 013-18266 | Narco Scientific | 790-1170 |  |  | MH MG-(SW)-Southwest Cardiology (Mp2) | MHHS-MG |  |  |  | 013-18266 | 013-18266 | Southwest | MHHS-MG | MH MG-(SW)-Southwest Cardiology (Mp2) | Echo/Stress | 11/1/19 |  | 11/1/20 |  | DEFIBRILLATORS | Defibrillator | DEFIBRILLATOR-InternationalBio-NARCO PORTA FIB II |  |  |  |  | DEFIBRILLATOR-InternationalBio-NARCO PORTA FIB II | NARCO | [6 empty] | D-SA | Covered PM Repair - Lab Analyzers/Anesth | MHHS-MG | [8 empty] | DEFIBRILLATOR | Defibrillator | InternationalBio
YES | YES |  |  |  | 133-05545 | 133-05545 | National Display Sys | Endovue |  | 07-106069 | KATY - Biomed |  |  |  |  | 133-05545 | 133-05545 | Katy | Memorial Hermann Katy Hospital | KATY - Biomed | Biomed storage | [5 empty] | Monitor, Video | MONITORVIDEO-NDS-Endovue | [22 empty] | Monitor, Video | MONITORVIDEO | Monitor, Video | National Display Sys
YES | YES |  |  |  | 133-02628 | 133-02628 | National Display Sys | Endovue |  | 05-55798 | KATY - Biomed |  |  |  |  | 133-02628 | 133-02628 | Katy | Memorial Hermann Katy Hospital | KATY - Biomed | Biomed storage | [5 empty] | Monitor, Video | MONITORVIDEO-NDS-Endovue | [22 empty] | Monitor, Video | MONITORVIDEO | Monitor, Video | National Display Sys
NO | YES |  |  |  | BHI209 |  | NATUS | 010066-FNL |  |  | Rental | MHHS-TMC |  |  |  | BHI209 |  | TMC |  | Rental | [7 empty] | LAMPPHOTOTHERAPY-Natus-neoBLUE |  | NEOBLUE LED OVERHEAD LIGHT-UPDATED V3 |  |  | LAMPPHOTOTHERAPY-Natus-neoBLUE | [6 empty] | Verified as Rental |  |  | MHHS-TMC
NO | YES |  |  |  | BHI215 |  | NATUS | 010066-FNL |  |  | Rental | MHHS-TMC |  |  |  | BHI215 |  | TMC |  | Rental | [7 empty] | LAMPPHOTOTHERAPY-Natus-neoBLUE |  | NEOBLUE LED OVERHEAD LIGHT-UPDATED V3 |  |  | LAMPPHOTOTHERAPY-Natus-neoBLUE | [6 empty] | Verified as Rental |  |  | MHHS-TMC
NO | YES |  |  |  | BHI216 |  | NATUS | 010066-FNL |  |  | Rental | MHHS-TMC |  |  |  | BHI216 |  | TMC |  | Rental | [7 empty] | LAMPPHOTOTHERAPY-Natus-neoBLUE |  | NEOBLUE LED OVERHEAD LIGHT-UPDATED V3 |  |  | LAMPPHOTOTHERAPY-Natus-neoBLUE | [6 empty] | Verified as Rental |  |  | MHHS-TMC
NO | YES |  |  |  | BHI217 |  | NATUS | 010066-FNL |  |  | Rental | MHHS-TMC |  |  |  | BHI217 |  | TMC |  | Rental | [7 empty] | LAMPPHOTOTHERAPY-Natus-neoBLUE |  | NEOBLUE LED OVERHEAD LIGHT-UPDATED V3 |  |  | LAMPPHOTOTHERAPY-Natus-neoBLUE | [6 empty] | Verified as Rental |  |  | MHHS-TMC
NO | YES |  |  |  | BHI218 |  | NATUS | 010066-FNL |  |  | Rental | MHHS-TMC |  |  |  | BHI218 |  | TMC |  | Rental | [7 empty] | LAMPPHOTOTHERAPY-Natus-neoBLUE |  | NEOBLUE LED OVERHEAD LIGHT-UPDATED V3 |  |  | LAMPPHOTOTHERAPY-Natus-neoBLUE | [6 empty] | Verified as Rental |  |  | MHHS-TMC
NO | YES |  |  |  | 099-04859 | 099-04859 | Natus | Anglo5 |  | D504328 | Pearland-Med/Surg |  |  |  |  | 099-04859 | 099-04859 | Pearland | MHHS-Pearland Hospital | Pearland-Med/Surg | 2nd shell floor
NO | YES |  |  |  | 041-12519 | 041-12519 | Natus | NeoBlue |  |  | MEMORIAL CITY - MHT - NICU |  |  |  |  | 041-12519 | 041-12519 | West | West | MEMORIAL CITY - MHT - NICU | MH4:304 Equipment Storage
YES | YES | Serial Number Cnf |  |  | 142-08926 | 142-08926 | Natus Medical |  |  | Cnf | SUGAR LAND - SLEEP DISORDER CENTER |  |  |  |  | 142-08926 | 142-08926 | Sugar Land | Memorial Hermann Sugar Land Sleep Disorders Center (#370) | SUGAR LAND - SLEEP DISORDER CENTER |  |  |  |  | No pm
YES | YES |  |  |  | 005-06845 | 005-06845 | Natus Medical |  |  |  | Sleep Disorders |  |  |  |  | 005-06845 | 005-06845 | Southeast | Memorial Hermann Southeast Hospital | Sleep Disorders | Sleep Lab Room 2 |  |  |  | No pm found
YES | YES |  |  |  | 099-00302 | 099-00302 | Natus Medical |  |  |  | KATY REHAB - SLEEP LAB |  |  |  |  | 099-00302 | 099-00302 | Katy | Memorial Hermann Katy Rehab Sleep Disorders Center (#302) | KATY REHAB - SLEEP LAB | Room 1 |  |  |  | No pm
YES | YES |  |  |  | 099-02839 | 099-02839 | Natus Medical |  |  |  | KATY REHAB - SLEEP LAB |  |  |  |  | 099-02839 | 099-02839 | Katy | Memorial Hermann Katy Rehab Sleep Disorders Center (#302) | KATY REHAB - SLEEP LAB | Room 4
YES | YES |  |  |  | 099-02845 | 099-02845 | Natus Medical |  |  | 79V7PY2 | KATY REHAB - SLEEP LAB |  |  |  |  | 099-02845 | 099-02845 | Katy | Memorial Hermann Katy Rehab Sleep Disorders Center (#302) | KATY REHAB - SLEEP LAB | Nurse station
YES | YES |  |  |  | 099-02847 | 099-02847 | Natus Medical |  |  | 7B1BPY2 | KATY REHAB - SLEEP LAB |  |  |  |  | 099-02847 | 099-02847 | Katy | Memorial Hermann Katy Rehab Sleep Disorders Center (#302) | KATY REHAB - SLEEP LAB | Nurse station
YES | YES |  |  |  | 074-06002 | 074-06002 | Natus Medical |  |  | 2014-3043 | Woodland MP4 |  |  |  |  | 074-06002 | 074-06002 | Woodlands |  | Woodland MP4 | MOB neuro
YES | YES |  |  |  | 099-13758 | 099-13758 | Natus Medical |  |  | 1RCTQP2 | Sleep |  |  |  |  | 099-13758 | 099-13758 | TMC | Memorial Hermann- | Sleep | Control room | 3/1/20 |  |  | No PM Sticker
YES | YES |  |  |  | 099-13742 | 099-13742 | Natus Medical |  |  | 31KW8N2 | Sleep |  |  |  |  | 099-13742 | 099-13742 | TMC | Memorial Hermann- texas medical center | Sleep | Control room | 3/1/20 |  |  | No PM Sticker
YES | YES |  |  |  | 099-13743 | 099-13743 | Natus Medical |  |  | 318W8N2 | Sleep |  |  |  |  | 099-13743 | 099-13743 | Tmc | Memorial Hermann- | Sleep | Control room | 3/1/20 |  |  | No PM Sticker
YES | YES |  |  |  | 099-13744 | 099-13744 | Natus Medical |  |  | 43ZBBM2 | Sleep |  |  |  |  | 099-13744 | 099-13744 | TMC | Memorial Hermann- | Sleep | Control room | 3/1/20 |  |  | No PM Sticker
YES | YES |  |  |  | 099-13745 | 099-13745 | Natus Medical |  |  | 31DV8N2 | Sleep |  |  |  |  | 099-13745 | 099-13745 | TMC | Memorial Hermann- | Sleep | Control room | 3/1/20 |  |  | No PM Sticker
YES | YES |  |  |  | 099-13746 | 099-13746 | Natus Medical |  |  | 43YG8M2 | Sleep |  |  |  |  | 099-13746 | 099-13746 | TMC | Memorial Hermann- | Sleep | Control room | 3/1/20 |  |  | No PM Sticker
YES | YES |  |  |  | 029-13861 | 029-13861 | Natus Medical |  |  |  | East Tower 5th Floor |  |  |  |  | 029-13861 | 029-13861 | Woodlands | Memorial Hermann Hospital Woodlands | East Tower 5th Floor | Equipment Storage
YES | YES |  |  |  | 099-06228 | 099-06228 | Natus Medical | Base unit |  |  | SE - SLEEP DISORDER CENTER |  |  |  |  | 099-06228 | 099-06228 | Southeast | Memorial Hermann Southeast | SE - SLEEP DISORDER CENTER | Sleep lab 1 |  |  |  | No pm
YES | YES |  |  |  | 029-13622 | 029-13622 | Natus Medical | CAM-002 |  |  | NICU 2 |  |  |  |  | 029-13622 | 029-13622 | Woodlands | Memorial Hermann Hospital Woodlands | NICU 2 | Nursery Level 2
YES | YES |  |  |  | 029-13625 | 029-13625 | Natus Medical | CAM-002 |  |  | NICU 2 |  |  |  |  | 029-13625 | 029-13625 | Woodlands | Memorial Hermann Hospital Woodlands | NICU 2 | Nursery Level 2
YES | YES |  |  |  | 029-13628 | 029-13628 | Natus Medical | CAM-002 |  | PJV25060 | NICU 2 |  |  |  |  | 029-13628 | 029-13628 | Woodlands | Memorial Hermann Hospital Woodlands | NICU 2 | Nursery Level 2
YES | YES |  |  |  | 029-13629 | 029-13629 | Natus Medical | CAM-002 |  |  | NICU 2 |  |  |  |  | 029-13629 | 029-13629 | Woodlands | Memorial Hermann Hospital Woodlands | NICU 2 | Nursery Level 2
YES | YES |  |  |  | 099-00463 | 099-00463 | Natus Medical | Embla Dx |  |  | KATY REHAB - SLEEP LAB |  |  |  |  | 099-00463 | 099-00463 | Katy | Memorial Hermann Katy Hospital | KATY REHAB - SLEEP LAB | Katy - Rehab Sleep Lab
YES | YES |  |  |  | 099-00467 | 099-00467 | Natus Medical | Embla Dx |  |  | KATY REHAB - SLEEP LAB |  |  |  |  | 099-00467 | 099-00467 | Katy | Memorial Hermann Katy Hospital | KATY REHAB - SLEEP LAB | Katy - Rehab Sleep Lab
YES | YES |  |  |  | 099-02840 | 099-02840 | Natus Medical | Embla SDx Breakout |  |  | KATY REHAB - SLEEP LAB |  |  |  |  | 099-02840 | 099-02840 | Katy | Memorial Hermann Katy Rehab Sleep Disorders Center (#302) | KATY REHAB - SLEEP LAB | Room 4
YES | YES |  |  |  | 000-04102 | 000-04102 | Natus Medical | ImexDop CT |  | CTVR0849 | ER |  |  |  |  | 000-04102 | 000-04102 | Southeast | Memorial Hermann Convenient Care Center in League City (League City CCC) | ER | Nurse Station
YES | YES |  |  |  | IPECSDVE000060 | IPECSDVE000060 | Natus Medical | IP-EC-Video-EXT |  | IPECSDVE000060 | 4th Floor Pediactrics |  |  |  |  | IPECSDVE000060 | IPECSDVE000060 | West | Memorial Hermann - Memorial City | 4th Floor Pediactrics | MH4 416 Equipment Storage
NO | YES | Serial Number 60875 |  |  | 142-03771 | 142-03771 | Natus Medical | LED Phototherapy |  |  | NE-Biomedical Services |  |  |  |  | 142-03771 | 142-03771 | Katy | MHHS-Northeast | NE-Biomedical Services | Biomed Shop
NO | YES |  |  |  | 041-12524 | 041-12524 | Natus Medical | neoBLUE |  |  | Memorial City-Postpartum-Nursery |  |  |  |  | 041-12524 | 041-12524 | West | MHHS-Mem City | Memorial City-Postpartum-Nursery
NO | YES |  |  |  | 041-12515 | 041-12515 | Natus Medical | neoBLUE |  |  | Memorial City-Postpartum-Nursery |  |  |  |  | 041-12515 | 041-12515 | West | MHHS-Mem City | Memorial City-Postpartum-Nursery
NO | YES |  |  |  | 041-12513 | 041-12513 | Natus Medical | neoBLUE |  |  | Memorial City-Postpartum-Nursery |  |  |  |  | 041-12513 | 041-12513 | West | MHHS-Mem City | Memorial City-Postpartum-Nursery
NO | YES |  |  |  | 041-12517 | 041-12517 | Natus Medical | neoBLUE |  |  | Memorial City-Postpartum-Nursery |  |  |  |  | 041-12517 | 041-12517 | Wast | Memorial City (woman) | Memorial City-Postpartum-Nursery | (null) |  |  |  | (null) | [10 empty] | (null) |  |  |  | (null)
NO | YES |  |  |  | 041-12521 | 041-12521 | Natus Medical | neoBLUE |  |  | Memorial City-Postpartum-Nursery |  |  |  |  | 041-12521 | 041-12521 | West | MHHS-Mem City | Memorial City-Postpartum-Nursery
NO | YES |  |  |  | 041-12511 | 041-12511 | Natus Medical | neoBLUE |  |  | Memorial City-Postpartum-Nursery |  |  |  |  | 041-12511 | 041-12511 | West | MHHS-Mem City | Memorial City-Postpartum-Nursery
NO | YES | Serial Number 18075 |  |  | 041-12516 | 041-12516 | Natus Medical | neoBLUE |  |  | Memorial City - Neonatal |  |  |  |  | 041-12516 | 041-12516 | West | Memorial Hermann - Memorial City | Memorial City - Neonatal | MH4 108 Room 4M28
YES | YES |  |  |  | 041-12522 | 041-12522 | Natus Medical | neoBLUE |  |  | Memorial City - Neonatal |  |  |  |  | 041-12522 | 041-12522 | West | Memorial Hermann - Memorial City | Memorial City - Neonatal | MH4 304 Equipment Storage
NO | YES |  |  |  | 129-07871 | 129-07871 | Natus Medical | neoBLUE Blanket |  |  | Sugar Land-Nursery | MHHS-Sugarland |  | Lamp, Phototherapy |  | 129-07871 | 129-07871 | Sugar Land | MHHS-Sugarland | Sugar Land-Nursery | NICU | 8/1/19 |  |  |  | PHOTOTHERAPY UNITS | Lamp, Phototherapy | LAMPPHOTOTHERAPY-Natus-neoBLUE Blanket | LAMPPHOTOTHERAPY | neoBLUE Blanket |  |  |  | Natus | Lamp, Phototherapy |  | LAMPPHOTOTHERAPY-Natus-neoBLUE Blanket |  | 7/31/15 |  | LP-A | Covered PM Repair - Biomedical | MHHS-Sugarland | [8 empty] | LAMPPHOTOTHERAPY | Lamp, Phototherapy | Natus
NO | YES |  |  |  | 041-12518 | 041-12518 | Natus Medical | Neoblue led phototherapy |  |  | MEMORIAL CITY - MHT - NICU |  |  |  |  | 041-12518 | 041-12518 | West | Memorial Hermann Memorial City Medical Center | MEMORIAL CITY - MHT - NICU | Memorial City - MH4-304 Equipment Storage
NO | YES |  |  |  | 041-12520 | 041-12520 | Natus Medical | NeoBLUE led phototherapy |  |  | MEMORIAL CITY - MHT - NICU |  |  |  |  | 041-12520 | 041-12520 | West | Memorial Hermann Memorial City Medical Center | MEMORIAL CITY - MHT - NICU | Memorial City - MH4-304 Equipment Storage
NO | YES |  |  |  | 041-12523 | 041-12523 | Natus Medical | NeoBLUE led phototherapy |  |  | MEMORIAL CITY - MHT - NICU |  |  |  |  | 041-12523 | 041-12523 | West | Memorial Hermann Memorial City Medical Center | MEMORIAL CITY - MHT - NICU | Memorial City - MH4-304 Equipment Storage
YES | YES |  |  |  | 099-00462 | 099-00462 | Natus Medical | Neurology |  |  | KATY REHAB - SLEEP LAB |  |  |  |  | 099-00462 | 099-00462 | Katy | Memorial Hermann Katy Hospital | KATY REHAB - SLEEP LAB | Katy - Rehab Sleep Lab
YES | YES |  |  |  | 099-00464 | 099-00464 | Natus Medical | Neurology |  |  | KATY REHAB - SLEEP LAB |  |  |  |  | 099-00464 | 099-00464 | Katy | Memorial Hermann Katy Hospital | KATY REHAB - SLEEP LAB | Katy - Rehab Sleep Lab
YES | YES |  |  |  | 000-03891 | 000-03891 | Natus Medical | Neurology |  | 2017-08-6212 | Mischer Neuroscience Associates |  |  |  |  | 000-03891 | 000-03891 | Cypress | Mischer Neuroscience Institute | Mischer Neuroscience Associates | Cypress | 2/1/19 | 2/1/20
YES | YES |  |  |  | 074-06063 | 074-06063 | Natus Medical | Neurology |  | C16H9N2 | Sleep lab |  |  |  |  | 074-06063 | 074-06063 | Woodlands | Memorial Hermann The Woodlands Medical Center | Sleep lab | Sleep lab
YES | YES |  |  |  | 074-06064 | 074-06064 | Natus Medical | Neurology |  | C14H9N2 | Sleep lab |  |  |  |  | 074-06064 | 074-06064 | Woodlands | Memorial Hermann The Woodlands Medical Center | Sleep lab | Sleep lab
YES | YES |  |  |  | 099-06359 | 099-06359 | Natus Medical | NeuroWorks |  |  | SE - SLEEP DISORDER CENTER |  |  |  |  | 099-06359 | 099-06359 | Southeast | Memorial Hermann Southeast Hospital | SE - SLEEP DISORDER CENTER | SLEEP DISORDER CENTER
YES | YES |  |  |  | 005-33128 | 005-33128 | Natus Medical | OptiPlex 5050 |  |  | WOODLANDS - SLEEP LAB |  |  |  |  | 005-33128 | 005-33128 | Woodlands | Memorial Hermann The Woodlands Medical Center Sleep Disorders Center (#105) | WOODLANDS - SLEEP LAB | Nurses Station
YES | YES |  |  |  | 005-33127 | 005-33127 | Natus Medical | OptiPlex 5050 |  |  | WOODLANDS - SLEEP LAB |  |  |  |  | 005-33127 | 005-33127 | Woodlands | Memorial Hermann The Woodlands Medical Center Sleep Disorders Center (#105) | WOODLANDS - SLEEP LAB | Nurses Station
YES | YES |  |  |  | 099-06229 | 099-06229 | Natus Medical | Optiplex 5050 |  | To age VLCS to | SE - SLEEP DISORDER CENTER |  |  |  |  | 099-06229 | 099-06229 | Southeast | Memorial Hermann Southeast | SE - SLEEP DISORDER CENTER | Nurse station |  |  |  | No pm
YES | YES |  |  |  | 099-06230 | 099-06230 | Natus Medical | Optiplex 5050 |  | 2K3MCS2 | SE - SLEEP DISORDER CENTER |  |  |  |  | 099-06230 | 099-06230 | Southeast | Memorial Hermann Southeast | SE - SLEEP DISORDER CENTER | Nurse station |  |  |  | No pm
YES | YES |  |  |  | 099-06632 | 099-06632 | Natus Medical | Optiplex5050 |  | 2HXLCS2 | Sleep Disorders |  |  |  |  | 099-06632 | 099-06632 | Southeast | Memorial Hermann Southeast Hospital | Sleep Disorders | Nurses Station
YES | YES |  |  |  | 099-06361 | 099-06361 | Natus Medical | Optiplex5050 |  | 2K5NCS2 | Sleep Disorders |  |  |  |  | 099-06361 | 099-06361 | Southeast | Memorial Hermann Southeast Hospital | Sleep Disorders | Nurses Station |  |  |  | No pm found
YES | YES |  |  |  | 142-08968 | 142-08968 | Natus Medical | XLTEK |  |  | SUGAR LAND - SLEEP DISORDER CENTER |  |  |  |  | 142-08968 | 142-08968 | Sugar Land | Memorial Hermann Sugar Land Sleep Disorders Center (#370) | SUGAR LAND - SLEEP DISORDER CENTER | Sleep Disorder Clinic |  |  |  | Patient on monitor at time of tag
YES | YES |  |  |  | 142-08951 | 142-08951 | Natus Medical | XLTEK |  | 10388n6315 | SUGAR LAND - SLEEP DISORDER CENTER |  |  |  |  | 142-08951 | 142-08951 | Sugar Land | Memorial Hermann Sugar Land Sleep Disorders Center (#370) | SUGAR LAND - SLEEP DISORDER CENTER | Sleep room 1
YES | YES |  |  |  | 142-08927 | 142-08927 | Natus Medical | XLTEK |  |  | SUGAR LAND - SLEEP DISORDER CENTER |  |  |  |  | 142-08927 | 142-08927 | Sugar Land | Memorial Hermann Sugar Land Sleep Disorders Center (#370) | SUGAR LAND - SLEEP DISORDER CENTER |  |  |  |  | No pm
YES | YES |  |  |  | 142-08969 | 142-08969 | Natus Medical | XLTEK |  | 10388N6328 | SUGAR LAND - SLEEP DISORDER CENTER |  |  |  |  | 142-08969 | 142-08969 | Sugar Land | Memorial Hermann Sugar Land Sleep Disorders Center (#370) | SUGAR LAND - SLEEP DISORDER CENTER | Sleep Disorder Clinic
YES | YES |  |  |  | 142-08953 | 142-08953 | Natus Medical | XLTEK |  |  | SUGAR LAND - SLEEP DISORDER CENTER |  |  |  |  | 142-08953 | 142-08953 | Sugar Land | Memorial Hermann Sugar Land Sleep Disorders Center (#370) | SUGAR LAND - SLEEP DISORDER CENTER | Sleep room 1
YES | YES |  |  |  | 142-08970 | 142-08970 | Natus Medical | XLTEK |  |  | SUGAR LAND - SLEEP DISORDER CENTER |  |  |  |  | 142-08970 | 142-08970 | Sugar Land | Memorial Hermann Sugar Land Sleep Disorders Center (#370) | SUGAR LAND - SLEEP DISORDER CENTER | Sleep Disorder Clinic
NO | YES |  |  |  | 074-06088 | 074-06088 | Natus Medical | XLTEK |  | 10388N6409 | Woodlands-Sleep Lab |  |  |  |  | 074-06088 | 074-06088 | Woodlands | MHHS-Woodlands | Woodlands-Sleep Lab | Room 4 | 1/1/19 |  | 1/1/20 | New add
YES | YES |  |  |  | 074-06124 | 074-06124 | Natus Medical | XLTEK |  |  | WOODLANDS - SLEEP LAB |  |  |  |  | 074-06124 | 074-06124 | Woodlands | Memorial Hermann The Woodlands Medical Center Sleep Disorders Center (#105) | WOODLANDS - SLEEP LAB | Sleep room 1 | 1/1/19 |  | 1/1/20
YES | YES |  |  |  | 074-06017 | 074-06017 | Natus Medical | XLTEK |  |  | WOODLANDS - SLEEP LAB |  |  |  |  | 074-06017 | 074-06017 | Woodlands |  | WOODLANDS - SLEEP LAB | Sleep center |  |  | 1/1/20
YES | YES |  |  |  | 074-06018 | 074-06018 | Natus Medical | XLTEK |  |  | WOODLANDS - SLEEP LAB |  |  |  |  | 074-06018 | 074-06018 | Woodlands |  | WOODLANDS - SLEEP LAB | Sleep center |  |  | 1/1/20
YES | YES |  |  |  | 099-13528 | 099-13528 | Natus Medical | XLTEK |  |  | TWC |  |  |  |  | 099-13528 | 099-13528 | TMC | Memorial Hermann Medical Group Texas Medical Center Internal Medicine | TWC | Room 3
YES | YES |  |  |  | 099-13500 | 099-13500 | Natus Medical | XLTEK |  | Nsn | TMC - EPILEPSY - SLEEP LAB (5R) |  |  |  |  | 099-13500 | 099-13500 | TMC | Memorial Hermann-Texas Medical Center | TMC - EPILEPSY - SLEEP LAB (5R) | Bed 5
YES | YES |  |  |  | 099-13517 | 099-13517 | Natus Medical | XLTEK |  |  | TWC |  |  |  |  | 099-13517 | 099-13517 | TMC | Memorial Hermann Medical Group Texas Medical Center Internal Medicine | TWC | Room 4
YES | YES |  |  |  | 099-14181 | 099-14181 | Natus Medical | XLTEK |  | 10388N6253 | TMC - EPILEPSY - SLEEP LAB (5R) |  |  |  |  | 099-14181 | 099-14181 | TMC | Memorial Hermann-Texas Medical Center | TMC - EPILEPSY - SLEEP LAB (5R) | Room 1
YES | YES |  |  |  | 099-13502 | 099-13502 | Natus Medical | XLTEK |  | Nsn | TMC - EPILEPSY - SLEEP LAB (5R) |  |  |  |  | 099-13502 | 099-13502 | TMC | Memorial Hermann-Texas Medical Center | TMC - EPILEPSY - SLEEP LAB (5R) | Room 2
YES | YES |  |  |  | 099-13911 | 099-13911 | Natus Medical | XLTEK Protektor32 |  |  | Sleep desorder center |  |  |  |  | 099-13911 | 099-13911 | TMC | Memorial Hermann- Texas Medical Center | Sleep desorder center |  | 3/1/20 |  |  | No PM Sticker
NO | YES |  |  |  | 129-00360 | 129-00360 | Natus Medical Inc | 33 BILI-LITE |  |  | Sugar Land-Nursery | MHHS-Sugarland |  |  |  | 129-00360 | 129-00360 | Sugar Land | MHHS-Sugarland | Sugar Land-Nursery | NICU - Rollover Nursery - W3 125.2 | 8/1/19 |  |  |  | PHOTOTHERAPY UNITS | Lamp, Phototherapy | LAMPPHOTOTHERAPY-NATUS-33 |  |  |  |  | LAMPPHOTOTHERAPY-NATUS-33 | Natus |  |  |  |  | 4/2/15 |  | LP-A | Covered PM Repair - Biomedical | MHHS-Sugarland | [8 empty] | LAMPPHOTOTHERAPY | Lamp, Phototherapy | NATUS
NO | YES |  |  |  | 133-10339 | 133-10339 | Natus Medical Inc |  |  |  | Katy-NICU | MHHS-Katy |  |  |  | 133-10339 | 133-10339 | Katy | MHHS-Katy | Katy-NICU | Nurse station A | 7/1/19 | 7/1/20 |  |  | TEST EQUIPMENT | Meter, Bili Light | METERBILILIGHT-Natus-neoBLUE 53870 |  |  |  |  | METERBILILIGHT-Natus-neoBLUE 53870 | Natus |  |  |  |  | 3/22/19 |  | TEST-A | Covered PM Repair - Biomedical | MHHS-Katy | [8 empty] | METERBILILIGHT | Meter, Bili Light | Natus
NO | YES |  |  |  | 133-10299 | 133-10299 | Natus Medical Inc |  |  |  | Katy-Postpartum-2W | MHHS-Katy |  |  |  | 133-10299 | 133-10299 | Katy | MHHS-Katy | Katy-Postpartum-2W | Care Team Center | 7/1/19 | 7/1/20 |  |  | TEST EQUIPMENT | Meter, Bili Light | METERBILILIGHT-Natus-neoBLUE 53870 |  |  |  |  | METERBILILIGHT-Natus-neoBLUE 53870 | Natus |  |  |  |  | 3/22/19 |  | TEST-A | Covered PM Repair - Biomedical | MHHS-Katy | [8 empty] | METERBILILIGHT | Meter, Bili Light | Natus
NO | YES |  |  |  | 041-32608 | 041-32608 | Natus Medical Inc |  |  |  | Memorial City - NICU | MHHS-Mem City |  |  |  | 041-32608 | 041-32608 | West | Memorial City - Memorial Hermann Hospital | Memorial City - NICU | Control Center |  |  |  | No PM sticker | TEST EQUIPMENT |  | METERBILILIGHT-Natus-neoBLUE 53870 |  |  |  |  | METERBILILIGHT-Natus-neoBLUE 53870 | Natus | [7 empty] | Covered PM Repair - Biomedical | MHHS-Mem City
NO | NO |  |  |  | 129-31169 |  | Natus Medical Inc |  |  |  | SUGAR LAND - NURSERY | MHHS-Sugarland |  |  |  | 129-31169 |  | Sugar Land |  | SUGAR LAND - NURSERY | [5 empty] | TEST EQUIPMENT |  | METERBILILIGHT-Natus-neoBLUE 53870 |  |  |  |  | METERBILILIGHT-Natus-neoBLUE 53870 | Natus | [7 empty] | Covered PM Repair - Biomedical | MHHS-Sugarland
NO | NO |  |  |  | 129-07387 |  | Natus Medical Inc |  |  |  | SUGAR LAND - PEDI IMU | MHHS-Sugarland |  |  |  | 129-07387 |  | Sugar Land |  | SUGAR LAND - PEDI IMU | [5 empty] | TEST EQUIPMENT |  | METERBILILIGHT-Natus-neoBLUE 53870 |  |  |  |  | METERBILILIGHT-Natus-neoBLUE 53870 | Natus | [7 empty] | Covered PM Repair - Biomedical | MHHS-Sugarland
NO | NO |  |  |  | 077-09805 |  | Natus Medical Inc |  |  |  | TMC - CHILDRENS - NICU (7HP) | MHHS-TMC |  |  |  | 077-09805 |  | TMC |  | TMC - CHILDRENS - NICU (7HP) | [5 empty] | TEST EQUIPMENT |  | METERBILILIGHT-Natus-neoBLUE 53870 |  |  |  |  | METERBILILIGHT-Natus-neoBLUE 53870 | Natus | [7 empty] | Covered PM Repair - Biomedical | MHHS-TMC
NO | NO | [5 empty] | Natus Medical Inc | CLAVIS EMG/STIM DEVICE |  |  | TIRR - OUTPATIENT CLINIC | MHHS-TIRR | [5 empty] | TMC |  | TIRR - OUTPATIENT CLINIC | [5 empty] | ELECTROMYOGRAPHS |  | .needs class | [5 empty] | Natus | [7 empty] | Covered PM Repair - Biomedical | MHHS-TIRR
NO | NO | [5 empty] | Natus Medical Inc | CLAVIS EMG/STIM DEVICE |  |  | TIRR - OUTPATIENT CLINIC | MHHS-TIRR | [5 empty] | TMC |  | TIRR - OUTPATIENT CLINIC | [5 empty] | ELECTROMYOGRAPHS |  | .needs class | [5 empty] | Natus | [7 empty] | Covered PM Repair - Biomedical | MHHS-TIRR
NO | NO |  |  |  | 241-TBD |  | Natus Medical Inc | CLAVIS EMG/STIM DEVICE |  |  | TIRR - UROLOGY/SPEC PROC (17) | MHHS-TIRR |  |  |  | 241-TBD |  | TMC |  | TIRR - UROLOGY/SPEC PROC (17) | [5 empty] | ELECTROMYOGRAPHS |  | .needs class | [5 empty] | Natus | [7 empty] | Covered PM Repair - Biomedical | MHHS-TIRR
NO | NO |  |  |  | 029-32397 |  | Natus Medical Inc | CLAVIS EMG/STIM DEVICE |  |  | TIRR - WOODLANDS INPATIENT | MHHS-TIRR |  |  |  | 029-32397 |  | Woodlands |  | TIRR - WOODLANDS INPATIENT | [5 empty] | ELECTROMYOGRAPHS |  | .needs class | [5 empty] | Natus | [7 empty] | Covered PM Repair - Biomedical | MHHS-TIRR
NO | YES |  |  |  | 009-34335 | 009-34335 | Natus Medical Inc | EMBLA NDX |  |  | Neighborhood Clinic-(GH)-Northwest Cc | MHHS-Greater Heights |  |  |  | 009-34335 | 009-34335 | Central | MHHS-Others | Neighborhood Clinic-(GH)-Northwest Cc | Observation 4 | 5/1/19 |  |  |  | PHYSIOLOGIC MONITOR MODULES, ELECTROENCEPHALOGRAPH |  | .needs class | [5 empty] | Natus |  |  |  |  | 1/4/19 |  |  | Covered PM Repair - Respiratory/Steriliz | MHHS-Greater Heights
NO | YES |  |  |  | 009-34337 | 009-34337 | Natus Medical Inc | EMBLA NDX |  |  | GH-Sleep Lab | MHHS-Greater Heights |  |  |  | 009-34337 | 009-34337 | Central | MHHS-Greater Heights | GH-Sleep Lab | Observation 3 | 5/1/19 | 5/1/20 |  |  | PHYSIOLOGIC MONITOR MODULES, ELECTROENCEPHALOGRAPH |  | .needs class | [5 empty] | Natus |  |  |  |  | 2/19/19 |  |  | Covered PM Repair - Biomedical | MHHS-Greater Heights
NO | YES |  |  |  | 009-34339 | 009-34339 | Natus Medical Inc | EMBLA NDX |  |  | Neighborhood Clinic-(GH)-Northwest Cc | MHHS-Greater Heights |  |  |  | 009-34339 | 009-34339 | Central | MHHS-Others | Neighborhood Clinic-(GH)-Northwest Cc | Observation 5 | 5/1/19 | 5/1/20 |  |  | PHYSIOLOGIC MONITOR MODULES, ELECTROENCEPHALOGRAPH |  | .needs class | [5 empty] | Natus |  |  |  |  | 11/13/13 |  |  | Covered PM Repair - Biomedical | MHHS-Greater Heights
NO | YES |  |  |  | 009-34341 | 009-34341 | Natus Medical Inc | EMBLA NDX |  |  | GH-Sleep Lab | MHHS-Greater Heights |  |  |  | 009-34341 | 009-34341 | Central | MHHS-Greater Heights | GH-Sleep Lab | Observation 1 | 5/1/19 | 5/1/20 |  |  | PHYSIOLOGIC MONITOR MODULES, ELECTROENCEPHALOGRAPH |  | .needs class | [5 empty] | Natus |  |  |  |  | 11/13/13 |  |  | Covered PM Repair - Biomedical | MHHS-Greater Heights
NO | NO |  |  |  | 241-01553 |  | Natus Medical Inc | ICS IMPULSE |  | PF174CBK | TIRR - KIRBY GLENN | MHHS-TIRR |  | Stimulator, Optical |  | 241-01553 |  | TMC |  | TIRR - KIRBY GLENN | [5 empty] | COMPUTERS |  | STIMULATOROPTICAL-GN Otometrics-ICS Impulse | STIMULATOROPTICAL | ICS Impulse |  |  |  | GN Otometrics | Stimulator, Optical |  |  | STIMULATOROPTICAL-GN Otometrics-ICS Impulse |  |  |  | Covered PM Repair - Biomedical | MHHS-TIRR
NO | YES |  |  |  | 133-10343 | 133-10343 | Natus Medical Inc | IMEXDOP CT |  | CTVS0405 | Katy-ER | MHHS-Katy |  |  |  | 133-10343 | 133-10343 | Katy | MHHS-Katy | Katy-ER | ER | 8/1/18 |  |  |  | DETECTORS, BLOOD FLOW/FETAL HEART, ULTRASONIC |  | .needs class | [5 empty] | Natus | [7 empty] | Covered PM Repair - Biomedical | MHHS-Katy
NO | YES |  |  |  |  | 041-12514 | Natus Medical Inc | NEOBLUE |  |  | Memorial City - Pediatrics | MHHS-Mem City |  | Meter, Bili Light |  |  | 041-12514 | West | Memorial City - Memorial Hermann Hospital | Memorial City - Pediatrics | MH4:201 Rm 4M01 |  |  |  |  | PHOTOTHERAPY UNITS |  | METERBILILIGHT-Natus-NeoBLUE | METERBILILIGHT | NeoBLUE |  |  |  | Natus | Meter, Bili Light |  | METERBILILIGHT-Natus-NeoBLUE |  |  |  |  | Covered PM Repair - Biomedical | MHHS-Mem City
NO | YES |  |  |  | 041-32732 | 041-32732 | Natus Medical Inc | NEOBLUE |  |  | Memorial City-Postpartum-Nursery | MHHS-Mem City |  | Meter, Bili Light |  | 041-32732 | 041-32732 | West | MHHS-Mem City | Memorial City-Postpartum-Nursery |  | 8/1/18 |  |  |  | PHOTOTHERAPY UNITS |  | METERBILILIGHT-Natus-NeoBLUE | METERBILILIGHT | NeoBLUE |  |  |  | Natus | Meter, Bili Light |  | METERBILILIGHT-Natus-NeoBLUE |  | 3/20/13 |  |  | Covered PM Repair - Biomedical | MHHS-Mem City
NO | YES |  |  |  | 041-32733 | 041-32733 | Natus Medical Inc | NEOBLUE |  |  | Memorial City-Postpartum-Nursery | MHHS-Mem City |  | Meter, Bili Light |  | 041-32733 | 041-32733 | West | MHHS-Mem City | Memorial City-Postpartum-Nursery |  | 8/1/18 |  |  |  | PHOTOTHERAPY UNITS |  | METERBILILIGHT-Natus-NeoBLUE | METERBILILIGHT | NeoBLUE |  |  |  | Natus | Meter, Bili Light |  | METERBILILIGHT-Natus-NeoBLUE |  | 3/20/13 |  |  | Covered PM Repair - Biomedical | MHHS-Mem City
NO | YES |  |  |  | 142-06908 | 142-06908 | Natus Medical Inc | NEOBLUE |  |  | NE-Labor & Delivery | MHHS-Northeast |  | Meter, Bili Light |  | 142-06908 | 142-06908 | Katy | MHHS-Northeast | NE-Labor & Delivery | Room 2017 | 8/1/19 | 8/1/20 |  |  | PHOTOTHERAPY UNITS |  | METERBILILIGHT-Natus-NeoBLUE | METERBILILIGHT | NeoBLUE |  |  |  | Natus | Meter, Bili Light |  | METERBILILIGHT-Natus-NeoBLUE |  |  |  |  | Covered PM Repair - Biomedical | MHHS-Northeast
NO | YES |  |  |  | 013-36961 | 013-36961 | Natus Medical Inc | NEOBLUE |  |  | SW-Labor & Delivery | MHHS-Southwest |  | Meter, Bili Light |  | 013-36961 | 013-36961 | Southwest | MHHS-Southwest | SW-Labor & Delivery | Equipment room | 2/1/20 |  | 2/1/21 |  | PHOTOTHERAPY UNITS |  | METERBILILIGHT-Natus-NeoBLUE | METERBILILIGHT | NeoBLUE |  |  |  | Natus | Meter, Bili Light |  | METERBILILIGHT-Natus-NeoBLUE |  |  |  |  | Covered PM Repair - Biomedical | MHHS-Southwest
NO | YES |  |  |  | 129-05935 | 129-05935 | Natus Medical Inc | NEOBLUE |  |  | Sugar Land-Nursery | MHHS-Sugarland |  | Meter, Bili Light |  | 129-05935 | 129-05935 | Sugar Land | MHHS-Sugarland | Sugar Land-Nursery | NICU Equipment Room | 12/1/19 |  |  |  | PHOTOTHERAPY UNITS |  | METERBILILIGHT-Natus-NeoBLUE | METERBILILIGHT | NeoBLUE |  |  |  | Natus | Meter, Bili Light |  | METERBILILIGHT-Natus-NeoBLUE |  |  |  |  | Covered PM Repair - Biomedical | MHHS-Sugarland
NO | YES |  |  |  | 129-07738 | 129-07738 | Natus Medical Inc | NEOBLUE |  |  | Sugar Land-Nursery | MHHS-Sugarland |  | Meter, Bili Light |  | 129-07738 | 129-07738 | Sugar Land | MHHS-Sugarland | Sugar Land-Nursery | NICU Equipment Room | 12/1/19 |  |  |  | PHOTOTHERAPY UNITS |  | METERBILILIGHT-Natus-NeoBLUE | METERBILILIGHT | NeoBLUE |  |  |  | Natus | Meter, Bili Light |  | METERBILILIGHT-Natus-NeoBLUE |  | 5/4/16 |  |  | Covered PM Repair - Biomedical | MHHS-Sugarland
NO | YES |  |  |  | 129-07739 | 129-07739 | Natus Medical Inc | NEOBLUE |  |  | Sugar Land-Pedi IMU | MHHS-Sugarland |  | Meter, Bili Light |  | 129-07739 | 129-07739 | Sugar Land | MHHS-Sugarland | Sugar Land-Pedi IMU | Equipment Storage | 2/1/20 | 2/1/21 |  |  | PHOTOTHERAPY UNITS |  | METERBILILIGHT-Natus-NeoBLUE | METERBILILIGHT | NeoBLUE |  |  |  | Natus | Meter, Bili Light |  | METERBILILIGHT-Natus-NeoBLUE |  | 5/10/18 |  |  | Covered PM Repair - Biomedical | MHHS-Sugarland
NO | YES |  |  |  | 129-07740 | 129-07740 | Natus Medical Inc | NEOBLUE |  |  | Sugar Land-Pedi IMU | MHHS-Sugarland |  | Meter, Bili Light |  | 129-07740 | 129-07740 | Sugar Land | MHHS-Sugarland | Sugar Land-Pedi IMU | Equipment Storage | 12/1/19 | 12/1/20 |  |  | PHOTOTHERAPY UNITS |  | METERBILILIGHT-Natus-NeoBLUE | METERBILILIGHT | NeoBLUE |  |  |  | Natus | Meter, Bili Light |  | METERBILILIGHT-Natus-NeoBLUE |  | 5/10/18 |  |  | Covered PM Repair - Biomedical | MHHS-Sugarland
NO | YES |  |  |  | 129-07741 | 129-07741 | Natus Medical Inc | NEOBLUE |  |  | Sugar Land-Pedi IMU | MHHS-Sugarland |  | Meter, Bili Light |  | 129-07741 | 129-07741 | Sugar Land | MHHS-Sugarland | Sugar Land-Pedi IMU | Equipment Storage | 12/1/19 |  |  |  | PHOTOTHERAPY UNITS |  | METERBILILIGHT-Natus-NeoBLUE | METERBILILIGHT | NeoBLUE |  |  |  | Natus | Meter, Bili Light |  | METERBILILIGHT-Natus-NeoBLUE |  |  |  |  | Covered PM Repair - Biomedical | MHHS-Sugarland
NO | YES |  |  |  | 077-08090 | 077-08090 | Natus Medical Inc | NEOBLUE |  |  | TMC-Children's-NICU (7Hp) | MHHS-TMC |  | Meter, Bili Light |  | 077-08090 | 077-08090 | TMC | MHHS-TMC | TMC-Children's-NICU (7Hp) |  | 3/28/19 |  |  |  | PHOTOTHERAPY UNITS |  | METERBILILIGHT-Natus-NeoBLUE | METERBILILIGHT | NeoBLUE |  |  |  | Natus | Meter, Bili Light |  | METERBILILIGHT-Natus-NeoBLUE |  | 11/11/20 | Verified 3/30/2020 4:07pm (Central) |  | Not Covered Vendor Only - Biomedical | MHHS-TMC
NO | YES |  |  |  | 077-08091 | 077-08091 | Natus Medical Inc | NEOBLUE |  |  | TMC-Children's-NICU (7Hp) | MHHS-TMC |  | Meter, Bili Light |  | 077-08091 | 077-08091 | TMC | MHHS-TMC | TMC-Children's-NICU (7Hp) |  | 3/28/19 |  |  |  | PHOTOTHERAPY UNITS |  | METERBILILIGHT-Natus-NeoBLUE | METERBILILIGHT | NeoBLUE |  |  |  | Natus | Meter, Bili Light |  | METERBILILIGHT-Natus-NeoBLUE |  | 7/24/19 | Verified 3/30/2020 4:07pm (Central) |  | Covered PM Repair - Biomedical | MHHS-TMC
NO | YES |  |  |  | 077-08092 | 077-08092 | Natus Medical Inc | NEOBLUE |  |  | TMC-Children's-NICU (7Hp) | MHHS-TMC |  | Meter, Bili Light |  | 077-08092 | 077-08092 | TMC | MHHS-TMC | TMC-Children's-NICU (7Hp) |  | 3/28/19 |  |  |  | PHOTOTHERAPY UNITS |  | METERBILILIGHT-Natus-NeoBLUE | METERBILILIGHT | NeoBLUE |  |  |  | Natus | Meter, Bili Light |  | METERBILILIGHT-Natus-NeoBLUE |  | 7/24/19 | Verified 3/30/2020 4:07pm (Central) |  | Covered PM Repair - Biomedical | MHHS-TMC
NO | YES |  |  |  | 077-08098 | 077-08098 | Natus Medical Inc | NEOBLUE |  |  | TMC-Children's-NICU (7Hp) | MHHS-TMC |  | Meter, Bili Light |  | 077-08098 | 077-08098 | TMC | MHHS-TMC | TMC-Children's-NICU (7Hp) |  | 3/29/19 |  |  |  | PHOTOTHERAPY UNITS |  | METERBILILIGHT-Natus-NeoBLUE | METERBILILIGHT | NeoBLUE |  |  |  | Natus | Meter, Bili Light |  | METERBILILIGHT-Natus-NeoBLUE |  | 9/22/17 | Verified 3/30/2020 4:07pm (Central) |  | Covered PM Repair - Biomedical | MHHS-TMC
NO | YES |  |  |  | 041-12512 | 041-12512 | Natus Medical Inc | NEOBLUE |  |  | Memorial City - NICU |  |  |  |  | 041-12512 | 041-12512 | West | Memorial City - Memorial Hermann Hospital | Memorial City - NICU | MH4:304 |  |  |  |  | PHOTOTHERAPY UNITS
NO | NO | [5 empty] | Natus Medical Inc | NEOBLUE |  |  | MEMORIAL CITY - MHT - NICU | MHHS-Mem City |  | Meter, Bili Light |  |  |  | West & Memorial City |  | MEMORIAL CITY - MHT - NICU | [5 empty] | PHOTOTHERAPY UNITS |  | METERBILILIGHT-Natus-NeoBLUE | METERBILILIGHT | NeoBLUE |  |  |  | Natus | Meter, Bili Light |  | METERBILILIGHT-Natus-NeoBLUE |  |  |  |  | Covered PM Repair - Biomedical | MHHS-Mem City
NO | NO |  |  |  | 077-08097 |  | Natus Medical Inc | NEOBLUE |  |  | TMC - CHILDRENS - NICU (7HP) | MHHS-TMC |  | Meter, Bili Light |  | 077-08097 |  | TMC |  | TMC - CHILDRENS - NICU (7HP) | [5 empty] | PHOTOTHERAPY UNITS |  | METERBILILIGHT-Natus-NeoBLUE | METERBILILIGHT | NeoBLUE |  |  |  | Natus | Meter, Bili Light |  | METERBILILIGHT-Natus-NeoBLUE |  |  |  |  | Covered PM Repair - Biomedical | MHHS-TMC
NO | NO |  |  |  | 077-09083 |  | Natus Medical Inc | NEOBLUE |  |  | TMC - CHILDRENS - NICU (7HP) | MHHS-TMC |  | Meter, Bili Light |  | 077-09083 |  | TMC |  | TMC - CHILDRENS - NICU (7HP) | [5 empty] | PHOTOTHERAPY UNITS |  | METERBILILIGHT-Natus-NeoBLUE | METERBILILIGHT | NeoBLUE |  |  |  | Natus | Meter, Bili Light |  | METERBILILIGHT-Natus-NeoBLUE |  |  |  |  | Covered PM Repair - Biomedical | MHHS-TMC
NO | NO |  |  |  | 129-07849 |  | Natus Medical Inc | NEOBLUE BLANKET |  |  | SUGAR LAND - NURSERY | MHHS-Sugarland |  | Lamp, Phototherapy |  | 129-07849 |  | Sugar Land |  | SUGAR LAND - NURSERY | [5 empty] | PHOTOTHERAPY UNITS |  | LAMPPHOTOTHERAPY-Natus-neoBLUE Blanket | LAMPPHOTOTHERAPY | neoBLUE Blanket |  |  |  | Natus | Lamp, Phototherapy |  | LAMPPHOTOTHERAPY-Natus-neoBLUE Blanket |  |  |  |  | Covered PM Repair - Biomedical | MHHS-Sugarland
NO | NO |  |  |  | 129-07872 |  | Natus Medical Inc | NEOBLUE BLANKET |  |  | SUGAR LAND - PEDI IMU | MHHS-Sugarland |  | Lamp, Phototherapy |  | 129-07872 |  | Sugar Land |  | SUGAR LAND - PEDI IMU | [5 empty] | PHOTOTHERAPY UNITS |  | LAMPPHOTOTHERAPY-Natus-neoBLUE Blanket | LAMPPHOTOTHERAPY | neoBLUE Blanket |  |  |  | Natus | Lamp, Phototherapy |  | LAMPPHOTOTHERAPY-Natus-neoBLUE Blanket |  |  |  |  | Not Covered Vendor Only - Biomedical | MHHS-Sugarland
NO | YES |  |  |  | 041-14862 | 041-14862 | Natus Medical Inc | NEOBLUE COZY |  |  | Memorial City -Neonatal | MHHS-Mem City |  | Lamp, Phototherapy |  | 041-14862 | 041-14862 | Memorial City | West | Memorial City -Neonatal | MH4:312 Equipment storage |  |  |  |  | PHOTOTHERAPY UNITS |  | LAMPPHOTOTHERAPY-NATUS-neoBLUE cozy | LAMPPHOTOTHERAPY | neoBLUE cozy |  |  |  | NATUS | Lamp, Phototherapy |  | LAMPPHOTOTHERAPY-NATUS-neoBLUE cozy |  |  |  |  | Not Covered Vendor Only - Biomedical | MHHS-Mem City
NO | YES |  |  |  |  | 142-00831 | Natus Medical Inc | NEOBLUE MINI |  |  | NE-NICU | MHHS-Northeast |  | Lamp, Phototherapy |  |  | 142-00831 | Katy | MHHS-Northeast | NE-NICU | Clean room | 5/1/19 | 5/1/20 |  |  | PHOTOTHERAPY UNITS | Lamp, Phototherapy | LAMPPHOTOTHERAPY-Natus-neoBLUE Mini | LAMPPHOTOTHERAPY | neoBLUE Mini |  |  |  | Natus | Lamp, Phototherapy |  | LAMPPHOTOTHERAPY-Natus-neoBLUE Mini |  | 12/1/20 |  | LP-A | No Coverage Specified | MHHS-Northeast | [8 empty] | LAMPPHOTOTHERAPY | Lamp, Phototherapy | Natus
NO | YES |  |  |  |  | 142-00830 | Natus Medical Inc | NEOBLUE MINI |  |  | NE-Nursery | MHHS-Northeast |  | Lamp, Phototherapy |  |  | 142-00830 | Katy | MHHS-Northeast | NE-Nursery | Nursery | 5/1/19 | 5/1/20 |  |  | PHOTOTHERAPY UNITS | Lamp, Phototherapy | LAMPPHOTOTHERAPY-Natus-neoBLUE Mini | LAMPPHOTOTHERAPY | neoBLUE Mini |  |  |  | Natus | Lamp, Phototherapy |  | LAMPPHOTOTHERAPY-Natus-neoBLUE Mini |  |  |  | LP-A | Covered PM Repair - Biomedical | MHHS-Northeast | [8 empty] | LAMPPHOTOTHERAPY | Lamp, Phototherapy | Natus
NO | YES |  |  |  |  | 142-00829 | Natus Medical Inc | NEOBLUE MINI |  |  | NE-NICU | MHHS-Northeast |  | Lamp, Phototherapy |  |  | 142-00829 | Katy | MHHS-Northeast | NE-NICU | Clean room | 5/1/19 | 5/1/20 |  |  | PHOTOTHERAPY UNITS | Lamp, Phototherapy | LAMPPHOTOTHERAPY-Natus-neoBLUE Mini | LAMPPHOTOTHERAPY | neoBLUE Mini |  |  |  | Natus | Lamp, Phototherapy |  | LAMPPHOTOTHERAPY-Natus-neoBLUE Mini |  |  |  | LP-A | Covered PM Repair - Biomedical | MHHS-Northeast | [8 empty] | LAMPPHOTOTHERAPY | Lamp, Phototherapy | Natus
NO | YES |  |  |  |  | 142-03810 | Natus Medical Inc | NEOBLUE MINI |  |  | NE-NICU | MHHS-Northeast |  | Lamp, Phototherapy |  |  | 142-03810 | Katy | MHHS-Northeast | NE-NICU | Clean room | 5/1/19 | 5/1/20 |  |  | PHOTOTHERAPY UNITS | Lamp, Phototherapy | LAMPPHOTOTHERAPY-Natus-neoBLUE Mini | LAMPPHOTOTHERAPY | neoBLUE Mini |  |  |  | Natus | Lamp, Phototherapy |  | LAMPPHOTOTHERAPY-Natus-neoBLUE Mini |  |  |  | LP-A | Covered PM Repair - Biomedical | MHHS-Northeast | [8 empty] | LAMPPHOTOTHERAPY | Lamp, Phototherapy | Natus
NO | YES |  |  |  |  | 142-05345 | Natus Medical Inc | NEOBLUE MINI |  |  | NE-NICU | MHHS-Northeast |  | Lamp, Phototherapy |  |  | 142-05345 | Katy | MHHS-Northeast | NE-NICU | Clean room | 5/1/19 | 5/1/20 |  |  | PHOTOTHERAPY UNITS | Lamp, Phototherapy | LAMPPHOTOTHERAPY-Natus-neoBLUE Mini | LAMPPHOTOTHERAPY | neoBLUE Mini |  |  |  | Natus | Lamp, Phototherapy |  | LAMPPHOTOTHERAPY-Natus-neoBLUE Mini |  |  |  | LP-A | Covered PM Repair - Biomedical | MHHS-Northeast | [8 empty] | LAMPPHOTOTHERAPY | Lamp, Phototherapy | Natus
NO | YES | Serial Number 60875 |  |  |  | 142-03771 | Natus Medical Inc | NEOBLUE MINI |  |  | Katy-Biomedical Services | MHHS-Northeast |  | Lamp, Phototherapy |  |  | 142-03771 | Katy | MHHS-Katy | Katy-Biomedical Services | Biomed shop | 5/1/19 | 5/1/20 |  |  | PHOTOTHERAPY UNITS | Lamp, Phototherapy | LAMPPHOTOTHERAPY-Natus-neoBLUE Mini | LAMPPHOTOTHERAPY | neoBLUE Mini |  |  |  | Natus | Lamp, Phototherapy |  | LAMPPHOTOTHERAPY-Natus-neoBLUE Mini |  |  |  | LP-A | Covered PM Repair - Biomedical | MHHS-Northeast | [8 empty] | LAMPPHOTOTHERAPY | Lamp, Phototherapy | Natus
NO | YES |  |  |  | 241-05172 | 241-05172 | Natus Medical Inc | NICOLET EDX |  | RZ181780M | TIRR-Sleep Lab | MHHS-TIRR |  | Electromyograph |  | 241-05172 | 241-05172 | TMC | MHHS-Others | TIRR-Sleep Lab | Hallway | 1/1/20 |  | 7/1/20 |  | ELECTROMYOGRAPHS | Electromyograph | ELECTROMYOGRAPH-NATUS-Nicolet EDX | ELECTROMYOGRAPH | Nicolet EDX |  |  |  | NATUS | Electromyograph |  | ELECTROMYOGRAPH-NATUS-Nicolet EDX |  |  |  | EM-A | Covered PM Repair - Biomedical | MHHS-TIRR | [8 empty] | ELECTROMYOGRAPH | Electromyograph | NATUS
NO | YES |  |  |  | 069-38506 | 069-38506 | Natus Medical Inc | NICOLET EDX |  | RW130439M | TMC-Jones-Gamma Knife (Jb) | MHHS-TMC |  | Electromyograph |  | 069-38506 | 069-38506 | TMC | MHHS-TMC | TMC-Jones-Gamma Knife (Jb) | Exam 6 | 1/1/20 |  | 7/1/20 |  | ELECTROMYOGRAPHS |  | ELECTROMYOGRAPH-NATUS-Nicolet EDX | ELECTROMYOGRAPH | Nicolet EDX |  |  |  | NATUS | Electromyograph |  | ELECTROMYOGRAPH-NATUS-Nicolet EDX |  |  |  |  | Covered PM Repair - Biomedical | MHHS-TMC
NO | NO |  |  |  | 013-39099 |  | Natus Medical Inc | NICOLET EDX |  | F806652 | (TRANSITION) MNA - (SW) - SOUTHWEST (MP1 Suite 840) | MHHS - Mischer Neuroscience |  | Electromyograph |  | 013-39099 |  | Southwest |  | (TRANSITION) MNA - (SW) - SOUTHWEST (MP1 Suite 840) | [5 empty] | ELECTROMYOGRAPHS |  | ELECTROMYOGRAPH-NATUS-Nicolet EDX | ELECTROMYOGRAPH | Nicolet EDX |  |  |  | NATUS | Electromyograph |  | ELECTROMYOGRAPH-NATUS-Nicolet EDX |  |  |  |  | Covered PM Repair - Biomedical | MHHS - Mischer Neuroscience
NO | NO |  |  |  | 029-32437 |  | Natus Medical Inc | NICOLET EDX |  | RZ192059M | MNA - (WDLS) - THE WOODLANDS (MP4) | MHHS - Mischer Neuroscience |  | Electromyograph |  | 029-32437 |  | Woodlands |  | MNA - (WDLS) - THE WOODLANDS (MP4) | [5 empty] | ELECTROMYOGRAPHS |  | ELECTROMYOGRAPH-NATUS-Nicolet EDX | ELECTROMYOGRAPH | Nicolet EDX |  |  |  | NATUS | Electromyograph |  | ELECTROMYOGRAPH-NATUS-Nicolet EDX |  |  |  |  | Covered PM Repair - Biomedical | MHHS - Mischer Neuroscience
NO | NO |  |  |  | 009-33353 |  | Natus Medical Inc | NICOLETONE |  | 9RS2L32 | (TRANSITION) MNA - (GH) - NORTHWEST NEURO (MP1-245) | MHHS - Mischer Neuroscience |  | Electroencephalograph |  | 009-33353 |  | Central & Greater Heights |  | (TRANSITION) MNA - (GH) - NORTHWEST NEURO (MP1-245) | [5 empty] | ELECTROENCEPHALOGRAPHS |  | ELECTROENCEPHALOGRAPH-Natus-NicoletOne | ELECTROENCEPHALOGRAPH | NicoletOne |  |  |  | Natus | Electroencephalograph |  | ELECTROENCEPHALOGRAPH-Natus-NicoletOne |  |  |  |  | Covered PM Repair - Biomedical | MHHS - Mischer Neuroscience
NO | YES |  |  |  | 133-08234 | 133-08234 | Natus Medical Inc | OLYMPIC SMART SCALE MODEL 65 |  | 60-2622 | Katy-Postpartum-2W | MHHS-Katy |  |  |  | 133-08234 | 133-08234 | Katy | MHHS-Katy | Katy-Postpartum-2W | Labor | 1/1/19 | 1/1/21 |  |  | SCALES, INFANT |  | .needs class | [5 empty] | Natus |  |  |  |  | 1/1/21 |  |  | Not Covered Vendor Only - Biomedical | MHHS-Katy
NO | YES |  |  |  | 133-08235 | 133-08235 | Natus Medical Inc | OLYMPIC SMART SCALE MODEL 65 |  | 60-2624 | Katy-Nursery | MHHS-Katy |  |  |  | 133-08235 | 133-08235 | Katy | MHHS-Katy | Katy-Nursery | Hallway | 1/1/19 | 1/1/21 |  |  | SCALES, INFANT |  | .needs class | [5 empty] | Natus |  |  |  |  | 1/1/21 |  |  | Not Covered Vendor Only - Biomedical | MHHS-Katy
NO | YES |  |  |  | 133-08236 | 133-08236 | Natus Medical Inc | OLYMPIC SMART SCALE MODEL 65 |  | 60-2623 | Katy-Ob Special Observation-3E | MHHS-Katy |  |  |  | 133-08236 | 133-08236 | Katy | MHHS-Katy | Katy-Ob Special Observation-3E | Treatment room | 1/1/20 | 1/1/21 |  |  | SCALES, INFANT |  | .needs class | [5 empty] | Natus |  |  |  |  | 1/1/21 |  |  | Not Covered Vendor Only - Biomedical | MHHS-Katy
NO | YES |  |  |  | 041-18895 | 041-18895 | Natus Medical Inc | OLYMPIC SMART SCALE MODEL 65 |  | 60-2834 | Memorial City-Labor & Delivery | MHHS-Mem City |  |  |  | 041-18895 | 041-18895 | West | MHHS-Mem City | Memorial City-Labor & Delivery | MH3 203 | 11/1/19 |  | 11/1/20 |  | SCALES, INFANT |  | .needs class | [5 empty] | Natus |  |  |  |  | 1/1/21 |  |  | Not Covered Vendor Only - Biomedical | MHHS-Mem City
NO | YES |  |  |  | 041-18896 | 041-18896 | Natus Medical Inc | OLYMPIC SMART SCALE MODEL 65 |  | 60-2833 | Memorial City-Labor & Delivery | MHHS-Mem City |  |  |  | 041-18896 | 041-18896 | West | MHHS-Mem City | Memorial City-Labor & Delivery | 3M09 | 11/1/19 |  | 11/1/20 |  | SCALES, INFANT |  | .needs class | [5 empty] | Natus |  |  |  |  | 1/1/21 |  |  | Not Covered Vendor Only - Biomedical | MHHS-Mem City
NO | YES |  |  |  | 069-44234 | 069-44234 | Natus Medical Inc | OLYMPIC WARM 41 |  |  | TMC-OR-Robertson (2R) | MHHS-TMC |  |  |  | 069-44234 | 069-44234 | TMC | MHHS-TMC | TMC-OR-Robertson (2R) | TMC - OR - ROBERTSON (2R) | 7/1/19 |  | 7/1/20 |  | LIGHTS, INFRARED |  | .needs class | [5 empty] | Natus |  |  |  |  | 1/1/21 |  |  | Not Covered Vendor Only - Biomedical | MHHS-TMC
NO | YES |  |  |  | 069-45799 | 069-45799 | Natus Medical Inc | OLYMPIC WARM 41 |  |  | TMC-OR-Robertson (2R) | MHHS-TMC |  |  |  | 069-45799 | 069-45799 | TMC | MHHS-TMC | TMC-OR-Robertson (2R) | Hallway Peds OR | 3/1/20 |  |  |  | LIGHTS, INFRARED |  | .needs class | [5 empty] | Natus |  |  |  |  | 1/1/21 |  |  | Not Covered Vendor Only - Biomedical | MHHS-TMC
NO | YES |  |  |  | 069-45800 | 069-45800 | Natus Medical Inc | OLYMPIC WARM 41 |  |  | TMC-OR-Robertson (2R) | MHHS-TMC |  |  |  | 069-45800 | 069-45800 | TMC | MHHS-TMC | TMC-OR-Robertson (2R) | TMC - OR - ROBERTSON (2R) | 3/1/19 |  | 3/1/21 |  | LIGHTS, INFRARED |  | .needs class | [5 empty] | Natus |  |  |  |  | 1/1/21 |  |  | Not Covered Vendor Only - Biomedical | MHHS-TMC
NO | YES |  |  |  | 069-46239 | 069-46239 | Natus Medical Inc | OLYMPIC WARM 41 |  |  | TMC-OR-Hermann (2Hp) | MHHS-TMC |  |  |  | 069-46239 | 069-46239 | TMC | MHHS-TMC | TMC-OR-Hermann (2Hp) | OR 54 | 5/1/19 |  | 5/1/20 |  | LIGHTS, INFRARED |  | .needs class | [5 empty] | Natus |  |  |  |  | 5/4/18 |  |  | Covered PM Repair - Biomedical | MHHS-TMC
NO | NO |  |  |  | 069-44233 |  | Natus Medical Inc | OLYMPIC WARM 41 |  |  | TMC - OR - ROBERTSON (2R) | MHHS-TMC |  |  |  | 069-44233 |  | TMC |  | TMC - OR - ROBERTSON (2R) | [5 empty] | LIGHTS, INFRARED |  | .needs class | [5 empty] | Natus | [7 empty] | Not Covered Vendor Only - Biomedical | MHHS-TMC
NO | NO |  |  |  | 069-45790 |  | Natus Medical Inc | OLYMPIC WARM 41 |  |  | TMC - RADIOLOGY - MRI | MHHS-TMC |  |  |  | 069-45790 |  | TMC |  | TMC - RADIOLOGY - MRI | [5 empty] | LIGHTS, INFRARED |  | .needs class | [5 empty] | Natus | [7 empty] | Covered PM Repair - Biomedical | MHHS-TMC
NO | NO |  |  |  | 000-038391 |  | Natus Medical Inc | ULTRAPRO S100 |  | 2017-08-08:6212 | MH MG - (CY) - CY-FAIR MED PLAZA | MHHS-MG |  | Electromyograph |  | 000-038391 |  | Northwest & Cypress |  | MH MG - (CY) - CY-FAIR MED PLAZA | [5 empty] | ANALYZERS, PHYSIOLOGIC, NEUROMUSCULAR FUNCTION, PO |  | ELECTROMYOGRAPH-NATUS-UltraPro S100 | ELECTROMYOGRAPH | UltraPro S100 |  |  |  | NATUS | Electromyograph |  | ELECTROMYOGRAPH-NATUS-UltraPro S100 |  |  |  |  | Covered PM Repair - Biomedical | MHHS-MG
NO | YES |  |  |  | 029-12094 | 029-12094 | Natus Medical Inc | XLTEK BRAIN MONITOR EEG |  | C53F5V19303 Pinecroft Suite 250 | MNA-(WDLS)-The Woodlands (Mp4) | MHHS - Mischer Neuroscience |  |  |  | 029-12094 | 029-12094 | Woodlands | MHHS-Others | MNA-(WDLS)-The Woodlands (Mp4) | Nurse Station | 8/1/19 |  | 6/1/19 |  | ELECTROENCEPHALOGRAPHS |  | .needs class | [5 empty] | Natus | [7 empty] | Covered PM Repair - Radiology, Low End | MHHS - Mischer Neuroscience
NO | NO |  |  |  | 041-32234 |  | Natus Medical Inc | XLTEK BRAIN MONITOR EEG |  | 10388m591 | MEMORIAL CITY - SLEEP LAB | MHHS-Mem City |  |  |  | 041-32234 |  | West & Memorial City |  | MEMORIAL CITY - SLEEP LAB | [5 empty] | ELECTROENCEPHALOGRAPHS |  | .needs class | [5 empty] | Natus | [7 empty] | Covered PM Repair - Biomedical | MHHS-Mem City
NO | NO |  |  |  | 041-32743 |  | Natus Medical Inc | XLTEK BRAIN MONITOR EEG |  | 10388N6273 | MEMORIAL CITY - SLEEP LAB | MHHS-Mem City |  |  |  | 041-32743 |  | West & Memorial City |  | MEMORIAL CITY - SLEEP LAB | [5 empty] | ELECTROENCEPHALOGRAPHS |  | .needs class | [5 empty] | Natus | [7 empty] | Covered PM Repair - Biomedical | MHHS-Mem City
NO | NO |  |  |  | 041-32744 |  | Natus Medical Inc | XLTEK BRAIN MONITOR EEG |  |  | MEMORIAL CITY - SLEEP LAB | MHHS-Mem City |  |  |  | 041-32744 |  | West & Memorial City |  | MEMORIAL CITY - SLEEP LAB | [5 empty] | ELECTROENCEPHALOGRAPHS |  | .needs class | [5 empty] | Natus | [7 empty] | Not Covered Vendor Only - Rad, High End | MHHS-Mem City
NO | NO |  |  |  | 10388N6405 |  | Natus Medical Inc | XLTEK BRAIN MONITOR EEG |  | 10388N6405 | WOODLANDS - SLEEP LAB | MHHS-Woodlands |  |  |  | 10388N6405 |  | Woodlands |  | WOODLANDS - SLEEP LAB | [5 empty] | ELECTROENCEPHALOGRAPHS |  | .needs class | [5 empty] | Natus | [7 empty] | Covered PM Repair - Lab Analyzers/Anesth | MHHS-Woodlands
NO | NO |  |  |  | 10388N6411 |  | Natus Medical Inc | XLTEK BRAIN MONITOR EEG |  | 10388N6411 | WOODLANDS - SLEEP LAB | MHHS-Woodlands |  |  |  | 10388N6411 |  | Woodlands |  | WOODLANDS - SLEEP LAB | [5 empty] | ELECTROENCEPHALOGRAPHS |  | .needs class | [5 empty] | Natus | [7 empty] | Not Covered Vendor Only - Rad, Low End | MHHS-Woodlands
NO | NO |  |  |  | 10388N6536 |  | Natus Medical Inc | XLTEK BRAIN MONITOR EEG |  | 10388N6536 | WOODLANDS - SLEEP LAB | MHHS-Woodlands |  |  |  | 10388N6536 |  | Woodlands |  | WOODLANDS - SLEEP LAB | [5 empty] | ELECTROENCEPHALOGRAPHS |  | .needs class | [5 empty] | Natus | [7 empty] | Not Covered Vendor Only - Rad, Low End | MHHS-Woodlands
NO | NO |  |  |  | 129-01809 |  | Nautilus | NB3000 |  |  | SMR - (SL) - WILLIAMS TRACE | MHHS-SMR |  | Exerciser/Ergometer, Bicycle |  | 129-01809 |  | Sugar Land |  | SMR - (SL) - WILLIAMS TRACE | [5 empty] | EXERCISERS |  | EXERCISERERGBICYCLE-NAUTILUS-NB3000 | EXERCISERERGBICYCLE | NB3000 |  |  |  | Nautilus Med | Exerciser/Ergometer, Bicycle |  | EXERCISERERGBICYCLE-NAUTILUS-NB3000 |  |  |  |  | Not Covered Vendor Only - Biomedical | MHHS-SMR
NO | YES |  |  |  | 129-01808 | 129-01808 | Nautilus | NR3000 |  | NSN | SMR - (SL) - WILLIAMS TRACE | MHHS-SMR |  |  |  | 129-01808 | 129-01808 | Sugar Land |  | SMR - (SL) - WILLIAMS TRACE |  | 3/1/19 | 3/1/20 |  |  | EXERCISERS |  | .needs class | [5 empty] | Nautilus Med | [7 empty] | Covered PM Repair - Biomedical | MHHS-SMR
NO | YES | [5 empty] | Nautilus | STAIRMASTER STEPMILL SM916 |  |  | GH-Cardiac Rehab | MHHS-Greater Heights | [5 empty] | Central & Greater Heights | MHHS-Greater Heights | GH-Cardiac Rehab |  | 7/1/19 |  | 7/1/20 |  | EXERCISERS |  | .needs class | [5 empty] | Nautilus Med | [7 empty] | Covered PM Repair - Biomedical | MHHS-Greater Heights
NO | NO |  |  |  | 133-07888 |  | ndd Medical Technologies Inc. |  |  | 81862/2010 | KATY - CARDIOLOGY | MHHS-Katy |  | Ventilator, Anesthesia |  | 133-07888 |  | Katy |  | KATY - CARDIOLOGY | [5 empty] | SPIROMETERS |  | VENTILATORANESTHESIA-Hallowell EMC-2001 | VENTILATORANESTHESIA |  |  |  |  | Hallowell EMC | Ventilator, Anesthesia |  |  | VENTILATORANESTHESIA-Hallowell EMC-2001 |  |  |  | Covered PM Repair - Biomedical | MHHS-Katy
NO | NO |  |  |  | 929-01170 |  | ndd Medical Technologies Inc. | EASYONE PLUS |  | 106222/2012 | MH MG - (MC) - MC CONCIERGE MEDICINE (MP3) | MHHS-MG |  | Spirometer |  | 929-01170 |  | West & Memorial City |  | MH MG - (MC) - MC CONCIERGE MEDICINE (MP3) | [5 empty] | SPIROMETERS |  | SPIROMETER- NDD Medical Tech-Easyone Plus | SPIROMETER | Easyone Plus |  |  |  | NDD Medical Tech | Spirometer |  | SPIROMETER- NDD Medical Tech-Easyone Plus |  |  |  |  | Covered PM Repair - Biomedical | MHHS-MG
YES | YES |  |  |  | 005-33219 | 005-33219 | NDI | Aurora field generator |  | FGC0-S05250 | SUGAR LAND - RADIOLOGY |  |  |  |  | 005-33219 | 005-33219 | Sugar Land | Memorial Hermann Sugar Land Hospital | SUGAR LAND - RADIOLOGY | Respiratory clean room |  |  |  | Model may be 610379
YES | YES |  |  |  | 19-352368 | 19-352368 | NDS | SC-WK32-G1B07 |  | 19-352368 | MEMORIAL CITY - Outpatient |  |  |  |  | 19-352368 | 19-352368 | West | Memorial Hermann Memorial City Medical Center | MEMORIAL CITY - Outpatient | MEMORIAL CITY - OUTPATIENT
NO | YES | Serial Number 10-160605 |  |  | 013-18277 | 013-18277 | NDS MEDICAL DEVICE | SC-SX19-A1511 |  | 10-160605 | SW Endoscopy |  |  |  |  | 013-18277 | 013-18277 | Southwest | Memorial Hermann Southwest Hospital | SW Endoscopy | SW Endoscopy
NO | YES | Asset Tag 013-37661 |  |  | 013-37661 | 013-37661 | NDS MEDICAL DEVICE | SC-WU26-A1511 |  | 16-268049 | SW Endoscopy |  |  |  |  | 013-37661 | 013-37661 | Southwest | Memorial Hermann Southwest Hospital | SW Endoscopy | SW Endoscopy
NO | YES | Asset Tag 013-35677 |  |  | 013-35677 | 013-35677 | NDS MEDICAL DEVICE | SC-WU32-A1511 |  | 10-159969 | SW Endoscopy |  |  |  |  | 013-35677 | 013-35677 | Southwest | Memorial Hermann Southwest Hospital | SW Endoscopy | SW Endoscopy
NO | YES | Serial Number 10-159921 |  |  | 013-18278 | 013-18278 | NDS MEDICAL DEVICE | SC-WU32-A1511 |  | 10-159921 | SW Endoscopy |  |  |  |  | 013-18278 | 013-18278 | Southwest | Memorial Hermann Southwest Hospital | SW Endoscopy | SW Endoscopy
NO | YES |  |  |  | 013-18279 | 013-18279 | NDS MEDICAL DEVICE | SC-WU32-A1511 |  | 10-159918 | SW Endoscopy |  |  |  |  | 013-18279 | 013-18279 | Southwest | Memorial Hermann Southwest Hospital | SW Endoscopy | SW Endoscopy
NO | YES | Serial Number 10-159460 |  |  | 013-19385 | 013-19385 | NDS MEDICAL DEVICE | SC-WU32-A1515 |  | 10-159460 | SW Endoscopy |  |  |  |  | 013-19385 | 013-19385 | Southwest | Memorial Hermann Southwest Hospital | SW Endoscopy | SW Endoscopy
YES | YES |  |  |  | 069-43359 | 069-43359 | NDS Surgical | Conductor |  | 14-247878 | Gi lab |  |  |  |  | 069-43359 | 069-43359 | TMC | Memorial Hermann-Texas Medical Center | Gi lab | J1. 482
YES | YES |  |  |  | 009-34125 | 009-34125 | NDS Surgical | Radiance Ultra 32 |  |  | OR |  |  |  |  | 009-34125 | 009-34125 | Central | Memorial Hermann Greater Heights Hospital | OR | RM 5
YES | YES |  |  |  | 069-40157 | 069-40157 | NDS Surgical | Sc-wu26-a1511 |  | 10-152186 | Tmc |  |  |  |  | 069-40157 | 069-40157 | TMC | Memorial Hermann-Texas Medical Center | Tmc | Biomed Shop |  |  |  | No PM Sticker
NO | YES |  |  |  |  | 074-00176 | NDS SURGICAL IMAGING | RADIANCE |  | 07-99626 | TMC-OR-CVOR (7Hvi) | MHHS-TMC |  | Monitor, Video |  |  | 074-00176 | TMC | MHHS-TMC | TMC-OR-CVOR (7Hvi) | Biomed Shop | 12/1/17 |  | 12/1/18 |  | MONITORS, VIDEO | Monitor, Video | MONITORVIDEO-National Display Sys-RADIANCE | MONITORVIDEO | RADIANCE |  |  |  | National Display Sys | Monitor, Video |  |  | MONITORVIDEO-National Display Sys-RADIANCE | 3/28/18 |  |  | Covered PM Repair - Biomedical | MHHS-TMC | [8 empty] | MONITORVIDEO | Monitor, Video | National Display Sys
NO | NO |  |  |  | 074-00173 |  | NDS SURGICAL IMAGING | RADIANCE |  | 07-99638 | TMC - OR - CVOR (7HVI) | MHHS-TMC |  | Monitor, Video |  | 074-00173 |  | TMC |  | TMC - OR - CVOR (7HVI) | [5 empty] | MONITORS, VIDEO |  | MONITORVIDEO-National Display Sys-RADIANCE | MONITORVIDEO | RADIANCE |  |  |  | National Display Sys | Monitor, Video |  |  | MONITORVIDEO-National Display Sys-RADIANCE |  |  |  | Not Covered Vendor Only - Biomedical | MHHS-TMC
NO | YES |  |  |  | 009-10272 | 009-10272 | NDS SURGICAL IMAGING | RADIANCE G2 SC-WU55-A1A15 |  | 16-272054 | GH-OR | MHHS-Greater Heights |  |  |  | 009-10272 | 009-10272 | Central | MHHS-Greater Heights | GH-OR | OR - 7 | 6/1/19 |  |  |  | MONITORS, VIDEO |  | .needs class | [5 empty] | NDS Surgical |  |  |  |  | 3/27/18 |  |  | Covered PM Repair - Biomedical | MHHS-Greater Heights
NO | YES |  |  |  | 009-10273 | 009-10273 | NDS SURGICAL IMAGING | RADIANCE G2 SC-WU55-A1A15 |  | 16-269712 | GH-OR Anesthesia | MHHS-Greater Heights |  |  |  | 009-10273 | 009-10273 | Central | MHHS-Greater Heights | GH-OR Anesthesia | OR - 7 | 6/1/19 |  | 6/1/20 |  | MONITORS, VIDEO |  | .needs class | [5 empty] | NDS Surgical |  |  |  |  | 3/27/18 |  |  | Clinical Miscellaneous | MHHS-Greater Heights
NO | NO |  |  |  | 009-33660 |  | NDS SURGICAL IMAGING | RADIANCE G2 SC-WU55-A1A15 |  | 16-271934 | GH - OR | MHHS-Greater Heights |  |  |  | 009-33660 |  | Central & Greater Heights |  | GH - OR | [5 empty] | MONITORS, VIDEO |  | .needs class | [5 empty] | NDS Surgical | [7 empty] | Clinical Miscellaneous | MHHS-Greater Heights
NO | YES |  |  |  | 009-08342 | 009-08342 | NDS SURGICAL IMAGING | RADIANCE ULTRA |  | 16-272752 | GH-OR Endoscopy | MHHS-Greater Heights |  |  |  | 009-08342 | 009-08342 | Central | MHHS-Greater Heights | GH-OR Endoscopy | OR | 7/1/18 |  |  |  | MONITORS, VIDEO |  | .needs class | [5 empty] | NDS Surgical |  |  |  |  | 3/27/18 |  |  | Clinical Miscellaneous | MHHS-Greater Heights
NO | YES |  |  |  | 145-01362 | 145-01362 | NDS SURGICAL IMAGING | RADIANCE ULTRA |  | 18-294375 | Pearland-OR | MHHS-Pearland Hospital |  |  |  | 145-01362 | 145-01362 | Pearland | MHHS-Pearland Hospital | Pearland-OR | Minor Procedure Room | 1/1/19 | 1/1/20 |  |  | MONITORS, VIDEO |  | .needs class | [5 empty] | NDS Surgical |  |  |  |  | 3/27/18 |  |  | Clinical Miscellaneous | MHHS-Pearland Hospital
NO | YES | Serial Number 10-159460 |  |  |  |  | NDS SURGICAL IMAGING | RANIANCE SC-WU42-A1A15 |  | 10-159460 | SW-Preop | MHHS-Southwest | [5 empty] | Southwest | MHHS-Southwest | SW-Preop | Rm 1 | 6/1/19 |  | 6/1/20 |  | MONITORS, VIDEO |  | .needs class | [5 empty] | NDS Surgical |  |  |  |  | 5/20/15 |  |  | Covered PM Repair - Biomedical | MHHS-Southwest
NO | YES |  |  |  | 133-02629 | 133-02629 | NDS SURGICAL IMAGING | SC-SX19-A1511 |  | 05-55835 | Katy-OR | MHHS-Katy |  | Monitor, Video |  | 133-02629 | 133-02629 | Katy | MHHS-Katy | Katy-OR | OR | 8/1/19 | 8/1/20 |  |  | MONITORS, VIDEO | Monitor, Video | MONITORVIDEO-National Display Sys-SC-SX19-A1511 | MONITORVIDEO | SC-SX19-A1511 |  |  |  | National Display Sys | Monitor, Video |  |  | MONITORVIDEO-National Display Sys-SC-SX19-A1511 |  |  |  | Covered PM Repair - Biomedical | MHHS-Katy | [8 empty] | MONITORVIDEO | Monitor, Video | National Display Sys
NO | YES |  |  |  | 013-35076 | 013-35076 | NDS SURGICAL IMAGING | SC-SX19-A1511 |  | 10-159849 | SW-Preop | MHHS-Southwest |  | Monitor, Video |  | 013-35076 | 013-35076 | Southwest | MHHS-Southwest | SW-Preop | Hallway | 6/1/19 |  | 6/1/20 |  | MONITORS, VIDEO | Monitor, Video | MONITORVIDEO-National Display Sys-SC-SX19-A1511 | MONITORVIDEO | SC-SX19-A1511 |  |  |  | National Display Sys | Monitor, Video |  |  | MONITORVIDEO-National Display Sys-SC-SX19-A1511 |  |  |  | Covered PM Repair - Biomedical | MHHS-Southwest | [8 empty] | MONITORVIDEO | Monitor, Video | National Display Sys
NO | YES |  |  |  | 013-12804 | 013-12804 | NDS SURGICAL IMAGING | SC-SX19-A1511 |  | 06-61816 | SW-OR | MHHS-Southwest |  | Monitor, Video |  | 013-12804 | 013-12804 | Southwest | MHHS-Southwest | SW-OR | OR9 | 4/1/19 |  | 4/1/20 |  | MONITORS, VIDEO | Monitor, Video | MONITORVIDEO-National Display Sys-SC-SX19-A1511 | MONITORVIDEO | SC-SX19-A1511 |  |  |  | National Display Sys | Monitor, Video |  |  | MONITORVIDEO-National Display Sys-SC-SX19-A1511 |  |  |  | Covered PM Repair - Biomedical | MHHS-Southwest | [8 empty] | MONITORVIDEO | Monitor, Video | National Display Sys
NO | YES |  |  |  | 129-07273 | 129-07273 | NDS SURGICAL IMAGING | SC-SX19-A1511 |  | 15-250132 | Sugar Land-OR | MHHS-Sugarland |  | Monitor, Video |  | 129-07273 | 129-07273 | Sugar Land | MHHS-Sugarland | Sugar Land-OR | OR 8 | 8/1/19 |  | 8/1/20 |  | MONITORS, VIDEO | Monitor, Video | MONITORVIDEO-National Display Sys-SC-SX19-A1511 | MONITORVIDEO | SC-SX19-A1511 |  |  |  | National Display Sys | Monitor, Video |  |  | MONITORVIDEO-National Display Sys-SC-SX19-A1511 |  |  |  | Covered PM Repair - Biomedical | MHHS-Sugarland | [8 empty] | MONITORVIDEO | Monitor, Video | National Display Sys
NO | YES |  |  |  | 069-34710 | 069-34710 | NDS SURGICAL IMAGING | SC-SX19-A1511 |  | 11-173805 | TMC-Hermann-Adult ER (1Hp) | MHHS-TMC |  | Monitor, Video |  | 069-34710 | 069-34710 | TMC | MHHS-TMC | TMC-Hermann-Adult ER (1Hp) | Hallway | 5/1/17 |  |  | No PM Sticker | MONITORS, VIDEO | Monitor, Video | MONITORVIDEO-National Display Sys-SC-SX19-A1511 | MONITORVIDEO | SC-SX19-A1511 |  |  |  | National Display Sys | Monitor, Video |  |  | MONITORVIDEO-National Display Sys-SC-SX19-A1511 |  |  |  | Covered PM Repair - Biomedical | MHHS-TMC | [8 empty] | MONITORVIDEO | Monitor, Video | National Display Sys
NO | NO |  |  |  | 14-234978 |  | NDS SURGICAL IMAGING | SC-SX19-A1511 |  | 14-234978 | MEMORIAL CITY - DIGESTIVE DISEASE CENTER | MHHS-Mem City |  | Monitor, Video |  | 14-234978 |  | West & Memorial City |  | MEMORIAL CITY - DIGESTIVE DISEASE CENTER | [5 empty] | MONITORS, VIDEO |  | MONITORVIDEO-National Display Sys-SC-SX19-A1511 | MONITORVIDEO | SC-SX19-A1511 |  |  |  | National Display Sys | Monitor, Video |  |  | MONITORVIDEO-National Display Sys-SC-SX19-A1511 |  |  |  | Covered PM Repair - Biomedical | MHHS-Mem City
NO | NO |  |  |  | 041-10364 |  | NDS SURGICAL IMAGING | SC-SX19-A1511 |  | 06-83157 | MEMORIAL CITY - MOR | MHHS-Mem City |  | Monitor, Video |  | 041-10364 |  | West & Memorial City |  | MEMORIAL CITY - MOR | [5 empty] | MONITORS, VIDEO |  | MONITORVIDEO-National Display Sys-SC-SX19-A1511 | MONITORVIDEO | SC-SX19-A1511 |  |  |  | National Display Sys | Monitor, Video |  |  | MONITORVIDEO-National Display Sys-SC-SX19-A1511 |  |  |  | Covered PM Repair - Biomedical | MHHS-Mem City
NO | NO |  |  |  | 069-34715 |  | NDS SURGICAL IMAGING | SC-SX19-A1511 |  | 11-173893 | TMC - HERMANN - PEDI ER (1HP) | MHHS-TMC |  | Monitor, Video |  | 069-34715 |  | TMC |  | TMC - HERMANN - PEDI ER (1HP) | [5 empty] | MONITORS, VIDEO |  | MONITORVIDEO-National Display Sys-SC-SX19-A1511 | MONITORVIDEO | SC-SX19-A1511 |  |  |  | National Display Sys | Monitor, Video |  |  | MONITORVIDEO-National Display Sys-SC-SX19-A1511 |  |  |  | Covered PM Repair - Biomedical | MHHS-TMC
NO | YES |  |  |  | 013-12603 | 013-12603 | NDS SURGICAL IMAGING | SC-SX19-ACA23 |  | 05-50915 | SW-OR | MHHS-Southwest |  |  |  | 013-12603 | 013-12603 | Southwest | MHHS-Southwest | SW-OR | OR 9 | 4/1/19 |  |  |  | MONITORS, VIDEO |  | .needs class | [5 empty] | NDS Surgical |  |  |  |  | 8/1/16 |  |  | Covered PM Repair - Biomedical | MHHS-Southwest
NO | YES | [5 empty] | NDS SURGICAL IMAGING | SC-WU23-A1511 |  | 08-130658 | MEMORIAL CITY - DIGESTIVE DISEASE CENTER | MHHS-Mem City |  | Monitor, Video |  |  |  | West | Memorial Hermann Memorial City Medical Center | MEMORIAL CITY - DIGESTIVE DISEASE CENTER | Endo procedure room 3 |  |  |  | No pm sticker found | MONITORS, VIDEO |  | MONITORVIDEO-National Display Sys-SC-WU23-A1511 | MONITORVIDEO | SC-WU23-A1511 |  |  |  | National Display Sys | Monitor, Video |  |  | MONITORVIDEO-National Display Sys-SC-WU23-A1511 |  |  |  | Covered PM Repair - Biomedical | MHHS-Mem City
NO | YES | Asset Tag 013-35677 |  |  | 013-35677 | 013-35677 | NDS SURGICAL IMAGING | SC-WU23-A1511 |  | 10-159969 | SW-OR | MHHS-Southwest |  | Monitor, Video |  | 013-35677 | 013-35677 | Southwest | MHHS-Southwest | SW-OR | Rm 4 | 9/1/19 |  | 9/1/20 |  | MONITORS, VIDEO | Monitor, Video | MONITORVIDEO-National Display Sys-SC-WU23-A1511 | MONITORVIDEO | SC-WU23-A1511 |  |  |  | National Display Sys | Monitor, Video |  |  | MONITORVIDEO-National Display Sys-SC-WU23-A1511 |  |  |  | Covered PM Repair - Biomedical | MHHS-Southwest | [8 empty] | MONITORVIDEO | Monitor, Video | National Display Sys
NO | YES |  |  |  | 069-36769 | 069-36769 | NDS SURGICAL IMAGING | SC-WU23-A1511 |  | NSN | TMC-OR-Hermann (2Hp) | MHHS-TMC |  | Monitor, Video |  | 069-36769 | 069-36769 | TMC | MHHS-TMC | TMC-OR-Hermann (2Hp) | OR 51 | 4/1/18 |  | 4/1/19 |  | MONITORS, VIDEO |  | MONITORVIDEO-National Display Sys-SC-WU23-A1511 | MONITORVIDEO | SC-WU23-A1511 |  |  |  | National Display Sys | Monitor, Video |  |  | MONITORVIDEO-National Display Sys-SC-WU23-A1511 | 8/1/16 |  |  | Covered PM Repair - Biomedical | MHHS-TMC
NO | NO | [5 empty] | NDS SURGICAL IMAGING | SC-WU23-A1511 |  | 08-130851 | MEMORIAL CITY - DIGESTIVE DISEASE CENTER | MHHS-Mem City |  | Monitor, Video |  |  |  | West & Memorial City |  | MEMORIAL CITY - DIGESTIVE DISEASE CENTER | [5 empty] | MONITORS, VIDEO |  | MONITORVIDEO-National Display Sys-SC-WU23-A1511 | MONITORVIDEO | SC-WU23-A1511 |  |  |  | National Display Sys | Monitor, Video |  |  | MONITORVIDEO-National Display Sys-SC-WU23-A1511 |  |  |  | Covered PM Repair - Biomedical | MHHS-Mem City
NO | NO | [5 empty] | NDS SURGICAL IMAGING | SC-WU23-A1511 |  | 08-130825 | MEMORIAL CITY - DIGESTIVE DISEASE CENTER | MHHS-Mem City |  | Monitor, Video |  |  |  | West & Memorial City |  | MEMORIAL CITY - DIGESTIVE DISEASE CENTER | [5 empty] | MONITORS, VIDEO |  | MONITORVIDEO-National Display Sys-SC-WU23-A1511 | MONITORVIDEO | SC-WU23-A1511 |  |  |  | National Display Sys | Monitor, Video |  |  | MONITORVIDEO-National Display Sys-SC-WU23-A1511 |  |  |  | Covered PM Repair - Biomedical | MHHS-Mem City
NO | NO |  |  |  | 069-38056 |  | NDS SURGICAL IMAGING | SC-WU24-A1511 |  | 15-251811 | TMC - GI/ENDO - ADULT (1J) | MHHS-TMC |  | Monitor, Video |  | 069-38056 |  | TMC |  | TMC - GI/ENDO - ADULT (1J) | [5 empty] | MONITORS, VIDEO |  | MONITORVIDEO-National Display Sys-SC-WU24-A1511 | MONITORVIDEO | SC-WU24-A1511 |  |  |  | National Display Sys | Monitor, Video |  |  | MONITORVIDEO-National Display Sys-SC-WU24-A1511 |  |  |  | Covered PM Repair - Biomedical | MHHS-TMC
NO | YES |  |  |  | 005-33473 | 005-33473 | NDS SURGICAL IMAGING | SC-WU26-A1507 |  | SC-WK32-G1B07 | SE-OR | MHHS-Southeast |  | Monitor, Video |  | 005-33473 | 005-33473 | Southeast | MHHS-Southeast | SE-OR | OR | 4/1/19 |  | 4/1/20 |  | MONITORS, VIDEO |  | MONITORVIDEO-National Display Sys-SC-WU26-A1507 | MONITORVIDEO | SC-WU26-A1507 |  |  |  | National Display Sys | Monitor, Video |  |  | MONITORVIDEO-National Display Sys-SC-WU26-A1507 |  |  |  | Covered PM Repair - Biomedical | MHHS-Southeast
NO | YES |  |  |  | 041-17978 | 041-17978 | NDS SURGICAL IMAGING | SC-WU26-A1511 |  | 13-227853 | MEMORIAL CITY - Day Surgery | MHHS-Mem City |  | Monitor, Video |  | 041-17978 | 041-17978 | West | Memorial City - Memorial Hermann Hospital | MEMORIAL CITY - Day Surgery | W1 300.94 OR 7 |  |  |  |  | MONITORS, VIDEO |  | MONITORVIDEO-National Display Sys-SC-WU26-A1511 | MONITORVIDEO | SC-WU26-A1511 |  |  |  | National Display Sys | Monitor, Video |  |  | MONITORVIDEO-National Display Sys-SC-WU26-A1511 |  |  |  | Covered PM Repair - Biomedical | MHHS-Mem City
NO | YES | Asset Tag 013-37661 |  |  | 013-37661 | 013-37661 | NDS SURGICAL IMAGING | SC-WU26-A1511 |  | 16-268049 | SW-Preop | MHHS-Southwest |  | Monitor, Video |  | 013-37661 | 013-37661 | Southwest | MHHS-Southwest | SW-Preop | Rm 2 |  |  |  |  | MONITORS, VIDEO | Monitor, Video | MONITORVIDEO-National Display Sys-SC-WU26-A1511 | MONITORVIDEO | SC-WU26-A1511 |  |  |  | National Display Sys | Monitor, Video |  |  | MONITORVIDEO-National Display Sys-SC-WU26-A1511 |  |  |  | Covered PM Repair - Biomedical | MHHS-Southwest | [8 empty] | MONITORVIDEO | Monitor, Video | National Display Sys
NO | YES |  |  |  | 069-38057 | 069-38057 | NDS SURGICAL IMAGING | SC-WU26-A1511 |  | 15-251815 | TMC-Gi/Endo-Adult (1J) | MHHS-TMC |  | Monitor, Video |  | 069-38057 | 069-38057 | TMC | MHHS-TMC | TMC-Gi/Endo-Adult (1J) |  | 4/1/19 |  |  |  | MONITORS, VIDEO |  | MONITORVIDEO-National Display Sys-SC-WU26-A1511 | MONITORVIDEO | SC-WU26-A1511 |  |  |  | National Display Sys | Monitor, Video |  |  | MONITORVIDEO-National Display Sys-SC-WU26-A1511 |  |  |  | Covered PM Repair - Biomedical | MHHS-TMC
NO | YES |  |  |  | 069-38559 | 069-38559 | NDS SURGICAL IMAGING | SC-WU26-A1511 |  | 13-218664 | TMC-OR-Robertson (2R) | MHHS-TMC |  | Monitor, Video |  | 069-38559 | 069-38559 | TMC | MHHS-TMC | TMC-OR-Robertson (2R) | OR | 12/1/17 |  |  |  | MONITORS, VIDEO |  | MONITORVIDEO-National Display Sys-SC-WU26-A1511 | MONITORVIDEO | SC-WU26-A1511 |  |  |  | National Display Sys | Monitor, Video |  |  | MONITORVIDEO-National Display Sys-SC-WU26-A1511 |  |  |  | Covered PM Repair - Biomedical | MHHS-TMC
NO | NO |  |  |  | 069-40230 |  | NDS SURGICAL IMAGING | SC-WU26-A1511 |  | 15-251813 | TMC - GI/ENDO - ADULT (1J) | MHHS-TMC |  | Monitor, Video |  | 069-40230 |  | TMC |  | TMC - GI/ENDO - ADULT (1J) | [5 empty] | MONITORS, VIDEO |  | MONITORVIDEO-National Display Sys-SC-WU26-A1511 | MONITORVIDEO | SC-WU26-A1511 |  |  |  | National Display Sys | Monitor, Video |  |  | MONITORVIDEO-National Display Sys-SC-WU26-A1511 |  |  |  | Covered PM Repair - Biomedical | MHHS-TMC
NO | NO |  |  |  | 069-37995 |  | NDS SURGICAL IMAGING | SC-WU26-A1511 |  | 14-240335 | TMC - OR - ROBERTSON (2R) | MHHS-TMC |  | Monitor, Video |  | 069-37995 |  | TMC |  | TMC - OR - ROBERTSON (2R) | [5 empty] | MONITORS, VIDEO |  | MONITORVIDEO-National Display Sys-SC-WU26-A1511 | MONITORVIDEO | SC-WU26-A1511 |  |  |  | National Display Sys | Monitor, Video |  |  | MONITORVIDEO-National Display Sys-SC-WU26-A1511 |  |  |  | Covered PM Repair - Biomedical | MHHS-TMC
NO | YES |  |  |  | 009-05100 | 009-05100 | NDS SURGICAL IMAGING | SC-WX32-A1511 |  | 07-92540 | GH-OR Endoscopy | MHHS-Greater Heights |  | Monitor, Video |  | 009-05100 | 009-05100 | Central | MHHS-Greater Heights | GH-OR Endoscopy | Endoscopy | 7/1/19 |  | 7/1/20 |  | MONITORS, VIDEO | Monitor, Video | MONITORVIDEO-National Display Sys-SC-WX32-A1511 | MONITORVIDEO | SC-WX32-A1511 |  |  |  | National Display Sys | Monitor, Video |  |  | MONITORVIDEO-National Display Sys-SC-WX32-A1511 |  |  |  | Covered PM Repair - Biomedical | MHHS-Greater Heights | [8 empty] | MONITORVIDEO | Monitor, Video | National Display Sys
NO | YES |  |  |  | 133-06156 | 133-06156 | NDS SURGICAL IMAGING | SC-WX32-A1511 |  | 08-115840 | Katy-Endoscopy | MHHS-Katy |  | Monitor, Video |  | 133-06156 | 133-06156 | Katy | MHHS-Katy | Katy-Endoscopy | PACU BAY 6 | 7/1/19 | 7/1/20 |  |  | MONITORS, VIDEO | Monitor, Video | MONITORVIDEO-National Display Sys-SC-WX32-A1511 | MONITORVIDEO | SC-WX32-A1511 |  |  |  | National Display Sys | Monitor, Video |  |  | MONITORVIDEO-National Display Sys-SC-WX32-A1511 |  |  |  | Covered PM Repair - Biomedical | MHHS-Katy | [8 empty] | MONITORVIDEO | Monitor, Video | National Display Sys
NO | YES |  |  |  | 133-06157 | 133-06157 | NDS SURGICAL IMAGING | SC-WX32-A1511 |  | 08-115841 | Katy-OR | MHHS-Katy |  | Monitor, Video |  | 133-06157 | 133-06157 | Katy | MHHS-Katy | Katy-OR | OR 11 Sterile Core | 6/1/18 | 6/1/19 |  |  | MONITORS, VIDEO | Monitor, Video | MONITORVIDEO-National Display Sys-SC-WX32-A1511 | MONITORVIDEO | SC-WX32-A1511 |  |  |  | National Display Sys | Monitor, Video |  |  | MONITORVIDEO-National Display Sys-SC-WX32-A1511 |  |  |  | Covered PM Repair - Biomedical | MHHS-Katy | [8 empty] | MONITORVIDEO | Monitor, Video | National Display Sys
NO | NO |  |  |  | 142-03511 |  | NDS SURGICAL IMAGING | SC-WX32-A1511 |  | 06-76240 | NE - ENDOSCOPY | MHHS-Northeast |  | Monitor, Video |  | 142-03511 |  | Katy |  | NE - ENDOSCOPY | [5 empty] | MONITORS, VIDEO |  | MONITORVIDEO-National Display Sys-SC-WX32-A1511 | MONITORVIDEO | SC-WX32-A1511 |  |  |  | National Display Sys | Monitor, Video |  |  | MONITORVIDEO-National Display Sys-SC-WX32-A1511 |  |  |  | Covered PM Repair - Biomedical | MHHS-Northeast
NO | YES |  |  |  |  | 099-08880 | NDS SURGICAL IMAGING | V3C-X15-R210 |  | 11-181256 | SW-ER | MHHS-Southwest |  |  |  |  | 099-08880 | Southwest | MHHS-Southwest | SW-ER | Pod A Nurses Station | 10/1/17 |  |  |  | MONITORS, VIDEO |  | .needs class | [5 empty] | NDS Surgical |  |  |  |  | 10/1/20 |  |  | Not Covered Vendor Only - Biomedical | MHHS-Southwest
NO | NO |  |  |  | 013-12800 |  | NDS SURGICAL IMAGING | V3C-X15-R210 |  | 05-59941 | SW - OR | MHHS-Southwest |  |  |  | 013-12800 |  | Southwest |  | SW - OR | [5 empty] | MONITORS, VIDEO |  | .needs class | [5 empty] | NDS Surgical | [7 empty] | Not Covered Vendor Only - Biomedical | MHHS-Southwest
YES | YES |  |  |  | 151-05113 | 151-05113 | NEC | E233WM-BK |  | 87109352NA | CY COV |  |  |  |  | 151-05113 | 151-05113 | Northwest | Memorial Hermann Cypress Hospital | CY COV | Nurses Station | 12/1/20 | 12/1/20
YES | YES |  |  |  | 099-14094 | 099-14094 | NEC | Multisync E231W |  |  | SW |  |  |  |  | 099-14094 | 099-14094 | Southwest |  | SW | Pod-A 9-13
YES | YES |  |  |  | 041-11260 | 041-11260 | NEC | MultiSync LCD1970VX |  |  | OPID - (CY) - CYPRESS - 427 (MP1) |  |  |  |  | 041-11260 | 041-11260 | Northwest | Cypress- Memorial Hermann Cypress Hospital | OPID - (CY) - CYPRESS - 427 (MP1) | Imaging Center
YES | YES |  |  |  | 074-06341 | 074-06341 | NEC Corp |  |  |  | West Tower 3 |  |  |  |  | 074-06341 | 074-06341 | Woodlands | Memorial Hermann Hospital Woodlands | West Tower 3 | Telemetry Room |  |  |  | Large monitor no identification
YES | YES |  |  |  | 074-06342 | 074-06342 | NEC Corp |  |  |  | West Tower 3 |  |  |  |  | 074-06342 | 074-06342 | Woodlands | Memorial Hermann Hospital Woodlands | West Tower 3 | Telemetry Room |  |  | 3/1/20 | Second large monitor
YES | YES |  |  |  | 074-05520 | 074-05520 | NEC Corp |  |  |  | TMC - CATH LAB - ADULT (2HVI) |  |  |  |  | 074-05520 | 074-05520 | TMC | Memorial Hermann-Texas Medical Center | TMC - CATH LAB - ADULT (2HVI) | OR6
NO | YES |  |  |  | 077-09232 | 077-09232 | NEC Corp |  |  | PL532LRS00496 | Epilepsy PEDI HD1012 | MHHS-TMC |  |  |  | 077-09232 | 077-09232 | TMC | Memorial Hermann- Texas Medica Center | Epilepsy PEDI HD1012 | PICU | 4/1/19 |  |  | No PM Sticker | MONITORS, VIDEO |  | MONITORVIDEO-Planar-PL1910M |  |  |  |  | MONITORVIDEO-Planar-PL1910M | Planar |  |  |  |  | 4/30/20 |  |  | Not Covered Vendor Only - Biomedical | MHHS-TMC
NO | YES |  |  |  | 077-09233 | 077-09233 | NEC Corp |  |  | PL532LRS00525 | Epilepsy PEDI HD1012 | MHHS-TMC |  |  |  | 077-09233 | 077-09233 | TMC | Memorial Hermann- Texas Medica Center | Epilepsy PEDI HD1012 | PICU | 4/1/19 |  |  | No PM Sticker | MONITORS, VIDEO |  | MONITORVIDEO-Planar-PL1910M |  |  |  |  | MONITORVIDEO-Planar-PL1910M | Planar |  |  |  |  | 11/15/18 |  |  | Covered PM Repair - Biomedical | MHHS-TMC
NO | YES |  |  |  | 077-09235 | 077-09235 | NEC Corp |  |  | PL532LRS00516 | Epilepsy PEDI HD1012 | MHHS-TMC |  |  |  | 077-09235 | 077-09235 | TMC | Memorial Hermann- Texas Medica Center | Epilepsy PEDI HD1012 | PICU | 4/1/19 |  |  | No PM Sticker | MONITORS, VIDEO |  | MONITORVIDEO-Planar-PL1910M |  |  |  |  | MONITORVIDEO-Planar-PL1910M | Planar | [7 empty] | Covered PM Repair - Biomedical | MHHS-TMC
NO | YES |  |  |  | 077-09903 | 077-09903 | NEC Corp |  |  | PL728NRS00048 | PICU | MHHS-TMC |  |  |  | 077-09903 | 077-09903 | TMC | Memorial Hermann- Texas Medical Center | PICU | Children Hospital PICU | 1/1/18 |  |  | No PM Sticker | MONITORS, VIDEO |  | MONITORVIDEO-Planar-PL1910M |  |  |  |  | MONITORVIDEO-Planar-PL1910M | Planar |  |  |  |  | 3/1/13 |  |  | Covered PM Repair - Biomedical | MHHS-TMC
YES | YES |  |  |  | 077-07317 | 077-07317 | NEC Corp |  |  | Nsn | Epilepsy PEDI HD1012 |  |  |  |  | 077-07317 | 077-07317 |  | Memorial Hermann- Texas Medica Center | Epilepsy PEDI HD1012 | Hall way | 3/1/20 |  |  | No PM Sticker
YES | YES |  |  |  | 077-09429 | 077-09429 | NEC Corp |  |  | Nsn | Epilepsy PEDI HD1012 |  |  |  |  | 077-09429 | 077-09429 |  | Memorial Hermann- Texas Medica Center | Epilepsy PEDI HD1012 | Hall way | 3/1/20 |  |  | No PM Sticker
YES | YES |  |  |  | 077-09430 | 077-09430 | NEC Corp |  |  | Nsn | Epilepsy PEDI HD1012 |  |  |  |  | 077-09430 | 077-09430 |  | Memorial Hermann- Texas Medica Center | Epilepsy PEDI HD1012 | Hall way |  |  |  | Nsn
YES | YES |  |  |  | 077-09431 | 077-09431 | NEC Corp |  |  | Nsn | Epilepsy PEDI HD1012 |  |  |  |  | 077-09431 | 077-09431 |  | Memorial Hermann- Texas Medica Center | Epilepsy PEDI HD1012 | Hall way | 3/1/20 |  |  | No PM Sticker
YES | YES |  |  |  | 077-09432 | 077-09432 | NEC Corp |  |  | Nsn | Epilepsy PEDI HD1012 |  |  |  |  | 077-09432 | 077-09432 |  | Memorial Hermann- Texas Medica Center | Epilepsy PEDI HD1012 | Hall way | 3/1/20 |  |  | No PM Sticker
YES | YES |  |  |  | 077-08057 | 077-08057 | NEC Corp |  |  | Nsn | Epilepsy PEDI HD1012 |  |  |  |  | 077-08057 | 077-08057 |  | Memorial Hermann- Texas Medica Center | Epilepsy PEDI HD1012 | Hall way | 3/1/20 |  |  | No PM Sticker
YES | YES |  |  |  | 077-08056 | 077-08056 | NEC Corp |  |  | Nsn | Epilepsy PEDI HD1012 |  |  |  |  | 077-08056 | 077-08056 |  | Memorial Hermann- Texas Medica Center | Epilepsy PEDI HD1012 | Hall way | 3/1/20 |  |  | No PM Sticker
YES | YES |  |  |  | 077-08053 | 077-08053 | NEC Corp |  |  | Nsn | Epilepsy PEDI HD1012 |  |  |  |  | 077-08053 | 077-08053 |  | Memorial Hermann- Texas Medica Center | Epilepsy PEDI HD1012 | Hall way | 3/1/20 |  |  | No PM Sticker
YES | YES |  |  |  | 077-08049 | 077-08049 | NEC Corp |  |  | Nsn | Epilepsy PEDI HD1012 |  |  |  |  | 077-08049 | 077-08049 |  | Memorial Hermann- Texas Medica Center | Epilepsy PEDI HD1012 | Hall way |  |  |  | No PM Sticker
YES | YES |  |  |  | 077-08102 | 077-08102 | NEC Corp |  |  | Nsn | Epilepsy PEDI HD1012 |  |  |  |  | 077-08102 | 077-08102 |  | Memorial Hermann- Texas Medica Center | Epilepsy PEDI HD1012 | Hall way | 3/1/20 |  |  | No PM Sticker
YES | YES |  |  |  | 077-08103 | 077-08103 | NEC Corp |  |  | Nsn | Epilepsy PEDI HD1012 |  |  |  |  | 077-08103 | 077-08103 |  | Memorial Hermann- Texas Medica Center | Epilepsy PEDI HD1012 | Hall way | 3/1/20 |  |  | No PM Sticker
YES | YES |  |  |  | 099-02361 | 099-02361 | NEC Corp | 1880 sx |  |  | NE - ICU |  |  |  |  | 099-02361 | 099-02361 | Katy | Memorial Hermann Northeast Hospital | NE - ICU | ICU | 1/1/19 | 1/1/20
YES | YES |  |  |  | 009-34233 | 009-34233 | NEC Corp | 2090UXi |  | 3X71245TA | ICU C |  |  |  |  | 009-34233 | 009-34233 | Southwest | Memorial Hermann Southwest Hospital | ICU C | Nurse Station
YES | YES |  |  |  | 005-10253 | 005-10253 | NEC Corp | 2090UXi |  |  | Cath lab |  |  |  |  | 005-10253 | 005-10253 | Southeast | Memorial Hermann Southeast Hospital | Cath lab | Cath lab
YES | YES |  |  |  | 005-10254 | 005-10254 | NEC Corp | 2090UXi |  |  | Cath lab |  |  |  |  | 005-10254 | 005-10254 | Southeast | Memorial Hermann Southeast Hospital | Cath lab | Cath lab
YES | YES |  |  |  | 099-09749 | 099-09749 | NEC Corp | 2090UXi |  |  | SE - CATH LAB - RECOVERY |  |  |  |  | 099-09749 | 099-09749 | Southeast | Memorial Hermann Southeast Hospital | SE - CATH LAB - RECOVERY | RECOVERY
YES | YES |  |  |  | 077-07316 | 077-07316 | NEC Corp |  |  | Nsn | Epilepsy PEDI HD1012 |  |  |  |  | 077-07316 | 077-07316 |  | Memorial Hermann- Texas Medica Center | Epilepsy PEDI HD1012 | Hall way | 3/1/20 |  |  | No PM Sticker
YES | YES |  |  |  | 145-01122 | 145-01122 | NEC Corp | 60 monitor |  |  | PEARLAND - OR |  |  |  |  | 145-01122 | 145-01122 | Pearland | Memorial Hermann Pearland Hospital | PEARLAND - OR | Pearland OR4
YES | YES |  |  |  | 145-00943 | 145-00943 | NEC Corp | 60 monitor |  |  | PEARLAND - OR |  |  |  |  | 145-00943 | 145-00943 | Pearland | Memorial Hermann Pearland Hospital | PEARLAND - OR | PEARLAND - Endoscopy
YES | YES |  |  |  | 099-04821 | 099-04821 | NEC Corp | Accusync as171 |  | 37557084na | PEARLAND - LABORATORY - MAIN |  |  |  |  | 099-04821 | 099-04821 | Pearland | Memorial Hermann Pearland Hospital | PEARLAND - LABORATORY - MAIN | Lab |  |  |  | Connects to 145-00287
YES | YES |  |  |  | 145-00382 | 145-00382 | NEC Corp | E231w |  | 5X343968NA | PEARLAND - 4N - MED/SURG |  |  |  |  | 145-00382 | 145-00382 | Pearland | Memorial Hermann Pearland Hospital | PEARLAND - 4N - MED/SURG | Nursing
YES | YES |  |  |  | 145-00383 | 145-00383 | NEC Corp | E231w |  | 5X343965NA | PEARLAND - 4N - MED/SURG |  |  |  |  | 145-00383 | 145-00383 | Pearland | Memorial Hermann Pearland Hospital | PEARLAND - 4N - MED/SURG | Nursing
YES | YES |  |  |  | 145-00390 | 145-00390 | NEC Corp | E231w |  | 5X343953NA | PEARLAND - 4N - MED/SURG |  |  |  |  | 145-00390 | 145-00390 | Pearland | Memorial Hermann Pearland Hospital | PEARLAND - 4N - MED/SURG | Nursing
YES | YES |  |  |  | 145-00360 | 145-00360 | NEC Corp | E231w |  | 5X343972NA | Pearland - Med/Ser |  |  |  |  | 145-00360 | 145-00360 | Pearland | Memorial Hermann Pearland Hospital | Pearland - Med/Ser | Nursing
YES | YES |  |  |  | 145-00361 | 145-00361 | NEC Corp | E231w |  | 5X343974NA | Pearland - Med/Ser |  |  |  |  | 145-00361 | 145-00361 | Pearland | Memorial Hermann Pearland Hospital | Pearland - Med/Ser | Nursing
YES | YES |  |  |  | 099-04099 | 099-04099 | NEC Corp | E231wmi |  | 97322159NA | PEARLAND - EMERGENCY CENTER |  |  |  |  | 099-04099 | 099-04099 | Pearland | Memorial Hermann Pearland Hospital | PEARLAND - EMERGENCY CENTER | Nursing 2
YES | YES |  |  |  | 099-04100 | 099-04100 | NEC Corp | E231wmi |  | 97322154NA | PEARLAND - EMERGENCY CENTER |  |  |  |  | 099-04100 | 099-04100 | Pearland | Memorial Hermann Pearland Hospital | PEARLAND - EMERGENCY CENTER | Nursing 2
YES | YES |  |  |  | 133-10106 | 133-10106 | NEC Corp | E233WM |  | 74308067NA | KATY - CENTRAL SUPPLY |  |  |  |  | 133-10106 | 133-10106 | Katy | Memorial Hermann Katy Hospital | KATY - CENTRAL SUPPLY | Telemetry IMU | 2/1/20
YES | YES |  |  |  | 133-09939 | 133-09939 | NEC Corp | E233WM-BK |  | 74308258NA | KATY - NICU |  |  |  |  | 133-09939 | 133-09939 | Katy | Memorial Hermann Katy Hospital | KATY - NICU | NICU Central Station
YES | YES |  |  |  | 005-11866 | 005-11866 | NEC Corp | E233WM-BK |  | 75308881NA | ER |  |  |  |  | 005-11866 | 005-11866 | Southeast | Memorial Hermann Convenient Care Center in League City (League City CCC) | ER | Nurse Station
YES | YES |  |  |  | 133-10117 | 133-10117 | NEC Corp | E233WM-BK (L2) |  | 77610072NA | KATY - CENTRAL SUPPLY |  |  |  |  | 133-10117 | 133-10117 | Katy | Memorial Hermann Katy Hospital | KATY - CENTRAL SUPPLY | Telemetry IMU | 2/1/20
YES | YES |  |  |  | 133-10107 | 133-10107 | NEC Corp | E233WM-BK (L2) |  | 74308066NA | KATY - CENTRAL SUPPLY |  |  |  |  | 133-10107 | 133-10107 | Katy | Memorial Hermann Katy Hospital | KATY - CENTRAL SUPPLY | Telemetry IMU
YES | YES |  |  |  | 133-10108 | 133-10108 | NEC Corp | E233WM-BK (L2) |  | 74308062NA | KATY - Telemetry |  |  |  |  | 133-10108 | 133-10108 | Katy | Memorial Hermann Katy Hospital | KATY - Telemetry | Telemetry IMU
YES | YES |  |  |  | 133-10109 | 133-10109 | NEC Corp | E233WM-BK (L2) |  | 74308264NA | KATY - Telemetry |  |  |  |  | 133-10109 | 133-10109 | Katy | Memorial Hermann Katy Hospital | KATY - Telemetry | Telemetry IMU
YES | YES |  |  |  | 133-10116 | 133-10116 | NEC Corp | E233WM-BK (L2) |  | 74308518NA | KATY - Telemetry |  |  |  |  | 133-10116 | 133-10116 | Katy | Memorial Hermann Katy Hospital | KATY - Telemetry | Telemetry IMU
YES | YES |  |  |  | 133-10110 | 133-10110 | NEC Corp | E233WM-BK (L2) |  | 7408517NA | KATY - Telemetry |  |  |  |  | 133-10110 | 133-10110 | Katy | Memorial Hermann Katy Hospital | KATY - Telemetry | Telemetry IMU
YES | YES |  |  |  | 005-33271 | 005-33271 | NEC Corp | E233WMI |  | 8Y112011NA | Day. Surgery |  |  |  |  | 005-33271 | 005-33271 | Sugar Land | Memorial Hermann Sugar Land Hospital | Day. Surgery | Day. Surgery
YES | YES |  |  |  | 041-32412 | 041-32412 | NEC Corp | E233WMI-BK |  | 9511960BNA | Emergency center |  |  |  |  | 041-32412 | 041-32412 | West | Memorial Hermann Memorial city medical center emergency center | Emergency center | Nurse Station |  |  |  | No p.m.
YES | YES |  |  |  | 151-03817 | 151-03817 | NEC Corp | L235QU |  | 87109354NA | CY- 3 South |  |  |  |  | 151-03817 | 151-03817 | Northwest | Memorial Hermann Cypress Hospital | CY- 3 South | Nurses station | 2/1/20
YES | YES |  |  |  | 129-31663 | 129-31663 | NEC Corp | LCD1760V |  | 95118404NA | [5 empty] | 129-31663 | 129-31663 | Sugar Land | Memorial Hermann Sugar Land Hospital |  | 4 East
YES | YES |  |  |  | 129-31665 | 129-31665 | NEC Corp | LCD1760V |  | 95118472NA | Tele |  |  |  |  | 129-31665 | 129-31665 | Sugar Land | Memorial Hermann Sugar Land Hospital | Tele | 4 East
YES | YES |  |  |  | 077-08106 | 077-08106 | NEC Corp | LCD1760V | [7 empty] | 077-08106 | 077-08106
YES | YES |  |  |  | 029-03938 | 029-03938 | NEC Corp | LCD1980SXi |  | 56010088YA | WOODLANDS - OR |  |  |  |  | 029-03938 | 029-03938 | Woodlands | Memorial Hermann The Woodlands Medical Center | WOODLANDS - OR | Equipment Storage |  |  |  | New add
NO | YES |  |  |  | 013-18453 | 013-18453 | NEC Corp | LCD1990SX |  | 9Z101151UA | SW-OR |  |  |  |  | 013-18453 | 013-18453 | Southwest | MHHS-Southwest | SW-OR | OR Hallway |  |  | 3/1/20
YES | YES |  |  |  | 069-38349 | 069-38349 | NEC Corp | Lcd2080ux |  | 3Z001034YA | Central monitoring |  |  |  |  | 069-38349 | 069-38349 | TMC | Memorial Hermann-Texas Medical Center | Central monitoring | Central monitoring
YES | YES |  |  |  | 069-21555 | 069-21555 | NEC Corp | LCD2080UX |  | 58148136YA | TMC - CMIU |  |  |  |  | 069-21555 | 069-21555 | TMC | Memorial Hermann- Texas Medical Center | TMC - CMIU | Central Monitoring |  |  |  | No PM Sticker
YES | YES |  |  |  | 005-10261 | 005-10261 | NEC Corp | Lcd2090 |  | 3X712349TA | SE - CATH LAB |  |  |  |  | 005-10261 | 005-10261 | Southeast | Memorial Hermann Southeast Hospital | SE - CATH LAB | Room 3 |  |  |  | No pm
YES | YES |  |  |  | 074-06173 | 074-06173 | NEC Corp | LCD2090UIX |  |  | West Tower 6 Floor |  |  |  |  | 074-06173 | 074-06173 | Woodlands | Memorial Hermann Hospital Woodlands | West Tower 6 Floor | Nurse Station
YES | YES |  |  |  | 069-36673 | 069-36673 | NEC Corp | Lcd2090uix |  | 26742519UA | TMC - SAROFIM 2 - OR |  |  |  |  | 069-36673 | 069-36673 |  | Memorial Hermann-tmc | TMC - SAROFIM 2 - OR | OR10 |  |  |  | No PM Sticker
YES | YES |  |  |  | 069-19056 | 069-19056 | NEC Corp | Multisync LCD 2080UX |  |  | TMC |  |  |  |  | 069-19056 | 069-19056 | TMC | Memorial Hermann Heart | TMC | Nurse Station
YES | YES |  |  |  | 029-08794 | 029-08794 | NEC Corp | MultiSync LCD 2090 UXI |  | 27743033UA | Cath Lab |  |  |  |  | 029-08794 | 029-08794 | Woodlands | Memorial Hermann Hospital Woodlands | Cath Lab | Cath Lab 2
YES | YES |  |  |  | 151-03818 | 151-03818 | NEC Corp | RA193MI-BK |  | 99717985TA | CY - TELEMETRY |  |  |  |  | 151-03818 | 151-03818 | Northwest | Memorial Hermann Cypress Hospital | CY - TELEMETRY |  | 2/1/20 |  |  | Only MRI
NO | NO |  |  |  | 074-04948 |  | NEC Display Solutions | 1880SX MULTISYNC |  | N/A | TMC - OR - CVOR (7HVI) | MHHS-TMC |  |  |  | 074-04948 |  | TMC |  | TMC - OR - CVOR (7HVI) | [5 empty] | MONITORS, VIDEO |  | MONITORVIDEO-NEC-LCD1880SX |  |  |  |  | MONITORVIDEO-NEC-LCD1880SX | [8 empty] | Covered PM Repair - Biomedical | MHHS-TMC
NO | NO | [5 empty] | NEC Display Solutions | 1980SXI |  | 5X017775YA | MEMORIAL CITY - TELEMETRY | MHHS-Mem City |  | Monitor, Video |  |  |  | West & Memorial City |  | MEMORIAL CITY - TELEMETRY | [5 empty] | MONITORS, VIDEO |  | MONITORVIDEO-GE-1980SXi | MONITORVIDEO | 1980SXi |  |  |  | GE | Monitor, Video |  |  | MONITORVIDEO-GE-1980SXi |  |  |  | Covered PM Repair - Biomedical | MHHS-Mem City
NO | NO |  |  |  | 074-05821 |  | NEC Display Solutions | 2080UX |  |  | TMC - CATH LAB - PEDI (GHP) | MHHS-TMC |  |  |  | 074-05821 |  | TMC |  | TMC - CATH LAB - PEDI (GHP) | [5 empty] | MONITORS, VIDEO |  | .needs class |  |  |  |  | .needs class | [8 empty] | No Coverage Specified | MHHS-TMC
NO | YES |  |  |  |  | 013-14851 | NEC Display Solutions | 2090UXI |  | 68111658YA | ICU C | MHHS-Southwest |  | Monitor, Video |  |  | 013-14851 | Southwest | Memorial Hermann Southwest Hospital | ICU C | Nurses Station | 3/1/18 |  | 3/1/19 |  | MONITORS, VIDEO | Monitor, Video | MONITORVIDEO-National Display Sys-2090UXI | MONITORVIDEO | 2090UXI |  |  |  | National Display Sys | Monitor, Video |  |  | MONITORVIDEO-National Display Sys-2090UXI | 2/1/13 |  |  | Covered PM Repair - Biomedical | MHHS-Southwest | [8 empty] | MONITORVIDEO | Monitor, Video | National Display Sys
NO | YES |  |  |  |  | 013-14859 | NEC Display Solutions | 2090UXI |  | 68111476YA | Sugar Land-Cath Lab | MHHS-Sugarland |  | Monitor, Video |  |  | 013-14859 | Sugar Land | MHHS-Sugarland | Sugar Land-Cath Lab | Room 4 | 6/1/19 |  |  |  | MONITORS, VIDEO | Monitor, Video | MONITORVIDEO-National Display Sys-2090UXI | MONITORVIDEO | 2090UXI |  |  |  | National Display Sys | Monitor, Video |  |  | MONITORVIDEO-National Display Sys-2090UXI |  |  |  | Covered PM Repair - Biomedical | MHHS-Sugarland | [8 empty] | MONITORVIDEO | Monitor, Video | National Display Sys
NO | YES |  |  |  | 129-04185 | 129-04185 | NEC Display Solutions | 2090UXI |  | 9Z300572UA | SUGAR LAND - CATH LAB | MHHS-Sugarland |  | Monitor, Video |  | 129-04185 | 129-04185 | Sugar Land | MHHS-SUGAR LAND | SUGAR LAND - CATH LAB | Control Room |  |  |  |  | MONITORS, VIDEO |  | MONITORVIDEO-National Display Sys-2090UXI | MONITORVIDEO | 2090UXI |  |  |  | National Display Sys | Monitor, Video |  |  | MONITORVIDEO-National Display Sys-2090UXI |  |  |  | Covered PM Repair - Biomedical | MHHS-Sugarland
NO | NO | [5 empty] | NEC Display Solutions | 2090UXI |  | 68111627ya | SW - CATH LAB | MHHS-Southwest |  | Monitor, Video |  |  |  | Southwest |  | SW - CATH LAB | [5 empty] | MONITORS, VIDEO |  | MONITORVIDEO-National Display Sys-2090UXI | MONITORVIDEO | 2090UXI |  |  |  | National Display Sys | Monitor, Video |  |  | MONITORVIDEO-National Display Sys-2090UXI |  |  |  | Covered PM Repair - Biomedical | MHHS-Southwest
NO | NO | [5 empty] | NEC Display Solutions | 2090UXI |  | 9Z300777UA | SW - CATH LAB | MHHS-Southwest |  | Monitor, Video |  |  |  | Southwest |  | SW - CATH LAB | [5 empty] | MONITORS, VIDEO |  | MONITORVIDEO-National Display Sys-2090UXI | MONITORVIDEO | 2090UXI |  |  |  | National Display Sys | Monitor, Video |  |  | MONITORVIDEO-National Display Sys-2090UXI |  |  |  | Covered PM Repair - Biomedical | MHHS-Southwest
NO | NO | [5 empty] | NEC Display Solutions | 2090UXI |  | 9Z300773UA | SW - CATH LAB | MHHS-Southwest |  | Monitor, Video |  |  |  | Southwest |  | SW - CATH LAB | [5 empty] | MONITORS, VIDEO |  | MONITORVIDEO-National Display Sys-2090UXI | MONITORVIDEO | 2090UXI |  |  |  | National Display Sys | Monitor, Video |  |  | MONITORVIDEO-National Display Sys-2090UXI |  |  |  | Covered PM Repair - Biomedical | MHHS-Southwest
NO | NO | [5 empty] | NEC Display Solutions | 2090UXI |  | 69116266YA | SW - CATH LAB | MHHS-Southwest |  | Monitor, Video |  |  |  | Southwest |  | SW - CATH LAB | [5 empty] | MONITORS, VIDEO |  | MONITORVIDEO-National Display Sys-2090UXI | MONITORVIDEO | 2090UXI |  |  |  | National Display Sys | Monitor, Video |  |  | MONITORVIDEO-National Display Sys-2090UXI |  |  |  | Covered PM Repair - Biomedical | MHHS-Southwest
NO | NO | [5 empty] | NEC Display Solutions | 2090UXI |  | 68111651ya | SW - HVI - HOLDING | MHHS-Southwest |  | Monitor, Video |  |  |  | Southwest |  | SW - HVI - HOLDING | [5 empty] | MONITORS, VIDEO |  | MONITORVIDEO-National Display Sys-2090UXI | MONITORVIDEO | 2090UXI |  |  |  | National Display Sys | Monitor, Video |  |  | MONITORVIDEO-National Display Sys-2090UXI |  |  |  | Covered PM Repair - Biomedical | MHHS-Southwest
NO | NO | [5 empty] | NEC Display Solutions | 2090UXI |  | 46114630YA | SW - PREOP | MHHS-Southwest |  | Monitor, Video |  |  |  | Southwest |  | SW - PREOP | [5 empty] | MONITORS, VIDEO |  | MONITORVIDEO-National Display Sys-2090UXI | MONITORVIDEO | 2090UXI |  |  |  | National Display Sys | Monitor, Video |  |  | MONITORVIDEO-National Display Sys-2090UXI |  |  |  | Covered PM Repair - Biomedical | MHHS-Southwest
NO | NO | [5 empty] | NEC Display Solutions | 2090UXI-BK |  | 97300749UA | SW - CATH LAB | MHHS-Southwest | [5 empty] | Southwest |  | SW - CATH LAB | [5 empty] | MONITORS, VIDEO |  | .needs class |  |  |  |  | .needs class | [8 empty] | Covered PM Repair - Biomedical | MHHS-Southwest
NO | NO | [5 empty] | NEC Display Solutions | 2090UXI-BK |  | 9Z300776UA | SW - CATH LAB | MHHS-Southwest | [5 empty] | Southwest |  | SW - CATH LAB | [5 empty] | MONITORS, VIDEO |  | .needs class |  |  |  |  | .needs class | [8 empty] | Covered PM Repair - Biomedical | MHHS-Southwest
NO | NO | [5 empty] | NEC Display Solutions | 2190UXP MULTISYNC |  |  | MEMORIAL CITY - ER | MHHS-Mem City | [5 empty] | West & Memorial City |  | MEMORIAL CITY - ER | [5 empty] | MONITORS, VIDEO |  | .needs class |  |  |  |  | .needs class | [8 empty] | Covered PM Repair - Biomedical | MHHS-Mem City
NO | NO | [5 empty] | NEC Display Solutions | 2190UXP MULTISYNC |  | 9Z100884UA | SW - HVI - CARDIAC REHAB | MHHS-Southwest | [5 empty] | Southwest |  | SW - HVI - CARDIAC REHAB | [5 empty] | MONITORS, VIDEO |  | .needs class |  |  |  |  | .needs class | [8 empty] | Covered PM Repair - Biomedical | MHHS-Southwest
NO | NO | [5 empty] | NEC Display Solutions | ACCUSYNC AS192-BK |  | 15102888NA | MEMORIAL CITY - EAST TOWER - IMCU | MHHS-Mem City | [5 empty] | West & Memorial City |  | MEMORIAL CITY - EAST TOWER - IMCU | [5 empty] | MONITORS, VIDEO |  | MONITORVIDEO-NEC-AccuSync |  |  |  |  | MONITORVIDEO-NEC-AccuSync | [8 empty] | Covered PM Repair - Biomedical | MHHS-Mem City
NO | NO | [5 empty] | NEC Display Solutions | ACCUSYNC AS192-BK |  | 12100910NA | MEMORIAL CITY - MICU | MHHS-Mem City | [5 empty] | West & Memorial City |  | MEMORIAL CITY - MICU | [5 empty] | MONITORS, VIDEO |  | MONITORVIDEO-NEC-AccuSync |  |  |  |  | MONITORVIDEO-NEC-AccuSync | [8 empty] | Covered PM Repair - Biomedical | MHHS-Mem City
NO | NO | [5 empty] | NEC Display Solutions | ACCUSYNC AS192-BK |  | 12100907NA | MEMORIAL CITY - MICU | MHHS-Mem City | [5 empty] | West & Memorial City |  | MEMORIAL CITY - MICU | [5 empty] | MONITORS, VIDEO |  | MONITORVIDEO-NEC-AccuSync |  |  |  |  | MONITORVIDEO-NEC-AccuSync | [8 empty] | Covered PM Repair - Biomedical | MHHS-Mem City
NO | NO | [5 empty] | NEC Display Solutions | ACCUSYNC AS192-BK |  | 12100955NA | MEMORIAL CITY - SICU | MHHS-Mem City | [5 empty] | West & Memorial City |  | MEMORIAL CITY - SICU | [5 empty] | MONITORS, VIDEO |  | MONITORVIDEO-NEC-AccuSync |  |  |  |  | MONITORVIDEO-NEC-AccuSync | [8 empty] | Covered PM Repair - Biomedical | MHHS-Mem City
NO | NO | [5 empty] | NEC Display Solutions | ACCUSYNC AS192-BK |  | 12100958NA | MEMORIAL CITY - SICU | MHHS-Mem City | [5 empty] | West & Memorial City |  | MEMORIAL CITY - SICU | [5 empty] | MONITORS, VIDEO |  | MONITORVIDEO-NEC-AccuSync |  |  |  |  | MONITORVIDEO-NEC-AccuSync | [8 empty] | Covered PM Repair - Biomedical | MHHS-Mem City
NO | NO | [5 empty] | NEC Display Solutions | ACCUSYNC AS192-BK |  | 24123634NA | TMC - CHILDRENS - CCN (10HP) | MHHS-TMC | [5 empty] | TMC |  | TMC - CHILDRENS - CCN (10HP) | [5 empty] | MONITORS, VIDEO |  | MONITORVIDEO-NEC-AccuSync |  |  |  |  | MONITORVIDEO-NEC-AccuSync | [8 empty] | Covered PM Repair - Biomedical | MHHS-TMC
NO | YES |  |  |  |  | 099-00664 | NEC Display Solutions | ACCUSYNC AS193I-BK |  | 53123463NA | NE-IMU2 | MHHS-Northeast |  |  |  |  | 099-00664 | Katy | MHHS-Northeast | NE-IMU2 | Station | 8/1/19 | 8/1/20 |  |  | MONITORS, VIDEO | Monitor, Video | MONITORVIDEO-NEC-AccuSync |  |  |  |  | MONITORVIDEO-NEC-AccuSync | [5 empty] | 1/1/18 |  |  | Not Covered Vendor Only - Resp/Ster | MHHS-Northeast | [8 empty] | MONITORVIDEO | Monitor, Video | NEC
NO | NO | [5 empty] | NEC Display Solutions | ACCUSYNC AS193I-BK |  | 53123459NA | NE - ER | MHHS-Northeast | [5 empty] | Katy |  | NE - ER | [5 empty] | MONITORS, VIDEO |  | MONITORVIDEO-NEC-AccuSync |  |  |  |  | MONITORVIDEO-NEC-AccuSync | [8 empty] | Not Covered Vendor Only - Resp/Ster | MHHS-Northeast
NO | NO |  |  |  | 074-05818 |  | NEC Display Solutions | AS191-BK MONITOR |  |  | TMC - CATH LAB - PEDI (GHP) | MHHS-TMC |  |  |  | 074-05818 |  | TMC |  | TMC - CATH LAB - PEDI (GHP) | [5 empty] | MONITORS, CENTRAL STATION |  | .needs class |  |  |  |  | .needs class | [8 empty] | Covered PM Repair - Biomedical | MHHS-TMC
NO | NO | [5 empty] | NEC Display Solutions | EA191M-BK |  | 0X311391TA | NE - TELEMETRY | MHHS-Northeast | [5 empty] | Katy |  | NE - TELEMETRY | [5 empty] | MONITORS, VIDEO |  | .needs class | [13 empty] | Covered PM Repair - Biomedical | MHHS-Northeast
NO | NO |  |  |  | 142-06725 |  | NEC Display Solutions | EA193MI-BK |  | 61402087TA | NE - BIOMEDICAL SERVICES | MHHS-Northeast |  | Monitor, Video |  | 142-06725 |  | Katy |  | NE - BIOMEDICAL SERVICES | [5 empty] | MONITORS, CENTRAL STATION |  | MONITORVIDEO-NEC-EA193MI-BK | MONITORVIDEO | EA193MI-BK |  |  |  | NEC | Monitor, Video |  |  | MONITORVIDEO-NEC-EA193MI-BK |  |  |  | Not Covered Vendor Only - Lab Ana/Anes | MHHS-Northeast
NO | NO |  |  |  | 009-03306 |  | NEC Display Solutions | FE750 |  | 3670751YA | GH - RADIOLOGY | MHHS-Greater Heights |  |  |  | 009-03306 |  | Central & Greater Heights |  | GH - RADIOLOGY | [5 empty] | MONITORS, VIDEO |  | .needs class | [13 empty] | Covered PM Repair - Biomedical | MHHS-Greater Heights
NO | YES |  |  |  | 029-03433 | 029-03433 | NEC Display Solutions | LCD1880SX |  | 4500111CA | Woodlands-MICU | MHHS-Woodlands |  | Monitor, Video |  | 029-03433 | 029-03433 | Woodlands | MHHS-Woodlands | Woodlands-MICU | Nursing station | 7/1/18 |  |  |  | MONITORS, VIDEO | Monitor, Video | MONITORVIDEO-NEC-LCD1880SX | MONITORVIDEO | LCD1880SX |  |  |  | NEC | Monitor, Video |  |  | MONITORVIDEO-NEC-LCD1880SX | 1/1/12 |  |  | Covered PM Repair - Biomedical | MHHS-Woodlands | [8 empty] | MONITORVIDEO | Monitor, Video | NEC
NO | NO | [5 empty] | NEC Display Solutions | LCD1880SX |  | 4500780CA | NE - ICU | MHHS-Northeast |  | Monitor, Video |  |  |  | Katy |  | NE - ICU | [5 empty] | MONITORS, VIDEO |  | MONITORVIDEO-NEC-LCD1880SX | MONITORVIDEO | LCD1880SX |  |  |  | NEC | Monitor, Video |  |  | MONITORVIDEO-NEC-LCD1880SX |  |  |  | Covered PM Repair - Biomedical | MHHS-Northeast
NO | NO | [5 empty] | NEC Display Solutions | LCD1880SX |  | 4500426CA | NE - ICU | MHHS-Northeast |  | Monitor, Video |  |  |  | Katy |  | NE - ICU | [5 empty] | MONITORS, VIDEO |  | MONITORVIDEO-NEC-LCD1880SX | MONITORVIDEO | LCD1880SX |  |  |  | NEC | Monitor, Video |  |  | MONITORVIDEO-NEC-LCD1880SX |  |  |  | Covered PM Repair - Biomedical | MHHS-Northeast
NO | NO |  |  |  | 029-03910 |  | NEC Display Solutions | LCD1980SX |  | 57010628YA | WOODLANDS - ER | MHHS-Woodlands |  |  |  | 029-03910 |  | Woodlands |  | WOODLANDS - ER | [5 empty] | MONITORS, VIDEO |  | .needs class | [13 empty] | Not Covered Vendor Only - Biomedical | MHHS-Woodlands
NO | YES |  |  |  | 133-08635 | 133-08635 | NEC Display Solutions | LCD2090UXI-BK-1 |  | 3X712328TA | Katy-Cath Lab | MHHS-Katy |  |  |  | 133-08635 | 133-08635 | Katy | MHHS-Katy | Katy-Cath Lab | Cath Lab | 5/1/19 | 5/1/20 |  |  | MONITORS, VIDEO | Monitor, Video | MONITORVIDEO-NEC-MultiSync LCD-2090UXI |  |  |  |  | MONITORVIDEO-NEC-MultiSync LCD-2090UXI | [5 empty] | 6/2/18 |  |  | Covered PM Repair - Biomedical | MHHS-Katy | [8 empty] | MONITORVIDEO | Monitor, Video | NEC
NO | YES |  |  |  | 041-17894 | 041-17894 | NEC Display Solutions | LCD2090UXI-BK-1 |  | 33703811TA | MEMORIAL CITY - CATH LAB | MHHS-Mem City |  |  |  | 041-17894 | 041-17894 | West | Memorial Hermann Hospital East | MEMORIAL CITY - CATH LAB | Cath Lab PACU 21 |  |  |  |  | MONITORS, VIDEO |  | MONITORVIDEO-NEC-MultiSync LCD-2090UXI |  |  |  |  | MONITORVIDEO-NEC-MultiSync LCD-2090UXI | [8 empty] | Covered PM Repair - Biomedical | MHHS-Mem City
NO | YES |  |  |  |  | 041-17900 | NEC Display Solutions | LCD2090UXI-BK-1 |  | 33703826TA | MEMORIAL CITY - CATH LAB | MHHS-Mem City |  |  |  |  | 041-17900 | West | Memorial City - Memorial Hermann Hospital East Tower | MEMORIAL CITY - CATH LAB | Cath lab OBS 23 |  |  |  |  | MONITORS, VIDEO |  | MONITORVIDEO-NEC-MultiSync LCD-2090UXI |  |  |  |  | MONITORVIDEO-NEC-MultiSync LCD-2090UXI | [8 empty] | Covered PM Repair - Biomedical | MHHS-Mem City
NO | YES |  |  |  | 041-17911 | 041-17911 | NEC Display Solutions | LCD2090UXI-BK-1 |  | 33703149TA | Cath Lab | MHHS-Mem City |  |  |  | 041-17911 | 041-17911 | West | Heart | Cath Lab | Cath Lab 2 |  |  |  | No PM sticker | MONITORS, VIDEO |  | MONITORVIDEO-NEC-MultiSync LCD-2090UXI |  |  |  |  | MONITORVIDEO-NEC-MultiSync LCD-2090UXI | [8 empty] | Covered PM Repair - Biomedical | MHHS-Mem City
NO | YES |  |  |  | 041-17916 | 041-17916 | NEC Display Solutions | LCD2090UXI-BK-1 |  | 33703820TA | MEMORIAL CITY - CATH LAB | MHHS-Mem City |  |  |  | 041-17916 | 041-17916 | West | Heart | MEMORIAL CITY - CATH LAB | E9 215.2 Control Room |  |  |  | No PM sticker found | MONITORS, VIDEO |  | MONITORVIDEO-NEC-MultiSync LCD-2090UXI |  |  |  |  | MONITORVIDEO-NEC-MultiSync LCD-2090UXI | [8 empty] | Covered PM Repair - Biomedical | MHHS-Mem City
NO | YES |  |  |  | 041-17920 | 041-17920 | NEC Display Solutions | LCD2090UXI-BK-1 |  | 35705464TA | MEMORIAL CITY - CATH LAB | MHHS-Mem City |  |  |  | 041-17920 | 041-17920 | West | Heart | MEMORIAL CITY - CATH LAB | E9 215.2 Control Room |  |  |  | No pm sticker found | MONITORS, VIDEO |  | MONITORVIDEO-NEC-MultiSync LCD-2090UXI |  |  |  |  | MONITORVIDEO-NEC-MultiSync LCD-2090UXI | [8 empty] | Covered PM Repair - Biomedical | MHHS-Mem City
NO | YES |  |  |  | 041-17928 | 041-17928 | NEC Display Solutions | LCD2090UXI-BK-1 |  | 04306428UA | MEMORIAL CITY - CATH LAB | MHHS-Mem City |  |  |  | 041-17928 | 041-17928 | West | Memorial Hermann - Memorial City | MEMORIAL CITY - CATH LAB | Cath Lab 1 Nurses Viewing Station |  |  |  |  | MONITORS, VIDEO |  | MONITORVIDEO-NEC-MultiSync LCD-2090UXI |  |  |  |  | MONITORVIDEO-NEC-MultiSync LCD-2090UXI | [8 empty] | Covered PM Repair - Biomedical | MHHS-Mem City
NO | YES |  |  |  | 041-17929 | 041-17929 | NEC Display Solutions | LCD2090UXI-BK-1 |  | 04306364UA | MEMORIAL CITY - CATH LAB | MHHS-Mem City |  |  |  | 041-17929 | 041-17929 | West | Memorial Hermann - Memorial City | MEMORIAL CITY - CATH LAB | Cath Lab 1 Nurses Viewing Station |  |  |  |  | MONITORS, VIDEO |  | MONITORVIDEO-NEC-MultiSync LCD-2090UXI |  |  |  |  | MONITORVIDEO-NEC-MultiSync LCD-2090UXI | [8 empty] | Covered PM Repair - Biomedical | MHHS-Mem City
NO | YES |  |  |  | 041-17932 | 041-17932 | NEC Display Solutions | LCD2090UXI-BK-1 |  | 33703075TA | MEMORIAL CITY - CATH LAB | MHHS-Mem City |  |  |  | 041-17932 | 041-17932 | West | Memorial Hermann Heart | MEMORIAL CITY - CATH LAB | Cath Lab 5 |  |  |  |  | MONITORS, VIDEO |  | MONITORVIDEO-NEC-MultiSync LCD-2090UXI |  |  |  |  | MONITORVIDEO-NEC-MultiSync LCD-2090UXI | [8 empty] | Covered PM Repair - Biomedical | MHHS-Mem City
NO | YES |  |  |  | 041-17933 | 041-17933 | NEC Display Solutions | LCD2090UXI-BK-1 |  | 33703150TA | MEMORIAL CITY - CENTRAL SUPPLY | MHHS-Mem City |  |  |  | 041-17933 | 041-17933 | West | Memorial city hear and vascular - memorial city | MEMORIAL CITY - CENTRAL SUPPLY | Cath lab control |  |  |  | No pm found | MONITORS, VIDEO |  | MONITORVIDEO-NEC-MultiSync LCD-2090UXI |  |  |  |  | MONITORVIDEO-NEC-MultiSync LCD-2090UXI | [8 empty] | Covered PM Repair - Biomedical | MHHS-Mem City
NO | YES |  |  |  | 041-17937 | 041-17937 | NEC Display Solutions | LCD2090UXI-BK-1 |  | 33703830TA | MEMORIAL CITY - CENTRAL SUPPLY | MHHS-Mem City |  |  |  | 041-17937 | 041-17937 | West | Memorial city hear and vascular - memorial city | MEMORIAL CITY - CENTRAL SUPPLY | Cath lab control |  |  |  | No pm found | MONITORS, VIDEO |  | MONITORVIDEO-NEC-MultiSync LCD-2090UXI |  |  |  |  | MONITORVIDEO-NEC-MultiSync LCD-2090UXI | [8 empty] | Covered PM Repair - Biomedical | MHHS-Mem City
NO | YES |  |  |  | 041-17948 | 041-17948 | NEC Display Solutions | LCD2090UXI-BK-1 |  | 33703133TA | MEMORIAL CITY - CATH LAB | MHHS-Mem City |  |  |  | 041-17948 | 041-17948 | West | Memorial Hermann Heart | MEMORIAL CITY - CATH LAB | Cath Lab Control Area |  |  |  |  | MONITORS, VIDEO |  | MONITORVIDEO-NEC-MultiSync LCD-2090UXI |  |  |  |  | MONITORVIDEO-NEC-MultiSync LCD-2090UXI | [8 empty] | Covered PM Repair - Biomedical | MHHS-Mem City
NO | YES |  |  |  | 041-17952 | 041-17952 | NEC Display Solutions | LCD2090UXI-BK-1 |  | 33703152TA | MEMORIAL CITY - CENTRAL SUPPLY | MHHS-Mem City |  |  |  | 041-17952 | 041-17952 | West | Memorial city hear and vascular - memorial city | MEMORIAL CITY - CENTRAL SUPPLY | Cath lab 3 |  |  |  | No pm found | MONITORS, VIDEO |  | MONITORVIDEO-NEC-MultiSync LCD-2090UXI |  |  |  |  | MONITORVIDEO-NEC-MultiSync LCD-2090UXI | [8 empty] | Covered PM Repair - Biomedical | MHHS-Mem City
NO | YES |  |  |  | 041-17961 | 041-17961 | NEC Display Solutions | LCD2090UXI-BK-1 |  | 33703824TA | MEMORIAL CITY - CENTRAL SUPPLY | MHHS-Mem City |  |  |  | 041-17961 | 041-17961 | West | Memorial city hear and vascular - memorial city | MEMORIAL CITY - CENTRAL SUPPLY | Cath lab control |  |  |  | No pm needed | MONITORS, VIDEO |  | MONITORVIDEO-NEC-MultiSync LCD-2090UXI |  |  |  |  | MONITORVIDEO-NEC-MultiSync LCD-2090UXI | [8 empty] | Covered PM Repair - Biomedical | MHHS-Mem City
NO | YES |  |  |  | 041-17964 | 041-17964 | NEC Display Solutions | LCD2090UXI-BK-1 |  | 33703837TA | MEMORIAL CITY - CATH LAB | MHHS-Mem City |  |  |  | 041-17964 | 041-17964 | West | Memorial herman heart and vascular - memorial city | MEMORIAL CITY - CATH LAB | Cath lab 4 |  |  |  | No pm needed | MONITORS, VIDEO |  | MONITORVIDEO-NEC-MultiSync LCD-2090UXI |  |  |  |  | MONITORVIDEO-NEC-MultiSync LCD-2090UXI | [8 empty] | Covered PM Repair - Biomedical | MHHS-Mem City
NO | YES |  |  |  |  | 041-18012 | NEC Display Solutions | LCD2090UXI-BK-1 |  | 33703144TA | MEMORIAL CITY - CATH LAB | MHHS-Mem City |  |  |  |  | 041-18012 | West | Memorial City - Memorial Hermann Hospital East Tower | MEMORIAL CITY - CATH LAB | Cath lab PACU 16 |  |  |  |  | MONITORS, VIDEO |  | MONITORVIDEO-NEC-MultiSync LCD-2090UXI |  |  |  |  | MONITORVIDEO-NEC-MultiSync LCD-2090UXI | [8 empty] | Covered PM Repair - Biomedical | MHHS-Mem City
NO | YES |  |  |  | 041-18018 | 041-18018 | NEC Display Solutions | LCD2090UXI-BK-1 |  | 33703151TA | MEMORIAL CITY - CATH LAB | MHHS-Mem City |  |  |  | 041-18018 | 041-18018 | West | Heart | MEMORIAL CITY - CATH LAB | Cath Lab OBS 18 |  |  |  |  | MONITORS, VIDEO |  | MONITORVIDEO-NEC-MultiSync LCD-2090UXI |  |  |  |  | MONITORVIDEO-NEC-MultiSync LCD-2090UXI | [8 empty] | Covered PM Repair - Biomedical | MHHS-Mem City
NO | YES |  |  |  |  | 041-18021 | NEC Display Solutions | LCD2090UXI-BK-1 |  | 33703137TA | MEMORIAL CITY - CATH LAB | MHHS-Mem City |  |  |  |  | 041-18021 | West | Heart | MEMORIAL CITY - CATH LAB | Cath Lab PACU 19 |  |  |  |  | MONITORS, VIDEO |  | MONITORVIDEO-NEC-MultiSync LCD-2090UXI |  |  |  |  | MONITORVIDEO-NEC-MultiSync LCD-2090UXI | [8 empty] | Covered PM Repair - Biomedical | MHHS-Mem City
NO | YES |  |  |  |  | 041-18024 | NEC Display Solutions | LCD2090UXI-BK-1 |  | 33703821TA | MEMORIAL CITY - CATH LAB | MHHS-Mem City |  |  |  |  | 041-18024 | West | Memorial City - Memorial Hermann Hospital East Tower | MEMORIAL CITY - CATH LAB | Cath lab PACU 20 |  |  |  |  | MONITORS, VIDEO |  | MONITORVIDEO-NEC-MultiSync LCD-2090UXI |  |  |  |  | MONITORVIDEO-NEC-MultiSync LCD-2090UXI | [8 empty] | Covered PM Repair - Biomedical | MHHS-Mem City
NO | YES |  |  |  | 041-18030 | 041-18030 | NEC Display Solutions | LCD2090UXI-BK-1 |  | 3033703806TA | MEMORIAL CITY - CATH LAB HOLDING AREA | MHHS-Mem City |  |  |  | 041-18030 | 041-18030 | West | Cath lab | MEMORIAL CITY - CATH LAB HOLDING AREA | Pre op |  |  |  | No pm needed | MONITORS, VIDEO |  | MONITORVIDEO-NEC-MultiSync LCD-2090UXI |  |  |  |  | MONITORVIDEO-NEC-MultiSync LCD-2090UXI | [8 empty] | Not Covered Vendor Only - Biomedical | MHHS-Mem City
NO | YES |  |  |  | 041-18033 | 041-18033 | NEC Display Solutions | LCD2090UXI-BK-1 |  | 33703827TA | MEMORIAL CITY - CATH LAB HOLDING AREA | MHHS-Mem City |  |  |  | 041-18033 | 041-18033 | West | Cath lab | MEMORIAL CITY - CATH LAB HOLDING AREA | Pre op |  |  |  | No pm needed | MONITORS, VIDEO |  | MONITORVIDEO-NEC-MultiSync LCD-2090UXI |  |  |  |  | MONITORVIDEO-NEC-MultiSync LCD-2090UXI | [8 empty] | Covered PM Repair - Biomedical | MHHS-Mem City
NO | YES |  |  |  | 041-18036 | 041-18036 | NEC Display Solutions | LCD2090UXI-BK-1 |  | 33703836TA | MEMORIAL CITY - CATH LAB HOLDING AREA | MHHS-Mem City |  |  |  | 041-18036 | 041-18036 | West | Cath lab | MEMORIAL CITY - CATH LAB HOLDING AREA | Pre op |  |  |  | No pm required | MONITORS, VIDEO |  | MONITORVIDEO-NEC-MultiSync LCD-2090UXI |  |  |  |  | MONITORVIDEO-NEC-MultiSync LCD-2090UXI | [8 empty] | Covered PM Repair - Biomedical | MHHS-Mem City
NO | YES |  |  |  | 041-18039 | 041-18039 | NEC Display Solutions | LCD2090UXI-BK-1 |  | 33703825TA | MEMORIAL CITY - CATH LAB HOLDING AREA | MHHS-Mem City |  |  |  | 041-18039 | 041-18039 | West | Cath lab | MEMORIAL CITY - CATH LAB HOLDING AREA | Pre op |  |  |  | No pm required | MONITORS, VIDEO |  | MONITORVIDEO-NEC-MultiSync LCD-2090UXI |  |  |  |  | MONITORVIDEO-NEC-MultiSync LCD-2090UXI | [8 empty] | Covered PM Repair - Biomedical | MHHS-Mem City
NO | YES |  |  |  |  | 041-18054 | NEC Display Solutions | LCD2090UXI-BK-1 |  | 33703148TA | MEMORIAL CITY - CATH LAB | MHHS-Mem City |  |  |  |  | 041-18054 | West | Memorial City-Memorial Hermann Hospital | MEMORIAL CITY - CATH LAB | Biomed Shop |  |  |  | Has a ?Au No PM REQUIRED?Au sticker | MONITORS, VIDEO |  | MONITORVIDEO-NEC-MultiSync LCD-2090UXI |  |  |  |  | MONITORVIDEO-NEC-MultiSync LCD-2090UXI | [8 empty] | Covered PM Repair - Biomedical | MHHS-Mem City
NO | YES |  |  |  | 041-18057 | 041-18057 | NEC Display Solutions | LCD2090UXI-BK-1 |  | 337703834TA | MEMORIAL CITY - CATH LAB HOLDING AREA | MHHS-Mem City |  |  |  | 041-18057 | 041-18057 | West | Cath lab | MEMORIAL CITY - CATH LAB HOLDING AREA | Pacu |  |  |  | No pm required | MONITORS, VIDEO |  | MONITORVIDEO-NEC-MultiSync LCD-2090UXI |  |  |  |  | MONITORVIDEO-NEC-MultiSync LCD-2090UXI | [8 empty] | Covered PM Repair - Biomedical | MHHS-Mem City
NO | YES |  |  |  | 041-18612 | 041-18612 | NEC Display Solutions | LCD2090UXI-BK-1 |  | 41717584TA | MEMORIAL CITY - CATH LAB | MHHS-Mem City |  |  |  | 041-18612 | 041-18612 | West | Memorial City-Memorial Hermann Hospital | MEMORIAL CITY - CATH LAB | Biomed Shop |  |  |  | ?Au No PM REQUIRED?Au sticker | MONITORS, VIDEO |  | MONITORVIDEO-NEC-MultiSync LCD-2090UXI |  |  |  |  | MONITORVIDEO-NEC-MultiSync LCD-2090UXI | [8 empty] | Covered PM Repair - Biomedical | MHHS-Mem City
NO | YES |  |  |  | 041-18617 | 041-18617 | NEC Display Solutions | LCD2090UXI-BK-1 |  | 41717639TA | MEMORIAL CITY - CATH LAB | MHHS-Mem City |  |  |  | 041-18617 | 041-18617 | West | Memorial herman heart and vascular - memorial city | MEMORIAL CITY - CATH LAB | Ct room 1 |  |  |  | No pm needed | MONITORS, VIDEO |  | MONITORVIDEO-NEC-MultiSync LCD-2090UXI |  |  |  |  | MONITORVIDEO-NEC-MultiSync LCD-2090UXI | [8 empty] | Covered PM Repair - Biomedical | MHHS-Mem City
NO | YES |  |  |  | 041-18618 | 041-18618 | NEC Display Solutions | LCD2090UXI-BK-1 |  | 41717928TA | MEMORIAL CITY - CATH LAB | MHHS-Mem City |  |  |  | 041-18618 | 041-18618 | West | Memorial herman heart and vascular - memorial city | MEMORIAL CITY - CATH LAB | Ct room 1 |  |  |  | No pm needed | MONITORS, VIDEO |  | MONITORVIDEO-NEC-MultiSync LCD-2090UXI |  |  |  |  | MONITORVIDEO-NEC-MultiSync LCD-2090UXI | [8 empty] | Covered PM Repair - Biomedical | MHHS-Mem City
NO | YES |  |  |  | 041-20549 | 041-20549 | NEC Display Solutions | LCD2090UXI-BK-1 |  | 34704650TA | MEMORIAL CITY - CATH LAB HOLDING AREA | MHHS-Mem City |  |  |  | 041-20549 | 041-20549 | West | Cath lab | MEMORIAL CITY - CATH LAB HOLDING AREA | Pacu |  |  |  | No pm required | MONITORS, VIDEO |  | MONITORVIDEO-NEC-MultiSync LCD-2090UXI |  |  |  |  | MONITORVIDEO-NEC-MultiSync LCD-2090UXI | [8 empty] | Not Covered Vendor Only - Biomedical | MHHS-Mem City
NO | YES |  |  |  |  | 074-04738 | NEC Display Solutions | LCD2090UXI-BK-1 |  | 31700998TA | TMC-OR-Anesthesia (Contract Equip) | MHHS-TMC |  |  |  |  | 074-04738 | TMC | MHHS-TMC | TMC-OR-Anesthesia (Contract Equip) | TMC - OR - ANESTHESIA | 7/1/16 |  | 7/1/18 |  | MONITORS, VIDEO | Monitor, Video | MONITORVIDEO-NEC-MultiSync LCD-2090UXI |  |  |  |  | MONITORVIDEO-NEC-MultiSync LCD-2090UXI | [5 empty] | 12/2/11 |  |  | Covered PM Repair - Biomedical | MHHS-TMC | [8 empty] | MONITORVIDEO | Monitor, Video | NEC
NO | YES |  |  |  |  | 074-04737 | NEC Display Solutions | LCD2090UXI-BK-1 |  | 31701002TA | TMC-OR-Anesthesia (Contract Equip) | MHHS-TMC |  |  |  |  | 074-04737 | TMC | MHHS-TMC | TMC-OR-Anesthesia (Contract Equip) | TMC - OR - ANESTHESIA | 7/1/16 |  | 7/1/20 |  | MONITORS, VIDEO | Monitor, Video | MONITORVIDEO-NEC-MultiSync LCD-2090UXI |  |  |  |  | MONITORVIDEO-NEC-MultiSync LCD-2090UXI | [8 empty] | Covered PM Repair - Biomedical | MHHS-TMC | [8 empty] | MONITORVIDEO | Monitor, Video | NEC
YES | YES |  |  |  | 041-17960 | 041-17960 | NEC Display Solutions | LCD2090UXI-BK-1 |  | 33703131TA | MEMORIAL CITY - CATH LAB |  |  |  |  | 041-17960 | 041-17960 | West | Memorial City-Memorial Hermann Hospital | MEMORIAL CITY - CATH LAB | Biomed Shop |  |  |  | ?AuNo PM REQUIRED?Au sticker on unit | MONITORS, VIDEO
YES | YES |  |  |  | 041-33253 | 041-33253 | NEC Display Solutions | LCD2090UXI-BK-1 |  | 76301926TW | MEMORIAL CITY - CATH LAB |  |  |  |  | 041-33253 | 041-33253 | West | Memorial City - Memorial Hermann Hospital East Tower | MEMORIAL CITY - CATH LAB | Cath lab OBS 24 |  |  |  |  | MONITORS, VIDEO
YES | YES |  |  |  | 041-33254 | 041-33254 | NEC Display Solutions | LCD2090UXI-BK-1 |  | 76103824NW | MEMORIAL CITY - CATH LAB |  |  |  |  | 041-33254 | 041-33254 | West | Memorial City - Memorial Hermann Hospital East Tower | MEMORIAL CITY - CATH LAB | Cath lab OBS 25 |  |  |  |  | MONITORS, VIDEO
NO | YES | Serial Number Cnf |  |  | 041-17900 | 041-17900 | NEC Display Solutions | LCD2090UXI-BK-1 |  | Cnf | MEMORIAL CITY - CATH LAB HOLDING AREA |  |  |  |  | 041-17900 | 041-17900 | West | Cath lab | MEMORIAL CITY - CATH LAB HOLDING AREA | Pacu |  |  |  | No pm required | MONITORS, VIDEO
YES | YES | Serial Number Cnf |  |  | 041-33606 | 041-33606 | NEC Display Solutions | LCD2090UXI-BK-1 |  | Cnf | MEMORIAL CITY - CATH LAB HOLDING AREA |  |  |  |  | 041-33606 | 041-33606 | West | Cath lab | MEMORIAL CITY - CATH LAB HOLDING AREA | Pacu |  |  |  | No pm required | MONITORS, VIDEO
YES | YES |  |  |  | 041-33920 | 041-33920 | NEC Display Solutions | LCD2090UXI-BK-1 |  | 8Z106679NW | MEMORIAL CITY - CATH LAB |  |  |  |  | 041-33920 | 041-33920 | West | Memorial City - Memorial Hermann Hospital East Tower | MEMORIAL CITY - CATH LAB | Cath lab OBS 13 |  |  |  |  | MONITORS, VIDEO
YES | YES | Serial Number Cnf |  |  | 041-33608 | 041-33608 | NEC Display Solutions | LCD2090UXI-BK-1 |  | Cnf | MEMORIAL CITY - CATH LAB HOLDING AREA |  |  |  |  | 041-33608 | 041-33608 | West | Cath lab | MEMORIAL CITY - CATH LAB HOLDING AREA | Obs |  |  |  | No pm required | MONITORS, VIDEO
YES | YES |  |  |  | 041-33612 | 041-33612 | NEC Display Solutions | LCD2090UXI-BK-1 |  | 76103834NW | MEMORIAL CITY - CATH LAB |  |  |  |  | 041-33612 | 041-33612 | West | Memorial City - Memorial Hermann Hospital East | MEMORIAL CITY - CATH LAB | Cath Lab Pre Pro 7 |  |  |  |  | MONITORS, VIDEO
YES | YES |  |  |  | 041-20550 | 041-20550 | NEC Display Solutions | LCD2090UXI-BK-1 |  | 3Y713823TA | MEMORIAL CITY - CATH LAB |  |  |  |  | 041-20550 | 041-20550 | West | Memorial City - Memorial Hermann Hospital East | MEMORIAL CITY - CATH LAB | Cath Lab Pre Pro 10 |  |  |  |  | MONITORS, VIDEO
YES | YES |  |  |  | 041-33922 | 041-33922 | NEC Display Solutions | LCD2090UXI-BK-1 |  | 33703822TA | MEMORIAL CITY - CATH LAB |  |  |  |  | 041-33922 | 041-33922 | West | Heart Vascular Institute Memorial Hermann | MEMORIAL CITY - CATH LAB | Cath Lab Pre Pro 2 |  |  |  |  | MONITORS, VIDEO
YES | YES |  |  |  | 041-33724 | 041-33724 | NEC Display Solutions | LCD2090UXI-BK-1 |  | 72103042NW | MEMORIAL CITY - CATH LAB |  |  |  |  | 041-33724 | 041-33724 | West | Memorial Hermann Heart | MEMORIAL CITY - CATH LAB | Cath Lab Control Area |  |  |  |  | MONITORS, VIDEO
YES | YES |  |  |  | 041-33970 | 041-33970 | NEC Display Solutions | LCD2090UXI-BK-1 |  | 33703833ta | MEMORIAL CITY - CENTRAL SUPPLY |  |  |  |  | 041-33970 | 041-33970 | West | Memorial city hear and vascular - memorial city | MEMORIAL CITY - CENTRAL SUPPLY | Cath lab 3 |  |  |  | No pm found | MONITORS, VIDEO
YES | YES |  |  |  | 099-06817 | 099-06817 | NEC Display Solutions | LCD2090UXI-BK-1 |  | 93107109NW | MEMORIAL CITY - CATH LAB |  |  |  |  | 099-06817 | 099-06817 | West | Memorial Hermann Heart | MEMORIAL CITY - CATH LAB | Cath Lab 5 |  |  |  |  | MONITORS, VIDEO
YES | YES |  |  |  | 099-06827 | 099-06827 | NEC Display Solutions | LCD2090UXI-BK-1 |  | 41717587TA | Memorial City-Cath Lab |  |  |  |  | 099-06827 | 099-06827 | West | Memorial Hermann Heart | Memorial City-Cath Lab | Vascular rm 2 |  |  |  |  | MONITORS, VIDEO
NO | NO |  |  |  | 041-17897 |  | NEC Display Solutions | LCD2090UXI-BK-1 |  | 33703066TA | MEMORIAL CITY - CATH LAB | MHHS-Mem City |  |  |  | 041-17897 |  | West & Memorial City |  | MEMORIAL CITY - CATH LAB | [5 empty] | MONITORS, VIDEO |  | MONITORVIDEO-NEC-MultiSync LCD-2090UXI |  |  |  |  | MONITORVIDEO-NEC-MultiSync LCD-2090UXI | [8 empty] | Covered PM Repair - Biomedical | MHHS-Mem City
NO | NO |  |  |  | 041-17906 |  | NEC Display Solutions | LCD2090UXI-BK-1 |  | 34704723TA | MEMORIAL CITY - CATH LAB | MHHS-Mem City |  |  |  | 041-17906 |  | West & Memorial City |  | MEMORIAL CITY - CATH LAB | [5 empty] | MONITORS, VIDEO |  | MONITORVIDEO-NEC-MultiSync LCD-2090UXI |  |  |  |  | MONITORVIDEO-NEC-MultiSync LCD-2090UXI | [8 empty] | Covered PM Repair - Biomedical | MHHS-Mem City
NO | NO |  |  |  | 041-17909 |  | NEC Display Solutions | LCD2090UXI-BK-1 |  | 34704631TA | MEMORIAL CITY - CATH LAB | MHHS-Mem City |  |  |  | 041-17909 |  | West & Memorial City |  | MEMORIAL CITY - CATH LAB | [5 empty] | MONITORS, VIDEO |  | MONITORVIDEO-NEC-MultiSync LCD-2090UXI |  |  |  |  | MONITORVIDEO-NEC-MultiSync LCD-2090UXI | [8 empty] | Covered PM Repair - Biomedical | MHHS-Mem City
NO | NO |  |  |  | 041-17943 |  | NEC Display Solutions | LCD2090UXI-BK-1 |  | 33703153TA | MEMORIAL CITY - CATH LAB | MHHS-Mem City |  |  |  | 041-17943 |  | West & Memorial City |  | MEMORIAL CITY - CATH LAB | [5 empty] | MONITORS, VIDEO |  | MONITORVIDEO-NEC-MultiSync LCD-2090UXI |  |  |  |  | MONITORVIDEO-NEC-MultiSync LCD-2090UXI | [8 empty] | Covered PM Repair - Biomedical | MHHS-Mem City
NO | NO |  |  |  | 041-17947 |  | NEC Display Solutions | LCD2090UXI-BK-1 |  | 33703143TA | MEMORIAL CITY - CATH LAB | MHHS-Mem City |  |  |  | 041-17947 |  | West & Memorial City |  | MEMORIAL CITY - CATH LAB | [5 empty] | MONITORS, VIDEO |  | MONITORVIDEO-NEC-MultiSync LCD-2090UXI |  |  |  |  | MONITORVIDEO-NEC-MultiSync LCD-2090UXI | [8 empty] | Covered PM Repair - Biomedical | MHHS-Mem City
NO | NO |  |  |  | 041-17954 |  | NEC Display Solutions | LCD2090UXI-BK-1 |  | 33703839TA | MEMORIAL CITY - CATH LAB | MHHS-Mem City |  |  |  | 041-17954 |  | West & Memorial City |  | MEMORIAL CITY - CATH LAB | [5 empty] | MONITORS, VIDEO |  | MONITORVIDEO-NEC-MultiSync LCD-2090UXI |  |  |  |  | MONITORVIDEO-NEC-MultiSync LCD-2090UXI | [8 empty] | Covered PM Repair - Biomedical | MHHS-Mem City
NO | NO |  |  |  | 041-18006 |  | NEC Display Solutions | LCD2090UXI-BK-1 |  | 33703132TA | MEMORIAL CITY - CATH LAB | MHHS-Mem City |  |  |  | 041-18006 |  | West & Memorial City |  | MEMORIAL CITY - CATH LAB | [5 empty] | MONITORS, VIDEO |  | MONITORVIDEO-NEC-MultiSync LCD-2090UXI |  |  |  |  | MONITORVIDEO-NEC-MultiSync LCD-2090UXI | [8 empty] | Covered PM Repair - Biomedical | MHHS-Mem City
NO | NO |  |  |  | 041-18027 |  | NEC Display Solutions | LCD2090UXI-BK-1 |  | 33703831TA | MEMORIAL CITY - CATH LAB | MHHS-Mem City |  |  |  | 041-18027 |  | West & Memorial City |  | MEMORIAL CITY - CATH LAB | [5 empty] | MONITORS, VIDEO |  | MONITORVIDEO-NEC-MultiSync LCD-2090UXI |  |  |  |  | MONITORVIDEO-NEC-MultiSync LCD-2090UXI | [8 empty] | Covered PM Repair - Biomedical | MHHS-Mem City
NO | NO |  |  |  | 041-18042 |  | NEC Display Solutions | LCD2090UXI-BK-1 |  | 33703829TA | MEMORIAL CITY - CATH LAB | MHHS-Mem City |  |  |  | 041-18042 |  | West & Memorial City |  | MEMORIAL CITY - CATH LAB | [5 empty] | MONITORS, VIDEO |  | MONITORVIDEO-NEC-MultiSync LCD-2090UXI |  |  |  |  | MONITORVIDEO-NEC-MultiSync LCD-2090UXI | [8 empty] | Covered PM Repair - Biomedical | MHHS-Mem City
NO | NO |  |  |  | 041-18045 |  | NEC Display Solutions | LCD2090UXI-BK-1 |  | 33703154TA | MEMORIAL CITY - CATH LAB | MHHS-Mem City |  |  |  | 041-18045 |  | West & Memorial City |  | MEMORIAL CITY - CATH LAB | [5 empty] | MONITORS, VIDEO |  | MONITORVIDEO-NEC-MultiSync LCD-2090UXI |  |  |  |  | MONITORVIDEO-NEC-MultiSync LCD-2090UXI | [8 empty] | Covered PM Repair - Biomedical | MHHS-Mem City
NO | NO |  |  |  | 041-18060 |  | NEC Display Solutions | LCD2090UXI-BK-1 |  | 35705458TA | MEMORIAL CITY - CATH LAB | MHHS-Mem City |  |  |  | 041-18060 |  | West & Memorial City |  | MEMORIAL CITY - CATH LAB | [5 empty] | MONITORS, VIDEO |  | MONITORVIDEO-NEC-MultiSync LCD-2090UXI |  |  |  |  | MONITORVIDEO-NEC-MultiSync LCD-2090UXI | [8 empty] | Covered PM Repair - Biomedical | MHHS-Mem City
NO | NO |  |  |  | 041-18610 |  | NEC Display Solutions | LCD2090UXI-BK-1 |  | 41717362TA | MEMORIAL CITY - CATH LAB | MHHS-Mem City |  |  |  | 041-18610 |  | West & Memorial City |  | MEMORIAL CITY - CATH LAB | [5 empty] | MONITORS, VIDEO |  | MONITORVIDEO-NEC-MultiSync LCD-2090UXI |  |  |  |  | MONITORVIDEO-NEC-MultiSync LCD-2090UXI | [8 empty] | Covered PM Repair - Biomedical | MHHS-Mem City
NO | NO |  |  |  | 041-18611 |  | NEC Display Solutions | LCD2090UXI-BK-1 |  | 41717365TA | MEMORIAL CITY - CATH LAB | MHHS-Mem City |  |  |  | 041-18611 |  | West & Memorial City |  | MEMORIAL CITY - CATH LAB | [5 empty] | MONITORS, VIDEO |  | MONITORVIDEO-NEC-MultiSync LCD-2090UXI |  |  |  |  | MONITORVIDEO-NEC-MultiSync LCD-2090UXI | [8 empty] | Covered PM Repair - Biomedical | MHHS-Mem City
NO | NO |  |  |  | 041-18620 |  | NEC Display Solutions | LCD2090UXI-BK-1 |  | 41717363TA | MEMORIAL CITY - CATH LAB | MHHS-Mem City |  |  |  | 041-18620 |  | West & Memorial City |  | MEMORIAL CITY - CATH LAB | [5 empty] | MONITORS, VIDEO |  | MONITORVIDEO-NEC-MultiSync LCD-2090UXI |  |  |  |  | MONITORVIDEO-NEC-MultiSync LCD-2090UXI | [8 empty] | Covered PM Repair - Biomedical | MHHS-Mem City
NO | NO |  |  |  | 129-04183 |  | NEC Display Solutions | LCD2090UXI-BK-1 |  | 9Z300565UA | SUGAR LAND - CATH LAB | MHHS-Sugarland |  |  |  | 129-04183 |  | Sugar Land |  | SUGAR LAND - CATH LAB | [5 empty] | MONITORS, VIDEO |  | MONITORVIDEO-NEC-MultiSync LCD-2090UXI |  |  |  |  | MONITORVIDEO-NEC-MultiSync LCD-2090UXI | [8 empty] | Covered PM Repair - Biomedical | MHHS-Sugarland
NO | YES |  |  |  | 151-02751 | 151-02751 | NEC Display Solutions | MULTISYNC E233WMi |  | 87108593NA | CY-COU | MHHS-Cypress |  |  |  | 151-02751 | 151-02751 | Northwest | MHHS-Cypress | CY-COU | COU |  | 2/1/20 |  |  | MONITORS, VIDEO |  | .needs class | [10 empty] | 3/17/13 |  |  | Not Covered Vendor Only - Lab Ana/Anes | MHHS-Cypress
NO | YES |  |  |  | 151-02752 | 151-02752 | NEC Display Solutions | MULTISYNC E233WMi |  | 87108651NA | CY-Telemetry | MHHS-Cypress |  |  |  | 151-02752 | 151-02752 | Northwest | MHHS-Cypress | CY-Telemetry | Antepartum nurses station | 12/1/18 | 12/1/19 |  |  | MONITORS, VIDEO |  | .needs class | [10 empty] | 3/17/13 |  |  | Not Covered Vendor Only - Lab Ana/Anes | MHHS-Cypress
NO | YES |  |  |  | 151-03265 | 151-03265 | NEC Display Solutions | MULTISYNC E233WMi |  | 3CQ9080L0R | CY - TELEMETRY | MHHS-Cypress |  |  |  | 151-03265 | 151-03265 | Northwest | Cypress | CY - TELEMETRY |  | 6/1/19 |  |  |  | MONITORS, VIDEO |  | .needs class | [10 empty] | 3/17/13 |  |  | Not Covered Vendor Only - Lab Ana/Anes | MHHS-Cypress
NO | YES |  |  |  | 151-03266 | 151-03266 | NEC Display Solutions | MULTISYNC E233WMi |  | 3CQ9080KC6 | CY - TELEMETRY | MHHS-Cypress |  |  |  | 151-03266 | 151-03266 | Northwest | Cypress | CY - TELEMETRY |  | 6/1/19 |  |  |  | MONITORS, VIDEO |  | .needs class | [10 empty] | 3/17/13 |  |  | Not Covered Vendor Only - Lab Ana/Anes | MHHS-Cypress
NO | YES |  |  |  | 151-03267 | 151-03267 | NEC Display Solutions | MULTISYNC E233WMi |  | 3CQ9080L08 | CY-Telemetry | MHHS-Cypress |  |  |  | 151-03267 | 151-03267 | Northwest | MHHS-Cypress | CY-Telemetry |  | 6/1/19 |  |  |  | MONITORS, VIDEO |  | .needs class | [10 empty] | 7/1/13 |  |  | Not Covered Vendor Only - Lab Ana/Anes | MHHS-Cypress
NO | YES |  |  |  | 009-33481 | 009-33481 | NEC Display Solutions | MULTISYNC E233WMi |  | 85106016NA | GH-Ortho Joint Center 4N | MHHS-Greater Heights |  |  |  | 009-33481 | 009-33481 | Central | MHHS-Greater Heights | GH-Ortho Joint Center 4N | CDU |  |  |  |  | MONITORS, VIDEO |  | .needs class | [10 empty] | 3/17/13 |  |  | Not Covered Vendor Only - Lab Ana/Anes | MHHS-Greater Heights
NO | YES |  |  |  | 009-34516 | 009-34516 | NEC Display Solutions | MULTISYNC E233WMi |  | 3CQ90810NV | GH-ICU | MHHS-Greater Heights |  |  |  | 009-34516 | 009-34516 | Central | MHHS-Greater Heights | GH-ICU | Nurse station |  |  |  |  | MONITORS, VIDEO |  | .needs class | [10 empty] | 3/17/13 |  |  | Not Covered Vendor Only - Lab Ana/Anes | MHHS-Greater Heights
NO | YES |  |  |  | 009-34517 | 009-34517 | NEC Display Solutions | MULTISYNC E233WMi |  | 3CQ90810P3 | GH-ICU | MHHS-Greater Heights |  |  |  | 009-34517 | 009-34517 | Central | MHHS-Greater Heights | GH-ICU | Nurse station |  |  |  |  | MONITORS, VIDEO |  | .needs class | [10 empty] | 3/17/13 |  |  | Not Covered Vendor Only - Lab Ana/Anes | MHHS-Greater Heights
NO | YES | Serial Number Already Installed |  |  | 009-34430 | 009-34430 | NEC Display Solutions | MULTISYNC E233WMi |  | Already Installed | GH-IMU | MHHS-Greater Heights |  |  |  | 009-34430 | 009-34430 | Central | MHHS-Greater Heights | GH-IMU | Nurse station | 7/1/19 |  | 7/1/20 |  | MONITORS, VIDEO |  | .needs class | [10 empty] | 3/17/13 |  |  | Not Covered Vendor Only - Lab Ana/Anes | MHHS-Greater Heights
NO | YES |  |  |  | 009-34775 | 009-34775 | NEC Display Solutions | MULTISYNC E233WMi |  | 3CQ8351HX4 | GH-Med Surg 6 | MHHS-Greater Heights |  |  |  | 009-34775 | 009-34775 | Central | MHHS-Greater Heights | GH-Med Surg 6 | Nurse station | 6/1/19 |  | 6/1/20 |  | MONITORS, VIDEO |  | .needs class | [10 empty] | 3/17/13 |  |  | Not Covered Vendor Only - Lab Ana/Anes | MHHS-Greater Heights
NO | YES |  |  |  | 009-34774 | 009-34774 | NEC Display Solutions | MULTISYNC E233WMi |  | 3CQ8351HX0 | GH-Neuro 5N | MHHS-Greater Heights |  |  |  | 009-34774 | 009-34774 | Central | MHHS-Greater Heights | GH-Neuro 5N | Nurse station | 6/1/19 |  | 6/1/20 |  | MONITORS, VIDEO |  | .needs class | [10 empty] | 3/17/13 |  |  | Not Covered Vendor Only - Lab Ana/Anes | MHHS-Greater Heights
NO | YES |  |  |  | 005-33945 | 005-33945 | NEC Display Solutions | MULTISYNC E233WMi |  | 88110209NA | SE-OR-Preop | MHHS-Southeast |  |  |  | 005-33945 | 005-33945 | Southeast | MHHS-Southeast | SE-OR-Preop | Nurses station |  |  |  |  | MONITORS, VIDEO |  | .needs class | [10 empty] | 3/17/12 |  |  | Not Covered Vendor Only - Lab Ana/Anes | MHHS-Southeast
NO | YES |  |  |  | 005-33950 | 005-33950 | NEC Display Solutions | MULTISYNC E233WMi |  | 88110424NA | SE-OR-PACU | MHHS-Southeast |  |  |  | 005-33950 | 005-33950 | Southeast | MHHS-Southeast | SE-OR-PACU | SE - PR - PACU | 2/1/19 |  |  |  | MONITORS, VIDEO |  | .needs class | [10 empty] | 3/17/12 |  |  | Not Covered Vendor Only - Lab Ana/Anes | MHHS-Southeast
NO | NO |  |  |  | 151-02753 |  | NEC Display Solutions | MULTISYNC E233WMi |  | 87108596NA | CY - TELEMETRY | MHHS-Cypress |  |  |  | 151-02753 |  | Northwest & Cypress |  | CY - TELEMETRY | [5 empty] | MONITORS, VIDEO |  | .needs class | [13 empty] | Not Covered Vendor Only - Lab Ana/Anes | MHHS-Cypress
NO | NO |  |  |  | 151-02754 |  | NEC Display Solutions | MULTISYNC E233WMi |  | 87108625NA | CY - TELEMETRY | MHHS-Cypress |  |  |  | 151-02754 |  | Northwest & Cypress |  | CY - TELEMETRY | [5 empty] | MONITORS, VIDEO |  | .needs class | [13 empty] | Not Covered Vendor Only - Lab Ana/Anes | MHHS-Cypress
NO | NO |  |  |  | 009-34344 |  | NEC Display Solutions | MULTISYNC E233WMi |  | 3CQ8351HWQ | GH - CV ICU | MHHS-Greater Heights |  |  |  | 009-34344 |  | Central & Greater Heights |  | GH - CV ICU | [5 empty] | MONITORS, VIDEO |  | .needs class | [13 empty] | Not Covered Vendor Only - Lab Ana/Anes | MHHS-Greater Heights
NO | NO |  |  |  | 009-34769 |  | NEC Display Solutions | MULTISYNC E233WMi |  | 3CQ8351HW3 | GH - CV ICU | MHHS-Greater Heights |  |  |  | 009-34769 |  | Central & Greater Heights |  | GH - CV ICU | [5 empty] | MONITORS, VIDEO |  | .needs class | [13 empty] | Not Covered Vendor Only - Lab Ana/Anes | MHHS-Greater Heights
NO | NO |  |  |  | 009-34528 |  | NEC Display Solutions | MULTISYNC E233WMi |  | 3CQ8351HWJ | GH - ICU | MHHS-Greater Heights |  |  |  | 009-34528 |  | Central & Greater Heights |  | GH - ICU | [5 empty] | MONITORS, VIDEO |  | .needs class | [13 empty] | Not Covered Vendor Only - Lab Ana/Anes | MHHS-Greater Heights
NO | NO |  |  |  | 133-10411 |  | NEC Display Solutions | MULTISYNC E233WMi |  | 87109465NA | KATY - ER | MHHS-Katy |  |  |  | 133-10411 |  | Katy |  | KATY - ER | [5 empty] | MONITORS, VIDEO |  | .needs class | [13 empty] | Not Covered Vendor Only - Lab Ana/Anes | MHHS-Katy
NO | NO |  |  |  | 133-10202 |  | NEC Display Solutions | MULTISYNC E233WMi |  | 7Y102615NA | KATY - IMU | MHHS-Katy |  |  |  | 133-10202 |  | Katy |  | KATY - IMU | [5 empty] | MONITORS, VIDEO |  | .needs class | [13 empty] | Not Covered Vendor Only - Lab Ana/Anes | MHHS-Katy
NO | NO |  |  |  | 133-10203 |  | NEC Display Solutions | MULTISYNC E233WMi |  | 7Y102608NA | KATY - IMU | MHHS-Katy |  |  |  | 133-10203 |  | Katy |  | KATY - IMU | [5 empty] | MONITORS, VIDEO |  | .needs class | [13 empty] | Not Covered Vendor Only - Lab Ana/Anes | MHHS-Katy
NO | NO | [5 empty] | NEC Display Solutions | MULTISYNC LCD 1570NX |  |  | MEMORIAL CITY - LABOR & DELIVERY | MHHS-Mem City | [5 empty] | West & Memorial City |  | MEMORIAL CITY - LABOR & DELIVERY | [5 empty] | MONITORS, VIDEO |  | .needs class | [13 empty] | Not Covered Vendor Only - Lab Ana/Anes | MHHS-Mem City
NO | YES |  |  |  |  | 069-44942 | NEC Display Solutions | MULTISYNC LCD2080UX |  | Z0124466 | TMC-OR-Robertson (2R) | MHHS-TMC |  |  |  |  | 069-44942 | TMC | MHHS-TMC | TMC-OR-Robertson (2R) | Hallway | 2/1/19 |  | 2/1/20 |  | MONITORS, VIDEO |  | .needs class | [10 empty] | 3/17/12 |  |  | Not Covered Vendor Only - Lab Ana/Anes | MHHS-TMC
NO | NO |  |  |  | 129-04221 |  | NEC Display Solutions | MULTISYNC LCD2080UX |  | 58148131YA | SUGAR LAND - CATH LAB | MHHS-Sugarland |  |  |  | 129-04221 |  | Sugar Land |  | SUGAR LAND - CATH LAB | [5 empty] | MONITORS, VIDEO |  | .needs class | [13 empty] | Not Covered Vendor Only - Lab Ana/Anes | MHHS-Sugarland
NO | NO | [5 empty] | NEC Display Solutions | MULTISYNC LCD3215 |  | 95002970NA | MEMORIAL CITY - MOR | MHHS-Mem City | [5 empty] | West & Memorial City |  | MEMORIAL CITY - MOR | [5 empty] | MONITORS, VIDEO |  | .needs class | [13 empty] | Not Covered Vendor Only - Lab Ana/Anes | MHHS-Mem City
NO | NO |  |  |  | 069-37627 |  | NEC Display Solutions | MULTISYNC V422 |  | 14004598NA | TMC - OR - HERMANN (2HP) | MHHS-TMC |  |  |  | 069-37627 |  | TMC |  | TMC - OR - HERMANN (2HP) | [5 empty] | MONITORS, VIDEO |  | .needs class | [13 empty] | Not Covered Vendor Only - Lab Ana/Anes | MHHS-TMC
NO | YES |  |  |  | 133-09844 | 133-09844 | NEC Display Solutions | MULTISYNC V552 |  | 59019199NA | Katy-OR | MHHS-Katy |  |  |  | 133-09844 | 133-09844 | Katy | MHHS-Katy | Katy-OR | O.R. 10 | 11/1/18 |  |  |  | MONITORS, VIDEO |  | .needs class | [13 empty] | Not Covered Vendor Only - Lab Ana/Anes | MHHS-Katy
NO | YES |  |  |  | 133-09847 | 133-09847 | NEC Display Solutions | MULTISYNC V552 |  | 63104032NA | Katy-OR | MHHS-Katy |  |  |  | 133-09847 | 133-09847 | Katy | MHHS-Katy | Katy-OR | OR 11 | 11/1/18 |  |  |  | MONITORS, VIDEO |  | .needs class | [10 empty] | 7/14/19 |  |  | Not Covered Vendor Only - Biomedical | MHHS-Katy
NO | YES |  |  |  | 133-09867 | 133-09867 | NEC Display Solutions | MULTISYNC V552 |  | 58017384NA | Katy-OR | MHHS-Katy |  |  |  | 133-09867 | 133-09867 | Katy | MHHS-Katy | Katy-OR | OR 9 | 11/1/18 |  |  |  | MONITORS, VIDEO |  | .needs class | [10 empty] | 7/2/19 |  |  | Covered PM Repair - Biomedical | MHHS-Katy
NO | YES |  |  |  | 133-09869 | 133-09869 | NEC Display Solutions | MULTISYNC V552 |  | 58017386NA | Katy-OR | MHHS-Katy |  |  |  | 133-09869 | 133-09869 | Katy | MHHS-Katy | Katy-OR | OR 8 | 11/1/18 |  |  |  | MONITORS, VIDEO |  | .needs class | [13 empty] | Not Covered Vendor Only - Lab Ana/Anes | MHHS-Katy
NO | YES |  |  |  | 133-09870 | 133-09870 | NEC Display Solutions | MULTISYNC V552 |  | 58017388NA | Katy-OR | MHHS-Katy |  |  |  | 133-09870 | 133-09870 | Katy | MHHS-Katy | Katy-OR | OR 6 | 11/1/18 |  |  |  | MONITORS, VIDEO |  | .needs class | [13 empty] | Not Covered Vendor Only - Biomedical | MHHS-Katy
NO | YES |  |  |  | 041-19644 | 041-19644 | NEC Display Solutions | MULTISYNC V552 |  | N/A | MEMORIAL CITY - Orthopedic Surgery | MHHS-Mem City |  |  |  | 041-19644 | 041-19644 | West | Memorial Hermann Memorial City Medical Center | MEMORIAL CITY - Orthopedic Surgery | Memorial City - Orthopedic Surgery MH11 500 OR 1 |  |  |  |  | MONITORS, VIDEO |  | .needs class | [13 empty] | Not Covered Vendor Only - Biomedical | MHHS-Mem City
NO | YES |  |  |  | 041-19645 | 041-19645 | NEC Display Solutions | MULTISYNC V552 |  | N/A | MEMORIAL CITY - MHT - JHC OR | MHHS-Mem City |  |  |  | 041-19645 | 041-19645 | West | Memorial Hermann Memorial City Medical Center | MEMORIAL CITY - MHT - JHC OR | MEMORIAL CITY - MHT - JHC OR |  |  |  |  | MONITORS, VIDEO |  | .needs class | [13 empty] | Not Covered Vendor Only - Biomedical | MHHS-Mem City
NO | YES |  |  |  | 041-19650 | 041-19650 | NEC Display Solutions | MULTISYNC V552 |  | N/A | MEMORIAL CITY - MHT - JHC OR | MHHS-Mem City |  |  |  | 041-19650 | 041-19650 | West | Weat | MEMORIAL CITY - MHT - JHC OR | Mh11:507 OR7 |  |  |  |  | MONITORS, VIDEO |  | .needs class | [13 empty] | Not Covered Vendor Only - Biomedical | MHHS-Mem City
NO | YES |  |  |  | 041-19651 | 041-19651 | NEC Display Solutions | MULTISYNC V552 |  | N/A | MEMORIAL CITY - Ortho OR | MHHS-Mem City |  |  |  | 041-19651 | 041-19651 | West | Memorial Hermann - Memorial City | MEMORIAL CITY - Ortho OR | 11th Floor OR Room 8 |  |  |  |  | MONITORS, VIDEO |  | .needs class | [13 empty] | Not Covered Vendor Only - Lab Ana/Anes | MHHS-Mem City
NO | YES |  |  |  | 069-43208 | 069-43208 | NEC Display Solutions | MULTISYNC V552 |  | 66105903NA | TMC-OR-Pedi OR (2R) | MHHS-TMC |  |  |  | 069-43208 | 069-43208 | TMC | MHHS-TMC | TMC-OR-Pedi OR (2R) | S2 OR 55 | 2/1/19 |  | 2/1/20 |  | MONITORS, VIDEO |  | .needs class | [10 empty] | 7/31/15 |  |  | Not Covered Vendor Only - Biomedical | MHHS-TMC
NO | NO |  |  |  | 133-09880 |  | NEC Display Solutions | MULTISYNC V552 |  | 58017348NA | KATY - OR | MHHS-Katy |  |  |  | 133-09880 |  | Katy |  | KATY - OR | [5 empty] | MONITORS, VIDEO |  | .needs class | [13 empty] | Not Covered Vendor Only - Lab Ana/Anes | MHHS-Katy
NO | NO |  |  |  | 041-19642 |  | NEC Display Solutions | MULTISYNC V552 |  | N/A | MEMORIAL CITY - MHT - JHC OR | MHHS-Mem City |  |  |  | 041-19642 |  | West & Memorial City |  | MEMORIAL CITY - MHT - JHC OR | [5 empty] | MONITORS, VIDEO |  | .needs class | [13 empty] | Not Covered Vendor Only - Lab Ana/Anes | MHHS-Mem City
NO | NO |  |  |  | 041-19643 |  | NEC Display Solutions | MULTISYNC V552 |  | N/A | MEMORIAL CITY - MHT - JHC OR | MHHS-Mem City |  |  |  | 041-19643 |  | West & Memorial City |  | MEMORIAL CITY - MHT - JHC OR | [5 empty] | MONITORS, VIDEO |  | .needs class | [13 empty] | Not Covered Vendor Only - Lab Ana/Anes | MHHS-Mem City
NO | NO |  |  |  | 041-19646 |  | NEC Display Solutions | MULTISYNC V552 |  | N/A | MEMORIAL CITY - MHT - JHC OR | MHHS-Mem City |  |  |  | 041-19646 |  | West & Memorial City |  | MEMORIAL CITY - MHT - JHC OR | [5 empty] | MONITORS, VIDEO |  | .needs class | [13 empty] | Not Covered Vendor Only - Biomedical | MHHS-Mem City
NO | NO |  |  |  | 041-19647 |  | NEC Display Solutions | MULTISYNC V552 |  | N/A | MEMORIAL CITY - MHT - JHC OR | MHHS-Mem City |  |  |  | 041-19647 |  | West & Memorial City |  | MEMORIAL CITY - MHT - JHC OR | [5 empty] | MONITORS, VIDEO |  | .needs class | [13 empty] | Not Covered Vendor Only - Lab Ana/Anes | MHHS-Mem City
NO | NO |  |  |  | 041-19648 |  | NEC Display Solutions | MULTISYNC V552 |  | N/A | MEMORIAL CITY - MHT - JHC OR | MHHS-Mem City |  |  |  | 041-19648 |  | West & Memorial City |  | MEMORIAL CITY - MHT - JHC OR | [5 empty] | MONITORS, VIDEO |  | .needs class | [13 empty] | Not Covered Vendor Only - Biomedical | MHHS-Mem City
NO | NO |  |  |  | 041-19649 |  | NEC Display Solutions | MULTISYNC V552 |  | N/A | MEMORIAL CITY - MHT - JHC OR | MHHS-Mem City |  |  |  | 041-19649 |  | West & Memorial City |  | MEMORIAL CITY - MHT - JHC OR | [5 empty] | MONITORS, VIDEO |  | .needs class | [13 empty] | Not Covered Vendor Only - Lab Ana/Anes | MHHS-Mem City
YES | YES |  |  |  | 041-32430 | 041-32430 | NEC Display Solutions | P212 |  | 5Z000125NW | MEMORIAL CITY - CATH LAB |  |  |  |  | 041-32430 | 041-32430 | West | Memorial City - Memorial Hermann Hospital East | MEMORIAL CITY - CATH LAB | Cath Lab Pre Pro 9 |  |  |  |  | MONITORS, VIDEO
NO | YES |  |  |  | 142-06941 | 142-06941 | NEC Display Solutions | P212-BK |  | 68101863NW | NE-Radiology | MHHS-Northeast |  | Monitor, Video |  | 142-06941 | 142-06941 | Katy | MHHS-Northeast | NE-Radiology |  | 1/1/19 | 6/1/20 |  | Monitor is part of system. Delete | MONITORS, CENTRAL STATION | Monitor, Video | MONITORVIDEO-NEC-P212-BK | MONITORVIDEO | P212-BK |  |  |  | NEC | Monitor, Video |  |  | MONITORVIDEO-NEC-P212-BK | 8/1/17 |  |  | Covered PM Repair - Biomedical | MHHS-Northeast | [8 empty] | MONITORVIDEO | Monitor, Video | NEC
NO | YES |  |  |  | 142-06942 | 142-06942 | NEC Display Solutions | P212-BK |  | 69102067NW | NE-Radiology | MHHS-Northeast |  | Monitor, Video |  | 142-06942 | 142-06942 | Katy | MHHS-Northeast | NE-Radiology |  | 1/1/19 | 6/1/20 |  | Monitor is not part of system. Delete | MONITORS, CENTRAL STATION | Monitor, Video | MONITORVIDEO-NEC-P212-BK | MONITORVIDEO | P212-BK |  |  |  | NEC | Monitor, Video |  |  | MONITORVIDEO-NEC-P212-BK | 1/20/18 |  |  | Covered PM Repair - Biomedical | MHHS-Northeast | [8 empty] | MONITORVIDEO | Monitor, Video | NEC
NO | YES |  |  |  | 069-43209 | 069-43209 | NEC Display Solutions | P462 |  | 63120965NA | TMC-OR-Pedi OR (2R) | MHHS-TMC |  |  |  | 069-43209 | 069-43209 | TMC | MHHS-TMC | TMC-OR-Pedi OR (2R) | S2 OR 55 | 7/1/18 |  | 7/1/19 |  | MONITORS, VIDEO |  | .needs class | [10 empty] | 5/22/20 |  |  | Not Covered Vendor Only - Biomedical | MHHS-TMC
NO | NO |  |  |  | 34001576NW |  | NEC Display Solutions | P462 |  | 34001576NW | TMC - OR - HERMANN (2HP) | MHHS-TMC |  |  |  | 34001576NW |  | TMC |  | TMC - OR - HERMANN (2HP) | [5 empty] | MONITORS, VIDEO |  | .needs class | [13 empty] | Covered PM Repair - Biomedical | MHHS-TMC
NO | NO |  |  |  | 34313806NW |  | NEC Display Solutions | P462 |  | 34313806NW | TMC - OR - HERMANN (2HP) | MHHS-TMC |  |  |  | 34313806NW |  | TMC |  | TMC - OR - HERMANN (2HP) | [5 empty] | MONITORS, VIDEO |  | .needs class | [13 empty] | Covered PM Repair - Biomedical | MHHS-TMC
NO | NO |  |  |  | 34314045NW |  | NEC Display Solutions | P462 |  | 34314045NW | TMC - OR - HERMANN (2HP) | MHHS-TMC |  |  |  | 34314045NW |  | TMC |  | TMC - OR - HERMANN (2HP) | [5 empty] | MONITORS, VIDEO |  | .needs class | [13 empty] | Covered PM Repair - Lab Analyzers/Anesth | MHHS-TMC
NO | YES |  |  |  | 009-09608 | 009-09608 | NEC Display Solutions | SC-WU32-A1511 |  | 13-225618 | GH-OR Endoscopy | MHHS-Greater Heights |  | Monitor, Video |  | 009-09608 | 009-09608 | Central | MHHS-Greater Heights | GH-OR Endoscopy | Endoscopy | 7/1/19 |  | 7/1/20 |  | MONITORS, VIDEO | Monitor, Video | MONITORVIDEO-National Display Sys-SC-WU32-A1511 | MONITORVIDEO | SC-WU32-A1511 |  |  |  | National Display Sys | Monitor, Video |  |  | MONITORVIDEO-National Display Sys-SC-WU32-A1511 |  |  |  | Covered PM Repair - Biomedical | MHHS-Greater Heights | [8 empty] | MONITORVIDEO | Monitor, Video | National Display Sys
NO | YES |  |  |  | 041-16039 | 041-16039 | NEC Display Solutions | SC-WU32-A1511 |  | 12-213060 | Memorial city digestive disease center | MHHS-Mem City |  | Monitor, Video |  | 041-16039 | 041-16039 | West Memorial city | Herman memorial city medical center | Memorial city digestive disease center | Procedure room 4 |  |  |  | No pm found | MONITORS, VIDEO |  | MONITORVIDEO-National Display Sys-SC-WU32-A1511 | MONITORVIDEO | SC-WU32-A1511 |  |  |  | National Display Sys | Monitor, Video |  |  | MONITORVIDEO-National Display Sys-SC-WU32-A1511 |  |  |  | Covered PM Repair - Biomedical | MHHS-Mem City
NO | YES |  |  |  | 142-06948 | 142-06948 | NEC Display Solutions | SC-WU32-A1511 |  | 07-94466 | NE-OR | MHHS-Northeast |  | Monitor, Video |  | 142-06948 | 142-06948 | Katy | MHHS-Northeast | NE-OR | OR Storage | 8/1/19 | 8/1/20 |  |  | MONITORS, VIDEO | Monitor, Video | MONITORVIDEO-National Display Sys-SC-WU32-A1511 | MONITORVIDEO | SC-WU32-A1511 |  |  |  | National Display Sys | Monitor, Video |  |  | MONITORVIDEO-National Display Sys-SC-WU32-A1511 |  |  |  | Covered PM Repair - Biomedical | MHHS-Northeast | [8 empty] | MONITORVIDEO | Monitor, Video | National Display Sys
NO | YES |  |  |  | 129-07000 | 129-07000 | NEC Display Solutions | SC-WU32-A1511 |  | 16-261665 | Sugar Land-Endoscopy | MHHS-Sugarland |  | Monitor, Video |  | 129-07000 | 129-07000 | Sugar Land | MHHS-Sugarland | Sugar Land-Endoscopy | Procedure Room 2 | 8/1/19 |  |  |  | MONITORS, VIDEO | Monitor, Video | MONITORVIDEO-National Display Sys-SC-WU32-A1511 | MONITORVIDEO | SC-WU32-A1511 |  |  |  | National Display Sys | Monitor, Video |  |  | MONITORVIDEO-National Display Sys-SC-WU32-A1511 |  |  |  | Covered PM Repair - Biomedical | MHHS-Sugarland | [8 empty] | MONITORVIDEO | Monitor, Video | National Display Sys
NO | YES |  |  |  | 129-07005 | 129-07005 | NEC Display Solutions | SC-WU32-A1511 |  | 16-261663 | Sugar Land-Endoscopy | MHHS-Sugarland |  | Monitor, Video |  | 129-07005 | 129-07005 | Sugar Land | MHHS-Sugarland | Sugar Land-Endoscopy |  | 8/1/18 | 8/1/19 |  |  | MONITORS, VIDEO | Monitor, Video | MONITORVIDEO-National Display Sys-SC-WU32-A1511 | MONITORVIDEO | SC-WU32-A1511 |  |  |  | National Display Sys | Monitor, Video |  |  | MONITORVIDEO-National Display Sys-SC-WU32-A1511 |  |  |  | Covered PM Repair - Biomedical | MHHS-Sugarland | [8 empty] | MONITORVIDEO | Monitor, Video | National Display Sys
NO | NO |  |  |  | 074-05822 |  | NEC Display Solutions | V421 |  |  | TMC - CATH LAB - PEDI (GHP) | MHHS-TMC |  |  |  | 074-05822 |  | TMC |  | TMC - CATH LAB - PEDI (GHP) | [5 empty] | MONITORS, VIDEO |  | .needs class | [13 empty] | Covered PM Repair - Biomedical | MHHS-TMC
NO | NO |  |  |  | 069-34629 |  | NEC Display Solutions | V421 |  | 08001417NA | TMC - OR - HERMANN (2HP) | MHHS-TMC |  |  |  | 069-34629 |  | TMC |  | TMC - OR - HERMANN (2HP) | [5 empty] | MONITORS, VIDEO |  | .needs class | [13 empty] | Covered PM Repair - Biomedical | MHHS-TMC
NO | NO |  |  |  | 069-35879 |  | NEC Display Solutions | V421 |  | 08001406NA | TMC - OR - HERMANN (2HP) | MHHS-TMC |  |  |  | 069-35879 |  | TMC |  | TMC - OR - HERMANN (2HP) | [5 empty] | MONITORS, VIDEO |  | .needs class | [13 empty] | Covered PM Repair - Biomedical | MHHS-TMC
NO | NO |  |  |  | 069-36174 |  | NEC Display Solutions | V421 |  |  | TMC - OR - HERMANN (2HP) | MHHS-TMC |  |  |  | 069-36174 |  | TMC |  | TMC - OR - HERMANN (2HP) | [5 empty] | MONITORS, VIDEO |  | .needs class | [13 empty] | Covered PM Repair - Biomedical | MHHS-TMC
NO | NO |  |  |  | 069-39983 |  | NEC Display Solutions | V421 |  | 08001416NA | TMC - OR - HERMANN (2HP) | MHHS-TMC |  |  |  | 069-39983 |  | TMC |  | TMC - OR - HERMANN (2HP) | [5 empty] | MONITORS, VIDEO |  | .needs class | [13 empty] | Covered PM Repair - Biomedical | MHHS-TMC
NO | NO |  |  |  | 069-34633 |  | NEC Display Solutions | V423 |  |  | TMC - OR - HERMANN (2HP) | MHHS-TMC |  |  |  | 069-34633 |  | TMC |  | TMC - OR - HERMANN (2HP) | [5 empty] | MONITORS, VIDEO |  | .needs class | [13 empty] | Covered PM Repair - Biomedical | MHHS-TMC
NO | NO |  |  |  | 069-34635 |  | NEC Display Solutions | V423 |  |  | TMC - OR - HERMANN (2HP) | MHHS-TMC |  |  |  | 069-34635 |  | TMC |  | TMC - OR - HERMANN (2HP) | [5 empty] | MONITORS, VIDEO |  | .needs class | [13 empty] | Covered PM Repair - Biomedical | MHHS-TMC
NO | NO |  |  |  | 069-42037 |  | NEC Display Solutions | V423 |  | NEED | TMC - OR - HERMANN (2HP) | MHHS-TMC |  |  |  | 069-42037 |  | TMC |  | TMC - OR - HERMANN (2HP) | [5 empty] | MONITORS, VIDEO |  | .needs class | [13 empty] | Covered PM Repair - Biomedical | MHHS-TMC
NO | NO |  |  |  | 069-45686 |  | NEC Display Solutions | V423 |  | 78055754NA | TMC - OR - HERMANN (2HP) | MHHS-TMC |  |  |  | 069-45686 |  | TMC |  | TMC - OR - HERMANN (2HP) | [5 empty] | MONITORS, VIDEO |  | .needs class | [13 empty] | Covered PM Repair - Biomedical | MHHS-TMC
NO | NO |  |  |  | 069-45686 |  | NEC Display Solutions | V423 |  | 78055754NA | TMC - OR - HERMANN (2HP) | MHHS-TMC |  |  |  | 069-45686 |  | TMC |  | TMC - OR - HERMANN (2HP) | [5 empty] | MONITORS, VIDEO |  | .needs class | [13 empty] | Covered PM Repair - Biomedical | MHHS-TMC
NO | NO |  |  |  | 074-05106 |  | NEC Display Solutions | V423 |  | 41017813NA | TMC - OR - HERMANN (2HP) | MHHS-TMC |  |  |  | 074-05106 |  | TMC |  | TMC - OR - HERMANN (2HP) | [5 empty] | MONITORS, VIDEO |  | .needs class | [13 empty] | Covered PM Repair - Radiology, Low End | MHHS-TMC
NO | NO |  |  |  | 074-05108 |  | NEC Display Solutions | V423 |  | 41016887NA | TMC - OR - HERMANN (2HP) | MHHS-TMC |  |  |  | 074-05108 |  | TMC |  | TMC - OR - HERMANN (2HP) | [5 empty] | MONITORS, VIDEO |  | .needs class | [13 empty] | Covered PM Repair - Biomedical | MHHS-TMC
YES | YES | Serial Number Cnf |  |  | 099-09203 | 099-09203 | NEC Technologies | 1850E |  | CNF | OR |  |  |  |  | 099-09203 | 099-09203 | TMC | Memorial Hermann-Texas Medical Center | OR | OR 3 control room
YES | YES |  |  |  | 069-21503 | 069-21503 | NEC Technologies | 2080Ux |  | 58148135YA | TMC - HVI - CATH Lab |  |  |  |  | 069-21503 | 069-21503 | TMC | Memorial Hermann- Texas Medical Center | TMC - HVI - CATH Lab | Cath 03 |  |  |  | No PM Sticker
YES | YES |  |  |  | 009-33957 | 009-33957 | NEC Technologies | AccuSync AS172 |  | 9Y335531NA | Memorial Hermann - Radiology |  |  |  |  | 009-33957 | 009-33957 | Central | Memorial Hermann Greater Heights Hospital | Memorial Hermann - Radiology | GH- NucMed room
NO | YES | [5 empty] | NEC Technologies | AccuSync AS193i |  | 53123468NA | NE-ER | [6 empty] | Katy | MHHS-Northeast | NE-ER | Nurses Station | 8/1/19 | 8/1/20
YES | YES | Serial Number Cnf |  |  | 145-01148 | 145-01148 | NEC Technologies | CNF |  | CNF | OR |  |  |  |  | 145-01148 | 145-01148 | Pearland | Memorial Hermann Pearland Hospital | OR | OR1 |  |  |  | Screen is broken, prexisting damage |  |  | .needs class
YES | YES | [5 empty] | NEC Technologies | CNF |  |  | SW-ER-Pod A | [6 empty] | Southwest | Memorial Hermann Southwest Hospital | SW-ER-Pod A | Hallway wall
YES | YES |  |  |  | 151-05013 | 151-05013 | NEC Technologies | E233WM |  | 87109356NA | CY - MEDSURG |  |  |  |  | 151-05013 | 151-05013 | Northwest | Memorial Hermann Cypress Hospital | CY - MEDSURG | MEDSURG Nurse Station | 2/1/20
YES | YES |  |  |  | 099-13836 | 099-13836 | NEC Technologies | E233WM |  | 75308759NA | Nicu |  |  |  |  | 099-13836 | 099-13836 | Southwest | Memorial Hermann Southwest Hospital | Nicu | Nicu
YES | YES |  |  |  | 151-04412 | 151-04412 | NEC Technologies | E233WM |  | 95119607NA | ER |  |  |  |  | 151-04412 | 151-04412 | West | Memorial Hermann Memorial City Medical Center Emergency Center | ER | Nurses Station
YES | YES |  |  |  | 151-04823 | 151-04823 | NEC Technologies | E233WM |  | 95119610NA | MEMORIAL CITY - ER |  |  |  |  | 151-04823 | 151-04823 | West | Memorial Hermann Memorial City Medical Center Emergency Center | MEMORIAL CITY - ER | Emergency Room Nurses station
YES | YES |  |  |  | 099-14043 | 099-14043 | NEC Technologies | E233WM-BL |  | 75308766NA | Sw-NICU |  |  |  |  | 099-14043 | 099-14043 | Southwest | Memorial Hermann Southwest Hospital | Sw-NICU | NICU
YES | YES |  |  |  | 129-31613 | 129-31613 | NEC Technologies | E233WMi |  | 95119236NA | SUGAR LAND - TELEMETRY |  |  |  |  | 129-31613 | 129-31613 | Sugar Land | Memorial Hermann Sugar Land Hospital | SUGAR LAND - TELEMETRY | Tele Room
YES | YES |  |  |  | 151-04210 | 151-04210 | NEC Technologies | E233WMi-BK |  | 95118866na | Orthapidics |  |  |  |  | 151-04210 | 151-04210 | Mem city | Memorial city - Memorial herman hospital | Orthapidics | Nurse station |  |  |  | No pm sticker found
YES | YES |  |  |  | 95117565NA | 95117565NA | NEC Technologies | EA193MI-BK |  | 95117565NA | 6E Cardiology |  |  |  |  | 95117565NA | 95117565NA | West | Memorial Hermann Memorial City Medical Center | 6E Cardiology | Memorial Hermann cardio 6E
YES | YES |  |  |  | 583-01718 | 583-01718 | NEC Technologies | L235QU |  | 85105903NA | MEMORIAL CITY - EAST TOWER - IMCU |  |  |  |  | 583-01718 | 583-01718 | West | West | MEMORIAL CITY - EAST TOWER - IMCU
YES | YES |  |  |  | 583-01719 | 583-01719 | NEC Technologies | L235QU (MultiSync E233WMi) |  | 85105919NA | MEMORIAL CITY - EAST TOWER - IMCU |  |  |  |  | 583-01719 | 583-01719 | West | West | MEMORIAL CITY - EAST TOWER - IMCU
YES | YES |  |  |  | 041-17913 | 041-17913 | NEC Technologies | LCD 2090UXI-BK-1 |  | 35705457TA | Bldg 925 suite 400 |  |  |  |  | 041-17913 | 041-17913 | West | Memorial Hermann Medical Group Memorial City Cardiology (#400) | Bldg 925 suite 400 | Across from the hot lab
YES | YES |  |  |  | 95117559NA | 95117559NA | NEC Technologies | Lcd monitor |  | 95117559NA | Cardiology |  |  |  |  | 95117559NA | 95117559NA | West and memorial city | Cardiolgy 7 east | Cardiology | E7210 |  |  |  | No pm found
YES | YES |  |  |  | 005-07474 | 005-07474 | NEC Technologies | LCD1980SXl-BK |  | 55110640YA | [5 empty] | 005-07474 | 005-07474 | Pearland | Memorial Hermann Imaging Center - Pearland (#104)
YES | YES |  |  |  | 099-13295 | 099-13295 | NEC Technologies | LCD1990SXI |  | 7Z011249YA | Biomed Shop |  |  |  |  | 099-13295 | 099-13295 | TMC | Memorial Hermann-Texas Medical Center | Biomed Shop | Biomed Shop | 3/1/20 |  |  | No PM Sticker
YES | YES |  |  |  | 074-03099 | 074-03099 | NEC Technologies | LCD2090UX1 |  | 8X303780YA | TMC - HVI - CATH Lab |  |  |  |  | 074-03099 | 074-03099 | TMC | Memorial Hermann- Texas Medical Center | TMC - HVI - CATH Lab | Cath 01 |  |  |  | No PM Sticker
YES | YES |  |  |  | 009-10444 | 009-10444 | NEC Technologies | LCD2090UXi |  | 7Z145076YA | Cardiology |  |  |  |  | 009-10444 | 009-10444 | Central | Memorial Hermann Greater Heights Hospital | Cardiology | General ultra sound
NO | YES |  |  |  | 099-06825 | 099-06825 | NEC Technologies | Lcd2090uxi-bk-1 |  | 41717929ta | MEMORIAL CITY - CATH LAB |  |  |  |  | 099-06825 | 099-06825 | West | Memorial herman heart and vascular - memorial city | MEMORIAL CITY - CATH LAB | Ct room 2 |  |  |  | No pm needed
NO | YES |  |  |  | 099-06826 | 099-06826 | NEC Technologies | Lcd2090uxi-bk-1 |  | 41717926ta | MEMORIAL CITY - CATH LAB |  |  |  |  | 099-06826 | 099-06826 | West | Memorial herman heart and vascular - memorial city | MEMORIAL CITY - CATH LAB | Ct room 2 |  |  |  | No pm needed
YES | YES |  |  |  |  | 074-00047 | NEC Technologies | LCD2190UXI |  | 7X140354YA | Biomed Shop | [5 empty] | 074-00047 | TMC | Memorial Hermann-Texas Medical Center | Biomed Shop | Biomed Shop |  |  |  | No PM Sticker
YES | YES |  |  |  | 099-06204 | 099-06204 | NEC Technologies | Lcd219u |  | 08109418UA | Biomedical |  |  |  |  | 099-06204 | 099-06204 | Southeast | Memorial Hermann Southeast Hospital | Biomedical | Biomed shop |  |  |  | No pm
YES | YES |  |  |  | 145-00324 | 145-00324 | NEC Technologies | MultiSync |  | 5X3961NA | Pre op |  |  |  |  | 145-00324 | 145-00324 | Pearland | Memorial Hermann Pearland Hospital | Pre op | Nurses station |  |  |  | One time safety sticker
YES | YES | Serial Number Cnf |  |  | 145-00323 | 145-00323 | NEC Technologies | MultiSync |  | Cnf | Pre op |  |  |  |  | 145-00323 | 145-00323 | Pearland | Memorial Hermann Pearland Hospital | Pre op | Nurses station |  |  |  | Could not get serial
YES | YES |  |  |  | 145-00372 | 145-00372 | NEC Technologies | MultiSync |  | 5X343971NA | Mustispecialty |  |  |  |  | 145-00372 | 145-00372 | Pearland | Memorial Hermann Pearland Hospital | Mustispecialty | Multispecialty
YES | YES |  |  |  | 099-04633 | 099-04633 | NEC Technologies | MultiSync |  | 97322149NA | Surgery Center |  |  |  |  | 099-04633 | 099-04633 | Pearland | Memorial Hermann Pearland Hospital | Surgery Center | Nurses Station | 2/1/20
YES | YES |  |  |  | 099-04796 | 099-04796 | NEC Technologies | MultiSync |  | 58333423TA | PEARLAND - LABORATORY - MAIN |  |  |  |  | 099-04796 | 099-04796 | Pearland | Memorial Hermann Pearland Hospital | PEARLAND - LABORATORY - MAIN | Speciman Processing
YES | YES |  |  |  | 099-14425 | 099-14425 | NEC Technologies | MultiSync |  | 78602137TW | SW - ER |  |  |  |  | 099-14425 | 099-14425 | Southwest | Memorial Hermann Southwest Hospital | SW - ER | Hallway pod A |  |  |  | No PM Sticker
YES | YES |  |  |  | 099-13315 | 099-13315 | NEC Technologies | MultiSync |  | 79602358TW | SW - ER |  |  |  |  | 099-13315 | 099-13315 | Southwest | Memorial Hermann Southwest Hospital | SW - ER | Er nurse station |  |  |  | No PM Sticker
YES | YES |  |  |  | 099-12052 | 099-12052 | NEC Technologies | MultiSync |  |  | Emergancy room |  |  |  |  | 099-12052 | 099-12052 | Southwest | Memorial Hermann Southwest Hospital | Emergancy room | Nurse station pod A |  |  |  | Cant see serial, in pictures
YES | YES |  |  |  | 145-00670 | 145-00670 | NEC Technologies | MultiSync E231W |  | 5X343963NA | Pearland-telemetry |  |  |  |  | 145-00670 | 145-00670 | Pearland | Memorial Hermann Pearland Hospital | Pearland-telemetry | ICU nurses station |  | 2/1/20
YES | YES |  |  |  | 099-13817 | 099-13817 | NEC Technologies | MultiSync E233WM |  | 75308741NA | SW - NICU |  |  |  |  | 099-13817 | 099-13817 | Southwest | Memorial Hermann Southwest Hospital | SW - NICU | NICU 2
YES | YES |  |  |  | 099-13823 | 099-13823 | NEC Technologies | MultiSync E233WM |  | 75308782NA | SW - NICU |  |  |  |  | 099-13823 | 099-13823 | Southwest | Memorial Hermann Southwest Hospital | SW - NICU | NICU
YES | YES |  |  |  | 099-13299 | 099-13299 | NEC Technologies | MultiSync LCD-2090UXI |  | 8X304344YA | Biomed Shop |  |  |  |  | 099-13299 | 099-13299 | TMC | Memorial Hermann-Texas Medical Center | Biomed Shop | Biomed Shop | 3/1/20 |  |  | No PM Sticker
YES | YES |  |  |  | 074-00055 | 074-00055 | NEC Technologies | MultiSync LCD-2090UXI |  | 7X140355YA | Biomed Shop |  |  |  |  | 074-00055 | 074-00055 | TMC | Memorial Hermann-Texas Medical Center | Biomed Shop | Biomed Shop |  |  |  | No PM Sticker
YES | YES | Serial Number Cnf |  |  | 074-00049 | 074-00049 | NEC Technologies | MultiSync LCD-2090UXI |  | Cnf | TMC - LABORATORY - HVI LAB (7HVI) |  |  |  |  | 074-00049 | 074-00049 | TMC | Memorial Hermann-Texas Medical Center | TMC - LABORATORY - HVI LAB (7HVI) | Biomed
YES | YES | Serial Number Cnf |  |  | 074-00027 | 074-00027 | NEC Technologies | MultiSync LCD-2090UXI |  | Cnf | TMC - LABORATORY - HVI LAB (7HVI) |  |  |  |  | 074-00027 | 074-00027 | TMC | Memorial Hermann-Texas Medical Center | TMC - LABORATORY - HVI LAB (7HVI) | Biomed
YES | YES |  |  |  | 074-00057 | 074-00057 | NEC Technologies | MultiSync LCD-2090UXI |  | 7X140364YA | Biomed Shop |  |  |  |  | 074-00057 | 074-00057 | TMC | Memorial Hermann-Texas Medical Center | Biomed Shop | Biomed Shop |  |  |  | No PM Sticker
YES | YES | [5 empty] | NEC Technologies | MultiSync LCD-2090UXI |  | Nsn | Cath lab | [6 empty] | TMC | Memorial Hermann-Texas Medical Center | Cath lab | Cath lab 3 |  |  |  | No PM Sticker phi
YES | YES |  |  |  | 074-00053 | 074-00053 | NEC Technologies | MultiSync LCD-2090UXI |  | Nsn | Cath lab |  |  |  |  | 074-00053 | 074-00053 | TMC | Memorial Hermann-Texas Medical Center | Cath lab | Cath lab 3 |  |  |  | No PM Sticker
YES | YES |  |  |  | 074-03084 | 074-03084 | NEC Technologies | MultiSync LCD-2090UXI |  |  | Cath lab |  |  |  |  | 074-03084 | 074-03084 | TMC | Memorial Hermann-Texas Medical Center | Cath lab | Cath lab 1
YES | YES |  |  |  | 074-00869 | 074-00869 | NEC Technologies | MultiSync LCD-2090UXI |  | Nsn | Cath lab |  |  |  |  | 074-00869 | 074-00869 | TMC | Memorial Hermann-Texas Medical Center | Cath lab | Cath lab 1
YES | YES |  |  |  | P12844307 | P12844307 | Nelcore | N-65 |  | P12844307 | MH MG - (STX) - SOUTH TEXAS - WHARTON |  |  |  |  | P12844307 | P12844307 | South | Peds 1 | MH MG - (STX) - SOUTH TEXAS - WHARTON | Nurses station
NO | NO | [5 empty] | Nellcor Puritan Bennett | KNIGHTSTAR 335 |  | 126812-00-D | KATY - MED/SURG 6TH FLOOR | MHHS-Katy |  | BiPAP Unit |  |  |  | Katy |  | KATY - MED/SURG 6TH FLOOR | [5 empty] | POSITIVE AIRWAY PRESSURE UNITS, CONTINUOUS |  | BIPAPUNIT-Covidien-KNIGHTSTAR 335 | BIPAPUNIT | KNIGHTSTAR 335 |  |  |  | Covidien | BiPAP Unit |  |  | BIPAPUNIT-Covidien-KNIGHTSTAR 335 |  |  |  | Covered PM Repair - Biomedical | MHHS-Katy
NO | YES |  |  |  | 000-02383 | 000-02383 | Nellcor Puritan Bennett | N-10 |  |  | MH MG-(STX)-South Texas-Wharton | MHHS-MG |  | Oximeter, Pulse |  | 000-02383 | 000-02383 | South | MHHS-MG | MH MG-(STX)-South Texas-Wharton | Peds 2 | 5/1/19 | 2/1/20 |  |  | OXIMETERS, PULSE | Oximeter, Pulse | OXIMETERPULSE-NELLCOR-N-10 | OXIMETERPULSE | N-10 |  |  |  | NELLCOR | Oximeter, Pulse |  |  | OXIMETERPULSE-NELLCOR-N-10 | 3/1/13 |  | OP-A | Covered PM Repair - Biomedical | MHHS-MG | [8 empty] | OXIMETERPULSE | Oximeter, Pulse | NELLCOR
NO | YES |  |  |  | 009-08348 | 009-08348 | Nellcor Puritan Bennett | N-20 |  |  | GH - RESPIRATORY | MHHS-Greater Heights |  | Oximeter, Pulse |  | 009-08348 | 009-08348 | Central | Memorial Hermann Greater Heights Hospital | GH - RESPIRATORY | GH - Respiratory storage |  |  |  |  | OXIMETERS, PULSE |  | OXIMETERPULSE-Covidien-N-20 | OXIMETERPULSE | N-20 |  |  |  | Covidien | Oximeter, Pulse |  |  | OXIMETERPULSE-Covidien-N-20 |  |  |  | Covered PM Repair - Biomedical | MHHS-Greater Heights
NO | NO |  |  |  | 009-03202 |  | Nellcor Puritan Bennett | N-20 |  |  | GH - RESPIRATORY | MHHS-Greater Heights |  | Oximeter, Pulse |  | 009-03202 |  | Central & Greater Heights |  | GH - RESPIRATORY | [5 empty] | OXIMETERS, PULSE |  | OXIMETERPULSE-Covidien-N-20 | OXIMETERPULSE | N-20 |  |  |  | Covidien | Oximeter, Pulse |  |  | OXIMETERPULSE-Covidien-N-20 |  |  |  | Covered PM Repair - Biomedical | MHHS-Greater Heights
YES | YES |  |  |  | 129-06478 | 129-06478 | Nellcor Puritan Bennett | N-20PA |  | G07837230 | MH MG - (STX) - SOUTH TEXAS - WHARTON |  |  |  |  | 129-06478 | 129-06478 | South | Opthomology | MH MG - (STX) - SOUTH TEXAS - WHARTON | Exam 4
NO | NO |  |  |  | 013-36192 |  | Nellcor Puritan Bennett | N-20PA |  | G03849551 | MH MG - (STX) - SOUTH TEXAS - NEEDVILLE | MHHS-MG |  | Oximeter, Pulse |  | 013-36192 |  | South |  | MH MG - (STX) - SOUTH TEXAS - NEEDVILLE | [5 empty] | OXIMETERS, PULSE |  | OXIMETERPULSE-Covidien-N-20PA | OXIMETERPULSE | N-20PA |  |  |  | Covidien | Oximeter, Pulse |  |  | OXIMETERPULSE-Covidien-N-20PA |  |  |  | Covered PM Repair - Biomedical | MHHS-MG
NO | YES |  |  |  | 000-02801 | 000-02801 | Nellcor Puritan Bennett | N-20PE |  | G05863324 | MH MG-(STX)-South Texas-Wharton | MHHS-MG |  | Thermometer, Electronic |  | 000-02801 | 000-02801 | South | MHHS-MG | MH MG-(STX)-South Texas-Wharton | Exam 1 | 10/1/18 | 10/1/19 |  |  | OXIMETERS, PULSE | Thermometer, Electronic | THERMOMETERELECT-Mallinckrodt-N20PE | THERMOMETERELECT | N20PE |  |  |  | Mallinckrodt | Thermometer, Electronic |  |  | THERMOMETERELECT-Mallinckrodt-N20PE |  |  |  | Covered PM Repair - Biomedical | MHHS-MG | [8 empty] | THERMOMETERELECT | Thermometer, Electronic | Mallinckrodt
NO | NO | [5 empty] | Nellcor Puritan Bennett | N-595 |  | G02852647 | SW - HYPERBARIC | MHHS-Southwest |  | Oximeter, Pulse |  |  |  | Southwest |  | SW - HYPERBARIC | [5 empty] | OXIMETERS, PULSE |  | OXIMETERPULSE-Covidien-N-595 | OXIMETERPULSE | N-595 |  |  |  | Covidien | Oximeter, Pulse |  |  | OXIMETERPULSE-Covidien-N-595 |  |  |  | Covered PM Repair - Biomedical | MHHS-Southwest
NO | NO | [5 empty] | Nellcor Puritan Bennett | NPB-40 |  | G01845790 | TIRR - THERAPY GYM | MHHS-TIRR |  | Oximeter, Pulse |  |  |  | TMC |  | TIRR - THERAPY GYM | [5 empty] | OXIMETERS, PULSE |  | OXIMETERPULSE-Covidien-NPB-40 | OXIMETERPULSE | NPB-40 |  |  |  | Covidien | Oximeter, Pulse |  |  | OXIMETERPULSE-Covidien-NPB-40 |  |  |  | Covered PM Repair - Biomedical | MHHS-TIRR
NO | YES |  |  |  | 009-10053 | 009-10053 | Nellcor Puritan Bennett | OXIMAX N-65 |  | P10812293 | CBC - (GH) - HOGG MIDDLE SCHOOL CLINIC | MHHS-Neighborhood Clinics |  | Oximeter, Pulse |  | 009-10053 | 009-10053 | Central & Greater Heights |  | CBC - (GH) - HOGG MIDDLE SCHOOL CLINIC |  | 08/29/2018 |  |  |  | OXIMETERS, PULSE |  | OXIMETERPULSE-Covidien-OxiMax N-65 | OXIMETERPULSE | OxiMax N-65 |  |  |  | Covidien | Oximeter, Pulse |  |  | OXIMETERPULSE-Covidien-OxiMax N-65 | 02/13/2018 |  |  | Covered PM Repair - Biomedical | MHHS-Neighborhood Clinics
NO | YES |  |  |  | 005-11167 | 005-11167 | Nellcor Puritan Bennett | OXIMAX N-65 |  | P14808954 | CBC - (SE) - KRUSE CLINIC | MHHS-Neighborhood Clinics |  | Oximeter, Pulse |  | 005-11167 | 005-11167 | Southeast & Bay Area |  | CBC - (SE) - KRUSE CLINIC |  | 10/30/2018 |  |  |  | OXIMETERS, PULSE |  | OXIMETERPULSE-Covidien-OxiMax N-65 | OXIMETERPULSE | OxiMax N-65 |  |  |  | Covidien | Oximeter, Pulse |  |  | OXIMETERPULSE-Covidien-OxiMax N-65 | 02/13/2018 |  |  | Covered PM Repair - Biomedical | MHHS-Neighborhood Clinics
NO | YES |  |  |  | 013-36844 | 013-36844 | Nellcor Puritan Bennett | OXIMAX N-65 |  | P14808933 | CBC - (SW) - ALIEF CLINIC | MHHS-Neighborhood Clinics |  | Oximeter, Pulse |  | 013-36844 | 013-36844 | Southwest |  | CBC - (SW) - ALIEF CLINIC |  | 07/12/2017 |  |  |  | OXIMETERS, PULSE |  | OXIMETERPULSE-Covidien-OxiMax N-65 | OXIMETERPULSE | OxiMax N-65 |  |  |  | Covidien | Oximeter, Pulse |  |  | OXIMETERPULSE-Covidien-OxiMax N-65 | 02/13/2018 |  |  | Covered PM Repair - Biomedical | MHHS-Neighborhood Clinics
NO | YES |  |  |  | 013-36024 | 013-36024 | Nellcor Puritan Bennett | OXIMAX N-65 |  | P13810712 | CBC - (SW) - ELROD ELEMENTARY SCHOOL CLINIC | MHHS-Neighborhood Clinics |  | Oximeter, Pulse |  | 013-36024 | 013-36024 | Southwest |  | CBC - (SW) - ELROD ELEMENTARY SCHOOL CLINIC |  | 08/12/2019 |  |  |  | OXIMETERS, PULSE |  | OXIMETERPULSE-Covidien-OxiMax N-65 | OXIMETERPULSE | OxiMax N-65 |  |  |  | Covidien | Oximeter, Pulse |  |  | OXIMETERPULSE-Covidien-OxiMax N-65 | 02/13/2018 |  |  | Covered PM Repair - Biomedical | MHHS-Neighborhood Clinics
NO | YES |  |  |  | 142-05898 | 142-05898 | Nellcor Puritan Bennett | OXIMAX N-65 |  | P14808927 | CBC - (NE) - NIMITZ [DUNN ELEMENTARY] | MHHS-Neighborhood Clinics |  | Oximeter, Pulse |  | 142-05898 | 142-05898 | Katy |  | CBC - (NE) - NIMITZ [DUNN ELEMENTARY] |  | 07/16/2018 |  |  |  | OXIMETERS, PULSE |  | OXIMETERPULSE-Covidien-OxiMax N-65 | OXIMETERPULSE | OxiMax N-65 |  |  |  | Covidien | Oximeter, Pulse |  |  | OXIMETERPULSE-Covidien-OxiMax N-65 | 02/13/2018 |  |  | Covered PM Repair - Biomedical | MHHS-Neighborhood Clinics
NO | YES |  |  |  | 129-02981 | 129-02981 | Nellcor Puritan Bennett | OXIMAX N-65 |  | GO88093909 | CBC - (STX) - LAMAR HIGH SCHOOL | MHHS-Neighborhood Clinics |  | Oximeter, Pulse |  | 129-02981 | 129-02981 | South |  | CBC - (STX) - LAMAR HIGH SCHOOL |  | 10/25/2019 |  |  |  | OXIMETERS, PULSE |  | OXIMETERPULSE-Covidien-OxiMax N-65 | OXIMETERPULSE | OxiMax N-65 |  |  |  | Covidien | Oximeter, Pulse |  |  | OXIMETERPULSE-Covidien-OxiMax N-65 | 02/13/2018 |  |  | Covered PM Repair - Biomedical | MHHS-Neighborhood Clinics
NO | YES |  |  |  | 129-04843 | 129-04843 | Nellcor Puritan Bennett | OXIMAX N-65 |  | P11816749 | CBC - (STX) - TERRY HIGH SCHOOL | MHHS-Neighborhood Clinics |  | Oximeter, Pulse |  | 129-04843 | 129-04843 | South |  | CBC - (STX) - TERRY HIGH SCHOOL |  | 10/25/2019 |  |  |  | OXIMETERS, PULSE |  | OXIMETERPULSE-Covidien-OxiMax N-65 | OXIMETERPULSE | OxiMax N-65 |  |  |  | Covidien | Oximeter, Pulse |  |  | OXIMETERPULSE-Covidien-OxiMax N-65 | 02/13/2018 |  |  | Covered PM Repair - Biomedical | MHHS-Neighborhood Clinics
NO | YES |  |  |  | 029-07871 | 029-07871 | Nellcor Puritan Bennett | OXIMAX N-65 |  | P10803473 | MH MG-(WDLS)-Twl Pinecroft (100/101) | MHHS-MG |  | Oximeter, Pulse |  | 029-07871 | 029-07871 | Woodlands | MHHS-MG | MH MG-(WDLS)-Twl Pinecroft (100/101) | Exam Room 4 | 9/1/17 |  |  | Non sticker | OXIMETERS, PULSE | Oximeter, Pulse | OXIMETERPULSE-Covidien-OxiMax N-65 | OXIMETERPULSE | OxiMax N-65 |  |  |  | Covidien | Oximeter, Pulse |  |  | OXIMETERPULSE-Covidien-OxiMax N-65 | 2/13/18 |  | OP-A | Covered PM Repair - Biomedical | MHHS-MG | [8 empty] | OXIMETERPULSE | Oximeter, Pulse | Covidien
NO | YES |  |  |  | 142-01398 | 142-01398 | Nellcor Puritan Bennett | OXIMAX N-65 |  | G08829033 | Neighborhood Clinic-(NE)-Northeast | MHHS-Neighborhood Clinics |  | Oximeter, Pulse |  | 142-01398 | 142-01398 | Katy | MHHS-Others | Neighborhood Clinic-(NE)-Northeast | Lab |  |  |  |  | OXIMETERS, PULSE | Oximeter, Pulse | OXIMETERPULSE-Covidien-OxiMax N-65 | OXIMETERPULSE | OxiMax N-65 |  |  |  | Covidien | Oximeter, Pulse |  |  | OXIMETERPULSE-Covidien-OxiMax N-65 | 2/13/18 |  | OP-A | Covered PM Repair - Biomedical | MHHS-Neighborhood Clinics | [8 empty] | OXIMETERPULSE | Oximeter, Pulse | Covidien
NO | NO |  |  |  | 009-06521 |  | Nellcor Puritan Bennett | OXIMAX N-65 |  | G09809307 | GH - MED SURG 6 | MHHS-Greater Heights |  | Oximeter, Pulse |  | 009-06521 |  | Central & Greater Heights |  | GH - MED SURG 6 | [5 empty] | OXIMETERS, PULSE |  | OXIMETERPULSE-Covidien-OxiMax N-65 | OXIMETERPULSE | OxiMax N-65 |  |  |  | Covidien | Oximeter, Pulse |  |  | OXIMETERPULSE-Covidien-OxiMax N-65 |  |  |  | Covered PM Repair - Biomedical | MHHS-Greater Heights
NO | NO |  |  |  | 009-08454 |  | Nellcor Puritan Bennett | OXIMAX N-65 |  | G07806324 | GH - ORTHO JOINT CENTER 4N | MHHS-Greater Heights |  | Oximeter, Pulse |  | 009-08454 |  | Central & Greater Heights |  | GH - ORTHO JOINT CENTER 4N | [5 empty] | OXIMETERS, PULSE |  | OXIMETERPULSE-Covidien-OxiMax N-65 | OXIMETERPULSE | OxiMax N-65 |  |  |  | Covidien | Oximeter, Pulse |  |  | OXIMETERPULSE-Covidien-OxiMax N-65 |  |  |  | Covered PM Repair - Biomedical | MHHS-Greater Heights
NO | NO |  |  |  | 009-05075 |  | Nellcor Puritan Bennett | OXIMAX N-65 |  | G07811117 | GH - RESPIRATORY | MHHS-Greater Heights |  | Oximeter, Pulse |  | 009-05075 |  | Central & Greater Heights |  | GH - RESPIRATORY | [5 empty] | OXIMETERS, PULSE |  | OXIMETERPULSE-Covidien-OxiMax N-65 | OXIMETERPULSE | OxiMax N-65 |  |  |  | Covidien | Oximeter, Pulse |  |  | OXIMETERPULSE-Covidien-OxiMax N-65 |  |  |  | Covered PM Repair - Biomedical | MHHS-Greater Heights
NO | NO |  |  |  | 069-40236 |  | Nellcor Puritan Bennett | OXIMAX N-65 |  | P14812407 | MH MG - (TMC) - INT MED/ENDOCRINOLOGY (STE 2015) | MHHS-MG |  | Oximeter, Pulse |  | 069-40236 |  | TMC |  | MH MG - (TMC) - INT MED/ENDOCRINOLOGY (STE 2015) | [5 empty] | OXIMETERS, PULSE |  | OXIMETERPULSE-Covidien-OxiMax N-65 | OXIMETERPULSE | OxiMax N-65 |  |  |  | Covidien | Oximeter, Pulse |  |  | OXIMETERPULSE-Covidien-OxiMax N-65 |  |  |  | Covered PM Repair - Biomedical | MHHS-MG
NO | NO |  |  |  | 069-40269 |  | Nellcor Puritan Bennett | OXIMAX N-65 |  | P10802615 | MH MG - (TMC) - INT MED/ENDOCRINOLOGY (STE 2015) | MHHS-MG |  | Oximeter, Pulse |  | 069-40269 |  | TMC |  | MH MG - (TMC) - INT MED/ENDOCRINOLOGY (STE 2015) | [5 empty] | OXIMETERS, PULSE |  | OXIMETERPULSE-Covidien-OxiMax N-65 | OXIMETERPULSE | OxiMax N-65 |  |  |  | Covidien | Oximeter, Pulse |  |  | OXIMETERPULSE-Covidien-OxiMax N-65 |  |  |  | Covered PM Repair - Biomedical | MHHS-MG
NO | NO |  |  |  | 069-40270 |  | Nellcor Puritan Bennett | OXIMAX N-65 |  | P10802701 | MH MG - (TMC) - INT MED/ENDOCRINOLOGY (STE 2015) | MHHS-MG |  | Oximeter, Pulse |  | 069-40270 |  | TMC |  | MH MG - (TMC) - INT MED/ENDOCRINOLOGY (STE 2015) | [5 empty] | OXIMETERS, PULSE |  | OXIMETERPULSE-Covidien-OxiMax N-65 | OXIMETERPULSE | OxiMax N-65 |  |  |  | Covidien | Oximeter, Pulse |  |  | OXIMETERPULSE-Covidien-OxiMax N-65 |  |  |  | Covered PM Repair - Biomedical | MHHS-MG
NO | NO |  |  |  | 069-40314 |  | Nellcor Puritan Bennett | OXIMAX N-65 |  | P10802682 | MH MG - (TMC) - INT MED/ENDOCRINOLOGY (STE 2015) | MHHS-MG |  | Oximeter, Pulse |  | 069-40314 |  | TMC |  | MH MG - (TMC) - INT MED/ENDOCRINOLOGY (STE 2015) | [5 empty] | OXIMETERS, PULSE |  | OXIMETERPULSE-Covidien-OxiMax N-65 | OXIMETERPULSE | OxiMax N-65 |  |  |  | Covidien | Oximeter, Pulse |  |  | OXIMETERPULSE-Covidien-OxiMax N-65 |  |  |  | Covered PM Repair - Biomedical | MHHS-MG
NO | NO |  |  |  | 029-07876 |  | Nellcor Puritan Bennett | OXIMAX N-65 |  | G10803928 | MH MG - (WDLS) - TWL PINECROFT (100/101) | MHHS-MG |  | Oximeter, Pulse |  | 029-07876 |  | Woodlands |  | MH MG - (WDLS) - TWL PINECROFT (100/101) | [5 empty] | OXIMETERS, PULSE |  | OXIMETERPULSE-Covidien-OxiMax N-65 | OXIMETERPULSE | OxiMax N-65 |  |  |  | Covidien | Oximeter, Pulse |  |  | OXIMETERPULSE-Covidien-OxiMax N-65 |  |  |  | Covered PM Repair - Biomedical | MHHS-MG
NO | NO |  |  |  | 029-07901 |  | Nellcor Puritan Bennett | OXIMAX N-65 |  | P10802693 | MH MG - (WDLS) - TWL PINECROFT (100/101) | MHHS-MG |  | Oximeter, Pulse |  | 029-07901 |  | Woodlands |  | MH MG - (WDLS) - TWL PINECROFT (100/101) | [5 empty] | OXIMETERS, PULSE |  | OXIMETERPULSE-Covidien-OxiMax N-65 | OXIMETERPULSE | OxiMax N-65 |  |  |  | Covidien | Oximeter, Pulse |  |  | OXIMETERPULSE-Covidien-OxiMax N-65 |  |  |  | Covered PM Repair - Biomedical | MHHS-MG
NO | NO |  |  |  | 925-01216 |  | Nellcor Puritan Bennett | OXIMAX N-65 |  | G08816197 | SMR - (TMC) - GREENWAY PLAZA | MHHS-SMR |  | Oximeter, Pulse |  | 925-01216 |  | TMC |  | SMR - (TMC) - GREENWAY PLAZA | [5 empty] | OXIMETERS, PULSE |  | OXIMETERPULSE-Covidien-OxiMax N-65 | OXIMETERPULSE | OxiMax N-65 |  |  |  | Covidien | Oximeter, Pulse |  |  | OXIMETERPULSE-Covidien-OxiMax N-65 |  |  |  | Covered PM Repair - Biomedical | MHHS-SMR
YES | YES |  |  |  | 041-01558 | 041-01558 | Nellcor Puritan Bennett | Suction Regulator |  | 608231-014 | MEMORIAL CITY - Endoscopy |  |  |  |  | 041-01558 | 041-01558 | West | MEMORIAL CITY - MEMORIAL HERMANN HOSPITAL WEST TOWER | MEMORIAL CITY - Endoscopy | Bay 18
YES | YES | Serial Number Cnf |  |  | 041-01573 | 041-01573 | Nellcor Puritan Bennett | Suction Regulator |  | CNF | MEMORIAL CITY - Endoscopy |  |  |  |  | 041-01573 | 041-01573 | West | MEMORIAL CITY - MEMORIAL HERMANN HOSPITAL WEST TOWER | MEMORIAL CITY - Endoscopy | Bay 18
YES | YES |  |  |  | 041-01592 | 041-01592 | Nellcor, Inc. |  |  | 608231-019 | MEMORIAL CITY - DIGESTIVE DISEASE CENTER |  |  |  |  | 041-01592 | 041-01592 | West | Memorial Hermann Memorial City Medical Center | MEMORIAL CITY - DIGESTIVE DISEASE CENTER | W1 Processing
YES | YES |  |  |  | 129-06490 | 129-06490 | Nellcor, Inc. | N-20 |  |  | MH MG - (STX) - SOUTH TEXAS - WHARTON |  |  |  |  | 129-06490 | 129-06490 | South | Wharton primary care | MH MG - (STX) - SOUTH TEXAS - WHARTON | Nurses Station | 10/1/17 | 10/1/18
YES | YES |  |  |  | 142-00153 | 142-00153 | Nellcor, Inc. | N-20 PA | [7 empty] | 142-00153 | 142-00153 | Katy | Memorial Hermann Northeast Hospital |  | 5th floor storage | 10/1/12 | 10/1/13
YES | YES |  |  |  | 069-44801 | 069-44801 | Nellcor, Inc. | N-595 |  | G01849309 | TMC - RESPIRATORY - ADULT |  |  |  |  | 069-44801 | 069-44801 | TMC | Memorial Hermann-Texas Medical Center | TMC - RESPIRATORY - ADULT | RESPIRATORY - ADULT
YES | YES | [5 empty] | Nellcor, Inc. | N-65 |  | P14805060 | MH MG - (NE) - SUMMER CREEK CCC | [6 empty] | Katy | Memorial Hermann Summer Creek Primary Care | MH MG - (NE) - SUMMER CREEK CCC | Nurses station
YES | YES |  |  |  | 241-01836 | 241-01836 | Nellcor, Inc. | NPB 40 |  | G01825152 | TIRR - THERAPY GYM |  |  |  |  | 241-01836 | 241-01836 | TMC | TIRR Memorial Hermann | TIRR - THERAPY GYM | TIRR BIOMED
YES | YES |  |  |  | 099-06964 | 099-06964 | Nellcor, Inc. | NPB-40 |  | G00845694 | MH MG - (MC) - MEMORIAL CITY (MP3) |  |  |  |  | 099-06964 | 099-06964 | West | Memorial Hermann Medical Group Memorial City | MH MG - (MC) - MEMORIAL CITY (MP3) | Suite 100
YES | YES |  |  |  | 133-00983 | 133-00983 | Nellcot puritan bennett | Knightstarr 335 |  |  | KATY - MED/SURG 6TH FLOOR |  |  |  |  | 133-00983 | 133-00983 | Katy | Memorial Hermann Katy Hospital | KATY - MED/SURG 6TH FLOOR | W6:160.2 Respiratory Therapy storage | 12/1/19 | 12/1/20
NO | NO |  |  |  | 013-08986 |  | Neoprobe Corporation |  |  |  | SW - OR | MHHS-Southwest |  | Stimulator, Neuromuscular |  | 013-08986 |  | Southwest |  | SW - OR | [5 empty] | RADIATION COUNTERS |  | STIMNEUROMUSC-Century Med-2100 | STIMNEUROMUSC |  |  |  |  | Century Med | Stimulator, Neuromuscular |  |  | STIMNEUROMUSC-Century Med-2100 |  |  |  | Covered PM Repair - Biomedical | MHHS-Southwest
NO | NO |  |  |  | 013-12171 |  | Neoprobe Corporation |  |  |  | SW - OR | MHHS-Southwest |  | Stimulator, Neuromuscular |  | 013-12171 |  | Southwest |  | SW - OR | [5 empty] | RADIATION COUNTERS |  | STIMNEUROMUSC-Century Med-2100 | STIMNEUROMUSC |  |  |  |  | Century Med | Stimulator, Neuromuscular |  |  | STIMNEUROMUSC-Century Med-2100 |  |  |  | Covered PM Repair - Biomedical | MHHS-Southwest
NO | NO |  |  |  | 013-15570 |  | Neoprobe Corporation |  |  |  | SW - OR | MHHS-Southwest |  | Scale, Patient |  | 013-15570 |  | Southwest |  | SW - OR | [5 empty] | RADIATION COUNTERS |  | SCALEPATIENT-Scale-Tronix-2200 | SCALEPATIENT |  |  |  |  | Scale-Tronix | Scale, Patient |  |  | SCALEPATIENT-Scale-Tronix-2200 |  |  |  | Covered PM Repair - Biomedical | MHHS-Southwest
NO | YES |  |  |  | 151-02387 | 151-02387 | Neoprobe Corporation |  |  |  | CY-OR | MHHS-Cypress |  | Printer, Laser |  | 151-02387 | 151-02387 | Northwest | MHHS-Cypress | CY-OR | Or storage | 8/1/20 | 8/1/20 |  |  | RADIATION COUNTERS | Printer, Laser | PRINTERLASER-HP-2300 | PRINTERLASER |  |  |  |  | HP | Printer, Laser |  |  | PRINTERLASER-HP-2300 |  |  |  | Covered PM Repair - Biomedical | MHHS-Cypress | [8 empty] | PRINTERLASER | Printer, Laser | HP
NO | YES |  |  |  | 009-09705 | 009-09705 | Neoprobe Corporation |  |  |  | GH-OR Anesthesia | MHHS-Greater Heights |  | Printer, Laser |  | 009-09705 | 009-09705 | Central | MHHS-Greater Heights | GH-OR Anesthesia | OR | 6/1/19 |  |  |  | RADIATION COUNTERS | Printer, Laser | PRINTERLASER-HP-2300 | PRINTERLASER |  |  |  |  | HP | Printer, Laser |  |  | PRINTERLASER-HP-2300 | 11/30/18 |  |  | Not Covered Vendor Only - Biomedical | MHHS-Greater Heights | [8 empty] | PRINTERLASER | Printer, Laser | HP
NO | YES |  |  |  | 133-07329 | 133-07329 | Neoprobe Corporation |  |  |  | Katy-OR | MHHS-Katy |  | Printer, Laser |  | 133-07329 | 133-07329 | Katy | MHHS-Katy | Katy-OR | Medication Sterile Core W2 300.6 | 8/1/19 | 8/1/20 |  |  | RADIATION COUNTERS | Printer, Laser | PRINTERLASER-HP-2300 | PRINTERLASER |  |  |  |  | HP | Printer, Laser |  |  | PRINTERLASER-HP-2300 | 11/30/18 |  |  | Not Covered Vendor Only - Biomedical | MHHS-Katy | [8 empty] | PRINTERLASER | Printer, Laser | HP
NO | YES |  |  |  | 133-10457 | 133-10457 | Neoprobe Corporation |  |  |  | Katy-OR | MHHS-Katy |  | Printer, Laser |  | 133-10457 | 133-10457 | Katy | MHHS-Katy | Katy-OR | Medication Sterile Core W2 300.6 | 2/1/19 | 2/1/20 |  |  | RADIATION COUNTERS | Printer, Laser | PRINTERLASER-HP-2300 | PRINTERLASER |  |  |  |  | HP | Printer, Laser |  |  | PRINTERLASER-HP-2300 |  |  |  | Covered PM Repair - Biomedical | MHHS-Katy | [8 empty] | PRINTERLASER | Printer, Laser | HP
NO | YES |  |  |  | 041-17830 | 041-17830 | Neoprobe Corporation |  |  |  | OR East Building | MHHS-Mem City |  | Printer, Laser |  | 041-17830 | 041-17830 | West | Memorial Hermann - Memorial City | OR East Building | E2 Room 300 Storage Equipment Room |  |  |  |  | RADIATION COUNTERS |  | PRINTERLASER-HP-2300 | PRINTERLASER |  |  |  |  | HP | Printer, Laser |  |  | PRINTERLASER-HP-2300 |  |  |  | Not Covered Vendor Only - Biomedical | MHHS-Mem City
NO | YES |  |  |  | 041-17988 | 041-17988 | Neoprobe Corporation |  |  |  | MEMORIAL CITY - OUTPATIENT SURGERY | MHHS-Mem City |  | Printer, Laser |  | 041-17988 | 041-17988 | West | Memorial herman - memorial city medical center | MEMORIAL CITY - OUTPATIENT SURGERY | W1 case cart staging area |  |  |  |  | RADIATION COUNTERS |  | PRINTERLASER-HP-2300 | PRINTERLASER |  |  |  |  | HP | Printer, Laser |  |  | PRINTERLASER-HP-2300 |  |  |  | Not Covered Vendor Only - Biomedical | MHHS-Mem City
NO | YES |  |  |  | 041-17989 | 041-17989 | Neoprobe Corporation |  |  |  | MEMORIAL CITY - OUTPATIENT SURGERY | MHHS-Mem City |  | Printer, Laser |  | 041-17989 | 041-17989 | West | Memorial herman - memorial city medical center | MEMORIAL CITY - OUTPATIENT SURGERY | W1 case cart staging area |  |  |  |  | RADIATION COUNTERS |  | PRINTERLASER-HP-2300 | PRINTERLASER |  |  |  |  | HP | Printer, Laser |  |  | PRINTERLASER-HP-2300 |  |  |  | Not Covered Vendor Only - Biomedical | MHHS-Mem City
NO | YES |  |  |  | 145-00033 | 145-00033 | Neoprobe Corporation |  |  |  | Pearland-OR | MHHS-Pearland Hospital |  | Printer, Laser |  | 145-00033 | 145-00033 | Pearland | MHHS-Pearland Hospital | Pearland-OR | Sterile Core | 9/1/19 | 9/1/20 |  |  | RADIATION COUNTERS | Printer, Laser | PRINTERLASER-HP-2300 | PRINTERLASER |  |  |  |  | HP | Printer, Laser |  |  | PRINTERLASER-HP-2300 |  |  |  | Covered PM Repair - Biomedical | MHHS-Pearland Hospital | [8 empty] | PRINTERLASER | Printer, Laser | HP
NO | YES |  |  |  | 005-10106 | 005-10106 | Neoprobe Corporation |  |  |  | SE-OR | MHHS-Southeast |  | Printer, Laser |  | 005-10106 | 005-10106 | Southeast | MHHS-Southeast | SE-OR | Storage | 10/1/19 |  | 10/1/20 |  | RADIATION COUNTERS |  | PRINTERLASER-HP-2300 | PRINTERLASER |  |  |  |  | HP | Printer, Laser |  |  | PRINTERLASER-HP-2300 |  |  |  | Not Covered Vendor Only - Biomedical | MHHS-Southeast
NO | YES |  |  |  | 129-07415 | 129-07415 | Neoprobe Corporation |  |  |  | Sugar Land-OR | MHHS-Sugarland |  | Printer, Laser |  | 129-07415 | 129-07415 | Sugar Land | MHHS-Sugarland | Sugar Land-OR | OR 2 | 7/1/19 |  | 7/1/20 |  | RADIATION COUNTERS | Printer, Laser | PRINTERLASER-HP-2300 | PRINTERLASER |  |  |  |  | HP | Printer, Laser |  |  | PRINTERLASER-HP-2300 |  |  |  | Covered PM Repair - Biomedical | MHHS-Sugarland | [8 empty] | PRINTERLASER | Printer, Laser | HP
NO | YES |  |  |  | 069-41103 | 069-41103 | Neoprobe Corporation |  |  |  | TMC-OR-Robertson (2R) | MHHS-TMC |  | Printer, Laser |  | 069-41103 | 069-41103 | TMC | MHHS-TMC | TMC-OR-Robertson (2R) | TMC OR ROBERTSON (2R) | 10/1/19 |  | 10/1/20 |  | RADIATION COUNTERS |  | PRINTERLASER-HP-2300 | PRINTERLASER |  |  |  |  | HP | Printer, Laser |  |  | PRINTERLASER-HP-2300 |  |  |  | Covered PM Repair - Biomedical | MHHS-TMC
NO | YES |  |  |  | 029-09034 | 029-09034 | Neoprobe Corporation |  |  |  | Woodlands-OR | MHHS-Woodlands |  | Printer, Laser |  | 029-09034 | 029-09034 | Woodlands | MHHS-Woodlands | Woodlands-OR | OR Storage | 4/1/18 |  | 4/1/19 |  | RADIATION COUNTERS | Printer, Laser | PRINTERLASER-HP-2300 | PRINTERLASER |  |  |  |  | HP | Printer, Laser |  |  | PRINTERLASER-HP-2300 |  |  |  | Covered PM Repair - Biomedical | MHHS-Woodlands | [8 empty] | PRINTERLASER | Printer, Laser | HP
NO | YES | [5 empty] | Neoprobe Corporation |  |  |  | Woodlands-OR | MHHS-Woodlands |  | Printer, Laser |  |  |  | Woodlands | MHHS-Woodlands | Woodlands-OR | OR Storage | 9/1/18 |  | 9/1/19 |  | RADIATION COUNTERS | Printer, Laser | PRINTERLASER-HP-2300 | PRINTERLASER |  |  |  |  | HP | Printer, Laser |  |  | PRINTERLASER-HP-2300 |  |  |  | Covered PM Repair - Biomedical | MHHS-Woodlands | [8 empty] | PRINTERLASER | Printer, Laser | HP
NO | NO | [5 empty] | Neoprobe Corporation | NEO2000 |  |  | MEMORIAL CITY - OUTPATIENT SURGERY | MHHS-Mem City |  | Gamma Radiation Detection System |  |  |  | West & Memorial City |  | MEMORIAL CITY - OUTPATIENT SURGERY | [5 empty] | DETECTORS, BETA/GAMMA RADIATION |  | GAMMARADIATIONDETECSYS-NEOPROBE-NEO2000 | GAMMARADIATIONDETECSYS | NEO2000 |  |  |  | NEOPROBE | Gamma Radiation Detection System |  | GAMMARADIATIONDETECSYS-NEOPROBE-NEO2000 |  |  |  |  | Not Covered Vendor Only - Biomedical | MHHS-Mem City
NO | NO | [5 empty] | Neoprobe Corporation | NEO2000 |  |  | SUGAR LAND - OR | MHHS-Sugarland |  | Gamma Radiation Detection System |  |  |  | Sugar Land |  | SUGAR LAND - OR | [5 empty] | DETECTORS, BETA/GAMMA RADIATION |  | GAMMARADIATIONDETECSYS-NEOPROBE-NEO2000 | GAMMARADIATIONDETECSYS | NEO2000 |  |  |  | NEOPROBE | Gamma Radiation Detection System |  | GAMMARADIATIONDETECSYS-NEOPROBE-NEO2000 |  |  |  |  | Not Covered Vendor Only - Biomedical | MHHS-Sugarland
YES | YES |  |  |  | 099-08996 | 099-08996 | Neuro Technology |  |  | EA080206 | Entroscopy |  |  |  |  | 099-08996 | 099-08996 | Memorial Hermann Hospital - Southwest | Memorial Hermann Hospital - Southwest | Entroscopy | Entroscopy
YES | YES |  |  |  | 129-04431 | 129-04431 | Neuro Technology | Microstim |  | GA102480 | SUGAR LAND - OR |  |  |  |  | 129-04431 | 129-04431 | Sugar Land | Memorial Hermann Sugar Land Hospital | SUGAR LAND - OR | OR 8
YES | YES |  |  |  | 099-10928 | 099-10928 | Neuro Technology | Microstim |  | EA120852 | SW - OR |  |  |  |  | 099-10928 | 099-10928 | Southwest | Memorial Hermann Southwest Hospital | SW - OR | Room 26 - Cysto |  |  |  | New Add
YES | YES |  |  |  | 099-10801 | 099-10801 | Neuro Technology | Microstim |  | EA092019 | SW - OR |  |  |  |  | 099-10801 | 099-10801 | Southwest | Memorial Hermann Southwest Hospital | SW - OR | Room 24 |  |  |  | New Add
YES | YES |  |  |  | 009-34300 | 009-34300 | Neuro Technology | Microstim |  | EA092023 | SW - HVI - OR |  |  |  |  | 009-34300 | 009-34300 | Southwest | Memorial Hermann Southwest Hospital | SW - HVI - OR | Hvi or 2 |  |  |  | No pm sticker
YES | YES |  |  |  | 099-09173 | 099-09173 | Neuro Technology | Microstim |  | EA072057 | GI Clinic |  |  |  |  | 099-09173 | 099-09173 | TMC | Memorial Hermann-Texas Medical Center | GI Clinic | Fluroscope 482
YES | YES |  |  |  | 099-07896 | 099-07896 | Neuro Technology | Microstim |  | Ea121069 | TMC - OR - ROBERTSON (2R) |  |  |  |  | 099-07896 | 099-07896 | TMC | Memorial Hermann-Texas Medical Center | TMC - OR - ROBERTSON (2R) | Pedi or storage |  |  |  | No pm
YES | YES |  |  |  | 099-09945 | 099-09945 | Neuro Technology | Microstim |  | (null) G8092504 | Memorial Hermann- SE - CATH LAB |  |  |  |  | 099-09945 | 099-09945 |  | Memorial Hermann- SE - CATH LAB | Memorial Hermann- SE - CATH LAB | OR 8 |  |  |  | No PM Sticker
YES | YES |  |  |  | 099-06233 | 099-06233 | Neuro Technology | Microstim |  | Ga123511 | SE - Biomedical |  |  |  |  | 099-06233 | 099-06233 | Southeast | Memorial Hermann Southeast Hospital | SE - Biomedical | Biomed shop |  |  |  | No pm
YES | YES |  |  |  | 099-06231 | 099-06231 | Neuro Technology | Microstim |  | GA123518 | Biomedical |  |  |  |  | 099-06231 | 099-06231 | Southeast | Memorial Hermann Southeast Hospital | Biomedical | Biomed shop | 4/1/20 |  |  | No p.m.
YES | YES |  |  |  | 142-09544 | 142-09544 | Neuro Technology | Microstim |  | EA80988 | SE-Labor |  |  |  |  | 142-09544 | 142-09544 | Southwest | Memorial Hermann Southwest Hospital | SE-Labor
YES | YES |  |  |  | 099-07913 | 099-07913 | Neuro Technology | Microstim Plus |  | GA070730 | SE - OR - ANESTHESIA |  |  |  |  | 099-07913 | 099-07913 | Southeast | Memorial Hermann Southeast Hospital | SE - OR - ANESTHESIA | Hybrid OR
YES | YES |  |  |  | 921-01870 | 921-01870 | Neuro Technology | Microstim Plus |  | GA051325 | MEMORIAL CITY - OUTPATIENT SURGERY |  |  |  |  | 921-01870 | 921-01870 | West | Memorial Hermann - Memorial City | MEMORIAL CITY - OUTPATIENT SURGERY | W1 300.70 OR 5
NO | NO |  |  |  | 069-45299 |  | Neuro Technology Inc | MICROSTIM PLUS |  | GH02667 | TMC - CULLEN - MICU (2C) | MHHS-TMC |  | Stimulator, Nerve |  | 069-45299 |  | TMC |  | TMC - CULLEN - MICU (2C) | [5 empty] | STIMULATORS, ELECTRICAL, NEUROMUSCULAR |  | STIMULATORNERVE-Empi Inc-Microstim Plus | STIMULATORNERVE | Microstim Plus |  |  |  | Empi Inc | Stimulator, Nerve |  |  | STIMULATORNERVE-Empi Inc-Microstim Plus |  |  |  | Clinical Miscellaneous | MHHS-TMC
NO | YES |  |  |  | 241-02524 | 241-02524 | NeuroCom International Inc | BALANCE MASTER |  |  | Katy Rehab-Inpatient Rehab Gym | MHHS-Katy Rehab |  |  |  | 241-02524 | 241-02524 | Katy | MHHS-Others | Katy Rehab-Inpatient Rehab Gym | Katy - 1st Floor Rehab | 8/1/19 | 8/1/20 |  |  | ANALYZERS, PHYSIOLOGIC, NEUROMUSCULAR FUNCTION, PO |  | .needs class |  |  |  |  | .needs class | NeuroCom |  |  |  |  | 12/19/20 |  |  | No Coverage Specified | MHHS-Katy Rehab
NO | YES |  |  |  | 041-16862 | 041-16862 | NeuroCom International Inc | BALANCE MASTER |  |  | TIRR-Memorial City | MHHS-TIRR |  |  |  | 041-16862 | 041-16862 | West | MHHS-Others | TIRR-Memorial City | Main rehab 108 |  |  |  | No pm | ANALYZERS, PHYSIOLOGIC, NEUROMUSCULAR FUNCTION, PO |  | .needs class |  |  |  |  | .needs class | NeuroCom |  |  |  |  | 12/19/20 |  |  | No Coverage Specified | MHHS-TIRR
NO | NO |  |  |  | R-069-MCT1 |  | NeuroLogica Corp. | NL3000 CERETOM |  |  | TMC - RADIOLOGY - JONES PAVILION | MHHS-TMC |  |  |  | R-069-MCT1 |  | TMC |  | TMC - RADIOLOGY - JONES PAVILION | [5 empty] | SCANNING SYSTEMS, COMPUTED TOMOGRAPHY |  | .needs class | [5 empty] | NeuroLogica | [7 empty] | Not Covered Vendor Only - Biomedical | MHHS-TMC
NO | YES |  |  |  | 074-03540 | 074-03540 | NeuroLogica Corporation | CareTom NL3000 |  |  | MRI |  |  |  |  | 074-03540 | 074-03540 | TMC | TMC | MRI | Hallway in HVI |  |  | 3/1/20
YES | YES |  |  |  |  | 069-26706 | NeuroLogica Corporation | R069-MTC1 |  | 069-26706 | NSICU | [5 empty] | 069-26706 | TMC | Memorial Hermann-Texas Medical Center | NSICU | Hallway | 3/1/20 |  |  | Neurologic (please refer to photos)
NO | NO |  |  |  | 041-18405 |  | NEUROLUMEN | PN-1000 |  | A01000424 | PARC - GESSNER INPATIENT REHAB | MHHS-PARC |  |  |  | 041-18405 |  | Central & Greater Heights |  | PARC - GESSNER INPATIENT REHAB | [5 empty] | STIMULATORS, CALORIC, PHYSICAL THERAPY, FLUIDIZED |  | .needs class | [13 empty] | Covered PM Repair - Biomedical | MHHS-PARC
NO | NO |  |  |  | 041-18406 |  | NEUROLUMEN | PN-1000 |  | A01000145 | PARC - GESSNER INPATIENT REHAB | MHHS-PARC |  |  |  | 041-18406 |  | Central & Greater Heights |  | PARC - GESSNER INPATIENT REHAB | [5 empty] | STIMULATORS, CALORIC, PHYSICAL THERAPY, FLUIDIZED |  | .needs class | [13 empty] | Covered PM Repair - Biomedical | MHHS-PARC
NO | NO |  |  |  | 041-18407 |  | NEUROLUMEN | PN-1000 |  | A01000079 | PARC - GESSNER INPATIENT REHAB | MHHS-PARC |  |  |  | 041-18407 |  | Central & Greater Heights |  | PARC - GESSNER INPATIENT REHAB | [5 empty] | STIMULATORS, CALORIC, PHYSICAL THERAPY, FLUIDIZED |  | .needs class | [13 empty] | Covered PM Repair - Biomedical | MHHS-PARC
NO | NO |  |  |  | 041-19790 |  | NEUROLUMEN | PN-1000 |  | A01000903 | PARC - GESSNER INPATIENT REHAB | MHHS-PARC |  |  |  | 041-19790 |  | Central & Greater Heights |  | PARC - GESSNER INPATIENT REHAB | [5 empty] | STIMULATORS, CALORIC, PHYSICAL THERAPY, FLUIDIZED |  | .needs class | [13 empty] | Covered PM Repair - Biomedical | MHHS-PARC
NO | NO |  |  |  | 041-19791 |  | NEUROLUMEN | PN-1000 |  | A01000868 | PARC - GESSNER INPATIENT REHAB | MHHS-PARC |  |  |  | 041-19791 |  | Central & Greater Heights |  | PARC - GESSNER INPATIENT REHAB | [5 empty] | STIMULATORS, CALORIC, PHYSICAL THERAPY, FLUIDIZED |  | .needs class | [13 empty] | Covered PM Repair - Biomedical | MHHS-PARC
NO | NO |  |  |  | 041-19792 |  | NEUROLUMEN | PN-1000 |  | A01000899 | PARC - GESSNER INPATIENT REHAB | MHHS-PARC |  |  |  | 041-19792 |  | Central & Greater Heights |  | PARC - GESSNER INPATIENT REHAB | [5 empty] | STIMULATORS, CALORIC, PHYSICAL THERAPY, FLUIDIZED |  | .needs class | [13 empty] | Covered PM Repair - Biomedical | MHHS-PARC
NO | NO |  |  |  | 041-19794 |  | NEUROLUMEN | PN-1000 |  | A01000871 | PARC - GESSNER INPATIENT REHAB | MHHS-PARC |  |  |  | 041-19794 |  | Central & Greater Heights |  | PARC - GESSNER INPATIENT REHAB | [5 empty] | STIMULATORS, CALORIC, PHYSICAL THERAPY, FLUIDIZED |  | .needs class | [13 empty] | Covered PM Repair - Biomedical | MHHS-PARC
NO | YES |  |  |  | 013-15177 | 013-15177 | Neurotherm | NT 1000 |  | nt1000-7474-01 | SW-OR | MHHS-Southwest |  | Radiofrequency Therapy System |  | 013-15177 | 013-15177 | Southwest | MHHS-Southwest | SW-OR | OR4 | 1/1/20 |  | 7/1/20 |  | RADIOFREQUENCY THERAPY SYSTEMS, TISSUE ABLATION | Radiofrequency Therapy System | RFTHERAPY-NeuroTherm-NT1000 | RFTHERAPY | NT1000 |  |  |  | NeuroTherm | Radiofrequency Therapy System |  | RFTHERAPY-NeuroTherm-NT1000 |  |  |  |  | Covered PM Repair - Biomedical | MHHS-Southwest | [8 empty] | RFTHERAPY | Radiofrequency Therapy System | NeuroTherm
YES | YES |  |  |  | 099-09324 | 099-09324 | Next medical products | 07-01 |  | X20189403 | Ultrasound |  |  |  |  | 099-09324 | 099-09324 | TMC | Memorial Hermann-Texas Medical Center | Ultrasound | J2211 EAM RM 1
YES | YES |  |  |  | 099-09325 | 099-09325 | Next medical products | 07-01 |  | X20181220 | Ultrasound |  |  |  |  | 099-09325 | 099-09325 | TMC | Memorial Hermann-Texas Medical Center | Ultrasound | J2211 EAM RM 1
YES | YES |  |  |  | 069-44646 | 069-44646 | Next Medical Products | Gel Warmer |  |  | TMC - RADIOLOGY - JONES PAVILION |  |  |  |  | 069-44646 | 069-44646 | TMC | Memorial Hermann-Texas Medical Center | TMC - RADIOLOGY - JONES PAVILION | Ultrasound - JONES PAVILION
YES | YES |  |  |  | 099-00186 | 099-00186 | Next Medical Products | Ultrasound Gel Packet Warmer |  | 07-01 | 1st Floor |  |  |  |  | 099-00186 | 099-00186 | Katy | Katy | 1st Floor | Sports |  |  |  | No pm
YES | YES |  |  |  | 099-09227 | 099-09227 | Next Medical Products Company | 07-01 |  | X20180403 | TMC - RADIOLOGY - JONES PAVILION |  |  |  |  | 099-09227 | 099-09227 | TMC | Memorial Hermann-Texas Medical Center | TMC - RADIOLOGY - JONES PAVILION | TMC - RADIOLOGY - JONES PAVILION
YES | YES |  |  |  | 069-35896 | 069-35896 | NICO Corp | NN-7000 |  |  | TMC - OR - ROBERTSON (2R) |  |  |  |  | 069-35896 | 069-35896 | TMC | Memorial Hermann-Texas Medical Center | TMC - OR - ROBERTSON (2R) | Pedi Storage Room | 2/1/20 |  |  |  |  | Electrosurgical Unit | ELECTROSURGICALUNIT-NICO Corp-NN-7000 | [12 empty] | ESU-SA | [9 empty] | Electrosurgical Unit | ELECTROSURGICALUNIT | Electrosurgical Unit | NICO Corp
YES | YES |  |  |  | 069-44775 | 069-44775 | Nicolet Biomed | EA-2 |  | N070516-165 | Memorial Hermann- Texas Medical - Jonson - GMI |  |  |  |  | 069-44775 | 069-44775 |  | TMC | Memorial Hermann- Texas Medical - Jonson - GMI | JB432 | 4/1/20 |  |  | No PM Sticker |  | Module, Amplifier | MODULEAMPLIFIER-Nicolet Biomed-EA-2 | [12 empty] | MAMP-A | [9 empty] | Module, Amplifier | MODULEAMPLIFIER | Module, Amplifier | Nicolet Biomed
YES | YES |  |  |  | 069-44767 | 069-44767 | Nicolet Biomed | Functional test 17736 |  | 120-2942 | [5 empty] | 069-44767 | 069-44767 |  |  |  |  | 4/1/20 |  | 4/1/20 | No PM Sticker
YES | YES |  |  |  | 069-44776 | 069-44776 | Nicolet Biomed | SC-1 |  | Nsn | Memorial Hermann- Texas Medical Center- Johnson Pavilion GMI |  |  |  |  | 069-44776 | 069-44776 |  | TMC | Memorial Hermann- Texas Medical Center- Johnson Pavilion GMI | JB432 | 4/1/20 |  |  | No PM Sticker |  | Controller | CONTROLLER-Nicolet Biomed-SC-1 | [22 empty] | Controller | CONTROLLER | Controller | Nicolet Biomed
NO | YES |  |  |  |  | 583-01116 | Nicolet Biomedical Inc | ELITE 100 |  | EAG1587 | Katy Rehab-Nursing | MHHS-Katy Rehab |  | Doppler, Fetal Ultrasound |  |  | 583-01116 | Katy | MHHS-Others | Katy Rehab-Nursing | Hallway | 3/1/19 | 3/1/20 |  |  | DETECTORS, BLOOD FLOW/FETAL HEART, ULTRASONIC | Doppler, Fetal Ultrasound | DOPPLERFETALULTRASND-Nicolet Biomed-ELITE 100 | DOPPLERFETALULTRASND | ELITE 100 |  |  |  | Nicolet Biomed | Doppler, Fetal Ultrasound |  | DOPPLERFETALULTRASND-Nicolet Biomed-ELITE 100 |  |  |  |  | Covered PM Repair - Biomedical | MHHS-Katy Rehab | [8 empty] | DOPPLERFETALULTRASND | Doppler, Fetal Ultrasound | Nicolet Biomed
NO | NO |  |  |  | 241-01571 |  | Nicolet Biomedical Inc | ELITE 100 |  | EAQ0482 | TIRR - OUTPATIENT CLINIC | MHHS-TIRR |  | Doppler, Fetal Ultrasound |  | 241-01571 |  | TMC |  | TIRR - OUTPATIENT CLINIC | [5 empty] | DETECTORS, BLOOD FLOW/FETAL HEART, ULTRASONIC |  | DOPPLERFETALULTRASND-Nicolet Biomed-ELITE 100 | DOPPLERFETALULTRASND | ELITE 100 |  |  |  | Nicolet Biomed | Doppler, Fetal Ultrasound |  | DOPPLERFETALULTRASND-Nicolet Biomed-ELITE 100 |  |  |  |  | Covered PM Repair - Biomedical | MHHS-TIRR
NO | YES |  |  |  | 029-08042 | 029-08042 | Nicolet Biomedical Inc | ELITE 200 |  | ECM2125 | Woodlands-ICU | MHHS-Woodlands |  | Doppler, Fetal Ultrasound |  | 029-08042 | 029-08042 | Woodlands | MHHS-Woodlands | Woodlands-ICU | Nursing station | 3/1/13 |  |  |  | DETECTORS, BLOOD FLOW/FETAL HEART, ULTRASONIC | Doppler, Fetal Ultrasound | DOPPLERFETALULTRASND-CareFusion-Elite 200 | DOPPLERFETALULTRASND | Elite 200 |  |  |  | CareFusion | Doppler, Fetal Ultrasound |  |  | DOPPLERFETALULTRASND-CareFusion-Elite 200 |  |  |  | Covered PM Repair - Biomedical | MHHS-Woodlands | [8 empty] | DOPPLERFETALULTRASND | Doppler, Fetal Ultrasound | CareFusion
NO | NO |  |  |  | 029-08402 |  | Nicolet Biomedical Inc | ELITE 200 |  | ECM1586 | WOODLANDS - ICU | MHHS-Woodlands |  | Doppler, Fetal Ultrasound |  | 029-08402 |  | Woodlands |  | WOODLANDS - ICU | [5 empty] | DETECTORS, BLOOD FLOW/FETAL HEART, ULTRASONIC |  | DOPPLERFETALULTRASND-CareFusion-Elite 200 | DOPPLERFETALULTRASND | Elite 200 |  |  |  | CareFusion | Doppler, Fetal Ultrasound |  |  | DOPPLERFETALULTRASND-CareFusion-Elite 200 |  |  |  | Not Covered Vendor Only - Biomedical | MHHS-Woodlands
NO | NO |  |  |  | 029-08402 |  | Nicolet Biomedical Inc | ELITE 200 |  | ECM1586 | WOODLANDS - SICU | MHHS-Woodlands |  | Doppler, Fetal Ultrasound |  | 029-08402 |  | Woodlands |  | WOODLANDS - SICU | [5 empty] | DETECTORS, BLOOD FLOW/FETAL HEART, ULTRASONIC |  | DOPPLERFETALULTRASND-CareFusion-Elite 200 | DOPPLERFETALULTRASND | Elite 200 |  |  |  | CareFusion | Doppler, Fetal Ultrasound |  |  | DOPPLERFETALULTRASND-CareFusion-Elite 200 |  |  |  | Not Covered Vendor Only - Biomedical | MHHS-Woodlands
NO | YES |  |  |  | 069-34421 |  | Nicolet Biomedical Inc | VIKING SELECT |  | PA070484 | Memorial Hermann- Texas Medical - Jonson - GMI | MHHS-TMC |  | Electromyograph |  | 069-34421 |  | TMC | TMC | Memorial Hermann- Texas Medical - Jonson - GMI | JB432 | 4/1/19 |  | 4/1/20 |  | ELECTROMYOGRAPHS |  | ELECTROMYOGRAPH-Nicolet Biomed-Viking Select | ELECTROMYOGRAPH | Viking Select |  |  |  | Nicolet Biomed | Electromyograph |  | ELECTROMYOGRAPH-Nicolet Biomed-Viking Select |  | 9/19/20 |  |  | Not Covered Vendor Only - Biomedical | MHHS-TMC
YES | YES |  |  |  | 099-03943 | 099-03943 | Nightingale |  |  |  | NE - CANCER CENTER |  |  |  |  | 099-03943 | 099-03943 | Katy | Memorial Hermann Cancer Center - Northeast | NE - CANCER CENTER | Ex 1 | [5 empty] | Lamp, Exam | LAMPEXAM-Nightingale-421 | [22 empty] | Lamp, Exam | LAMPEXAM | Lamp, Exam | Nightingale
NO | YES |  |  |  | 583-00785 | 583-00785 | Nightingale | GOOSENECK |  | NSN | MH MG-(KY)-Katy Urology (Mp2) | MHHS-MG |  |  |  | 583-00785 | 583-00785 | Katy | MHHS-MG | MH MG-(KY)-Katy Urology (Mp2) | Treatment room 3 | 4/1/16 |  |  |  | LIGHTS, EXAMINATION |  | .needs class | [5 empty] | Nightingale |  |  |  |  | 1/1/25 |  |  | Not Covered Vendor Only - Biomedical | MHHS-MG
NO | YES |  |  |  | 583-00787 | 583-00787 | Nightingale | GOOSENECK |  | NSN | MH MG-(KY)-Katy Urology (Mp2) | MHHS-MG |  |  |  | 583-00787 | 583-00787 | Katy | MHHS-MG | MH MG-(KY)-Katy Urology (Mp2) | Treatment room 2 | 4/1/16 |  |  |  | LIGHTS, EXAMINATION |  | .needs class | [5 empty] | Nightingale |  |  |  |  | 1/1/25 |  |  | Not Covered Vendor Only - Biomedical | MHHS-MG
NO | YES |  |  |  | 583-00792 | 583-00792 | Nightingale | GOOSENECK |  | NSN | MH MG-(KY)-Katy Urology (Mp2) | MHHS-MG |  |  |  | 583-00792 | 583-00792 | Katy | MHHS-MG | MH MG-(KY)-Katy Urology (Mp2) | Ex 12 | 4/1/16 |  |  |  | LIGHTS, EXAMINATION |  | .needs class | [5 empty] | Nightingale |  |  |  |  | 8/1/14 |  |  | Clinical Miscellaneous | MHHS-MG
YES | YES |  |  |  | 099-02725 | 099-02725 | Nightingale | GOOSENECK |  |  | Katy - urology |  |  |  |  | 099-02725 | 099-02725 | Katy | Memorial Hermann Medical Group Katy Urology (#401) | Katy - urology | Treatment room1
YES | YES | Serial Number Cnf |  |  | 142-08854 | 142-08854 | Nightingale | Goosneck |  | Cnf | MH MG - (SL) - PHYSICIANS AT SUGAR CREEK |  |  |  |  | 142-08854 | 142-08854 | Sugar Land |  | MH MG - (SL) - PHYSICIANS AT SUGAR CREEK | Exam 5
YES | YES | Serial Number Cnf |  |  | 017-00583 | 017-00583 | Nightingale | Goosneck |  | Cnf | MH MG - (SL) - PHYSICIANS AT SUGAR CREEK |  |  |  |  | 017-00583 | 017-00583 | Sugar Land |  | MH MG - (SL) - PHYSICIANS AT SUGAR CREEK | Green Procedure 1
YES | YES |  |  |  | 099-02856 | 099-02856 | Nightingale | nightengale |  |  | NEIGHBORHOOD CLINIC - (NE) - NORTHEAST |  |  |  |  | 099-02856 | 099-02856 | Katy | Memorial Hermann Neighborhood Health Center - Northeast (#280) | NEIGHBORHOOD CLINIC - (NE) - NORTHEAST | Lab
YES | YES |  |  |  | 099-02868 | 099-02868 | Nightingale | nightengale |  |  | NEIGHBORHOOD CLINIC - (NE) - NORTHEAST |  |  |  |  | 099-02868 | 099-02868 | Katy | Memorial Hermann Neighborhood Health Center - Northeast (#280) | NEIGHBORHOOD CLINIC - (NE) - NORTHEAST | Lab
YES | YES |  |  |  | 069-44769 | 069-44769 | Nihon Kohden |  |  | Nsn | Memorial Hermann- Texas Medical Center Johnson Pavilion GMI |  |  |  |  | 069-44769 | 069-44769 |  | TMC | Memorial Hermann- Texas Medical Center Johnson Pavilion GMI | JB432 | 4/1/20 |  |  | No PM Sticker
NO | YES | Serial Number 1325 |  |  | 009-34284 | 009-34284 | Nihon Kohden |  |  |  | SW - CARDIAC REHAB |  |  |  |  | 009-34284 | 009-34284 | Southwest | Memorial Hermann Southwest Hospital | SW - CARDIAC REHAB | EEG room 2
YES | YES |  |  |  | 069-29847 | 069-29847 | Nihon Kohden | EEG-1200 Series |  |  | NSICU |  |  |  |  | 069-29847 | 069-29847 | TMC | Memorial Hermann-Texas Medical Center | NSICU | NSICU 2
NO | YES | [5 empty] | Nihon Kohden | EEG-1200 Series |  |  | MEMORIAL CITY - NEUROPHYSIOLOGY/EEG | [6 empty] | West | I?Aom over at Herman Memorial city | MEMORIAL CITY - NEUROPHYSIOLOGY/EEG | Memorial city neurology
NO | YES |  |  |  | 009-34107 | 009-34107 | Nihon Kohden | EEG-1200A |  |  | Cardiology |  |  |  |  | 009-34107 | 009-34107 | Central | Memorial Hermann Greater Heights Hospital | Cardiology | General ultra sound | [5 empty] | Electroencephalograph | ELECTROENCEPHALOGRAPH-Nihon Kohden-EEG-1200A | [22 empty] | Electroencephalograph | ELECTROENCEPHALOGRAPH | Electroencephalograph | Nihon Kohden
YES | YES |  |  |  | 069-46533 | 069-46533 | Nihon Kohden | EEG-1200A |  |  | TMC - 7J |  |  |  |  | 069-46533 | 069-46533 | TMC | Memorial Hermann-Texas Medical Center | TMC - 7J | [6 empty] | Electroencephalograph | ELECTROENCEPHALOGRAPH-Nihon Kohden-EEG-1200A | [22 empty] | Electroencephalograph | ELECTROENCEPHALOGRAPH | Electroencephalograph | Nihon Kohden
YES | YES |  |  |  | 099-11891 | 099-11891 | Nihon Kohden | EEG-1200A |  |  | J5 |  |  |  |  | 099-11891 | 099-11891 | TMC | Memorial Hermann-Texas Medical Center | J5 | J508 | [5 empty] | Electroencephalograph | ELECTROENCEPHALOGRAPH-Nihon Kohden-EEG-1200A | [22 empty] | Electroencephalograph | ELECTROENCEPHALOGRAPH | Electroencephalograph | Nihon Kohden
YES | YES |  |  |  | 099-11956 | 099-11956 | Nihon Kohden | Input box convertar |  |  | Epilepsy PEDI HD1012 |  |  |  |  | 099-11956 | 099-11956 |  | Memorial Hermann- Texas Medica Center | Epilepsy PEDI HD1012 | Childrens Epilepsy PEDI | 3/1/20 |  |  | No PM Sticker
NO | YES |  |  |  | 069-41240 | 069-41240 | Nihon Kohden | Input Box Converter |  |  | TMC-MHTMC-Clinical Engineering | MHHS-TMC |  | System, Interface |  | 069-41240 | 069-41240 | TMC | MHHS-TMC | TMC-MHTMC-Clinical Engineering | PEMU 3 |  |  |  |  | PHYSIOLOGIC MONITOR MODULES, ELECTROENCEPHALOGRAPH |  | SYSTEMINTERFACE-Nihon Kohden-QI-122A | SYSTEMINTERFACE | QI-122A |  |  |  | Nihon Kohden | System, Interface |  | SYSTEMINTERFACE-Nihon Kohden-QI-122A |  | 9/1/14 |  |  | Covered PM Repair - Biomedical | MHHS-TMC
YES | YES |  |  |  | 241-04678 | 241-04678 | Nihon Kohden | JB-206B |  |  | TIRR - Sleep Lab |  |  |  |  | 241-04678 | 241-04678 | TMC | TIRR Memorial Hermann Neurological Sleep Medicine Center 2nd Floor | TIRR - Sleep Lab | Hallway |  |  |  | New Add
YES | YES |  |  |  | 069-44794 | 069-44794 | Nihon Kohden | Jb-206B |  |  | TMC - REHAB - THERAPY GYM (JG) |  |  |  |  | 069-44794 | 069-44794 | TMC | Memorial Hermann-Texas Medical Center | TMC - REHAB - THERAPY GYM (JG) | REHAB - THERAPY GYM (JG)
YES | YES |  |  |  | 069-34693 | 069-34693 | Nihon Kohden | JB-281BK |  |  | Memorial Hermann- Texas Medical Center Johnson Pavilion GMI |  |  |  |  | 069-34693 | 069-34693 |  | TMC | Memorial Hermann- Texas Medical Center Johnson Pavilion GMI | JB432 | 4/1/20 |  |  | No PM Sticker
YES | YES | Serial Number 83 |  |  | 069-28942 | 069-28942 | Nihon Kohden | JE-212A |  |  | Epilepsy PEDI HD1012 |  |  |  |  | 069-28942 | 069-28942 |  | Memorial Hermann- Texas Medica Center | Epilepsy PEDI HD1012 | Radiology | 3/1/20 |  |  | No PM Sticker
NO | YES | Serial Number 145 |  |  | 069-37988 | 069-37988 | Nihon Kohden | JE-212A |  |  | Epilepsy PEDI HD1012 |  |  |  |  | 069-37988 | 069-37988 |  | Memorial Hermann- Texas Medica Center | Epilepsy PEDI HD1012 | Radiology | 3/1/20 |  |  | No PM Sticker
NO | YES |  |  |  | 069-34009 | 069-34009 | Nihon Kohden | Je-212a |  |  | Gama knife/radio surgery |  |  |  |  | 069-34009 | 069-34009 | TMC | Memorial Hermann-Texas Medical Center | Gama knife/radio surgery |  |  |  |  | No pm
YES | YES |  |  |  | 145-00890 | 145-00890 | Nihon Kohden | JE-921A |  |  | PEARLAND - CARDIOLOGY SERVICES |  |  |  |  | 145-00890 | 145-00890 | Pearland | Memorial Hermann Pearland Hospital | PEARLAND - CARDIOLOGY SERVICES | EEG 246 | 2/1/20 |  |  |  |  | Module, Amplifier | MODULEAMPLIFIER-Nihon Kohden-JE-921A | [12 empty] | MAMP-A | [9 empty] | Module, Amplifier | MODULEAMPLIFIER | Module, Amplifier | Nihon Kohden
YES | YES |  |  |  | 069-28947 | 069-28947 | Nihon Kohden | JE-921A |  |  | TMC - 7J |  |  |  |  | 069-28947 | 069-28947 | TMC | Memorial Hermann-Texas Medical Center | TMC - 7J | [6 empty] | Module, Amplifier | MODULEAMPLIFIER-Nihon Kohden-JE-921A | [12 empty] | MAMP-A | [9 empty] | Module, Amplifier | MODULEAMPLIFIER | Module, Amplifier | Nihon Kohden
YES | YES |  |  |  | 099-11907 | 099-11907 | Nihon Kohden | JE-921A |  |  | J5 |  |  |  |  | 099-11907 | 099-11907 | TMC | Memorial Hermann-Texas Medical Center | J5 | J508 | [5 empty] | Module, Amplifier | MODULEAMPLIFIER-Nihon Kohden-JE-921A | [12 empty] | MAMP-A | [9 empty] | Module, Amplifier | MODULEAMPLIFIER | Module, Amplifier | Nihon Kohden
YES | YES |  |  |  | 077-08911 | 077-08911 | Nihon Kohden | JE-921A |  |  | Epilepsy PEDI HD1012 |  |  |  |  | 077-08911 | 077-08911 |  | Memorial Hermann- Texas Medica Center | Epilepsy PEDI HD1012 | Radiology | 3/1/20 |  |  | No PM Sticker |  | Module, Amplifier | MODULEAMPLIFIER-Nihon Kohden-JE-921A | [12 empty] | MAMP-A | [9 empty] | Module, Amplifier | MODULEAMPLIFIER | Module, Amplifier | Nihon Kohden
YES | YES |  |  |  | 099-06683 | 099-06683 | Nihon Kohden | JE-921A |  |  | SE - UNIT 3A (IMU) |  |  |  |  | 099-06683 | 099-06683 | Southeast | Memorial Hermann Southeast Hospital | SE - UNIT 3A (IMU) | Biomed shop | [5 empty] | Module, Amplifier | MODULEAMPLIFIER-Nihon Kohden-JE-921A | [12 empty] | MAMP-A | [9 empty] | Module, Amplifier | MODULEAMPLIFIER | Module, Amplifier | Nihon Kohden
YES | YES | Serial Number Cnf |  |  | 145-00888 | 145-00888 | Nihon Kohden | LS-120 |  | Cnf | PEARLAND - CARDIOLOGY SERVICES |  |  |  |  | 145-00888 | 145-00888 | Pearland | Memorial Hermann Pearland Hospital | PEARLAND - CARDIOLOGY SERVICES | EEG 246 |  | 2/1/20 |  |  |  | Stimulator, Optical | STIMULATOROPTICAL-Nihon Kohden-LS-120 | [22 empty] | Stimulator, Optical | STIMULATOROPTICAL | Stimulator, Optical | Nihon Kohden
YES | YES |  |  |  | 009-34105 | 009-34105 | Nihon Kohden | LS-120 |  |  | Cardiology |  |  |  |  | 009-34105 | 009-34105 | Central | Memorial Hermann Greater Heights Hospital | Cardiology | General ultra sound | [5 empty] | Stimulator, Optical | STIMULATOROPTICAL-Nihon Kohden-LS-120 | [22 empty] | Stimulator, Optical | STIMULATOROPTICAL | Stimulator, Optical | Nihon Kohden
YES | YES | Serial Number Cnf |  |  | 069-41694 | 069-41694 | Nihon Kohden | LS-120 |  | Cnf | TMC - EPILEPSY - NEUROPHYSIOLOGY (JB) |  |  |  |  | 069-41694 | 069-41694 | TMC | Memorial Hermann-Texas Medical Center | TMC - EPILEPSY - NEUROPHYSIOLOGY (JB) | Hall | [5 empty] | Stimulator, Optical | STIMULATOROPTICAL-Nihon Kohden-LS-120 | [22 empty] | Stimulator, Optical | STIMULATOROPTICAL | Stimulator, Optical | Nihon Kohden
YES | YES |  |  |  | 069-41705 | 069-41705 | Nihon Kohden | LS-120 |  |  | TMC - EPILEPSY - NEUROPHYSIOLOGY (JB) |  |  |  |  | 069-41705 | 069-41705 | TMC | Memorial Hermann-Texas Medical Center | TMC - EPILEPSY - NEUROPHYSIOLOGY (JB) | Hall |  |  |  | No pm found |  | Stimulator, Optical | STIMULATOROPTICAL-Nihon Kohden-LS-120 | [22 empty] | Stimulator, Optical | STIMULATOROPTICAL | Stimulator, Optical | Nihon Kohden
YES | YES |  |  |  | 069-44797 | 069-44797 | Nihon Kohden | LS-120 |  |  | TMC - REHAB - THERAPY GYM (JG) |  |  |  |  | 069-44797 | 069-44797 | TMC | Memorial Hermann-Texas Medical Center | TMC - REHAB - THERAPY GYM (JG) | REHAB - THERAPY GYM (JG) | [5 empty] | Stimulator, Optical | STIMULATOROPTICAL-Nihon Kohden-LS-120 | [22 empty] | Stimulator, Optical | STIMULATOROPTICAL | Stimulator, Optical | Nihon Kohden
YES | YES | Serial Number Cnf |  |  | 099-06266 | 099-06266 | Nihon Kohden | LS-120 |  | Cnf | SE - NONINVASIVE CARDIOLOGY |  |  |  |  | 099-06266 | 099-06266 | Southeast | Memorial Hermann Southeast Hospital | SE - NONINVASIVE CARDIOLOGY | Exam room 409 |  |  |  | No pm |  | Stimulator, Optical | STIMULATOROPTICAL-Nihon Kohden-LS-120 | [22 empty] | Stimulator, Optical | STIMULATOROPTICAL | Stimulator, Optical | Nihon Kohden
YES | YES |  |  |  | 133-10408 | 133-10408 | Nihon kohden | Ls-120 |  | Can mot see | KATY - CARDIOLOGY |  |  |  |  | 133-10408 | 133-10408 | Katy | Memorial Hermann Katy Hospital | KATY - CARDIOLOGY |  |  |  |  | One time safety inspection
YES | YES |  |  |  | 013-36747 | 013-36747 | Nihon Kohden | LS-120AJ |  |  | EEG |  |  |  |  | 013-36747 | 013-36747 | Southwest | Memorial Hermann Southwest Hospital | EEG | EEG | [5 empty] | Stimulator, Optical | STIMULATOROPTICAL-Nihon Kohden-LS-120AJ | [22 empty] | Stimulator, Optical | STIMULATOROPTICAL | Stimulator, Optical | Nihon Kohden
YES | YES |  |  |  | 099-04699 | 099-04699 | Nihon Kohden | LS-703A |  |  | PEARLAND - CARDIOLOGY SERVICES |  |  |  |  | 099-04699 | 099-04699 | Pearland | Memorial Hermann Pearland Hospital | PEARLAND - CARDIOLOGY SERVICES | EEG 246 |  | 2/1/20 |  |  |  | Stimulator, Optical | STIMULATOROPTICAL-Nihon Kohden-LS-703A | [22 empty] | Stimulator, Optical | STIMULATOROPTICAL | Stimulator, Optical | Nihon Kohden
YES | YES |  |  |  | 142-09496 | 142-09496 | Nihon Kohden | LS-703A |  |  | WOODLANDS - CARDIC REHAB |  |  |  |  | 142-09496 | 142-09496 | Woodlands | Woodlands | WOODLANDS - CARDIC REHAB | MH woodlands 1st floor | [5 empty] | Stimulator, Optical | STIMULATOROPTICAL-Nihon Kohden-LS-703A | [22 empty] | Stimulator, Optical | STIMULATOROPTICAL | Stimulator, Optical | Nihon Kohden
YES | YES |  |  |  | 142-09497 | 142-09497 | Nihon Kohden | LS-703A |  |  | WOODLANDS - CARDIC REHAB |  |  |  |  | 142-09497 | 142-09497 | Woodlands | Woodlands | WOODLANDS - CARDIC REHAB | MH woodlands 1st floor | [5 empty] | Stimulator, Optical | STIMULATOROPTICAL-Nihon Kohden-LS-703A | [22 empty] | Stimulator, Optical | STIMULATOROPTICAL | Stimulator, Optical | Nihon Kohden
YES | YES |  |  |  | 099-11908 | 099-11908 | Nihon Kohden | LS-703A |  |  | J5 |  |  |  |  | 099-11908 | 099-11908 | TMC | Memorial Hermann-Texas Medical Center | J5 | J508 | [5 empty] | Stimulator, Optical | STIMULATOROPTICAL-Nihon Kohden-LS-703A | [22 empty] | Stimulator, Optical | STIMULATOROPTICAL | Stimulator, Optical | Nihon Kohden
YES | YES |  |  |  | 241-04676 | 241-04676 | Nihon Kohden | MS-230B |  |  | TIRR - Sleep Lab |  |  |  |  | 241-04676 | 241-04676 | TMC | TIRR Memorial Hermann Neurological Sleep Medicine Center 2nd Floor | TIRR - Sleep Lab | Hallway |  |  |  | New Add
YES | YES |  |  |  | 009-34265 | 009-34265 | Nihon Kohden | NEUROFAX |  |  | Floor 1 |  |  |  |  | 009-34265 | 009-34265 | Southwest | Memorial Hermann Southwest Hospital | Floor 1 | Floor 1 | [5 empty] | Electroencephalograph | ELECTROENCEPHALOGRAPH-Nihon Kohden-NEUROFAX | [22 empty] | Electroencephalograph | ELECTROENCEPHALOGRAPH | Electroencephalograph | Nihon Kohden
YES | YES |  |  |  | 099-11081 | 099-11081 | Nihon Kohden | NEUROFAX |  |  | NSICU |  |  |  |  | 099-11081 | 099-11081 | TMC | Memorial Hermann-Texas Medical Center | NSICU | NSICU 2 | [5 empty] | Electroencephalograph | ELECTROENCEPHALOGRAPH-Nihon Kohden-NEUROFAX | [22 empty] | Electroencephalograph | ELECTROENCEPHALOGRAPH | Electroencephalograph | Nihon Kohden
YES | YES |  |  |  | 069-21017 | 069-21017 | Nihon Kohden | NEUROFAX |  |  | TMC - EPILEPSY - PEDI EMU (10HP) |  |  |  |  | 069-21017 | 069-21017 |  | Memorial Hermann-tmc | TMC - EPILEPSY - PEDI EMU (10HP) | H10 12 |  |  |  | PM Not Required |  | Electroencephalograph | ELECTROENCEPHALOGRAPH-Nihon Kohden-NEUROFAX | [22 empty] | Electroencephalograph | ELECTROENCEPHALOGRAPH | Electroencephalograph | Nihon Kohden
YES | YES |  |  |  | 069-29843 | 069-29843 | Nihon Kohden | NEUROFAX |  | Nsn | Epilepsy PEDI HD1012 |  |  |  |  | 069-29843 | 069-29843 |  | Memorial Hermann- Texas Medica Center | Epilepsy PEDI HD1012 | Childrens Epilepsy PEDI | 3/1/20 |  |  | No PM Sticker |  | Electroencephalograph | ELECTROENCEPHALOGRAPH-Nihon Kohden-NEUROFAX | [22 empty] | Electroencephalograph | ELECTROENCEPHALOGRAPH | Electroencephalograph | Nihon Kohden
YES | YES |  |  |  | 069-21022 | 069-21022 | Nihon Kohden | NEUROFAX |  |  | TWC |  |  |  |  | 069-21022 | 069-21022 | TMC | Memorial Hermann-Texas Medical Center | TWC | PEMU #4 | [5 empty] | Electroencephalograph | ELECTROENCEPHALOGRAPH-Nihon Kohden-NEUROFAX | [22 empty] | Electroencephalograph | ELECTROENCEPHALOGRAPH | Electroencephalograph | Nihon Kohden
YES | YES |  |  |  | 069-22946 | 069-22946 | Nihon Kohden | NEUROFAX |  |  | TMC - EPILEPSY - PEDI EMU (10HP) |  |  |  |  | 069-22946 | 069-22946 |  | Memorial Hermann-tmc | TMC - EPILEPSY - PEDI EMU (10HP) | H10 15 | [5 empty] | Electroencephalograph | ELECTROENCEPHALOGRAPH-Nihon Kohden-NEUROFAX | [22 empty] | Electroencephalograph | ELECTROENCEPHALOGRAPH | Electroencephalograph | Nihon Kohden
YES | YES |  |  |  | 069-21572 | 069-21572 | Nihon Kohden | NEUROFAX |  |  | TWC |  |  |  |  | 069-21572 | 069-21572 | TMC | Memorial Hermann-Texas Medical Center | TWC | PEMU #6 | [5 empty] | Electroencephalograph | ELECTROENCEPHALOGRAPH-Nihon Kohden-NEUROFAX | [22 empty] | Electroencephalograph | ELECTROENCEPHALOGRAPH | Electroencephalograph | Nihon Kohden
YES | YES |  |  |  | 069-29837 | 069-29837 | Nihon Kohden | NEUROFAX |  |  | TMC - EPILEPSY - NEUROPHYSIOLOGY (JB) |  |  |  |  | 069-29837 | 069-29837 | TMC | Memorial Hermann-Texas Medical Center | TMC - EPILEPSY - NEUROPHYSIOLOGY (JB) | Hall | [5 empty] | Electroencephalograph | ELECTROENCEPHALOGRAPH-Nihon Kohden-NEUROFAX | [22 empty] | Electroencephalograph | ELECTROENCEPHALOGRAPH | Electroencephalograph | Nihon Kohden
YES | YES |  |  |  |  | 069-22350 | Nihon Kohden | NEUROFAX |  |  | TMC - REHAB - THERAPY GYM (JG) | [5 empty] | 069-22350 | TMC | Memorial Hermann-Texas Medical Center | TMC - REHAB - THERAPY GYM (JG) | REHAB - THERAPY GYM (JG) | [5 empty] | Electroencephalograph | ELECTROENCEPHALOGRAPH-Nihon Kohden-NEUROFAX | [22 empty] | Electroencephalograph | ELECTROENCEPHALOGRAPH | Electroencephalograph | Nihon Kohden
YES | YES |  |  |  | 069-44704 | 069-44704 | Nihon Kohden | NEUROFAX |  |  | TMC - EPILEPSY - NEUROPHYSIOLOGY (JB) |  |  |  |  | 069-44704 | 069-44704 | TMC | Memorial Hermann-Texas Medical Center | TMC - EPILEPSY - NEUROPHYSIOLOGY (JB) | Hall | [5 empty] | Electroencephalograph | ELECTROENCEPHALOGRAPH-Nihon Kohden-NEUROFAX | [22 empty] | Electroencephalograph | ELECTROENCEPHALOGRAPH | Electroencephalograph | Nihon Kohden
YES | YES |  |  |  | 069-22350 | 069-22350 | Nihon Kohden | NEUROFAX |  |  | TMC - EPILEPSY - NEUROPHYSIOLOGY (JB) |  |  |  |  | 069-22350 | 069-22350 | TMC | Memorial Hermann-Texas Medical Center | TMC - EPILEPSY - NEUROPHYSIOLOGY (JB) | Hall | [5 empty] | Electroencephalograph | ELECTROENCEPHALOGRAPH-Nihon Kohden-NEUROFAX | [22 empty] | Electroencephalograph | ELECTROENCEPHALOGRAPH | Electroencephalograph | Nihon Kohden
YES | YES |  |  |  | 099-06268 | 099-06268 | Nihon Kohden | NEUROFAX |  |  | SE - NONINVASIVE CARDIOLOGY |  |  |  |  | 099-06268 | 099-06268 | Southeast | Memorial Hermann Southeast Hospital | SE - NONINVASIVE CARDIOLOGY | Exam room 409 |  |  |  | No pm |  | Electroencephalograph | ELECTROENCEPHALOGRAPH-Nihon Kohden-NEUROFAX | [22 empty] | Electroencephalograph | ELECTROENCEPHALOGRAPH | Electroencephalograph | Nihon Kohden
YES | YES |  |  |  | 583-01533 | 583-01533 | Nihon Kohden | NEUROFAX |  |  | Memorial City - EEG |  |  |  |  | 583-01533 | 583-01533 | West | Memorial Hermann Memorial City Medical Center | Memorial City - EEG | Memorial City - EEG |  |  |  | No pm sticker
YES | YES |  |  |  | 583-01535 | 583-01535 | Nihon Kohden | NEUROFAX |  |  | Memorial City - EEG |  |  |  |  | 583-01535 | 583-01535 | West | Memorial Hermann Memorial City Medical Center | Memorial City - EEG | Memorial City - EEG |  |  |  | No pm sticker
YES | YES |  |  |  | 583-01534 | 583-01534 | Nihon Kohden | NEUROFAX |  |  | Memorial City - EEG |  |  |  |  | 583-01534 | 583-01534 | West | Memorial Hermann Memorial City Medical Center | Memorial City - EEG | Memorial City - EEG |  |  |  | No pm sticker
YES | YES |  |  |  | 241-04675 | 241-04675 | Nihon Kohden | Neuropack X1 (MEB-2300A) |  |  | TIRR - Sleep Lab |  |  |  |  | 241-04675 | 241-04675 | TMC | TIRR Memorial Hermann Neurological Sleep Medicine Center 2nd Floor | TIRR - Sleep Lab | Hallway | 1/1/20 |  | 1/1/21 | New Add
YES | YES |  |  |  | 069-34983 | 069-34983 | Nihon Kohden | Neuropak L |  |  | Memorial Hermann- Texas Medical Center Johnson Pavilion GMI |  |  |  |  | 069-34983 | 069-34983 |  | TMC | Memorial Hermann- Texas Medical Center Johnson Pavilion GMI | JB432
YES | YES |  |  |  | 069-22534 | 069-22534 | Nihon Kohden | Neuropak M1 |  | nsn | Memorial Hermann- Texas Medical Center Johnson Pavilion GMI |  |  |  |  | 069-22534 | 069-22534 |  | TMC | Memorial Hermann- Texas Medical Center Johnson Pavilion GMI | JB432 | 4/1/20 |  |  | No PM Sticker
YES | YES |  |  |  | 069-34981 | 069-34981 | Nihon Kohden | Neuropak M1 |  | Nsn | Memorial Hermann- Texas Medical Center Johnson Pavilion GMI |  |  |  |  | 069-34981 | 069-34981 |  | TMC | Memorial Hermann- Texas Medical Center Johnson Pavilion GMI | JB432 | 4/1/20 |  |  | No PM Sticker
YES | YES |  |  |  | 069-34267 | 069-34267 | Nihon Kohden | QI-122A |  |  | TMC - EPILEPSY - PEDI EMU (10HP) |  |  |  |  | 069-34267 | 069-34267 |  | Memorial Hermann-tmc | TMC - EPILEPSY - PEDI EMU (10HP) | H10 12 |  |  |  | PM Not Required |  | System, Interface | SYSTEMINTERFACE-Nihon Kohden-QI-122A | [22 empty] | System, Interface | SYSTEMINTERFACE | System, Interface | Nihon Kohden
YES | YES |  |  |  | 069-34269 | 069-34269 | Nihon Kohden | QI-122A |  |  | TMC - EPILEPSY - PEDI EMU (10HP) |  |  |  |  | 069-34269 | 069-34269 |  | Memorial Hermann-tmc | TMC - EPILEPSY - PEDI EMU (10HP) | H10 15 |  |  |  | PM Not Required |  | System, Interface | SYSTEMINTERFACE-Nihon Kohden-QI-122A | [22 empty] | System, Interface | SYSTEMINTERFACE | System, Interface | Nihon Kohden
YES | YES |  |  |  | 069-34268 | 069-34268 | Nihon Kohden | QI-122A |  |  | Gama knife/radio surgery |  |  |  |  | 069-34268 | 069-34268 | TMC | Memorial Hermann-Texas Medical Center | Gama knife/radio surgery |  |  |  |  | No pm |  | System, Interface | SYSTEMINTERFACE-Nihon Kohden-QI-122A | [22 empty] | System, Interface | SYSTEMINTERFACE | System, Interface | Nihon Kohden
NO | YES |  |  |  | 029-12581 | 029-12581 | Nihon Kohden America Inc | 01122A |  |  | Woodlands-Neurology | MHHS-Woodlands |  |  |  | 029-12581 | 029-12581 | Woodlands | MHHS-Woodlands | Woodlands-Neurology | E446 | 6/1/19 |  | 6/1/20 |  | ELECTROENCEPHALOGRAPHS |  | .needs class | [5 empty] | Nihon Kohden | [7 empty] | Covered PM Repair - Biomedical | MHHS-Woodlands
YES | YES |  |  |  |  | 029-32477 | Nihon Kohden America Inc | 01122A |  |  | Neuroscience | [5 empty] | 029-32477 | Central | Memorial Herman Hospital woodland | Neuroscience | E455 | 6/1/19 |  | 6/1/20
NO | YES |  |  |  | 029-12568 | 029-12568 | Nihon Kohden America Inc | EEG-1200 |  | 3HHWZV2 | Woodlands-Neurology | MHHS-Woodlands |  |  |  | 029-12568 | 029-12568 | Woodland memorial hospital | MHHS-Woodlands | Woodlands-Neurology | E443 | 6/1/19 |  | 6/1/20 |  | ELECTROENCEPHALOGRAPHS |  | .needs class | [5 empty] | Nihon Kohden | [7 empty] | Covered PM Repair - Biomedical | MHHS-Woodlands
NO | YES |  |  |  | 029-12590 | 029-12590 | Nihon Kohden America Inc | EEG-1200 |  | 3HGXZV2 | Woodlands-Neurology | MHHS-Woodlands |  |  |  | 029-12590 | 029-12590 | Woodlands | MHHS-Woodlands | Woodlands-Neurology | Neuroscience E4 450.3 clean workroom | 6/1/19 |  | 6/1/20 |  | ELECTROENCEPHALOGRAPHS |  | .needs class | [5 empty] | Nihon Kohden | [7 empty] | Covered PM Repair - Biomedical | MHHS-Woodlands
NO | YES |  |  |  | 029-12591 | 029-12591 | Nihon Kohden America Inc | EEG-1200 |  | 3HJVZV2 | Woodlands-Neurology | MHHS-Woodlands |  |  |  | 029-12591 | 029-12591 | Woodlands | MHHS-Woodlands | Woodlands-Neurology | Neuroscience E4 450.3 clean workroom | 6/1/19 |  | 6/1/20 |  | ELECTROENCEPHALOGRAPHS |  | .needs class | [5 empty] | Nihon Kohden | [7 empty] | Covered PM Repair - Biomedical | MHHS-Woodlands
NO | YES |  |  |  | 029-12592 | 029-12592 | Nihon Kohden America Inc | EEG-1200 |  | 3HJWZV2 | Woodlands-Neurology | MHHS-Woodlands |  |  |  | 029-12592 | 029-12592 | Woodlands | MHHS-Woodlands | Woodlands-Neurology | Neuroscience E4 450.3 clean workroom | 6/1/19 |  | 6/1/20 |  | ELECTROENCEPHALOGRAPHS |  | .needs class | [5 empty] | Nihon Kohden | [7 empty] | Covered PM Repair - Biomedical | MHHS-Woodlands
NO | YES |  |  |  | 029-12597 | 029-12597 | Nihon Kohden America Inc | EEG-1200 |  | 3HLXZV2 | Woodlands-Neurology | MHHS-Woodlands |  |  |  | 029-12597 | 029-12597 | Woodlands | MHHS-Woodlands | Woodlands-Neurology | Neuroscience E453 | 6/1/19 |  | 6/1/20 |  | ELECTROENCEPHALOGRAPHS |  | .needs class | [5 empty] | Nihon Kohden | [7 empty] | Not Covered Vendor Only - Biomedical | MHHS-Woodlands
NO | YES |  |  |  | 029-12601 | 029-12601 | Nihon Kohden America Inc | EEG-1200 |  | 3HHXZV2 | Woodlands-Neurology | MHHS-Woodlands |  |  |  | 029-12601 | 029-12601 | Woodlands | MHHS-Woodlands | Woodlands-Neurology | E454 | 6/1/19 |  | 6/1/20 |  | ELECTROENCEPHALOGRAPHS |  | .needs class | [5 empty] | Nihon Kohden |  |  |  |  | 1/24/20 |  |  | Not Covered Vendor Only - Rad, High End | MHHS-Woodlands
NO | YES |  |  |  | 029-32477 | 029-32477 | Nihon Kohden America Inc | EEG-1200 |  | 3HHTZV2 | Woodlands-Neurology | MHHS-Woodlands |  |  |  | 029-32477 | 029-32477 | Woodlands | MHHS-Woodlands | Woodlands-Neurology | Neuroscience E455 | 6/1/19 |  | 6/1/20 |  | ELECTROENCEPHALOGRAPHS |  | .needs class | [5 empty] | Nihon Kohden | [7 empty] | Covered PM Repair - Biomedical | MHHS-Woodlands
NO | YES |  |  |  | 029-12556 | 029-12556 | Nihon Kohden America Inc | EEG-1200 |  |  | Woodlands-Neurology |  |  |  |  | 029-12556 | 029-12556 | Woodlands | MHHS-Woodlands | Woodlands-Neurology | Neuroscience E431 | 6/1/19 |  | 6/1/20
NO | NO |  |  |  | 029-12558 |  | Nihon Kohden America Inc | EEG-1200 |  | 3HGSZV2 | WOODLANDS - NEUROLOGY | MHHS-Woodlands |  |  |  | 029-12558 |  | Woodlands |  | WOODLANDS - NEUROLOGY | [5 empty] | ELECTROENCEPHALOGRAPHS |  | .needs class | [5 empty] | Nihon Kohden | [7 empty] | Covered PM Repair - Biomedical | MHHS-Woodlands
NO | NO |  |  |  | 029-12593 |  | Nihon Kohden America Inc | EEG-1200 |  | 3HGWZV2 | WOODLANDS - NEUROLOGY | MHHS-Woodlands |  |  |  | 029-12593 |  | Woodlands |  | WOODLANDS - NEUROLOGY | [5 empty] | ELECTROENCEPHALOGRAPHS |  | .needs class | [5 empty] | Nihon Kohden | [7 empty] | Covered PM Repair - Biomedical | MHHS-Woodlands
NO | YES |  |  |  | 151-02179 | 151-02179 | Nihon Kohden America Inc | EEG-1200A |  |  | CY-Cardiopulmonary | MHHS-Cypress |  | Electroencephalograph |  | 151-02179 | 151-02179 | Northwest | MHHS-Cypress | CY-Cardiopulmonary | EEG room | 3/1/19 | 3/1/20 |  |  | ELECTROENCEPHALOGRAPHS | Electroencephalograph | ELECTROENCEPHALOGRAPH-Nihon Kohden-EEG-1200A | ELECTROENCEPHALOGRAPH | EEG-1200A |  |  |  | Nihon Kohden | Electroencephalograph |  | ELECTROENCEPHALOGRAPH-Nihon Kohden-EEG-1200A |  | 2/19/19 |  |  | Covered PM Repair - Biomedical | MHHS-Cypress | [8 empty] | ELECTROENCEPHALOGRAPH | Electroencephalograph | Nihon Kohden
NO | YES | Serial Number 926 |  |  | 009-34639 | 009-34639 | Nihon Kohden America Inc | EEG-1200A |  |  |  | MHHS-Greater Heights |  | Electroencephalograph |  | 009-34639 | 009-34639 |  |  |  | 2nd floor north towe | 8/1/19 |  | 8/1/20 |  | ELECTROENCEPHALOGRAPHS | Electroencephalograph | ELECTROENCEPHALOGRAPH-Nihon Kohden-EEG-1200A | ELECTROENCEPHALOGRAPH | EEG-1200A |  |  |  | Nihon Kohden | Electroencephalograph |  | ELECTROENCEPHALOGRAPH-Nihon Kohden-EEG-1200A |  | 7/1/19 |  |  | Covered PM Repair - Biomedical | MHHS-Greater Heights | [8 empty] | ELECTROENCEPHALOGRAPH | Electroencephalograph | Nihon Kohden
NO | YES |  |  |  | 133-10409 | 133-10409 | Nihon Kohden America Inc | EEG-1200A |  |  | KATY - CARDIOLOGY | MHHS-Katy |  | Electroencephalograph |  | 133-10409 | 133-10409 | Katy |  | KATY - CARDIOLOGY | [5 empty] | ELECTROENCEPHALOGRAPHS |  | ELECTROENCEPHALOGRAPH-Nihon Kohden-EEG-1200A | ELECTROENCEPHALOGRAPH | EEG-1200A |  |  |  | Nihon Kohden | Electroencephalograph |  | ELECTROENCEPHALOGRAPH-Nihon Kohden-EEG-1200A |  |  |  |  | Covered PM Repair - Biomedical | MHHS-Katy
NO | YES |  |  |  | 145-00887 | 145-00887 | Nihon Kohden America Inc | EEG-1200A |  |  | Pearland-Cardiology Services | MHHS-Pearland Hospital |  | Electroencephalograph |  | 145-00887 | 145-00887 | Pearland | MHHS-Pearland Hospital | Pearland-Cardiology Services | EEG 246 | 1/1/19 |  |  |  | ELECTROENCEPHALOGRAPHS | Electroencephalograph | ELECTROENCEPHALOGRAPH-Nihon Kohden-EEG-1200A | ELECTROENCEPHALOGRAPH | EEG-1200A |  |  |  | Nihon Kohden | Electroencephalograph |  | ELECTROENCEPHALOGRAPH-Nihon Kohden-EEG-1200A |  |  |  |  | Covered PM Repair - Biomedical | MHHS-Pearland Hospital | [8 empty] | ELECTROENCEPHALOGRAPH | Electroencephalograph | Nihon Kohden
NO | YES |  |  |  | 005-12097 | 005-12097 | Nihon Kohden America Inc | EEG-1200A |  |  | SE-Noninvasive Cardiology | MHHS-Southeast |  | Electroencephalograph |  | 005-12097 | 005-12097 | Southeast | MHHS-Southeast | SE-Noninvasive Cardiology | Exam room 409 | 11/1/19 |  | 11/1/20 |  | ELECTROENCEPHALOGRAPHS |  | ELECTROENCEPHALOGRAPH-Nihon Kohden-EEG-1200A | ELECTROENCEPHALOGRAPH | EEG-1200A |  |  |  | Nihon Kohden | Electroencephalograph |  | ELECTROENCEPHALOGRAPH-Nihon Kohden-EEG-1200A |  | 7/2/19 |  |  | Covered PM Repair - Biomedical | MHHS-Southeast
NO | YES |  |  |  | 013-36748 | 013-36748 | Nihon Kohden America Inc | EEG-1200A |  |  | EEG | MHHS-Southwest |  | Electroencephalograph |  | 013-36748 | 013-36748 | Southwest | Memorial Hermann Southwest Hospital | EEG | EEG | 9/1/19 |  |  |  | ELECTROENCEPHALOGRAPHS | Electroencephalograph | ELECTROENCEPHALOGRAPH-Nihon Kohden-EEG-1200A | ELECTROENCEPHALOGRAPH | EEG-1200A |  |  |  | Nihon Kohden | Electroencephalograph |  | ELECTROENCEPHALOGRAPH-Nihon Kohden-EEG-1200A |  |  |  |  | Covered PM Repair - Biomedical | MHHS-Southwest | [8 empty] | ELECTROENCEPHALOGRAPH | Electroencephalograph | Nihon Kohden
NO | YES |  |  |  | 241-03052 | 241-03052 | Nihon Kohden America Inc | EEG-1200A |  |  | TIRR-Sleep Lab | MHHS-TIRR |  | Electroencephalograph |  | 241-03052 | 241-03052 | TMC | MHHS-Others | TIRR-Sleep Lab | TIRR - SLEEP LAB | 10/1/19 |  | 9/1/20 |  | ELECTROENCEPHALOGRAPHS | Electroencephalograph | ELECTROENCEPHALOGRAPH-Nihon Kohden-EEG-1200A | ELECTROENCEPHALOGRAPH | EEG-1200A |  |  |  | Nihon Kohden | Electroencephalograph |  | ELECTROENCEPHALOGRAPH-Nihon Kohden-EEG-1200A |  | 1/28/20 |  |  | Not Covered Vendor Only - Biomedical | MHHS-TIRR | [8 empty] | ELECTROENCEPHALOGRAPH | Electroencephalograph | Nihon Kohden
NO | YES |  |  |  | 069-29838 | 069-29838 | Nihon Kohden America Inc | EEG-1200A |  |  | NSICU | MHHS-TMC |  | Electroencephalograph |  | 069-29838 | 069-29838 | TMC | Memorial Hermann-Texas Medical Center | NSICU | NSICU 2 | 10/1/19 |  | 10/1/20 |  | ELECTROENCEPHALOGRAPHS | Electroencephalograph | ELECTROENCEPHALOGRAPH-Nihon Kohden-EEG-1200A | ELECTROENCEPHALOGRAPH | EEG-1200A |  |  |  | Nihon Kohden | Electroencephalograph |  | ELECTROENCEPHALOGRAPH-Nihon Kohden-EEG-1200A |  | 12/19/13 |  |  | Covered PM Repair - Biomedical | MHHS-TMC | [8 empty] | ELECTROENCEPHALOGRAPH | Electroencephalograph | Nihon Kohden
NO | YES |  |  |  | 069-29842 | 069-29842 | Nihon Kohden America Inc | EEG-1200A |  |  | TMC-Jones-Neuro ICU (7J) | MHHS-TMC |  | Electroencephalograph |  | 069-29842 | 069-29842 | TMC | MHHS-TMC | TMC-Jones-Neuro ICU (7J) |  | 9/1/19 |  | 9/1/20 |  | ELECTROENCEPHALOGRAPHS | Electroencephalograph | ELECTROENCEPHALOGRAPH-Nihon Kohden-EEG-1200A | ELECTROENCEPHALOGRAPH | EEG-1200A |  |  |  | Nihon Kohden | Electroencephalograph |  | ELECTROENCEPHALOGRAPH-Nihon Kohden-EEG-1200A |  |  |  |  | Covered PM Repair - Biomedical | MHHS-TMC | [8 empty] | ELECTROENCEPHALOGRAPH | Electroencephalograph | Nihon Kohden
NO | YES |  |  |  | 069-46393 | 069-46393 | Nihon Kohden America Inc | EEG-1200A |  |  | J5 | MHHS-TMC |  | Electroencephalograph |  | 069-46393 | 069-46393 | TMC | Memorial Hermann-Texas Medical Center | J5 | J508 | 1/1/20 |  | 1/1/21 |  | ELECTROENCEPHALOGRAPHS | Electroencephalograph | ELECTROENCEPHALOGRAPH-Nihon Kohden-EEG-1200A | ELECTROENCEPHALOGRAPH | EEG-1200A |  |  |  | Nihon Kohden | Electroencephalograph |  | ELECTROENCEPHALOGRAPH-Nihon Kohden-EEG-1200A |  | 12/20/13 |  |  | Covered PM Repair - Biomedical | MHHS-TMC | [8 empty] | ELECTROENCEPHALOGRAPH | Electroencephalograph | Nihon Kohden
NO | YES |  |  |  | 069-38512 | 069-38512 | Nihon Kohden America Inc | EEG-1200A |  |  | TMC-Epilepsy-Neurophysiology (Jb) | MHHS-TMC |  | Electroencephalograph |  | 069-38512 | 069-38512 | TMC | MHHS-TMC | TMC-Epilepsy-Neurophysiology (Jb) |  | 9/1/19 |  | 9/1/20 |  | ELECTROENCEPHALOGRAPHS |  | ELECTROENCEPHALOGRAPH-Nihon Kohden-EEG-1200A | ELECTROENCEPHALOGRAPH | EEG-1200A |  |  |  | Nihon Kohden | Electroencephalograph |  | ELECTROENCEPHALOGRAPH-Nihon Kohden-EEG-1200A |  | 1/2/19 |  |  | Covered PM Repair - Biomedical | MHHS-TMC
NO | YES |  |  |  | 069-41695 | 069-41695 | Nihon Kohden America Inc | EEG-1200A |  | FFR0X52 | TMC-Epilepsy-Neurophysiology (Jb) | MHHS-TMC |  | Electroencephalograph |  | 069-41695 | 069-41695 | TMC | MHHS-TMC | TMC-Epilepsy-Neurophysiology (Jb) | Hall | 9/1/19 |  | 9/1/20 |  | ELECTROENCEPHALOGRAPHS |  | ELECTROENCEPHALOGRAPH-Nihon Kohden-EEG-1200A | ELECTROENCEPHALOGRAPH | EEG-1200A |  |  |  | Nihon Kohden | Electroencephalograph |  | ELECTROENCEPHALOGRAPH-Nihon Kohden-EEG-1200A |  | 1/29/19 |  |  | Covered PM Repair - Biomedical | MHHS-TMC
NO | YES |  |  |  | 069-41704 | 069-41704 | Nihon Kohden America Inc | EEG-1200A |  |  | TMC-Epilepsy-Neurophysiology (Jb) | MHHS-TMC |  | Electroencephalograph |  | 069-41704 | 069-41704 | TMC | MHHS-TMC | TMC-Epilepsy-Neurophysiology (Jb) | Hall | 9/1/19 |  | 9/1/20 |  | ELECTROENCEPHALOGRAPHS |  | ELECTROENCEPHALOGRAPH-Nihon Kohden-EEG-1200A | ELECTROENCEPHALOGRAPH | EEG-1200A |  |  |  | Nihon Kohden | Electroencephalograph |  | ELECTROENCEPHALOGRAPH-Nihon Kohden-EEG-1200A |  | 1/10/20 |  |  | Not Covered Vendor Only - Biomedical | MHHS-TMC
NO | YES |  |  |  | 069-41941 | 069-41941 | Nihon Kohden America Inc | EEG-1200A |  |  | TMC-Rehab-Therapy Gym (Jg) | MHHS-TMC |  | Electroencephalograph |  | 069-41941 | 069-41941 | TMC | MHHS-TMC | TMC-Rehab-Therapy Gym (Jg) | REHAB - THERAPY GYM (JG) | 9/1/19 |  | 9/1/20 |  | ELECTROENCEPHALOGRAPHS |  | ELECTROENCEPHALOGRAPH-Nihon Kohden-EEG-1200A | ELECTROENCEPHALOGRAPH | EEG-1200A |  |  |  | Nihon Kohden | Electroencephalograph |  | ELECTROENCEPHALOGRAPH-Nihon Kohden-EEG-1200A |  | 1/10/20 |  |  | Not Covered Vendor Only - Biomedical | MHHS-TMC
NO | YES |  |  |  | 069-38451 | 069-38451 | Nihon Kohden America Inc | EEG-1200A |  |  | TMC-Epilepsy-Pedi EMU (10Hp) | MHHS-TMC |  | Electroencephalograph |  | 069-38451 | 069-38451 | TMC | MHHS-TMC | TMC-Epilepsy-Pedi EMU (10Hp) |  | 9/12/19 |  |  |  | ELECTROENCEPHALOGRAPHS |  | ELECTROENCEPHALOGRAPH-Nihon Kohden-EEG-1200A | ELECTROENCEPHALOGRAPH | EEG-1200A |  |  |  | Nihon Kohden | Electroencephalograph |  | ELECTROENCEPHALOGRAPH-Nihon Kohden-EEG-1200A |  | 4/3/17 | Verified 3/29/2020 11:26:am (Central) |  | Covered PM Repair - Biomedical | MHHS-TMC
NO | YES |  |  |  | 077-08910 | 077-08910 | Nihon Kohden America Inc | EEG-1200A |  |  | Epilepsy PEDI HD1012 | MHHS-TMC |  | Electroencephalograph |  | 077-08910 | 077-08910 | TMC | Memorial Hermann- Texas Medica Center | Epilepsy PEDI HD1012 | Radiology | 9/1/19 |  |  | No PM Sticker | ELECTROENCEPHALOGRAPHS |  | ELECTROENCEPHALOGRAPH-Nihon Kohden-EEG-1200A | ELECTROENCEPHALOGRAPH | EEG-1200A |  |  |  | Nihon Kohden | Electroencephalograph |  | ELECTROENCEPHALOGRAPH-Nihon Kohden-EEG-1200A |  | 2/20/19 |  |  | Covered PM Repair - Biomedical | MHHS-TMC
NO | YES |  |  |  | 029-32149 | 029-32149 | Nihon Kohden America Inc | EEG-1200A |  | 3979XQ2 | Woodlands-Cardic Rehab | MHHS-Woodlands |  | Electroencephalograph |  | 029-32149 | 029-32149 | Woodlands | MHHS-Woodlands | Woodlands-Cardic Rehab | MH woodlands 1st floor | 12/1/19 |  | 12/1/20 |  | ELECTROENCEPHALOGRAPHS | Electroencephalograph | ELECTROENCEPHALOGRAPH-Nihon Kohden-EEG-1200A | ELECTROENCEPHALOGRAPH | EEG-1200A |  |  |  | Nihon Kohden | Electroencephalograph |  | ELECTROENCEPHALOGRAPH-Nihon Kohden-EEG-1200A |  | 1/2/19 |  |  | Covered PM Repair - Biomedical | MHHS-Woodlands | [8 empty] | ELECTROENCEPHALOGRAPH | Electroencephalograph | Nihon Kohden
NO | YES | [5 empty] | Nihon Kohden America Inc | EEG-1200A |  |  | Woodlands-Cardic Rehab | MHHS-Woodlands |  | Electroencephalograph |  |  |  | Woodlands | MHHS-Woodlands | Woodlands-Cardic Rehab | MH woodlands 1st floor | 12/1/19 |  | 12/1/20 |  | ELECTROENCEPHALOGRAPHS | Electroencephalograph | ELECTROENCEPHALOGRAPH-Nihon Kohden-EEG-1200A | ELECTROENCEPHALOGRAPH | EEG-1200A |  |  |  | Nihon Kohden | Electroencephalograph |  | ELECTROENCEPHALOGRAPH-Nihon Kohden-EEG-1200A |  | 1/2/19 |  |  | Covered PM Repair - Biomedical | MHHS-Woodlands | [8 empty] | ELECTROENCEPHALOGRAPH | Electroencephalograph | Nihon Kohden
YES | YES |  |  |  | 142-09493 | 142-09493 | Nihon Kohden America Inc | EEG-1200A |  |  | Woodlands-Cardic Rehab |  |  |  |  | 142-09493 | 142-09493 | woodlands | MHHS-Woodlands | Woodlands-Cardic Rehab | MH woodlands 1st floor
NO | NO |  |  |  | 133-08358 |  | Nihon Kohden America Inc | EEG-1200A |  | FKKZJB2 | KATY - CARDIOLOGY | MHHS-Katy |  | Electroencephalograph |  | 133-08358 |  | Katy |  | KATY - CARDIOLOGY | [5 empty] | ELECTROENCEPHALOGRAPHS |  | ELECTROENCEPHALOGRAPH-Nihon Kohden-EEG-1200A | ELECTROENCEPHALOGRAPH | EEG-1200A |  |  |  | Nihon Kohden | Electroencephalograph |  | ELECTROENCEPHALOGRAPH-Nihon Kohden-EEG-1200A |  |  |  |  | Covered PM Repair - Biomedical | MHHS-Katy
NO | NO |  |  |  | 041-20037 |  | Nihon Kohden America Inc | EEG-1200A |  |  | MEMORIAL CITY - NEUROPHYSIOLOGY/EEG | MHHS-Mem City |  | Electroencephalograph |  | 041-20037 |  | West & Memorial City |  | MEMORIAL CITY - NEUROPHYSIOLOGY/EEG | [5 empty] | ELECTROENCEPHALOGRAPHS |  | ELECTROENCEPHALOGRAPH-Nihon Kohden-EEG-1200A | ELECTROENCEPHALOGRAPH | EEG-1200A |  |  |  | Nihon Kohden | Electroencephalograph |  | ELECTROENCEPHALOGRAPH-Nihon Kohden-EEG-1200A |  |  |  |  | Covered PM Repair - Biomedical | MHHS-Mem City
NO | NO | [5 empty] | Nihon Kohden America Inc | EEG-1200A |  |  | NE - RESPIRATORY | MHHS-Northeast |  | Electroencephalograph |  |  |  | Katy |  | NE - RESPIRATORY | [5 empty] | ELECTROENCEPHALOGRAPHS |  | ELECTROENCEPHALOGRAPH-Nihon Kohden-EEG-1200A | ELECTROENCEPHALOGRAPH | EEG-1200A |  |  |  | Nihon Kohden | Electroencephalograph |  | ELECTROENCEPHALOGRAPH-Nihon Kohden-EEG-1200A |  |  |  |  | Covered PM Repair - Biomedical | MHHS-Northeast
NO | NO |  |  |  | 013-36752 |  | Nihon Kohden America Inc | EEG-1200A |  |  | SW - NEUOROLOGY | MHHS-Southwest |  | Electroencephalograph |  | 013-36752 |  | Southwest |  | SW - NEUOROLOGY | [5 empty] | ELECTROENCEPHALOGRAPHS |  | ELECTROENCEPHALOGRAPH-Nihon Kohden-EEG-1200A | ELECTROENCEPHALOGRAPH | EEG-1200A |  |  |  | Nihon Kohden | Electroencephalograph |  | ELECTROENCEPHALOGRAPH-Nihon Kohden-EEG-1200A |  |  |  |  | Covered PM Repair - Biomedical | MHHS-Southwest
NO | NO |  |  |  | 013-36756 |  | Nihon Kohden America Inc | EEG-1200A |  |  | SW - NEUOROLOGY | MHHS-Southwest |  | Electroencephalograph |  | 013-36756 |  | Southwest |  | SW - NEUOROLOGY | [5 empty] | ELECTROENCEPHALOGRAPHS |  | ELECTROENCEPHALOGRAPH-Nihon Kohden-EEG-1200A | ELECTROENCEPHALOGRAPH | EEG-1200A |  |  |  | Nihon Kohden | Electroencephalograph |  | ELECTROENCEPHALOGRAPH-Nihon Kohden-EEG-1200A |  |  |  |  | Covered PM Repair - Biomedical | MHHS-Southwest
NO | NO |  |  |  | 129-31087 |  | Nihon Kohden America Inc | EEG-1200A |  | 399DXQ2 | SUGAR LAND - EEG | MHHS-Sugarland |  | Electroencephalograph |  | 129-31087 |  | Sugar Land |  | SUGAR LAND - EEG | [5 empty] | ELECTROENCEPHALOGRAPHS |  | ELECTROENCEPHALOGRAPH-Nihon Kohden-EEG-1200A | ELECTROENCEPHALOGRAPH | EEG-1200A |  |  |  | Nihon Kohden | Electroencephalograph |  | ELECTROENCEPHALOGRAPH-Nihon Kohden-EEG-1200A |  |  |  |  | Covered PM Repair - Biomedical | MHHS-Sugarland
NO | NO |  |  |  | 241-02570 |  | Nihon Kohden America Inc | EEG-1200A |  |  | TIRR - SLEEP LAB | MHHS-TIRR |  | Electroencephalograph |  | 241-02570 |  | TMC |  | TIRR - SLEEP LAB | [5 empty] | ELECTROENCEPHALOGRAPHS |  | ELECTROENCEPHALOGRAPH-Nihon Kohden-EEG-1200A | ELECTROENCEPHALOGRAPH | EEG-1200A |  |  |  | Nihon Kohden | Electroencephalograph |  | ELECTROENCEPHALOGRAPH-Nihon Kohden-EEG-1200A |  |  |  |  | Not Covered Vendor Only - Biomedical | MHHS-TIRR
NO | NO |  |  |  | 069-34248 |  | Nihon Kohden America Inc | EEG-1200A |  |  | TMC - EPILEPSY - ADULT EMU (3J) | MHHS-TMC |  | Electroencephalograph |  | 069-34248 |  | TMC |  | TMC - EPILEPSY - ADULT EMU (3J) | [5 empty] | ELECTROENCEPHALOGRAPHS |  | ELECTROENCEPHALOGRAPH-Nihon Kohden-EEG-1200A | ELECTROENCEPHALOGRAPH | EEG-1200A |  |  |  | Nihon Kohden | Electroencephalograph |  | ELECTROENCEPHALOGRAPH-Nihon Kohden-EEG-1200A |  |  |  |  | Covered PM Repair - Biomedical | MHHS-TMC
NO | NO |  |  |  | 069-34250 |  | Nihon Kohden America Inc | EEG-1200A |  |  | TMC - EPILEPSY - ADULT EMU (3J) | MHHS-TMC |  | Electroencephalograph |  | 069-34250 |  | TMC |  | TMC - EPILEPSY - ADULT EMU (3J) | [5 empty] | ELECTROENCEPHALOGRAPHS |  | ELECTROENCEPHALOGRAPH-Nihon Kohden-EEG-1200A | ELECTROENCEPHALOGRAPH | EEG-1200A |  |  |  | Nihon Kohden | Electroencephalograph |  | ELECTROENCEPHALOGRAPH-Nihon Kohden-EEG-1200A |  |  |  |  | Covered PM Repair - Biomedical | MHHS-TMC
NO | NO |  |  |  | 069-34251 |  | Nihon Kohden America Inc | EEG-1200A |  |  | TMC - EPILEPSY - ADULT EMU (3J) | MHHS-TMC |  | Electroencephalograph |  | 069-34251 |  | TMC |  | TMC - EPILEPSY - ADULT EMU (3J) | [5 empty] | ELECTROENCEPHALOGRAPHS |  | ELECTROENCEPHALOGRAPH-Nihon Kohden-EEG-1200A | ELECTROENCEPHALOGRAPH | EEG-1200A |  |  |  | Nihon Kohden | Electroencephalograph |  | ELECTROENCEPHALOGRAPH-Nihon Kohden-EEG-1200A |  |  |  |  | Not Covered Vendor Only - Rad, Low End | MHHS-TMC
NO | NO |  |  |  | 069-34252 |  | Nihon Kohden America Inc | EEG-1200A |  |  | TMC - EPILEPSY - ADULT EMU (3J) | MHHS-TMC |  | Electroencephalograph |  | 069-34252 |  | TMC |  | TMC - EPILEPSY - ADULT EMU (3J) | [5 empty] | ELECTROENCEPHALOGRAPHS |  | ELECTROENCEPHALOGRAPH-Nihon Kohden-EEG-1200A | ELECTROENCEPHALOGRAPH | EEG-1200A |  |  |  | Nihon Kohden | Electroencephalograph |  | ELECTROENCEPHALOGRAPH-Nihon Kohden-EEG-1200A |  |  |  |  | Covered PM Repair - Biomedical | MHHS-TMC
NO | NO |  |  |  | 069-34253 |  | Nihon Kohden America Inc | EEG-1200A |  |  | TMC - EPILEPSY - ADULT EMU (3J) | MHHS-TMC |  | Electroencephalograph |  | 069-34253 |  | TMC |  | TMC - EPILEPSY - ADULT EMU (3J) | [5 empty] | ELECTROENCEPHALOGRAPHS |  | ELECTROENCEPHALOGRAPH-Nihon Kohden-EEG-1200A | ELECTROENCEPHALOGRAPH | EEG-1200A |  |  |  | Nihon Kohden | Electroencephalograph |  | ELECTROENCEPHALOGRAPH-Nihon Kohden-EEG-1200A |  |  |  |  | Covered PM Repair - Biomedical | MHHS-TMC
NO | NO |  |  |  | 069-34254 |  | Nihon Kohden America Inc | EEG-1200A |  |  | TMC - EPILEPSY - ADULT EMU (3J) | MHHS-TMC |  | Electroencephalograph |  | 069-34254 |  | TMC |  | TMC - EPILEPSY - ADULT EMU (3J) | [5 empty] | ELECTROENCEPHALOGRAPHS |  | ELECTROENCEPHALOGRAPH-Nihon Kohden-EEG-1200A | ELECTROENCEPHALOGRAPH | EEG-1200A |  |  |  | Nihon Kohden | Electroencephalograph |  | ELECTROENCEPHALOGRAPH-Nihon Kohden-EEG-1200A |  |  |  |  | Covered PM Repair - Biomedical | MHHS-TMC
NO | NO |  |  |  | 069-34272 |  | Nihon Kohden America Inc | EEG-1200A |  |  | TMC - EPILEPSY - ADULT EMU (3J) | MHHS-TMC |  | Electroencephalograph |  | 069-34272 |  | TMC |  | TMC - EPILEPSY - ADULT EMU (3J) | [5 empty] | ELECTROENCEPHALOGRAPHS |  | ELECTROENCEPHALOGRAPH-Nihon Kohden-EEG-1200A | ELECTROENCEPHALOGRAPH | EEG-1200A |  |  |  | Nihon Kohden | Electroencephalograph |  | ELECTROENCEPHALOGRAPH-Nihon Kohden-EEG-1200A |  |  |  |  | Covered PM Repair - Biomedical | MHHS-TMC
NO | NO |  |  |  | 069-34770 |  | Nihon Kohden America Inc | EEG-1200A |  |  | TMC - EPILEPSY - ADULT EMU (3J) | MHHS-TMC |  | Electroencephalograph |  | 069-34770 |  | TMC |  | TMC - EPILEPSY - ADULT EMU (3J) | [5 empty] | ELECTROENCEPHALOGRAPHS |  | ELECTROENCEPHALOGRAPH-Nihon Kohden-EEG-1200A | ELECTROENCEPHALOGRAPH | EEG-1200A |  |  |  | Nihon Kohden | Electroencephalograph |  | ELECTROENCEPHALOGRAPH-Nihon Kohden-EEG-1200A |  |  |  |  | Covered PM Repair - Biomedical | MHHS-TMC
NO | NO |  |  |  | 069-40101 |  | Nihon Kohden America Inc | EEG-1200A |  |  | TMC - EPILEPSY - ADULT EMU (3J) | MHHS-TMC |  | Electroencephalograph |  | 069-40101 |  | TMC |  | TMC - EPILEPSY - ADULT EMU (3J) | [5 empty] | ELECTROENCEPHALOGRAPHS |  | ELECTROENCEPHALOGRAPH-Nihon Kohden-EEG-1200A | ELECTROENCEPHALOGRAPH | EEG-1200A |  |  |  | Nihon Kohden | Electroencephalograph |  | ELECTROENCEPHALOGRAPH-Nihon Kohden-EEG-1200A |  |  |  |  | Covered PM Repair - Biomedical | MHHS-TMC
NO | NO |  |  |  | 069-41918 |  | Nihon Kohden America Inc | EEG-1200A |  |  | TMC - EPILEPSY - ADULT EMU (3J) | MHHS-TMC |  | Electroencephalograph |  | 069-41918 |  | TMC |  | TMC - EPILEPSY - ADULT EMU (3J) | [5 empty] | ELECTROENCEPHALOGRAPHS |  | ELECTROENCEPHALOGRAPH-Nihon Kohden-EEG-1200A | ELECTROENCEPHALOGRAPH | EEG-1200A |  |  |  | Nihon Kohden | Electroencephalograph |  | ELECTROENCEPHALOGRAPH-Nihon Kohden-EEG-1200A |  |  |  |  | Covered PM Repair - Biomedical | MHHS-TMC
NO | NO |  |  |  | 069-42175 |  | Nihon Kohden America Inc | EEG-1200A |  |  | TMC - EPILEPSY - ADULT EMU (3J) | MHHS-TMC |  | Electroencephalograph |  | 069-42175 |  | TMC |  | TMC - EPILEPSY - ADULT EMU (3J) | [5 empty] | ELECTROENCEPHALOGRAPHS |  | ELECTROENCEPHALOGRAPH-Nihon Kohden-EEG-1200A | ELECTROENCEPHALOGRAPH | EEG-1200A |  |  |  | Nihon Kohden | Electroencephalograph |  | ELECTROENCEPHALOGRAPH-Nihon Kohden-EEG-1200A |  |  |  |  | Covered PM Repair - Biomedical | MHHS-TMC
NO | NO |  |  |  | 069-46324 |  | Nihon Kohden America Inc | EEG-1200A |  |  | TMC - EPILEPSY - ADULT EMU (3J) | MHHS-TMC |  | Electroencephalograph |  | 069-46324 |  | TMC |  | TMC - EPILEPSY - ADULT EMU (3J) | [5 empty] | ELECTROENCEPHALOGRAPHS |  | ELECTROENCEPHALOGRAPH-Nihon Kohden-EEG-1200A | ELECTROENCEPHALOGRAPH | EEG-1200A |  |  |  | Nihon Kohden | Electroencephalograph |  | ELECTROENCEPHALOGRAPH-Nihon Kohden-EEG-1200A |  |  |  |  | Not Covered Vendor Only - Biomedical | MHHS-TMC
NO | NO |  |  |  | 069-46326 |  | Nihon Kohden America Inc | EEG-1200A |  |  | TMC - EPILEPSY - ADULT EMU (3J) | MHHS-TMC |  | Electroencephalograph |  | 069-46326 |  | TMC |  | TMC - EPILEPSY - ADULT EMU (3J) | [5 empty] | ELECTROENCEPHALOGRAPHS |  | ELECTROENCEPHALOGRAPH-Nihon Kohden-EEG-1200A | ELECTROENCEPHALOGRAPH | EEG-1200A |  |  |  | Nihon Kohden | Electroencephalograph |  | ELECTROENCEPHALOGRAPH-Nihon Kohden-EEG-1200A |  |  |  |  | Not Covered Vendor Only - Biomedical | MHHS-TMC
NO | NO |  |  |  | 069-46384 |  | Nihon Kohden America Inc | EEG-1200A |  |  | TMC - EPILEPSY - ADULT EMU (3J) | MHHS-TMC |  | Electroencephalograph |  | 069-46384 |  | TMC |  | TMC - EPILEPSY - ADULT EMU (3J) | [5 empty] | ELECTROENCEPHALOGRAPHS |  | ELECTROENCEPHALOGRAPH-Nihon Kohden-EEG-1200A | ELECTROENCEPHALOGRAPH | EEG-1200A |  |  |  | Nihon Kohden | Electroencephalograph |  | ELECTROENCEPHALOGRAPH-Nihon Kohden-EEG-1200A |  |  |  |  | Not Covered Vendor Only - Biomedical | MHHS-TMC
NO | NO |  |  |  | 069-46389 |  | Nihon Kohden America Inc | EEG-1200A |  |  | TMC - EPILEPSY - ADULT EMU (3J) | MHHS-TMC |  | Electroencephalograph |  | 069-46389 |  | TMC |  | TMC - EPILEPSY - ADULT EMU (3J) | [5 empty] | ELECTROENCEPHALOGRAPHS |  | ELECTROENCEPHALOGRAPH-Nihon Kohden-EEG-1200A | ELECTROENCEPHALOGRAPH | EEG-1200A |  |  |  | Nihon Kohden | Electroencephalograph |  | ELECTROENCEPHALOGRAPH-Nihon Kohden-EEG-1200A |  |  |  |  | Not Covered Vendor Only - Biomedical | MHHS-TMC
NO | NO |  |  |  | 069-46391 |  | Nihon Kohden America Inc | EEG-1200A |  |  | TMC - EPILEPSY - ADULT EMU (3J) | MHHS-TMC |  | Electroencephalograph |  | 069-46391 |  | TMC |  | TMC - EPILEPSY - ADULT EMU (3J) | [5 empty] | ELECTROENCEPHALOGRAPHS |  | ELECTROENCEPHALOGRAPH-Nihon Kohden-EEG-1200A | ELECTROENCEPHALOGRAPH | EEG-1200A |  |  |  | Nihon Kohden | Electroencephalograph |  | ELECTROENCEPHALOGRAPH-Nihon Kohden-EEG-1200A |  |  |  |  | Covered PM Repair - Biomedical | MHHS-TMC
NO | NO |  |  |  | 069-46394 |  | Nihon Kohden America Inc | EEG-1200A |  |  | TMC - EPILEPSY - ADULT EMU (3J) | MHHS-TMC |  | Electroencephalograph |  | 069-46394 |  | TMC |  | TMC - EPILEPSY - ADULT EMU (3J) | [5 empty] | ELECTROENCEPHALOGRAPHS |  | ELECTROENCEPHALOGRAPH-Nihon Kohden-EEG-1200A | ELECTROENCEPHALOGRAPH | EEG-1200A |  |  |  | Nihon Kohden | Electroencephalograph |  | ELECTROENCEPHALOGRAPH-Nihon Kohden-EEG-1200A |  |  |  |  | Covered PM Repair - Biomedical | MHHS-TMC
NO | NO |  |  |  | 069-41943 |  | Nihon Kohden America Inc | EEG-1200A |  |  | TMC - EPILEPSY - NEUROPHYSIOLOGY (JB) | MHHS-TMC |  | Electroencephalograph |  | 069-41943 |  | TMC |  | TMC - EPILEPSY - NEUROPHYSIOLOGY (JB) | [5 empty] | ELECTROENCEPHALOGRAPHS |  | ELECTROENCEPHALOGRAPH-Nihon Kohden-EEG-1200A | ELECTROENCEPHALOGRAPH | EEG-1200A |  |  |  | Nihon Kohden | Electroencephalograph |  | ELECTROENCEPHALOGRAPH-Nihon Kohden-EEG-1200A |  |  |  |  | Not Covered Vendor Only - Biomedical | MHHS-TMC
NO | NO |  |  |  | 069-34249 |  | Nihon Kohden America Inc | EEG-1200A |  |  | TMC - EPILEPSY - PEDI EMU (10HP) | MHHS-TMC |  | Electroencephalograph |  | 069-34249 |  | TMC |  | TMC - EPILEPSY - PEDI EMU (10HP) | [5 empty] | ELECTROENCEPHALOGRAPHS |  | ELECTROENCEPHALOGRAPH-Nihon Kohden-EEG-1200A | ELECTROENCEPHALOGRAPH | EEG-1200A |  |  |  | Nihon Kohden | Electroencephalograph |  | ELECTROENCEPHALOGRAPH-Nihon Kohden-EEG-1200A |  |  |  |  | Covered PM Repair - Biomedical | MHHS-TMC
NO | NO |  |  |  | 069-34255 |  | Nihon Kohden America Inc | EEG-1200A |  |  | TMC - EPILEPSY - PEDI EMU (10HP) | MHHS-TMC |  | Electroencephalograph |  | 069-34255 |  | TMC |  | TMC - EPILEPSY - PEDI EMU (10HP) | [5 empty] | ELECTROENCEPHALOGRAPHS |  | ELECTROENCEPHALOGRAPH-Nihon Kohden-EEG-1200A | ELECTROENCEPHALOGRAPH | EEG-1200A |  |  |  | Nihon Kohden | Electroencephalograph |  | ELECTROENCEPHALOGRAPH-Nihon Kohden-EEG-1200A |  |  |  |  | Covered PM Repair - Biomedical | MHHS-TMC
NO | NO |  |  |  | 069-34256 |  | Nihon Kohden America Inc | EEG-1200A |  |  | TMC - EPILEPSY - PEDI EMU (10HP) | MHHS-TMC |  | Electroencephalograph |  | 069-34256 |  | TMC |  | TMC - EPILEPSY - PEDI EMU (10HP) | [5 empty] | ELECTROENCEPHALOGRAPHS |  | ELECTROENCEPHALOGRAPH-Nihon Kohden-EEG-1200A | ELECTROENCEPHALOGRAPH | EEG-1200A |  |  |  | Nihon Kohden | Electroencephalograph |  | ELECTROENCEPHALOGRAPH-Nihon Kohden-EEG-1200A |  |  |  |  | Covered PM Repair - Biomedical | MHHS-TMC
NO | NO |  |  |  | 069-34257 |  | Nihon Kohden America Inc | EEG-1200A |  |  | TMC - EPILEPSY - PEDI EMU (10HP) | MHHS-TMC |  | Electroencephalograph |  | 069-34257 |  | TMC |  | TMC - EPILEPSY - PEDI EMU (10HP) | [5 empty] | ELECTROENCEPHALOGRAPHS |  | ELECTROENCEPHALOGRAPH-Nihon Kohden-EEG-1200A | ELECTROENCEPHALOGRAPH | EEG-1200A |  |  |  | Nihon Kohden | Electroencephalograph |  | ELECTROENCEPHALOGRAPH-Nihon Kohden-EEG-1200A |  |  |  |  | Covered PM Repair - Biomedical | MHHS-TMC
NO | NO |  |  |  | 069-34258 |  | Nihon Kohden America Inc | EEG-1200A |  |  | TMC - EPILEPSY - PEDI EMU (10HP) | MHHS-TMC |  | Electroencephalograph |  | 069-34258 |  | TMC |  | TMC - EPILEPSY - PEDI EMU (10HP) | [5 empty] | ELECTROENCEPHALOGRAPHS |  | ELECTROENCEPHALOGRAPH-Nihon Kohden-EEG-1200A | ELECTROENCEPHALOGRAPH | EEG-1200A |  |  |  | Nihon Kohden | Electroencephalograph |  | ELECTROENCEPHALOGRAPH-Nihon Kohden-EEG-1200A |  |  |  |  | Covered PM Repair - Biomedical | MHHS-TMC
NO | NO |  |  |  | 069-34259 |  | Nihon Kohden America Inc | EEG-1200A |  |  | TMC - EPILEPSY - PEDI EMU (10HP) | MHHS-TMC |  | Electroencephalograph |  | 069-34259 |  | TMC |  | TMC - EPILEPSY - PEDI EMU (10HP) | [5 empty] | ELECTROENCEPHALOGRAPHS |  | ELECTROENCEPHALOGRAPH-Nihon Kohden-EEG-1200A | ELECTROENCEPHALOGRAPH | EEG-1200A |  |  |  | Nihon Kohden | Electroencephalograph |  | ELECTROENCEPHALOGRAPH-Nihon Kohden-EEG-1200A |  |  |  |  | Covered PM Repair - Biomedical | MHHS-TMC
NO | NO |  |  |  | 029-32086 |  | Nihon Kohden America Inc | EEG-1200A |  |  | WOODLANDS - CARDIOPULMONARY | MHHS-Woodlands |  | Electroencephalograph |  | 029-32086 |  | Woodlands |  | WOODLANDS - CARDIOPULMONARY | [5 empty] | ELECTROENCEPHALOGRAPHS |  | ELECTROENCEPHALOGRAPH-Nihon Kohden-EEG-1200A | ELECTROENCEPHALOGRAPH | EEG-1200A |  |  |  | Nihon Kohden | Electroencephalograph |  | ELECTROENCEPHALOGRAPH-Nihon Kohden-EEG-1200A |  |  |  |  | Covered PM Repair - Biomedical | MHHS-Woodlands
NO | NO |  |  |  | 041-32836 |  | Nihon Kohden America Inc | EEG-1200AA |  |  | MEMORIAL CITY - NEUROPHYSIOLOGY/EEG | MHHS-Mem City |  |  |  | 041-32836 |  | West & Memorial City |  | MEMORIAL CITY - NEUROPHYSIOLOGY/EEG | [5 empty] | ELECTROENCEPHALOGRAPHS |  | .needs class | [5 empty] | Nihon Kohden | [7 empty] | Covered PM Repair - Biomedical | MHHS-Mem City
NO | NO |  |  |  | 069-46381 |  | Nihon Kohden America Inc | EEG-1200AA |  |  | TMC - EPILEPSY - ADULT EMU (3J) | MHHS-TMC |  |  |  | 069-46381 |  | TMC |  | TMC - EPILEPSY - ADULT EMU (3J) | [5 empty] | ELECTROENCEPHALOGRAPHS |  | .needs class | [5 empty] | Nihon Kohden | [7 empty] | Covered PM Repair - Biomedical | MHHS-TMC
NO | NO |  |  |  | 069-46383 |  | Nihon Kohden America Inc | EEG-1200AA |  |  | TMC - EPILEPSY - ADULT EMU (3J) | MHHS-TMC |  |  |  | 069-46383 |  | TMC |  | TMC - EPILEPSY - ADULT EMU (3J) | [5 empty] | ELECTROENCEPHALOGRAPHS |  | .needs class | [5 empty] | Nihon Kohden | [7 empty] | Covered PM Repair - Biomedical | MHHS-TMC
NO | NO |  |  |  | 069-46387 |  | Nihon Kohden America Inc | EEG-1200AA |  |  | TMC - EPILEPSY - ADULT EMU (3J) | MHHS-TMC |  |  |  | 069-46387 |  | TMC |  | TMC - EPILEPSY - ADULT EMU (3J) | [5 empty] | ELECTROENCEPHALOGRAPHS |  | .needs class | [5 empty] | Nihon Kohden | [7 empty] | Covered PM Repair - Biomedical | MHHS-TMC
NO | YES |  |  |  | 133-10404 | 133-10404 | Nihon Kohden America Inc | JE-921A |  |  | KATY - NONINVASIVE CARDIOLOGY | MHHS-Katy |  | Module, Amplifier |  | 133-10404 | 133-10404 | Katy | MHHS - KATY | KATY - NONINVASIVE CARDIOLOGY | W1:335.14 EEG |  |  |  | One time inspection | ELECTROENCEPHALOGRAPHS |  | MODULEAMPLIFIER-Nihon Kohden-JE-921A | MODULEAMPLIFIER | JE-921A |  |  |  | Nihon Kohden | Module, Amplifier |  | MODULEAMPLIFIER-Nihon Kohden-JE-921A |  |  |  |  | Covered PM Repair - Biomedical | MHHS-Katy
NO | YES |  |  |  | 029-11788 | 029-11788 | Nihon Kohden America Inc | JE-921A |  |  | Woodlands-Cardic Rehab | MHHS-Woodlands |  | Module, Amplifier |  | 029-11788 | 029-11788 | Woodlands | MHHS-Woodlands | Woodlands-Cardic Rehab | MH woodlands 1st floor | 12/1/19 |  | 12/1/20 |  | ELECTROENCEPHALOGRAPHS | Module, Amplifier | MODULEAMPLIFIER-Nihon Kohden-JE-921A | MODULEAMPLIFIER | JE-921A |  |  |  | Nihon Kohden | Module, Amplifier |  | MODULEAMPLIFIER-Nihon Kohden-JE-921A |  |  |  | MAMP-A | Covered PM Repair - Biomedical | MHHS-Woodlands | [8 empty] | MODULEAMPLIFIER | Module, Amplifier | Nihon Kohden
YES | YES |  |  |  | 142-09494 | 142-09494 | Nihon Kohden America Inc | JE-921A |  |  | WOODLANDS - CARDIC REHAB |  |  |  |  | 142-09494 | 142-09494 | Woodlands | Woodlands | WOODLANDS - CARDIC REHAB | MH woodlands 1st floor
YES | YES |  |  |  | 133-07652 | 133-07652 | Nihon Kohden America Inc | JE-921A |  |  | KATY - NONINVASIVE CARDIOLOGY |  |  |  |  | 133-07652 | 133-07652 | Katy | MHHS - KATY | KATY - NONINVASIVE CARDIOLOGY | W1:335.14 EEG |  |  |  |  | ELECTROENCEPHALOGRAPHS
NO | NO |  |  |  | 000-05082 |  | Nihon Kohden America Inc | JE-921A |  |  | (TRANSITION) MNA - (SW) - SOUTHWEST (MP1 Suite 840) | MHHS - Mischer Neuroscience |  | Module, Amplifier |  | 000-05082 |  | Southwest |  | (TRANSITION) MNA - (SW) - SOUTHWEST (MP1 Suite 840) | [5 empty] | ELECTROENCEPHALOGRAPHS |  | MODULEAMPLIFIER-Nihon Kohden-JE-921A | MODULEAMPLIFIER | JE-921A |  |  |  | Nihon Kohden | Module, Amplifier |  | MODULEAMPLIFIER-Nihon Kohden-JE-921A |  |  |  |  | Covered PM Repair - Biomedical | MHHS - Mischer Neuroscience
NO | NO |  |  |  | 129-07339 |  | Nihon Kohden America Inc | JE-921A |  |  | SUGAR LAND - EEG | MHHS-Sugarland |  | Module, Amplifier |  | 129-07339 |  | Sugar Land |  | SUGAR LAND - EEG | [5 empty] | ELECTROENCEPHALOGRAPHS |  | MODULEAMPLIFIER-Nihon Kohden-JE-921A | MODULEAMPLIFIER | JE-921A |  |  |  | Nihon Kohden | Module, Amplifier |  | MODULEAMPLIFIER-Nihon Kohden-JE-921A |  |  |  |  | Covered PM Repair - Biomedical | MHHS-Sugarland
NO | NO |  |  |  | 241-02573 |  | Nihon Kohden America Inc | JE-921A |  |  | TIRR - SLEEP LAB | MHHS-TIRR |  | Module, Amplifier |  | 241-02573 |  | TMC |  | TIRR - SLEEP LAB | [5 empty] | ELECTROENCEPHALOGRAPHS |  | MODULEAMPLIFIER-Nihon Kohden-JE-921A | MODULEAMPLIFIER | JE-921A |  |  |  | Nihon Kohden | Module, Amplifier |  | MODULEAMPLIFIER-Nihon Kohden-JE-921A |  |  |  |  | Covered PM Repair - Biomedical | MHHS-TIRR
YES | YES |  |  |  | 133-10405 | 133-10405 | Nihon Kohden America Inc | JE-922A |  |  | KATY - NONINVASIVE CARDIOLOGY |  |  |  |  | 133-10405 | 133-10405 | Katy | MHHS - KATY | KATY - NONINVASIVE CARDIOLOGY | W1:335.14 EEG |  |  |  |  | ELECTROENCEPHALOGRAPHS
NO | YES |  |  |  | 133-07649 | 133-07649 | Nihon Kohden America Inc | LS-120AJ |  |  | KATY - NONINVASIVE CARDIOLOGY | MHHS-Katy |  | Stimulator, Optical |  | 133-07649 | 133-07649 | Katy | MHHS - KATY | KATY - NONINVASIVE CARDIOLOGY | W1:335.14 EEG |  |  |  |  | STIMULATORS, PHOTIC, VISUAL |  | STIMULATOROPTICAL-Nihon Kohden-LS-120AJ | STIMULATOROPTICAL | LS-120AJ |  |  |  | Nihon Kohden | Stimulator, Optical |  | STIMULATOROPTICAL-Nihon Kohden-LS-120AJ |  |  |  |  | Covered PM Repair - Biomedical | MHHS-Katy
NO | YES |  |  |  | 069-39964 | 069-39964 | Nihon Kohden America Inc | LS-120AJ |  |  | TMC-MHTMC-Clinical Engineering | MHHS-TMC |  | Stimulator, Optical |  | 069-39964 | 069-39964 | TMC | MHHS-TMC | TMC-MHTMC-Clinical Engineering | Biomed | 10/1/19 |  | 10/1/20 |  | STIMULATORS, PHOTIC, VISUAL | Stimulator, Optical | STIMULATOROPTICAL-Nihon Kohden-LS-120AJ | STIMULATOROPTICAL | LS-120AJ |  |  |  | Nihon Kohden | Stimulator, Optical |  | STIMULATOROPTICAL-Nihon Kohden-LS-120AJ |  | 4/1/19 |  |  | Covered PM Repair - Biomedical | MHHS-TMC | [8 empty] | STIMULATOROPTICAL | Stimulator, Optical | Nihon Kohden
NO | YES | [5 empty] | Nihon Kohden America Inc | LS-120AJ |  |  | Woodlands-Cardic Rehab | MHHS-Woodlands |  | Stimulator, Optical |  |  |  | Woodlands | MHHS-Woodlands | Woodlands-Cardic Rehab | MH woodlands 1st floor | 12/1/19 |  | 12/1/20 |  | STIMULATORS, PHOTIC, VISUAL | Stimulator, Optical | STIMULATOROPTICAL-Nihon Kohden-LS-120AJ | STIMULATOROPTICAL | LS-120AJ |  |  |  | Nihon Kohden | Stimulator, Optical |  | STIMULATOROPTICAL-Nihon Kohden-LS-120AJ |  | 2/26/20 |  |  | Not Covered Vendor Only - Biomedical | MHHS-Woodlands | [8 empty] | STIMULATOROPTICAL | Stimulator, Optical | Nihon Kohden
NO | YES |  |  |  | 142-09492 | 142-09492 | Nihon Kohden America Inc | LS-120AJ |  |  | WOODLANDS - CARDIC REHAB |  |  |  |  | 142-09492 | 142-09492 | Woodlands | Woodlands | WOODLANDS - CARDIC REHAB | MH woodlands 1st floor
NO | NO |  |  |  | 241-02575 |  | Nihon Kohden America Inc | LS-120AJ |  |  | TIRR - SLEEP LAB | MHHS-TIRR |  | Stimulator, Optical |  | 241-02575 |  | TMC |  | TIRR - SLEEP LAB | [5 empty] | STIMULATORS, PHOTIC, VISUAL |  | STIMULATOROPTICAL-Nihon Kohden-LS-120AJ | STIMULATOROPTICAL | LS-120AJ |  |  |  | Nihon Kohden | Stimulator, Optical |  | STIMULATOROPTICAL-Nihon Kohden-LS-120AJ |  |  |  |  | Covered PM Repair - Radiology, Low End | MHHS-TIRR
NO | NO |  |  |  | 069-41241 |  | Nihon Kohden America Inc | LS-120AJ |  |  | TMC - EPILEPSY - ADULT EMU (3J) | MHHS-TMC |  | Stimulator, Optical |  | 069-41241 |  | TMC |  | TMC - EPILEPSY - ADULT EMU (3J) | [5 empty] | STIMULATORS, PHOTIC, VISUAL |  | STIMULATOROPTICAL-Nihon Kohden-LS-120AJ | STIMULATOROPTICAL | LS-120AJ |  |  |  | Nihon Kohden | Stimulator, Optical |  | STIMULATOROPTICAL-Nihon Kohden-LS-120AJ |  |  |  |  | Covered PM Repair - Biomedical | MHHS-TMC
NO | NO |  |  |  | 077-08906 |  | Nihon Kohden America Inc | LS-120AJ |  |  | TMC - EPILEPSY - PEDI EMU (10HP) | MHHS-TMC |  | Stimulator, Optical |  | 077-08906 |  | TMC |  | TMC - EPILEPSY - PEDI EMU (10HP) | [5 empty] | STIMULATORS, PHOTIC, VISUAL |  | STIMULATOROPTICAL-Nihon Kohden-LS-120AJ | STIMULATOROPTICAL | LS-120AJ |  |  |  | Nihon Kohden | Stimulator, Optical |  | STIMULATOROPTICAL-Nihon Kohden-LS-120AJ |  |  |  |  | Covered PM Repair - Biomedical | MHHS-TMC
YES | YES |  |  |  | 133-07655 | 133-07655 | Nihon Kohden America Inc | LS-703A |  |  | KATY - NONINVASIVE CARDIOLOGY |  |  |  |  | 133-07655 | 133-07655 | Katy | MHHS - KATY | KATY - NONINVASIVE CARDIOLOGY | W1:335.14 EEG |  |  |  |  | ELECTROENCEPHALOGRAPHS
NO | NO |  |  |  | 133-10403 |  | Nihon Kohden America Inc | LS-703A |  |  | KATY - CARDIOLOGY | MHHS-Katy |  | Stimulator, Optical |  | 133-10403 |  | Katy |  | KATY - CARDIOLOGY | [5 empty] | LIGHT SOURCES, FIBEROPTIC |  | STIMULATOROPTICAL-Nihon Kohden-LS-703A | STIMULATOROPTICAL | LS-703A |  |  |  | Nihon Kohden | Stimulator, Optical |  | STIMULATOROPTICAL-Nihon Kohden-LS-703A |  |  |  |  | Covered PM Repair - Biomedical | MHHS-Katy
NO | YES |  |  |  | 069-40926 | 069-40926 | Nihon Kohden America Inc | MEB-2300A EP, EMG, NCV MEASURING DESKTOP SYSTEM |  |  | TMC-Rehab-Therapy Gym (Jg) | MHHS-TMC |  |  |  | 069-40926 | 069-40926 | TMC | MHHS-TMC | TMC-Rehab-Therapy Gym (Jg) | REHAB - THERAPY GYM (JG) | 2/1/20 |  | 8/1/20 |  | ELECTROMYOGRAPHS |  | .needs class | [5 empty] | Nihon Kohden |  |  |  |  | 10/25/20 |  |  | Clinical Miscellaneous | MHHS-TMC
NO | YES |  |  |  | 069-34979 | 069-34979 | Nihon Kohden America Inc | MEB-9200A EP, EMG, IOM MEASURING DESKTOP SYSTEM |  |  | Memorial Hermann- Texas Medical Center Johnson Pavilion GMI | MHHS-TMC |  |  |  | 069-34979 | 069-34979 | TMC | TMC | Memorial Hermann- Texas Medical Center Johnson Pavilion GMI | JB432 | 10/1/19 |  | 10/1/20 |  | ELECTROMYOGRAPHS |  | .needs class | [5 empty] | Nihon Kohden |  |  |  |  | 12/14/20 |  |  | Clinical Miscellaneous | MHHS-TMC
NO | YES |  |  |  | 241-02574 | 241-02574 | Nihon Kohden America Inc | NEUROFAX JE-922A |  |  | TIRR-Sleep Lab | MHHS-TIRR |  |  |  | 241-02574 | 241-02574 | TMC | MHHS-Others | TIRR-Sleep Lab | TIRR - SLEEP LAB | 10/1/18 |  | 10/1/19 |  | ELECTROENCEPHALOGRAPHS |  | .needs class | [5 empty] | Nihon Kohden |  |  |  |  | 8/26/20 |  |  | Not Covered Vendor Only - Biomedical | MHHS-TIRR
NO | NO |  |  |  | 069-41937 |  | Nihon Kohden America Inc | QI-120A |  |  | TMC - EPILEPSY - ADULT EMU (3J) | MHHS-TMC |  |  |  | 069-41937 |  | TMC |  | TMC - EPILEPSY - ADULT EMU (3J) | [5 empty] | ELECTROENCEPHALOGRAPHS |  | .needs class | [5 empty] | Nihon Kohden | [7 empty] | Covered PM Repair - Biomedical | MHHS-TMC
NO | YES |  |  |  | 069-34769 | 069-34769 | Nihon Kohden America Inc | QI-122A |  |  | TWC | MHHS-TMC |  | System, Interface |  | 069-34769 | 069-34769 | TMC | Memorial Hermann-Texas Medical Center | TWC | PEMU #4 |  |  |  |  | PHYSIOLOGIC MONITOR MODULES, ELECTROENCEPHALOGRAPH |  | SYSTEMINTERFACE-Nihon Kohden-QI-122A | SYSTEMINTERFACE | QI-122A |  |  |  | Nihon Kohden | System, Interface |  | SYSTEMINTERFACE-Nihon Kohden-QI-122A |  |  |  |  | Covered PM Repair - Biomedical | MHHS-TMC
NO | YES |  |  |  | 077-08904 | 077-08904 | Nihon Kohden America Inc | QI-122A |  |  | TMC-MHTMC-Clinical Engineering | MHHS-TMC |  | System, Interface |  | 077-08904 | 077-08904 | TMC | MHHS-TMC | TMC-MHTMC-Clinical Engineering | Biomed | 10/1/18 |  | 12/1/19 |  | PHYSIOLOGIC MONITOR MODULES, ELECTROENCEPHALOGRAPH | System, Interface | SYSTEMINTERFACE-Nihon Kohden-QI-122A | SYSTEMINTERFACE | QI-122A |  |  |  | Nihon Kohden | System, Interface |  | SYSTEMINTERFACE-Nihon Kohden-QI-122A |  | 3/2/19 |  |  | Clinical Miscellaneous | MHHS-TMC | [8 empty] | SYSTEMINTERFACE | System, Interface | Nihon Kohden
YES | YES |  |  |  | 099-13462 | 099-13462 | Nihon Kohden America Inc | QI-122A |  |  | TMC - MHTMC - CLINICAL ENGINEERING |  |  |  |  | 099-13462 | 099-13462 | TMC | Memorial Hermann-Texas Medical Center | TMC - MHTMC - CLINICAL ENGINEERING | Biomed | [6 empty] | SYSTEMINTERFACE-Nihon Kohden-QI-122A
YES | YES |  |  |  | 099-11281 | 099-11281 | Nihon Kohden America Inc | QI-122A |  |  | TWC |  |  |  |  | 099-11281 | 099-11281 | TMC | Memorial Hermann-Texas Medical Center | TWC | PEMU #4 | [6 empty] | SYSTEMINTERFACE-Nihon Kohden-QI-122A
NO | NO |  |  |  | 069-41938 |  | Nihon Kohden America Inc | QI-123A |  |  | TMC - EPILEPSY - ADULT EMU (3J) | MHHS-TMC |  | System, Interface |  | 069-41938 |  | TMC |  | TMC - EPILEPSY - ADULT EMU (3J) | [5 empty] | COMPUTERS |  | SYSTEMINTERFACE-Nihon Kohden-QI-123A | SYSTEMINTERFACE | QI-123A |  |  |  | Nihon Kohden | System, Interface |  | SYSTEMINTERFACE-Nihon Kohden-QI-123A |  |  |  |  | Covered PM Repair - Biomedical | MHHS-TMC
NO | NO |  |  |  | 077-08236 |  | Nihon Kohden America Inc | WEE1000A |  |  | TMC - EPILEPSY - PEDI EMU (10HP) | MHHS-TMC |  |  |  | 077-08236 |  | TMC |  | TMC - EPILEPSY - PEDI EMU (10HP) | [5 empty] | ELECTROENCEPHALOGRAPHS |  | .needs class | [5 empty] | Nihon Kohden | [7 empty] | Covered PM Repair - Biomedical | MHHS-TMC
NO | YES |  |  |  | 013-37866 | 013-37866 | Nikon Instruments Inc. | E200 |  |  | SW-Laboratory-Blood Bank | MHHS-Southwest |  | Balance, Mechanical |  | 013-37866 | 013-37866 | Southwest | MHHS-Southwest | SW-Laboratory-Blood Bank | Blood Bank |  |  |  |  | MICROSCOPES, LIGHT, LABORATORY | Balance, Mechanical | BALANCEMECHANICAL-Mettler-E-200 | BALANCEMECHANICAL | E-200 |  |  |  | Mettler | Balance, Mechanical |  |  | BALANCEMECHANICAL-Mettler-E-200 |  |  |  | Covered PM Repair - Biomedical | MHHS-Southwest | [8 empty] | BALANCEMECHANICAL | Balance, Mechanical | Mettler
NO | YES |  |  |  | 013-37867 | 013-37867 | Nikon Instruments Inc. | E200 |  |  | SW-Laboratory-Blood Bank | MHHS-Southwest |  | Balance, Mechanical |  | 013-37867 | 013-37867 | Southwest | MHHS-Southwest | SW-Laboratory-Blood Bank | Blood Bank |  |  |  | No PM Sticker | MICROSCOPES, LIGHT, LABORATORY | Balance, Mechanical | BALANCEMECHANICAL-Mettler-E-200 | BALANCEMECHANICAL | E-200 |  |  |  | Mettler | Balance, Mechanical |  |  | BALANCEMECHANICAL-Mettler-E-200 |  |  |  | Covered PM Repair - Biomedical | MHHS-Southwest | [8 empty] | BALANCEMECHANICAL | Balance, Mechanical | Mettler
NO | YES |  |  |  | 133-00688 | 133-00688 | Nikon Instruments Inc. | E400 |  |  | Katy-Laboratory | MHHS-Katy |  | Processor, Video |  | 133-00688 | 133-00688 | Katy | MHHS-Katy | Katy-Laboratory | Lab |  |  |  |  | MICROSCOPES, LIGHT, LABORATORY | Processor, Video | PROCVID-Fujinon-E-400 | PROCVID | E-400 |  |  |  | Fujinon | Processor, Video |  |  | PROCVID-Fujinon-E-400 |  |  |  | Covered PM Repair - Biomedical | MHHS-Katy | [8 empty] | PROCVID | Processor, Video | Fujinon
NO | YES |  |  |  | 133-00915 | 133-00915 | Nikon Instruments Inc. | E400 |  |  | Katy-Laboratory | MHHS-Katy |  | Processor, Video |  | 133-00915 | 133-00915 | Katy | MHHS-Katy | Katy-Laboratory | Lab |  |  |  |  | MICROSCOPES, LIGHT, LABORATORY | Processor, Video | PROCVID-Fujinon-E-400 | PROCVID | E-400 |  |  |  | Fujinon | Processor, Video |  |  | PROCVID-Fujinon-E-400 |  |  |  | Covered PM Repair - Biomedical | MHHS-Katy | [8 empty] | PROCVID | Processor, Video | Fujinon
NO | YES |  |  |  | 133-00943 | 133-00943 | Nikon Instruments Inc. | E400 |  |  | Katy-Laboratory | MHHS-Katy |  | Processor, Video |  | 133-00943 | 133-00943 | Katy | MHHS-Katy | Katy-Laboratory | Microbiology | 4/1/19 |  |  |  | MICROSCOPES, LIGHT, LABORATORY | Processor, Video | PROCVID-Fujinon-E-400 | PROCVID | E-400 |  |  |  | Fujinon | Processor, Video |  |  | PROCVID-Fujinon-E-400 | 4/4/17 |  |  | Covered PM Repair - Biomedical | MHHS-Katy | [8 empty] | PROCVID | Processor, Video | Fujinon
NO | YES |  |  |  | 133-01597 | 133-01597 | Nikon Instruments Inc. | E400 |  |  | Katy-Laboratory | MHHS-Katy |  | Processor, Video |  | 133-01597 | 133-01597 | Katy | MHHS-Katy | Katy-Laboratory | Pathology | 4/1/19 |  |  |  | MICROSCOPES, LIGHT, LABORATORY | Processor, Video | PROCVID-Fujinon-E-400 | PROCVID | E-400 |  |  |  | Fujinon | Processor, Video |  |  | PROCVID-Fujinon-E-400 | 4/4/17 |  |  | Covered PM Repair - Biomedical | MHHS-Katy | [8 empty] | PROCVID | Processor, Video | Fujinon
NO | YES |  |  |  | 1099449 | 041-03212 | Nikon Instruments Inc. | E400 |  |  | MEMORIAL CITY - LABORATORY - PATHOLOGY | MHHS-Mem City |  | Processor, Video |  | 1099449 | 041-03212 | West | Memorial hermann memorial city medical center | MEMORIAL CITY - LABORATORY - PATHOLOGY | Lab |  |  |  |  | MICROSCOPES, LIGHT, LABORATORY |  | PROCVID-Fujinon-E-400 | PROCVID | E-400 |  |  |  | Fujinon | Processor, Video |  |  | PROCVID-Fujinon-E-400 |  |  |  | Covered PM Repair - Biomedical | MHHS-Mem City
NO | YES |  |  |  |  | 041-04239 | Nikon Instruments Inc. | E400 |  |  | MEMORIAL CITY - LABORATORY | MHHS-Mem City |  | Processor, Video |  |  | 041-04239 | West | Memorial City - Memorial Hermann Hospital | MEMORIAL CITY - LABORATORY | Pathology Conferance Rm |  |  |  | No PM sticker | MICROSCOPES, LIGHT, LABORATORY |  | PROCVID-Fujinon-E-400 | PROCVID | E-400 |  |  |  | Fujinon | Processor, Video |  |  | PROCVID-Fujinon-E-400 |  |  |  | Covered PM Repair - Biomedical | MHHS-Mem City
NO | YES |  |  |  | 133-01095 | 133-01095 | Nikon Instruments Inc. | E400 |  |  | KT CCC-(KY)-Emergency Room | MHHS-South Katy CCC |  | Processor, Video |  | 133-01095 | 133-01095 | Katy | MHHS-Others | KT CCC-(KY)-Emergency Room | Lab | 4/1/19 |  |  |  | MICROSCOPES, LIGHT, LABORATORY | Processor, Video | PROCVID-Fujinon-E-400 | PROCVID | E-400 |  |  |  | Fujinon | Processor, Video |  |  | PROCVID-Fujinon-E-400 |  |  |  | Covered PM Repair - Biomedical | MHHS-South Katy CCC | [8 empty] | PROCVID | Processor, Video | Fujinon
NO | YES |  |  |  | 099-07287 | 099-07287 | Nikon Instruments Inc. | E400 |  |  | (null) | MHHS-Southeast |  | Processor, Video |  | 099-07287 | 099-07287 | (null) | MHHS-Southeast | (null) | (null) |  |  |  | (null) | MICROSCOPES, LIGHT, LABORATORY |  | PROCVID-Fujinon-E-400 | PROCVID | E-400 |  |  |  | Fujinon | Processor, Video |  |  | PROCVID-Fujinon-E-400 |  |  |  | Covered PM Repair - Biomedical | MHHS-Southeast
NO | YES | [5 empty] | Nikon Instruments Inc. | E400 |  |  | SW-Laboratory-Microbiology | MHHS-Southwest |  | Processor, Video |  |  |  | Southwest | MHHS-Southwest | SW-Laboratory-Microbiology | Microbiology | 1/1/19 |  |  |  | MICROSCOPES, LIGHT, LABORATORY | Processor, Video | PROCVID-Fujinon-E-400 | PROCVID | E-400 |  |  |  | Fujinon | Processor, Video |  |  | PROCVID-Fujinon-E-400 |  |  |  | Covered PM Repair - Biomedical | MHHS-Southwest | [8 empty] | PROCVID | Processor, Video | Fujinon
NO | YES |  |  |  |  | 013-08277 | Nikon Instruments Inc. | E400 |  |  | SW-Laboratory-Microbiology | MHHS-Southwest |  | Processor, Video |  |  | 013-08277 | Southwest | MHHS-Southwest | SW-Laboratory-Microbiology | Micro-AFB Fungus |  |  |  |  | MICROSCOPES, LIGHT, LABORATORY | Processor, Video | PROCVID-Fujinon-E-400 | PROCVID | E-400 |  |  |  | Fujinon | Processor, Video |  |  | PROCVID-Fujinon-E-400 |  |  |  | Covered PM Repair - Biomedical | MHHS-Southwest | [8 empty] | PROCVID | Processor, Video | Fujinon
NO | YES |  |  |  | 029-03119 | 029-03119 | Nikon Instruments Inc. | E400 |  |  | Woodlands-Terramont ER (Clinic) | MHHS-Woodlands |  | Processor, Video |  | 029-03119 | 029-03119 | Woodlands | MHHS-Woodlands | Woodlands-Terramont ER (Clinic) | Lab | 9/1/19 |  |  | Vendor PMd | MICROSCOPES, LIGHT, LABORATORY | Processor, Video | PROCVID-Fujinon-E-400 | PROCVID | E-400 |  |  |  | Fujinon | Processor, Video |  |  | PROCVID-Fujinon-E-400 | 4/4/17 |  |  | Covered PM Repair - Biomedical | MHHS-Woodlands | [8 empty] | PROCVID | Processor, Video | Fujinon
NO | NO | [5 empty] | Nikon Instruments Inc. | E400 |  |  | KATY - LABORATORY | MHHS-Katy |  | Processor, Video |  |  |  | Katy |  | KATY - LABORATORY | [5 empty] | MICROSCOPES, LIGHT, LABORATORY |  | PROCVID-Fujinon-E-400 | PROCVID | E-400 |  |  |  | Fujinon | Processor, Video |  |  | PROCVID-Fujinon-E-400 |  |  |  | Covered PM Repair - Biomedical | MHHS-Katy
NO | NO | [5 empty] | Nikon Instruments Inc. | E400 |  |  | KATY - LABORATORY | MHHS-Katy |  | Processor, Video |  |  |  | Katy |  | KATY - LABORATORY | [5 empty] | MICROSCOPES, LIGHT, LABORATORY |  | PROCVID-Fujinon-E-400 | PROCVID | E-400 |  |  |  | Fujinon | Processor, Video |  |  | PROCVID-Fujinon-E-400 |  |  |  | Covered PM Repair - Biomedical | MHHS-Katy
NO | NO | [5 empty] | Nikon Instruments Inc. | E400 |  |  | SW - LABORATORY | MHHS-Southwest |  | Processor, Video |  |  |  | Southwest |  | SW - LABORATORY | [5 empty] | MICROSCOPES, LIGHT, LABORATORY |  | PROCVID-Fujinon-E-400 | PROCVID | E-400 |  |  |  | Fujinon | Processor, Video |  |  | PROCVID-Fujinon-E-400 |  |  |  | Covered PM Repair - Biomedical | MHHS-Southwest
NO | NO | [5 empty] | Nikon Instruments Inc. | E400 |  |  | SW - LABORATORY | MHHS-Southwest |  | Processor, Video |  |  |  | Southwest |  | SW - LABORATORY | [5 empty] | MICROSCOPES, LIGHT, LABORATORY |  | PROCVID-Fujinon-E-400 | PROCVID | E-400 |  |  |  | Fujinon | Processor, Video |  |  | PROCVID-Fujinon-E-400 |  |  |  | Covered PM Repair - Biomedical | MHHS-Southwest
NO | NO |  |  |  | 029-00324 |  | Nikon Instruments Inc. | E400 |  |  | WOODLANDS - LABORATORY | MHHS-Woodlands |  | Processor, Video |  | 029-00324 |  | Woodlands |  | WOODLANDS - LABORATORY | [5 empty] | MICROSCOPES, LIGHT, LABORATORY |  | PROCVID-Fujinon-E-400 | PROCVID | E-400 |  |  |  | Fujinon | Processor, Video |  |  | PROCVID-Fujinon-E-400 |  |  |  | Covered PM Repair - Biomedical | MHHS-Woodlands
NO | NO |  |  |  | 029-01528 |  | Nikon Instruments Inc. | E400 |  |  | WOODLANDS - LABORATORY | MHHS-Woodlands |  | Processor, Video |  | 029-01528 |  | Woodlands |  | WOODLANDS - LABORATORY | [5 empty] | MICROSCOPES, LIGHT, LABORATORY |  | PROCVID-Fujinon-E-400 | PROCVID | E-400 |  |  |  | Fujinon | Processor, Video |  |  | PROCVID-Fujinon-E-400 |  |  |  | Covered PM Repair - Biomedical | MHHS-Woodlands
NO | YES |  |  |  | 041-10505 | 041-10505 | Nikon Instruments Inc. | ECLIPSE 50I |  |  | MEMORIAL CITY - LABORATORY - HEMATOLOGY | MHHS-Mem City |  | Microscope, Laboratory |  | 041-10505 | 041-10505 | West |  | MEMORIAL CITY - LABORATORY - HEMATOLOGY | Lab |  |  |  |  | MICROSCOPES, LIGHT, LABORATORY |  | MICROSCOPELAB-Nikon-Eclipse 50i | MICROSCOPELAB | Eclipse 50i |  |  |  | Nikon | Microscope, Laboratory |  | MICROSCOPELAB-Nikon-Eclipse 50i |  |  |  |  | Covered PM Repair - Biomedical | MHHS-Mem City
NO | YES |  |  |  |  | 041-11452 | Nikon Instruments Inc. | ECLIPSE 50I |  |  | MEMORIAL CITY - LABORATORY - HEMATOLOGY | MHHS-Mem City |  | Microscope, Laboratory |  |  | 041-11452 | West |  | MEMORIAL CITY - LABORATORY - HEMATOLOGY | [5 empty] | MICROSCOPES, LIGHT, LABORATORY |  | MICROSCOPELAB-Nikon-Eclipse 50i | MICROSCOPELAB | Eclipse 50i |  |  |  | Nikon | Microscope, Laboratory |  | MICROSCOPELAB-Nikon-Eclipse 50i |  |  |  |  | Covered PM Repair - Biomedical | MHHS-Mem City
NO | YES |  |  |  |  | 013-13328 | Nikon Instruments Inc. | ECLIPSE 50I |  |  | SW-Laboratory-Histology | MHHS-Southwest |  | Microscope, Laboratory |  |  | 013-13328 | Southwest | MHHS-Southwest | SW-Laboratory-Histology | Lab |  |  |  |  | MICROSCOPES, LIGHT, LABORATORY | Microscope, Laboratory | MICROSCOPELAB-Nikon-Eclipse 50i | MICROSCOPELAB | Eclipse 50i |  |  |  | Nikon | Microscope, Laboratory |  | MICROSCOPELAB-Nikon-Eclipse 50i |  |  |  | ML-A | Covered PM Repair - Biomedical | MHHS-Southwest | [8 empty] | MICROSCOPELAB | Microscope, Laboratory | Nikon
NO | YES | [5 empty] | Nikon Instruments Inc. | ECLIPSE 50I |  |  | SW-Laboratory-Microbiology | MHHS-Southwest |  | Microscope, Laboratory |  |  |  | Southwest | MHHS-Southwest | SW-Laboratory-Microbiology | Micro-AFB Fungus |  |  |  |  | MICROSCOPES, LIGHT, LABORATORY | Microscope, Laboratory | MICROSCOPELAB-Nikon-Eclipse 50i | MICROSCOPELAB | Eclipse 50i |  |  |  | Nikon | Microscope, Laboratory |  | MICROSCOPELAB-Nikon-Eclipse 50i |  |  |  | ML-A | Covered PM Repair - Radiology, Low End | MHHS-Southwest | [8 empty] | MICROSCOPELAB | Microscope, Laboratory | Nikon
NO | NO |  |  |  | 041-11453 |  | Nikon Instruments Inc. | ECLIPSE 50I |  |  | MEMORIAL CITY - LABORATORY - HEMATOLOGY | MHHS-Mem City |  | Microscope, Laboratory |  | 041-11453 |  | West & Memorial City |  | MEMORIAL CITY - LABORATORY - HEMATOLOGY | [5 empty] | MICROSCOPES, LIGHT, LABORATORY |  | MICROSCOPELAB-Nikon-Eclipse 50i | MICROSCOPELAB | Eclipse 50i |  |  |  | Nikon | Microscope, Laboratory |  | MICROSCOPELAB-Nikon-Eclipse 50i |  |  |  |  | Covered PM Repair - Biomedical | MHHS-Mem City
NO | NO |  |  |  | 029-05926 |  | Nikon Instruments Inc. | ECLIPSE 50I |  |  | WOODLANDS - LABORATORY | MHHS-Woodlands |  | Microscope, Laboratory |  | 029-05926 |  | Woodlands |  | WOODLANDS - LABORATORY | [5 empty] | MICROSCOPES, LIGHT, LABORATORY |  | MICROSCOPELAB-Nikon-Eclipse 50i | MICROSCOPELAB | Eclipse 50i |  |  |  | Nikon | Microscope, Laboratory |  | MICROSCOPELAB-Nikon-Eclipse 50i |  |  |  |  | Covered PM Repair - Biomedical | MHHS-Woodlands
NO | YES |  |  |  |  | 013-18291 | Nikon Instruments Inc. | ECLIPSE 55I |  | hb6793 | SW-ER | MHHS-Southwest |  | Microscope, Laboratory |  |  | 013-18291 | Southwest | MHHS-Southwest | SW-ER | ER - Lab | 1/1/19 |  |  |  | MICROSCOPES, LIGHT, LABORATORY | Microscope, Laboratory | MICROSCOPELAB-Nikon-Eclipse 55I | MICROSCOPELAB | Eclipse 55I |  |  |  | Nikon | Microscope, Laboratory |  | MICROSCOPELAB-Nikon-Eclipse 55I |  |  |  | ML-A | Covered PM Repair - Biomedical | MHHS-Southwest | [8 empty] | MICROSCOPELAB | Microscope, Laboratory | Nikon
NO | YES | Asset Tag 1037529 |  |  |  |  | Nikon Instruments Inc. | ECLIPSE 55I |  | HB6515 | SW-Laboratory-Hematology | MHHS-Southwest |  | Microscope, Laboratory |  |  |  | Southwest | MHHS-Southwest | SW-Laboratory-Hematology |  | 1/31/19 |  |  |  | MICROSCOPES, LIGHT, LABORATORY | Microscope, Laboratory | MICROSCOPELAB-Nikon-Eclipse 55I | MICROSCOPELAB | Eclipse 55I |  |  |  | Nikon | Microscope, Laboratory |  | MICROSCOPELAB-Nikon-Eclipse 55I |  |  | Finished from Script 3/27/2020 12:11:52pm (Central) | ML-A | Covered PM Repair - Biomedical | MHHS-Southwest | [8 empty] | MICROSCOPELAB | Microscope, Laboratory | Nikon
NO | YES |  |  |  |  | 099-13653 | Nikon Instruments Inc. | ECLIPSE 55I |  | hb6514 | SW-Laboratory-Hematology | MHHS-Southwest |  | Microscope, Laboratory |  |  | 099-13653 | Southwest | MHHS-Southwest | SW-Laboratory-Hematology | Lab |  |  |  |  | MICROSCOPES, LIGHT, LABORATORY | Microscope, Laboratory | MICROSCOPELAB-Nikon-Eclipse 55I | MICROSCOPELAB | Eclipse 55I |  |  |  | Nikon | Microscope, Laboratory |  | MICROSCOPELAB-Nikon-Eclipse 55I |  |  |  | ML-A | Covered PM Repair - Biomedical | MHHS-Southwest | [8 empty] | MICROSCOPELAB | Microscope, Laboratory | Nikon
NO | YES |  |  |  |  | 013-18216 | Nikon Instruments Inc. | ECLIPSE 55I |  | hb6829 | SW-Laboratory-Microbiology | MHHS-Southwest |  | Microscope, Laboratory |  |  | 013-18216 | Southwest | MHHS-Southwest | SW-Laboratory-Microbiology | Micro-AFB Fungus |  |  |  |  | MICROSCOPES, LIGHT, LABORATORY | Microscope, Laboratory | MICROSCOPELAB-Nikon-Eclipse 55I | MICROSCOPELAB | Eclipse 55I |  |  |  | Nikon | Microscope, Laboratory |  | MICROSCOPELAB-Nikon-Eclipse 55I |  |  |  | ML-A | Covered PM Repair - Biomedical | MHHS-Southwest | [8 empty] | MICROSCOPELAB | Microscope, Laboratory | Nikon
NO | YES |  |  |  | 129-04501 | 129-04501 | Nikon Instruments Inc. | ECLIPSE 55I |  | hb6974 | Sugar Land-Laboratory | MHHS-Sugarland |  | Microscope, Laboratory |  | 129-04501 | 129-04501 | Sugar Land | MHHS-Sugarland | Sugar Land-Laboratory | Pathologist Office 2 | 1/1/19 |  |  |  | MICROSCOPES, LIGHT, LABORATORY | Microscope, Laboratory | MICROSCOPELAB-Nikon-Eclipse 55I | MICROSCOPELAB | Eclipse 55I |  |  |  | Nikon | Microscope, Laboratory |  | MICROSCOPELAB-Nikon-Eclipse 55I |  |  |  | ML-A | Covered PM Repair - Biomedical | MHHS-Sugarland | [8 empty] | MICROSCOPELAB | Microscope, Laboratory | Nikon
NO | NO |  |  |  | 009-06883 |  | Nikon Instruments Inc. | ECLIPSE 55I |  | HB6405 | GH - LABORATORY | MHHS-Greater Heights |  | Microscope, Laboratory |  | 009-06883 |  | Central & Greater Heights |  | GH - LABORATORY | [5 empty] | MICROSCOPES, LIGHT, LABORATORY |  | MICROSCOPELAB-Nikon-Eclipse 55I | MICROSCOPELAB | Eclipse 55I |  |  |  | Nikon | Microscope, Laboratory |  | MICROSCOPELAB-Nikon-Eclipse 55I |  |  |  |  | Covered PM Repair - Biomedical | MHHS-Greater Heights
NO | YES |  |  |  | 129-05872 | 129-05872 | Nikon Instruments Inc. | ECLIPSE Ci-L |  |  | Sugar Land-Laboratory | MHHS-Sugarland |  | Microscope, Laboratory |  | 129-05872 | 129-05872 | Sugar Land | MHHS-Sugarland | Sugar Land-Laboratory | Pathologist Office | 1/1/19 |  |  |  | MICROSCOPES, LIGHT, LABORATORY | Microscope, Laboratory | MICROSCOPELAB-Nikon-Eclipse Ci-L | MICROSCOPELAB | Eclipse Ci-L |  |  |  | Nikon | Microscope, Laboratory |  | MICROSCOPELAB-Nikon-Eclipse Ci-L |  |  |  | ML-A | Covered PM Repair - Biomedical | MHHS-Sugarland | [8 empty] | MICROSCOPELAB | Microscope, Laboratory | Nikon
NO | NO |  |  |  | 145-00749 |  | Nikon Instruments Inc. | ECLIPSE Ci-L |  |  | SE - LABORATORY | MHHS-Southeast |  | Microscope, Laboratory |  | 145-00749 |  | Southeast & Bay Area |  | SE - LABORATORY | [5 empty] | MICROSCOPES, LIGHT, LABORATORY |  | MICROSCOPELAB-Nikon-Eclipse Ci-L | MICROSCOPELAB | Eclipse Ci-L |  |  |  | Nikon | Microscope, Laboratory |  | MICROSCOPELAB-Nikon-Eclipse Ci-L |  |  |  |  | Covered PM Repair - Biomedical | MHHS-Southeast
NO | NO |  |  |  | 005-11756 |  | Nikon Instruments Inc. | ECLIPSE Ci-L |  |  | SE - LABORATORY - PATHOLOGY | MHHS-Southeast |  | Microscope, Laboratory |  | 005-11756 |  | Southeast & Bay Area |  | SE - LABORATORY - PATHOLOGY | [5 empty] | MICROSCOPES, LIGHT, LABORATORY |  | MICROSCOPELAB-Nikon-Eclipse Ci-L | MICROSCOPELAB | Eclipse Ci-L |  |  |  | Nikon | Microscope, Laboratory |  | MICROSCOPELAB-Nikon-Eclipse Ci-L |  |  |  |  | Covered PM Repair - Biomedical | MHHS-Southeast
NO | YES | Serial Number 711003 |  |  |  |  | Nikon Instruments Inc. | ECLIPSE E-100 |  |  | SW-Endoscopy | MHHS-Southwest | [5 empty] | Southwest | MHHS-Southwest | SW-Endoscopy | Endo Rm 1 | 2/1/19 |  | 2/1/20 |  | MICROSCOPES, LIGHT, LABORATORY |  | .needs class | [5 empty] | NIKON | [7 empty] | Covered PM Repair - Biomedical | MHHS-Southwest
NO | YES |  |  |  | 133-03115 | 133-03115 | Nikon Instruments Inc. | ECLIPSE E200 |  |  | Katy-Laboratory | MHHS-Katy |  | Microscope, Laboratory |  | 133-03115 | 133-03115 | Katy | MHHS-Katy | Katy-Laboratory | Lab Storage |  |  |  |  | MICROSCOPES, LIGHT, LABORATORY | Microscope, Laboratory | MICROSCOPELAB-Nikon-Eclipse E 200 | MICROSCOPELAB | Eclipse E 200 |  |  |  | Nikon | Microscope, Laboratory |  |  | MICROSCOPELAB-Nikon-Eclipse E 200 |  |  | ML-A | Covered PM Repair - Biomedical | MHHS-Katy | [8 empty] | MICROSCOPELAB | Microscope, Laboratory | Nikon
NO | NO | [5 empty] | Nikon Instruments Inc. | ECLIPSE E400 |  |  | GH - LABORATORY | MHHS-Greater Heights |  | Microscope, Laboratory |  |  |  | Central & Greater Heights |  | GH - LABORATORY | [5 empty] | MICROSCOPES, LIGHT, LABORATORY |  | MICROSCOPELAB-Nikon-Eclipse E 400 | MICROSCOPELAB | Eclipse E 400 |  |  |  | Nikon | Microscope, Laboratory |  |  | MICROSCOPELAB-Nikon-Eclipse E 400 |  |  |  | Covered PM Repair - Biomedical | MHHS-Greater Heights
NO | NO |  |  |  | UT-533478 |  | Nikon Instruments Inc. | ECLIPSE E400 |  |  | TMC - ROBERTSON - CLIN RESEARCH (3R) | MHHS-TMC |  | Microscope, Laboratory |  | UT-533478 |  | TMC |  | TMC - ROBERTSON - CLIN RESEARCH (3R) | [5 empty] | MICROSCOPES, LIGHT, LABORATORY |  | MICROSCOPELAB-Nikon-Eclipse E 400 | MICROSCOPELAB | Eclipse E 400 |  |  |  | Nikon | Microscope, Laboratory |  |  | MICROSCOPELAB-Nikon-Eclipse E 400 |  |  |  | Covered PM Repair - Biomedical | MHHS-TMC
NO | NO |  |  |  | 041-20173 |  | Nikon Instruments Inc. | LABOPHOT |  |  | MH MG - (MC) - UROLOGY MC (MP3) | MHHS-MG |  | Microscope, Laboratory |  | 041-20173 |  | West & Memorial City |  | MH MG - (MC) - UROLOGY MC (MP3) | [5 empty] | MICROSCOPES, LIGHT, LABORATORY |  | MICROSCOPELAB-Nikon-LABOPHOT | MICROSCOPELAB | LABOPHOT |  |  |  | Nikon | Microscope, Laboratory |  | MICROSCOPELAB-Nikon-LABOPHOT |  |  |  |  | Not Covered Vendor Only - Biomedical | MHHS-MG
NO | NO |  |  |  | 041-20179 |  | Nikon Instruments Inc. | LABOPHOT |  |  | MH MG - (MC) - UROLOGY MC (MP3) | MHHS-MG |  | Microscope, Laboratory |  | 041-20179 |  | West & Memorial City |  | MH MG - (MC) - UROLOGY MC (MP3) | [5 empty] | MICROSCOPES, LIGHT, LABORATORY |  | MICROSCOPELAB-Nikon-LABOPHOT | MICROSCOPELAB | LABOPHOT |  |  |  | Nikon | Microscope, Laboratory |  | MICROSCOPELAB-Nikon-LABOPHOT |  |  |  |  | Covered PM Repair - Biomedical | MHHS-MG
NO | YES |  |  |  |  | 009-06974 | Nikon Instruments Inc. | LABOPHOT2 |  |  | GH - LABORATORY | MHHS-Greater Heights |  | Microscope, Laboratory |  |  | 009-06974 | Central | GH - LABORATORY | GH - LABORATORY | GH - LABORATORY |  |  |  |  | MICROSCOPES, LIGHT, LABORATORY |  | MICROSCOPELAB-Nikon-Labophot-2 | MICROSCOPELAB | Labophot-2 |  |  |  | Nikon | Microscope, Laboratory |  |  | MICROSCOPELAB-Nikon-Labophot-2 |  |  |  | Covered PM Repair - Biomedical | MHHS-Greater Heights
NO | YES |  |  |  |  | 142-03839 | Nikon Instruments Inc. | LABOPHOT2 |  |  | NE-Laboratory-Blood Bank | MHHS-Northeast |  | Microscope, Laboratory |  |  | 142-03839 | Katy | MHHS-Northeast | NE-Laboratory-Blood Bank | Blood Bank | 4/1/19 |  |  |  | MICROSCOPES, LIGHT, LABORATORY | Microscope, Laboratory | MICROSCOPELAB-Nikon-Labophot-2 | MICROSCOPELAB | Labophot-2 |  |  |  | Nikon | Microscope, Laboratory |  |  | MICROSCOPELAB-Nikon-Labophot-2 |  |  | ML-A | Covered PM Repair - Biomedical | MHHS-Northeast | [8 empty] | MICROSCOPELAB | Microscope, Laboratory | Nikon
NO | YES |  |  |  | 041-34823 | 041-34823 | Nikon Instruments Inc. | LABOPHOT2 |  |  | SW-Endoscopy | MHHS-Southwest |  | Microscope, Laboratory |  | 041-34823 | 041-34823 | Memorial Hermann Hospital - Southwest | MHHS-Southwest | SW-Endoscopy | Endoscopy |  |  |  |  | MICROSCOPES, LIGHT, LABORATORY | Microscope, Laboratory | MICROSCOPELAB-Nikon-Labophot-2 | MICROSCOPELAB | Labophot-2 |  |  |  | Nikon | Microscope, Laboratory |  |  | MICROSCOPELAB-Nikon-Labophot-2 |  |  | ML-A | Covered PM Repair - Biomedical | MHHS-Southwest | [8 empty] | MICROSCOPELAB | Microscope, Laboratory | Nikon
NO | YES |  |  |  | 013-04389 | 013-04389 | Nikon Instruments Inc. | LABOPHOT2 |  |  | SW-Laboratory | MHHS-Southwest |  | Microscope, Laboratory |  | 013-04389 | 013-04389 | Southwest | MHHS-Southwest | SW-Laboratory | Lab |  |  |  |  | MICROSCOPES, LIGHT, LABORATORY | Microscope, Laboratory | MICROSCOPELAB-Nikon-Labophot-2 | MICROSCOPELAB | Labophot-2 |  |  |  | Nikon | Microscope, Laboratory |  |  | MICROSCOPELAB-Nikon-Labophot-2 |  |  | ML-A | Covered PM Repair - Biomedical | MHHS-Southwest | [8 empty] | MICROSCOPELAB | Microscope, Laboratory | Nikon
NO | YES |  |  |  | 013-03418 | 013-03418 | Nikon Instruments Inc. | LABOPHOT2 |  |  | SW-Laboratory-Histology | MHHS-Southwest |  | Microscope, Laboratory |  | 013-03418 | 013-03418 | Southwest | MHHS-Southwest | SW-Laboratory-Histology | Histology |  |  |  |  | MICROSCOPES, LIGHT, LABORATORY | Microscope, Laboratory | MICROSCOPELAB-Nikon-Labophot-2 | MICROSCOPELAB | Labophot-2 |  |  |  | Nikon | Microscope, Laboratory |  |  | MICROSCOPELAB-Nikon-Labophot-2 |  |  | ML-A | Covered PM Repair - Biomedical | MHHS-Southwest | [8 empty] | MICROSCOPELAB | Microscope, Laboratory | Nikon
NO | YES |  |  |  | 069-02520 | 069-02520 | Nikon Instruments Inc. | LABOPHOT2 |  |  | TMC-Laboratory-Chemistry (1R) | MHHS-TMC |  | Microscope, Laboratory |  | 069-02520 | 069-02520 | TMC | MHHS-TMC | TMC-Laboratory-Chemistry (1R) | Storage | 12/1/16 |  |  |  | MICROSCOPES, LIGHT, LABORATORY |  | MICROSCOPELAB-Nikon-Labophot-2 | MICROSCOPELAB | Labophot-2 |  |  |  | Nikon | Microscope, Laboratory |  |  | MICROSCOPELAB-Nikon-Labophot-2 |  |  |  | Covered PM Repair - Biomedical | MHHS-TMC
NO | YES | Asset Tag 069-23151 |  |  | 069-23151 | 069-23151 | Nikon Instruments Inc. | LABOPHOT2 |  |  | (null) | MHHS-TMC |  | Microscope, Laboratory |  | 069-23151 | 069-23151 | TMC | (null) | (null) | (null) |  |  |  | (null) | MICROSCOPES, LIGHT, LABORATORY |  | MICROSCOPELAB-Nikon-Labophot-2 | MICROSCOPELAB | Labophot-2 |  |  |  | Nikon | Microscope, Laboratory |  |  | MICROSCOPELAB-Nikon-Labophot-2 |  |  |  | Covered PM Repair - Biomedical | MHHS-TMC
NO | YES |  |  |  | 029-03690 | 029-03690 | Nikon Instruments Inc. | LABOPHOT2 |  |  | Woodlands-Laboratory | MHHS-Woodlands |  | Microscope, Laboratory |  | 029-03690 | 029-03690 | Woodlands | MHHS-Woodlands | Woodlands-Laboratory | Lab | 5/1/19 |  | 5/1/20 |  | MICROSCOPES, LIGHT, LABORATORY | Microscope, Laboratory | MICROSCOPELAB-Nikon-Labophot-2 | MICROSCOPELAB | Labophot-2 |  |  |  | Nikon | Microscope, Laboratory |  |  | MICROSCOPELAB-Nikon-Labophot-2 |  |  | ML-A | Covered PM Repair - Biomedical | MHHS-Woodlands | [8 empty] | MICROSCOPELAB | Microscope, Laboratory | Nikon
NO | NO | [5 empty] | Nikon Instruments Inc. | LABOPHOT2 |  |  | SW - LABORATORY - ER STAT LAB | MHHS-Southwest |  | Microscope, Laboratory |  |  |  | Southwest |  | SW - LABORATORY - ER STAT LAB | [5 empty] | MICROSCOPES, LIGHT, LABORATORY |  | MICROSCOPELAB-Nikon-Labophot-2 | MICROSCOPELAB | Labophot-2 |  |  |  | Nikon | Microscope, Laboratory |  |  | MICROSCOPELAB-Nikon-Labophot-2 |  |  |  | Covered PM Repair - Biomedical | MHHS-Southwest
NO | NO | [5 empty] | Nikon Instruments Inc. | LABOPHOT2 |  |  | SW - LABORATORY - HISTOLOGY | MHHS-Southwest |  | Microscope, Laboratory |  |  |  | Southwest |  | SW - LABORATORY - HISTOLOGY | [5 empty] | MICROSCOPES, LIGHT, LABORATORY |  | MICROSCOPELAB-Nikon-Labophot-2 | MICROSCOPELAB | Labophot-2 |  |  |  | Nikon | Microscope, Laboratory |  |  | MICROSCOPELAB-Nikon-Labophot-2 |  |  |  | Covered PM Repair - Biomedical | MHHS-Southwest
NO | NO |  |  |  | 029-00323 |  | Nikon Instruments Inc. | LABOPHOT2 |  |  | WOODLANDS - LABORATORY | MHHS-Woodlands |  | Microscope, Laboratory |  | 029-00323 |  | Woodlands |  | WOODLANDS - LABORATORY | [5 empty] | MICROSCOPES, LIGHT, LABORATORY |  | MICROSCOPELAB-Nikon-Labophot-2 | MICROSCOPELAB | Labophot-2 |  |  |  | Nikon | Microscope, Laboratory |  |  | MICROSCOPELAB-Nikon-Labophot-2 |  |  |  | Covered PM Repair - Biomedical | MHHS-Woodlands
NO | NO |  |  |  | 069-43481 |  | Nikon Instruments Inc. | MICROSCOPE |  |  | MH MG - (TMC) - OB-GYN/NEUROLOGY (STE 2440) | MHHS-MG |  |  |  | 069-43481 |  | TMC |  | MH MG - (TMC) - OB-GYN/NEUROLOGY (STE 2440) | [5 empty] | MICROSCOPES, LIGHT, OPERATING |  | .needs class | [5 empty] | NIKON | [7 empty] | Covered PM Repair - Biomedical | MHHS-MG
NO | YES |  |  |  | 133-08600 | 133-08600 | Nikon Instruments Inc. | NI-150 |  | 1014-5892502 | Katy-Laboratory | MHHS-Katy |  |  |  | 133-08600 | 133-08600 | Katy | MHHS-Katy | Katy-Laboratory | Pathology | 4/1/18 |  |  |  | LIGHT SOURCES, FIBEROPTIC |  | .needs class | [5 empty] | NIKON |  |  |  |  | 3/20/16 |  |  | Covered PM Repair - Biomedical | MHHS-Katy
NO | YES |  |  |  | 133-08599 | 133-08599 | Nikon Instruments Inc. | SMZ745T |  |  | Katy-Laboratory | MHHS-Katy |  |  |  | 133-08599 | 133-08599 | Katy | MHHS-Katy | Katy-Laboratory | Pathology | 4/1/19 |  |  |  | MICROSCOPES, LIGHT, LABORATORY |  | .needs class | [5 empty] | NIKON | [7 empty] | Covered PM Repair - Biomedical | MHHS-Katy
NO | YES |  |  |  | 069-38264 |  | Nikon Instruments Inc. | YS2-T |  |  | TMC-Laboratory-HLA Lab (1R) | MHHS-TMC |  | Microscope, Laboratory |  | 069-38264 |  | TMC | MHHS-TMC | TMC-Laboratory-HLA Lab (1R) | Lab | 3/1/17 |  |  |  | MICROSCOPES, LIGHT, LABORATORY |  | MICROSCOPELAB-Nikon-YS2-T | MICROSCOPELAB | YS2-T |  |  |  | Nikon | Microscope, Laboratory |  | MICROSCOPELAB-Nikon-YS2-T |  | 1/1/20 |  |  | Not Covered Vendor Only - Biomedical | MHHS-TMC
NO | YES |  |  |  | 029-00348 | 029-00348 | Nikon Instruments Inc. | YS2-T |  |  | Woodlands-Laboratory-Blood Bank | MHHS-Woodlands |  | Microscope, Laboratory |  | 029-00348 | 029-00348 | Woodlands | MHHS-Woodlands | Woodlands-Laboratory-Blood Bank | Lab | 1/1/20 | 3/1/20 |  |  | MICROSCOPES, LIGHT, LABORATORY | Microscope, Laboratory | MICROSCOPELAB-Nikon-YS2-T | MICROSCOPELAB | YS2-T |  |  |  | Nikon | Microscope, Laboratory |  | MICROSCOPELAB-Nikon-YS2-T |  | 1/1/20 |  | ML-A | Not Covered Vendor Only - Biomedical | MHHS-Woodlands | [8 empty] | MICROSCOPELAB | Microscope, Laboratory | Nikon
YES | YES |  |  |  | 029-05925 | 029-05925 | Nikon, Inc. Instrument Group | Eclipse 50i |  |  | Lab |  |  |  |  | 029-05925 | 029-05925 | Woodlands | Memorial Hermann The Woodlands Medical Center | Lab | Lab | 5/1/19 |  | 5/1/20 |  |  |  | Microscope
NO | YES | Asset Tag 1037529 |  |  |  | 074-06226 | Nikon, Inc. Instrument Group | Eclipse 55I |  | HB6515 | SW-Laboratory | [5 empty] | 074-06226 | Southwest | MHHS-Southwest | SW-Laboratory | Coag |  |  |  | No PM Sticker pld ce#013-19104
NO | YES | Serial Number 711003 |  |  | 013-15778 | 013-15778 | Nikon, Inc. Instrument Group | Eclipse E 100 |  |  | SW Endoscopy |  |  |  |  | 013-15778 | 013-15778 | Southwest | Memorial Hermann Southwest Hospital | SW Endoscopy | SW Endoscopy
NO | YES |  |  |  | 041-19772 | 041-19772 | NIMBIC SYSTEMS | 2002 AIR BARRIER SYSTEM |  |  | MEMORIAL CITY - Orthopedics Surgery | MHHS-Mem City |  |  |  | 041-19772 | 041-19772 | West | Memorial City - Memorial Hermann Hospital | MEMORIAL CITY - Orthopedics Surgery | MH11 506 OR 6 |  |  |  |  | POSITIVE AIRWAY PRESSURE UNITS, CONTINUOUS |  | .needs class |  |  |  |  | .needs class | [8 empty] | Covered PM Repair - Biomedical | MHHS-Mem City
NO | YES |  |  |  | 041-19778 | 041-19778 | NIMBIC SYSTEMS | 2002 AIR BARRIER SYSTEM |  |  | MEMORIAL CITY - ORTHO SURGERY | MHHS-Mem City |  |  |  | 041-19778 | 041-19778 | West | Memorial City - Memorial Hermann Hospital | MEMORIAL CITY - ORTHO SURGERY | MH11 505.1 |  |  |  |  | POSITIVE AIRWAY PRESSURE UNITS, CONTINUOUS |  | .needs class |  |  |  |  | .needs class | [8 empty] | Covered PM Repair - Biomedical | MHHS-Mem City
NO | YES |  |  |  | 929-00980 | 929-00980 | NIMBIC SYSTEMS | 2002 AIR BARRIER SYSTEM |  |  | MHOSH-4th Floor | MHHS Orthopedic & Spine |  |  |  | 929-00980 | 929-00980 | Central | MHHS-Orthopedic & Spine | MHOSH-4th Floor |  | 5/1/19 |  | 5/1/20 |  | POSITIVE AIRWAY PRESSURE UNITS, CONTINUOUS |  | .needs class |  |  |  |  | .needs class | [5 empty] | 8/13/14 | MHOSH Inventory Dec 2019 into 2020 - Copy.xls - Already Verified |  | Covered PM Repair - Biomedical | MHHS Orthopedic & Spine
NO | YES | Serial Number 13022 |  |  | 929-00981 | 929-00981 | NIMBIC SYSTEMS | 2002 AIR BARRIER SYSTEM |  |  | MHOSH-4th Floor | MHHS Orthopedic & Spine |  |  |  | 929-00981 | 929-00981 | Central | MHHS-Orthopedic & Spine | MHOSH-4th Floor |  | 5/1/19 |  | 5/1/20 |  | POSITIVE AIRWAY PRESSURE UNITS, CONTINUOUS |  | .needs class |  |  |  |  | .needs class | [6 empty] | MHOSH Inventory Dec 2019 into 2020 - Copy.xls - Already Verified |  | Covered PM Repair - Biomedical | MHHS Orthopedic & Spine
NO | NO |  |  |  | 029-09496 |  | NIMBIC SYSTEMS | 2002 AIR BARRIER SYSTEM |  |  | WOODLANDS - OR | MHHS-Woodlands |  |  |  | 029-09496 |  | Woodlands |  | WOODLANDS - OR | [5 empty] | POSITIVE AIRWAY PRESSURE UNITS, CONTINUOUS |  | .needs class |  |  |  |  | .needs class | [8 empty] | Covered PM Repair - Biomedical | MHHS-Woodlands
NO | NO |  |  |  | 069-46515 |  | NinePoint Medical | NVISIONVLE IMAGING SYSTEM |  |  | TMC - PLAZA - ERTAN DDC (STE 1400) | MHHS-TMC |  |  |  | 069-46515 |  | TMC |  | TMC - PLAZA - ERTAN DDC (STE 1400) | [5 empty] | LASER IMAGER |  | .needs class | [13 empty] | Covered PM Repair - Biomedical | MHHS-TMC
NO | NO |  |  |  | R-069-DDCNVISION |  | NinePoint Medical | NVISIONVLE IMAGING SYSTEM |  |  | TMC - PLAZA - ERTAN DDC (STE 1400) | MHHS-TMC |  |  |  | R-069-DDCNVISION |  | TMC |  | TMC - PLAZA - ERTAN DDC (STE 1400) | [5 empty] | LASER IMAGER |  | .needs class | [13 empty] | Covered PM Repair - Biomedical | MHHS-TMC
YES | YES |  |  |  | 041-17408 | 041-17408 | Nintendo | Starlight Fun Center |  |  | 4th Floor Pediactrics |  |  |  |  | 041-17408 | 041-17408 | West | Memorial Hermann - Memorial City | 4th Floor Pediactrics | MH4 416 Equipment Storage
YES | YES |  |  |  | 099-03939 | 099-03939 | Niverco biomedical | Rm1light |  |  | NE - CANCER CENTER |  |  |  |  | 099-03939 | 099-03939 | Katy | Memorial Hermann Cancer Center - Northeast | NE - CANCER CENTER | Ex 2 | 5/1/13 | 5/1/14
YES | YES |  |  |  | 005-05638 | 005-05638 | Nonin Med |  |  |  | SE - RESPIRATORY |  |  |  |  | 005-05638 | 005-05638 | Southeast | Memorial Hermann Southeast Hospital | SE - RESPIRATORY | RESPIRATORY | 8/1/07 |  | 8/1/08 |  |  | Oximeter, Pulse | OXIMETERPULSE-Nonin Med-9847 | [12 empty] | OP-A | [9 empty] | Oximeter, Pulse | OXIMETERPULSE | Oximeter, Pulse | Nonin Med
NO | YES |  |  |  | 013-36382 | 013-36382 | Nonin Med | Lifesense |  |  | SW-Endoscopy |  |  |  |  | 013-36382 | 013-36382 | Memorial Hermann Hospital - Southwest | MHHS-Southwest | SW-Endoscopy | Endoscopy - GI Lab
YES | YES |  |  |  | 241-02041 | 241-02041 | Nonin Med | LS1R-9R |  |  | TIRR - SLEEP LAB |  |  |  |  | 241-02041 | 241-02041 | TMC | TIRR Memorial Hermann Neurological Sleep Medicine Center 2nd Floor | TIRR - SLEEP LAB | TIRR - SLEEP LAB | [5 empty] | Monitor, End Tidal CO2 | MONITORENDTIDALCO2-Nonin Med-LS1R-9R | [12 empty] | METC-A | [9 empty] | Monitor, End Tidal CO2 | MONITORENDTIDALCO2 | Monitor, End Tidal CO2 | Nonin Med
YES | YES |  |  |  | 241-02039 | 241-02039 | Nonin Med | LS1R-9R |  |  | TIRR - SLEEP LAB |  |  |  |  | 241-02039 | 241-02039 | TMC | TIRR Memorial Hermann Neurological Sleep Medicine Center 2nd Floor | TIRR - SLEEP LAB | TIRR - SLEEP LAB | 2/1/18 |  | 2/1/19 |  |  | Monitor, End Tidal CO2 | MONITORENDTIDALCO2-Nonin Med-LS1R-9R | [12 empty] | METC-A | [9 empty] | Monitor, End Tidal CO2 | MONITORENDTIDALCO2 | Monitor, End Tidal CO2 | Nonin Med
YES | YES |  |  |  | 241-02043 | 241-02043 | Nonin Med | LS1R-9R |  |  | TIRR - SLEEP LAB |  |  |  |  | 241-02043 | 241-02043 | TMC | TIRR Memorial Hermann Neurological Sleep Medicine Center 2nd Floor | TIRR - SLEEP LAB | TIRR - SLEEP LAB | [5 empty] | Monitor, End Tidal CO2 | MONITORENDTIDALCO2-Nonin Med-LS1R-9R | [12 empty] | METC-A | [9 empty] | Monitor, End Tidal CO2 | MONITORENDTIDALCO2 | Monitor, End Tidal CO2 | Nonin Med
YES | YES |  |  |  | 069-42572 | 069-42572 | Nonin Med | LS1R-9R |  |  | Sleep Disorder center |  |  |  |  | 069-42572 | 069-42572 | TMC | Memorial Hermann-Texas Medical center | Sleep Disorder center |  | 4/1/19 |  | 4/1/20 |  |  | Monitor, End Tidal CO2 | MONITORENDTIDALCO2-Nonin Med-LS1R-9R | [12 empty] | METC-A | [9 empty] | Monitor, End Tidal CO2 | MONITORENDTIDALCO2 | Monitor, End Tidal CO2 | Nonin Med
YES | YES |  |  |  | 099-14214 | 099-14214 | Nonin Med | LS1R-9R |  |  | TMC - EPILEPSY - SLEEP LAB (5R) |  |  |  |  | 099-14214 | 099-14214 | TMC | Memorial Hermann-Texas Medical Center | TMC - EPILEPSY - SLEEP LAB (5R) | Room 1 | 4/1/19 |  | 10/1/19 |  |  | Monitor, End Tidal CO2 | MONITORENDTIDALCO2-Nonin Med-LS1R-9R | [12 empty] | METC-A | [9 empty] | Monitor, End Tidal CO2 | MONITORENDTIDALCO2 | Monitor, End Tidal CO2 | Nonin Med
YES | YES |  |  |  | 069-42574 | 069-42574 | Nonin Med | RespSense |  |  | TWC |  |  |  |  | 069-42574 | 069-42574 | TMC | Memorial Hermann Medical Group Texas Medical Center Internal Medicine | TWC | Room 4 | 4/1/19 |  | 4/1/20 |  |  | Monitor, End Tidal CO2 | MONITORENDTIDALCO2-Nonin Med-RespSense | [12 empty] | METC-A | [9 empty] | Monitor, End Tidal CO2 | MONITORENDTIDALCO2 | Monitor, End Tidal CO2 | Nonin Med
NO | YES |  |  |  | 069-20626 | 069-20626 | Nonin Medical Inc |  |  |  | TMC-Rehab-Ot/Pt Clinic (4J) | MHHS-TMC |  | Oximeter, Pulse |  | 069-20626 | 069-20626 | TMC | MHHS-TMC | TMC-Rehab-Ot/Pt Clinic (4J) |  | 4/22/19 |  |  |  | OXIMETERS, PULSE |  | OXIMETERPULSE-Nonin Med-2500 | OXIMETERPULSE |  |  |  |  | Nonin Med | Oximeter, Pulse |  | OXIMETERPULSE-Nonin Med-2500 |  |  | Verified 3/29/2020 11:26:am (Central) |  | Covered PM Repair - Biomedical | MHHS-TMC
NO | YES |  |  |  | 069-45359 | 069-45359 | Nonin Medical Inc |  |  |  | TMC-Respiratory-Pulmonary Lab | MHHS-TMC |  | Oximeter, Pulse |  | 069-45359 | 069-45359 | TMC | MHHS-TMC | TMC-Respiratory-Pulmonary Lab | Exam 15 | 2/1/19 |  | 2/1/20 |  | OXIMETERS, PULSE |  | OXIMETERPULSE-Nonin Med-2500 | OXIMETERPULSE |  |  |  |  | Nonin Med | Oximeter, Pulse |  | OXIMETERPULSE-Nonin Med-2500 |  | 5/1/20 |  |  | Not Covered Vendor Only - Biomedical | MHHS-TMC
NO | NO |  |  |  | 069-41732 |  | Nonin Medical Inc |  |  |  | TMC - RESPIRATORY - ADULT | MHHS-TMC |  | Oximeter, Pulse |  | 069-41732 |  | TMC |  | TMC - RESPIRATORY - ADULT | [5 empty] | OXIMETERS, PULSE |  | OXIMETERPULSE-Nonin Med-2500 | OXIMETERPULSE |  |  |  |  | Nonin Med | Oximeter, Pulse |  | OXIMETERPULSE-Nonin Med-2500 |  |  |  |  | Covered PM Repair - Biomedical | MHHS-TMC
NO | NO |  |  |  | 069-46179 |  | Nonin Medical Inc |  |  |  | TMC - RESPIRATORY - ADULT | MHHS-TMC |  | Oximeter, Pulse |  | 069-46179 |  | TMC |  | TMC - RESPIRATORY - ADULT | [5 empty] | OXIMETERS, PULSE |  | OXIMETERPULSE-Nonin Med-2500 | OXIMETERPULSE |  |  |  |  | Nonin Med | Oximeter, Pulse |  | OXIMETERPULSE-Nonin Med-2500 |  |  |  |  | Not Covered Vendor Only - Biomedical | MHHS-TMC
NO | NO |  |  |  | 069-46180 |  | Nonin Medical Inc |  |  |  | TMC - RESPIRATORY - ADULT | MHHS-TMC |  | Oximeter, Pulse |  | 069-46180 |  | TMC |  | TMC - RESPIRATORY - ADULT | [5 empty] | OXIMETERS, PULSE |  | OXIMETERPULSE-Nonin Med-2500 | OXIMETERPULSE |  |  |  |  | Nonin Med | Oximeter, Pulse |  | OXIMETERPULSE-Nonin Med-2500 |  |  |  |  | Covered PM Repair - Biomedical | MHHS-TMC
NO | NO |  |  |  | 069-46181 |  | Nonin Medical Inc |  |  |  | TMC - RESPIRATORY - ADULT | MHHS-TMC |  | Oximeter, Pulse |  | 069-46181 |  | TMC |  | TMC - RESPIRATORY - ADULT | [5 empty] | OXIMETERS, PULSE |  | OXIMETERPULSE-Nonin Med-2500 | OXIMETERPULSE |  |  |  |  | Nonin Med | Oximeter, Pulse |  | OXIMETERPULSE-Nonin Med-2500 |  |  |  |  | Not Covered Vendor Only - Biomedical | MHHS-TMC
NO | NO |  |  |  | 069-46182 |  | Nonin Medical Inc |  |  |  | TMC - RESPIRATORY - ADULT | MHHS-TMC |  | Oximeter, Pulse |  | 069-46182 |  | TMC |  | TMC - RESPIRATORY - ADULT | [5 empty] | OXIMETERS, PULSE |  | OXIMETERPULSE-Nonin Med-2500 | OXIMETERPULSE |  |  |  |  | Nonin Med | Oximeter, Pulse |  | OXIMETERPULSE-Nonin Med-2500 |  |  |  |  | Not Covered Vendor Only - Biomedical | MHHS-TMC
NO | NO |  |  |  | 069-46183 |  | Nonin Medical Inc |  |  |  | TMC - RESPIRATORY - ADULT | MHHS-TMC |  | Oximeter, Pulse |  | 069-46183 |  | TMC |  | TMC - RESPIRATORY - ADULT | [5 empty] | OXIMETERS, PULSE |  | OXIMETERPULSE-Nonin Med-2500 | OXIMETERPULSE |  |  |  |  | Nonin Med | Oximeter, Pulse |  | OXIMETERPULSE-Nonin Med-2500 |  |  |  |  | Not Covered Vendor Only - Biomedical | MHHS-TMC
NO | NO |  |  |  | 069-45358 |  | Nonin Medical Inc |  |  |  | TMC - RESPIRATORY - PULMONARY LAB | MHHS-TMC |  | Oximeter, Pulse |  | 069-45358 |  | TMC |  | TMC - RESPIRATORY - PULMONARY LAB | [5 empty] | OXIMETERS, PULSE |  | OXIMETERPULSE-Nonin Med-2500 | OXIMETERPULSE |  |  |  |  | Nonin Med | Oximeter, Pulse |  | OXIMETERPULSE-Nonin Med-2500 |  |  |  |  | Not Covered Vendor Only - Biomedical | MHHS-TMC
NO | NO |  |  |  | 069-46784 |  | Nonin Medical Inc |  |  |  | TMC - RESPIRATORY - ADULT | MHHS-TMC |  | Monitor, Cardiac, Fixed |  | 069-46784 |  | TMC |  | TMC - RESPIRATORY - ADULT | [5 empty] | OXIMETERS, PULSE |  | MONITORCARDIACFIXED-Ivy Biomed Sys-3150 | MONITORCARDIACFIXED |  |  |  |  | Ivy Biomed Sys | Monitor, Cardiac, Fixed |  |  | MONITORCARDIACFIXED-Ivy Biomed Sys-3150 |  |  |  | Covered PM Repair - Biomedical | MHHS-TMC
NO | NO |  |  |  | 069-46786 |  | Nonin Medical Inc |  |  |  | TMC - RESPIRATORY - ADULT | MHHS-TMC |  | Monitor, Cardiac, Fixed |  | 069-46786 |  | TMC |  | TMC - RESPIRATORY - ADULT | [5 empty] | OXIMETERS, PULSE |  | MONITORCARDIACFIXED-Ivy Biomed Sys-3150 | MONITORCARDIACFIXED |  |  |  |  | Ivy Biomed Sys | Monitor, Cardiac, Fixed |  |  | MONITORCARDIACFIXED-Ivy Biomed Sys-3150 |  |  |  | Covered PM Repair - Biomedical | MHHS-TMC
NO | NO |  |  |  | 069-38767 |  | Nonin Medical Inc |  |  |  | CAHF - (TMC) - TMC MEDICAL PLAZA [MHMP-STE2500] | MHHS - Heart Failure Clinics |  | Oximeter, Pulse |  | 069-38767 |  | TMC |  | CAHF - (TMC) - TMC MEDICAL PLAZA [MHMP-STE2500] | [5 empty] | OXIMETERS, PULSE |  | OXIMETERPULSE-Nonin Med-7500 | OXIMETERPULSE |  |  |  |  | Nonin Med | Oximeter, Pulse |  | OXIMETERPULSE-Nonin Med-7500 |  |  |  |  | Covered PM Repair - Biomedical | MHHS - Heart Failure Clinics
NO | NO |  |  |  | 074-04644 |  | Nonin Medical Inc |  |  |  | TMC - CATH LAB - PEDI (GHP) | MHHS-TMC |  | Oximeter, Pulse |  | 074-04644 |  | TMC |  | TMC - CATH LAB - PEDI (GHP) | [5 empty] | OXIMETERS, PULSE |  | OXIMETERPULSE-Nonin Med-7500 | OXIMETERPULSE |  |  |  |  | Nonin Med | Oximeter, Pulse |  | OXIMETERPULSE-Nonin Med-7500 |  |  |  |  | Covered PM Repair - Biomedical | MHHS-TMC
NO | NO | [5 empty] | Nonin Medical Inc |  |  |  | KATY - PHYSICAL THERAPY | MHHS-Katy |  | Oximeter, Pulse |  |  |  | Katy |  | KATY - PHYSICAL THERAPY | [5 empty] | OXIMETERS, PULSE |  | OXIMETERPULSE-Nonin Med-9590 | OXIMETERPULSE |  |  |  |  | Nonin Med | Oximeter, Pulse |  | OXIMETERPULSE-Nonin Med-9590 |  |  |  |  | Covered PM Repair - Biomedical | MHHS-Katy
NO | NO | [5 empty] | Nonin Medical Inc |  |  |  | KATY - PHYSICAL THERAPY | MHHS-Katy |  | Oximeter, Pulse |  |  |  | Katy |  | KATY - PHYSICAL THERAPY | [5 empty] | OXIMETERS, PULSE |  | OXIMETERPULSE-Nonin Med-9590 | OXIMETERPULSE |  |  |  |  | Nonin Med | Oximeter, Pulse |  | OXIMETERPULSE-Nonin Med-9590 |  |  |  |  | Covered PM Repair - Biomedical | MHHS-Katy
NO | NO | [5 empty] | Nonin Medical Inc |  |  |  | KATY - PHYSICAL THERAPY | MHHS-Katy |  | Oximeter, Pulse |  |  |  | Katy |  | KATY - PHYSICAL THERAPY | [5 empty] | OXIMETERS, PULSE |  | OXIMETERPULSE-Nonin Med-9590 | OXIMETERPULSE |  |  |  |  | Nonin Med | Oximeter, Pulse |  | OXIMETERPULSE-Nonin Med-9590 |  |  |  |  | Covered PM Repair - Biomedical | MHHS-Katy
NO | NO | [5 empty] | Nonin Medical Inc |  |  |  | KATY - PHYSICAL THERAPY | MHHS-Katy |  | Oximeter, Pulse |  |  |  | Katy |  | KATY - PHYSICAL THERAPY | [5 empty] | OXIMETERS, PULSE |  | OXIMETERPULSE-Nonin Med-9590 | OXIMETERPULSE |  |  |  |  | Nonin Med | Oximeter, Pulse |  | OXIMETERPULSE-Nonin Med-9590 |  |  |  |  | Covered PM Repair - Biomedical | MHHS-Katy
NO | NO |  |  |  | 069-20380 |  | Nonin Medical Inc | LIFESENSE LS1-9R |  |  | TMC - HERMANN - ADULT ER (1HP) | MHHS-TMC |  |  |  | 069-20380 |  | TMC |  | TMC - HERMANN - ADULT ER (1HP) | [5 empty] | OXIMETERS, PULSE |  | .needs class | [5 empty] | Nonin Med | [7 empty] | Covered PM Repair - Biomedical | MHHS-TMC
NO | NO |  |  |  | 069-20381 |  | Nonin Medical Inc | LIFESENSE LS1-9R |  |  | TMC - HERMANN - ADULT ER (1HP) | MHHS-TMC |  |  |  | 069-20381 |  | TMC |  | TMC - HERMANN - ADULT ER (1HP) | [5 empty] | OXIMETERS, PULSE |  | .needs class | [5 empty] | Nonin Med | [7 empty] | Covered PM Repair - Biomedical | MHHS-TMC
NO | YES |  |  |  | 129-07503 | 129-07503 | Nonin Medical Inc | RESPSENSE LS1R-9R |  |  | Sugar Land-Sleep Disorder Center | MHHS-Sugarland |  |  |  | 129-07503 | 129-07503 | Sugar Land | MHHS-Sugarland | Sugar Land-Sleep Disorder Center | Sleep room 1 | 12/1/19 |  | 12/1/20 |  | OXIMETERS, PULSE |  | .needs class | [5 empty] | Nonin Med |  |  |  |  | 2/1/19 |  |  | Covered PM Repair - Biomedical | MHHS-Sugarland
NO | YES |  |  |  | 129-07730 | 129-07730 | Nonin Medical Inc | RESPSENSE LS1R-9R |  |  | Sugar Land-Sleep Disorder Center | MHHS-Sugarland |  |  |  | 129-07730 | 129-07730 | Sugar Land | MHHS-Sugarland | Sugar Land-Sleep Disorder Center | Sleep Disorder Clinic | 12/1/19 |  |  |  | OXIMETERS, PULSE |  | .needs class | [5 empty] | Nonin Med |  |  |  |  | 2/1/19 |  |  | Covered PM Repair - Biomedical | MHHS-Sugarland
NO | YES |  |  |  | 069-42570 |  | Nonin Medical Inc | RESPSENSE LS1R-9R |  |  | TMC-Epilepsy-Sleep Lab (5R) | MHHS-TMC |  |  |  | 069-42570 |  | TMC | MHHS-TMC | TMC-Epilepsy-Sleep Lab (5R) | Room 2 | 4/1/19 |  | 10/1/19 | PM Past Due | OXIMETERS, PULSE |  | .needs class | [5 empty] | Nonin Med |  |  |  |  | 2/1/19 |  |  | Covered PM Repair - Biomedical | MHHS-TMC
NO | YES |  |  |  | 069-42571 | 069-42571 | Nonin Medical Inc | RESPSENSE LS1R-9R |  |  | TWC | MHHS-TMC |  |  |  | 069-42571 | 069-42571 | TMC | Memorial Hermann Medical Group Texas Medical Center Internal Medicine | TWC | Room 3 | 4/1/19 |  | 4/1/20 |  | OXIMETERS, PULSE |  | .needs class | [5 empty] | Nonin Med |  |  |  |  | 2/1/19 |  |  | Covered PM Repair - Biomedical | MHHS-TMC
NO | YES |  |  |  | 029-12156 | 029-12156 | Nonin Medical Inc | RESPSENSE LS1R-9R |  |  | Woodlands-Sleep Lab | MHHS-Woodlands |  |  |  | 029-12156 | 029-12156 | Woodlands | MHHS-Woodlands | Woodlands-Sleep Lab | Sleep center | 1/1/19 |  | 1/1/20 |  | OXIMETERS, PULSE |  | .needs class | [5 empty] | Nonin Med |  |  |  |  | 2/1/19 |  |  | Covered PM Repair - Biomedical | MHHS-Woodlands
NO | NO |  |  |  | 041-32742 |  | Nonin Medical Inc | RESPSENSE LS1R-9R |  |  | MEMORIAL CITY - SLEEP LAB | MHHS-Mem City |  |  |  | 041-32742 |  | West & Memorial City |  | MEMORIAL CITY - SLEEP LAB | [5 empty] | OXIMETERS, PULSE |  | .needs class | [5 empty] | Nonin Med | [7 empty] | Covered PM Repair - Biomedical | MHHS-Mem City
NO | NO | [5 empty] | Nonin Medical Inc | WRISTOX2 |  |  | SW - CARDIAC REHAB | MHHS-Southwest | [5 empty] | Southwest |  | SW - CARDIAC REHAB | [5 empty] | OXIMETERS, PULSE |  | .needs class | [5 empty] | Nonin Med | [7 empty] | Covered PM Repair - Biomedical | MHHS-Southwest
NO | NO | [5 empty] | Nonin Medical Inc | WRISTOX2 |  |  | SW - CARDIAC REHAB | MHHS-Southwest | [5 empty] | Southwest |  | SW - CARDIAC REHAB | [5 empty] | OXIMETERS, PULSE |  | .needs class | [5 empty] | Nonin Med | [7 empty] | Covered PM Repair - Biomedical | MHHS-Southwest
NO | NO | [5 empty] | Nonin Medical Inc | WRISTOX2 |  |  | SW - CARDIAC REHAB | MHHS-Southwest | [5 empty] | Southwest |  | SW - CARDIAC REHAB | [5 empty] | OXIMETERS, PULSE |  | .needs class | [5 empty] | Nonin Med | [7 empty] | Covered PM Repair - Biomedical | MHHS-Southwest
NO | NO | [5 empty] | Nonin Medical Inc | WRISTOX2 |  |  | SW - CARDIAC REHAB | MHHS-Southwest | [5 empty] | Southwest |  | SW - CARDIAC REHAB | [5 empty] | OXIMETERS, PULSE |  | .needs class | [5 empty] | Nonin Med | [7 empty] | Covered PM Repair - Biomedical | MHHS-Southwest
NO | NO | [5 empty] | Nonin Medical Inc | WRISTOX2 |  |  | TIRR - GREATER HEIGHTS | MHHS-TIRR | [5 empty] | Central & Greater Heights |  | TIRR - GREATER HEIGHTS | [5 empty] | OXIMETERS, PULSE |  | .needs class | [5 empty] | Nonin Med | [7 empty] | Covered PM Repair - Biomedical | MHHS-TIRR
NO | YES |  |  |  | 029-08515 | 029-08515 | Nor-Lake Scientific | LF041 WWW/0M |  |  | Woodlands-Terramont ER (Clinic) | MHHS-Woodlands |  |  |  | 029-08515 | 029-08515 | Woodlands | MHHS-Woodlands | Woodlands-Terramont ER (Clinic) | ER | 9/1/19 |  | 9/1/20 |  | REFRIGERATORS, LABORATORY |  | .needs class | [5 empty] | Nor-Lake Sci | [7 empty] | Covered PM Repair Labor Only - Biomedica | MHHS-Woodlands
NO | NO | [5 empty] | Nor-Lake Scientific | NSLF051WMW/0 |  |  | MEMORIAL CITY - LABOR & DELIVERY | MHHS-Mem City | [5 empty] | West & Memorial City |  | MEMORIAL CITY - LABOR & DELIVERY | [5 empty] | REFRIGERATORS, LABORATORY |  | .needs class | [5 empty] | Nor-Lake Sci | [7 empty] | Covered PM Repair - Biomedical | MHHS-Mem City
NO | YES |  |  |  |  | 009-06716 | Nor-Lake Scientific | NSPR502WWG/0 |  |  | GH - LABORATORY | MHHS-Greater Heights |  |  |  |  | 009-06716 | Central | GH - LABORATORY | GH - LABORATORY | GH - LABORATORY |  |  |  |  | REFRIGERATORS, LABORATORY |  | .needs class | [5 empty] | Nor-Lake Sci | [7 empty] | Covered PM Repair - Biomedical | MHHS-Greater Heights
NO | YES |  |  |  | 129-06177 | 129-06177 | Nor-Lake Scientific | NSPR502WWG/0 |  |  | SP CCC - (SL) - LABORATORY | MHHS-Sienna Plantation CCC |  |  |  | 129-06177 | 129-06177 | Sugar Land |  | SP CCC - (SL) - LABORATORY |  | 2/1/19 | 2/1/20 |  |  | REFRIGERATORS, LABORATORY |  | .needs class | [5 empty] | Nor-Lake Sci | [7 empty] | Covered PM Repair - Biomedical | MHHS-Sienna Plantation CCC
NO | YES |  |  |  | 009-09735 | 009-09735 | Nor-Lake Scientific | NSPR803wwg/0 |  |  | GH - LABORATORY | MHHS-Greater Heights |  |  |  | 009-09735 | 009-09735 | Central | Memorial Hermann Greater Heights Hospital | GH - LABORATORY | Lab proceesing dept |  |  |  |  | REFRIGERATORS, LABORATORY |  | .needs class | [5 empty] | Nor-Lake Sci | [7 empty] | Covered PM Repair - Biomedical | MHHS-Greater Heights
NO | YES |  |  |  | 029-12130 | 029-12130 | Nor-Lake Scientific | NSPR803WWG/0 |  |  | Woodlands-Laboratory-Blood Bank | MHHS-Woodlands |  |  |  | 029-12130 | 029-12130 | Woodlands | MHHS-Woodlands | Woodlands-Laboratory-Blood Bank | Lab | 1/1/20 | 3/1/20 | 7/1/20 |  | REFRIGERATORS, BLOOD BANK |  | .needs class | [5 empty] | Nor-Lake Sci | [7 empty] | Covered PM Repair - Biomedical | MHHS-Woodlands
NO | NO | [5 empty] | Nor-Lake Scientific | NSPT242WWG |  |  | WOODLANDS - PHARMACY | MHHS-Woodlands | [5 empty] | Woodlands |  | WOODLANDS - PHARMACY | [5 empty] | REFRIGERATORS, LABORATORY |  | .needs class | [5 empty] | Nor-Lake Sci | [7 empty] | Covered PM Repair - Biomedical | MHHS-Woodlands
NO | NO | [5 empty] | Nor-Lake Scientific | NSPT242WWG |  |  | WOODLANDS - PHARMACY | MHHS-Woodlands | [5 empty] | Woodlands |  | WOODLANDS - PHARMACY | [5 empty] | REFRIGERATORS, LABORATORY |  | .needs class | [5 empty] | Nor-Lake Sci | [7 empty] | Covered PM Repair - Biomedical | MHHS-Woodlands
NO | YES |  |  |  | 151-01462 | 151-01462 | Nor-Lake Scientific | NSPT524WWG/0 |  |  | CY - LABORATORY | MHHS-Cypress |  |  |  | 151-01462 | 151-01462 | Northwest | Cypress | CY - LABORATORY | Lab receiving | 1/1/20 | 1/1/21 |  |  | REFRIGERATORS, LABORATORY |  | .needs class | [5 empty] | Nor-Lake Sci | [7 empty] | Covered PM Repair - Biomedical | MHHS-Cypress
NO | YES |  |  |  | 583-00541 | 583-00541 | Nor-Lake Scientific | NSPT524WWG/0 |  |  | KT CCC-(KY)-Emergency Room | MHHS-South Katy CCC |  |  |  | 583-00541 | 583-00541 | Katy | MHHS-Others | KT CCC-(KY)-Emergency Room | Clean rquipment | 4/1/19 | 4/1/20 |  |  | REFRIGERATORS, LABORATORY |  | .needs class | [5 empty] | Nor-Lake Sci | [7 empty] | Covered PM Repair - Biomedical | MHHS-South Katy CCC
NO | YES | Serial Number 07051375 |  |  |  | 041-10891 | Nor-Lake Scientific | NSPT806WWF/8 |  |  | MEMORIAL CITY - LABORATORY - HEMATOLOGY | MHHS-Mem City |  |  |  |  | 041-10891 | West |  | MEMORIAL CITY - LABORATORY - HEMATOLOGY | Lab |  |  |  |  | REFRIGERATORS, LABORATORY |  | .needs class | [5 empty] | Nor-Lake Sci | [7 empty] | Covered PM Repair - Biomedical | MHHS-Mem City
NO | YES |  |  |  | 041-18076 | 041-18076 | Nor-Lake Scientific | NSPT806WWF/8 |  |  | MEMORIAL CITY - LABORATORY - HEMATOLOGY | MHHS-Mem City |  |  |  | 041-18076 | 041-18076 | West |  | MEMORIAL CITY - LABORATORY - HEMATOLOGY | Lab |  |  |  |  | REFRIGERATORS, LABORATORY |  | .needs class | [5 empty] | Nor-Lake Sci | [7 empty] | Covered PM Repair - Biomedical | MHHS-Mem City
NO | NO |  |  |  | 069-43044 |  | Nor-Lake Scientific | NSSP524SSG/0-035 |  |  | TMC - PHARMACY - CHILDRENS (8HP) | MHHS-TMC |  |  |  | 069-43044 |  | TMC |  | TMC - PHARMACY - CHILDRENS (8HP) | [5 empty] | REFRIGERATORS, PHARMACY |  | .needs class | [5 empty] | Nor-Lake Sci | [7 empty] | Not Covered Vendor Only - Biomedical | MHHS-TMC
NO | NO |  |  |  | 069-45519 |  | Nor-Lake Scientific | NSSUF191WWW/O |  |  | TMC - OR - HERMANN (2HP) | MHHS-TMC |  |  |  | 069-45519 |  | TMC |  | TMC - OR - HERMANN (2HP) | [5 empty] | FREEZERS, BLOOD |  | .needs class | [5 empty] | Nor-Lake Sci | [7 empty] | Covered PM Repair - Biomedical | MHHS-TMC
NO | YES |  |  |  | 005-10472 | 005-10472 | Nor-Lake Scientific | NSWC211SSG/0 BLANKET WARMER |  |  | OPID - (SE) - BAYSHORE - 403 | MHHS-OPID |  |  |  | 005-10472 | 005-10472 | Southeast | Memorial Hermann Southeast Hospital | OPID - (SE) - BAYSHORE - 403 | 11476 Space Center Blvd | 2/1/20 |  | 3/1/21 |  | WARMING UNITS, MULTIPURPOSE |  | .needs class | [5 empty] | Nor-Lake Sci | [7 empty] | Covered PM Repair - Biomedical | MHHS-OPID
NO | YES | [5 empty] | Nor-Lake Scientific | NSXF051WMW/0 |  |  | GH - LABORATORY | MHHS-Greater Heights | [5 empty] | Central | Memorial Hermann Greater Heights Hospital | GH - LABORATORY | Lab processing storage |  |  |  |  | FREEZERS, LABORATORY |  | .needs class | [5 empty] | Nor-Lake Sci | [7 empty] | Covered PM Repair - Biomedical | MHHS-Greater Heights
NO | NO | [5 empty] | Norian | MXR-US-2000 |  |  | NE - OR | MHHS-Northeast |  | Mixer |  |  |  | Katy |  | NE - OR | [5 empty] | MIXERS, CLINICAL LABORATORY |  | MIXER-Norian Corp-MXR-US-2000 | MIXER | MXR-US-2000 |  |  |  | Norian Corp | Mixer |  | MIXER-Norian Corp-MXR-US-2000 |  |  |  |  | Not Covered Vendor Only - Biomedical | MHHS-Northeast
NO | YES | Serial Number 07051375 |  |  | 041-10891 | 041-10891 | Norlake | NSPT806WWF/8 |  |  | MEMORIAL CITY - LABORATORY - HEMATOLOGY |  |  |  |  | 041-10891 | 041-10891 | West | Memorial Hermann Cancer Center - Memorial City (#100) | MEMORIAL CITY - LABORATORY - HEMATOLOGY | Lab
NO | YES |  |  |  | 041-13551 | 041-13551 | Norlake Scientific | NSRF202WWW/0 |  |  | Memorial City - NICU |  |  |  |  | 041-13551 | 041-13551 | West | Memorial City - Memorial Hermann Hospital | Memorial City - NICU | MH4:300.2 Lactation Formula Prep |  |  |  |  | Fridge/Freezer Combo
NO | YES |  |  |  | 041-16090 | 041-16090 | Nortech Laboratories Inc | 9-201-00 AUTOLITH |  | 21356KWB | MEMORIAL CITY - DIGESTIVE DISEASE CENTER | MHHS-Mem City |  |  |  | 041-16090 | 041-16090 | West | Memorial Hermann Memorial City Medical Center | MEMORIAL CITY - DIGESTIVE DISEASE CENTER | Soiled workroom W1-120 |  |  |  |  | LITHOTRIPTERS |  | LITHOTRIPTOR-Nortech Sys-AutoLith |  |  |  |  | LITHOTRIPTOR-Nortech Sys-AutoLith | [8 empty] | Covered PM Repair - Biomedical | MHHS-Mem City
NO | YES |  |  |  | 005-08728 | 005-08728 | Nortech Laboratories Inc | 9-201-00 AUTOLITH |  | 21346IWB | SE-Respiratory | MHHS-Southeast |  |  |  | 005-08728 | 005-08728 | Southeast | MHHS-Southeast | SE-Respiratory | 4th Floor Storage | 1/1/19 |  |  |  | LITHOTRIPTERS |  | LITHOTRIPTOR-Nortech Sys-AutoLith |  |  |  |  | LITHOTRIPTOR-Nortech Sys-AutoLith | [5 empty] | 8/1/15 |  |  | Covered PM Repair - Biomedical | MHHS-Southeast
NO | YES | [5 empty] | Nortech Laboratories Inc | 9-201-00 AUTOLITH |  | 20695 GP B | SW-Preop | MHHS-Southwest | [5 empty] | Southwest | MHHS-Southwest | SW-Preop | Rm 2 | 9/1/19 |  | 3/1/20 |  | LITHOTRIPTERS | Lithotriptor | LITHOTRIPTOR-Nortech Sys-AutoLith |  |  |  |  | LITHOTRIPTOR-Nortech Sys-AutoLith | [5 empty] | 8/1/15 |  | L-SA | Covered PM Repair - Biomedical | MHHS-Southwest | [8 empty] | LITHOTRIPTOR | Lithotriptor | Nortech Sys
NO | NO | [5 empty] | Nortech Laboratories Inc | 9-201-00 AUTOLITH |  | 21335EWB | TMC - GI/ENDO - ADULT (1J) | MHHS-TMC | [5 empty] | TMC |  | TMC - GI/ENDO - ADULT (1J) | [5 empty] | LITHOTRIPTERS |  | LITHOTRIPTOR-Nortech Sys-AutoLith |  |  |  |  | LITHOTRIPTOR-Nortech Sys-AutoLith | [8 empty] | Covered PM Repair - Biomedical | MHHS-TMC
YES | YES |  |  |  | 013-12327 | 013-12327 | Nortech Sys | IEHL |  | 20695GP B | SW Endoscopy |  |  |  |  | 013-12327 | 013-12327 | Southwest | Memorial Hermann Southwest Hospital | SW Endoscopy | SW Endoscopy
YES | YES |  |  |  | 142-06096 | 142-06096 | North Coast Medi | Cnf |  |  | Biomed |  |  |  |  | 142-06096 | 142-06096 | Katy | Memorial Hermann Northeast Hospital | Biomed | Biomed shop | 8/1/19 | 8/1/20 |  |  |  |  | .needs class
YES | YES |  |  |  | 145-00835 | 145-00835 | NorthGate Tech | Autolith |  |  | PEARLAND - ENDOSCOPY |  |  |  |  | 145-00835 | 145-00835 | Pearland | Memorial Hermann Pearland Hospital | PEARLAND - ENDOSCOPY | PEARLAND - ENDOSCOPY | 10/1/19 | 10/1/20
NO | YES |  |  |  | 151-03601 | 151-03601 | Northgate Technologies | AUTOLITH TOUCH |  | 22890BDC | CY-Endoscopy | MHHS-Cypress |  |  |  | 151-03601 | 151-03601 | Northwest | MHHS-Cypress | CY-Endoscopy | Endo two | 12/1/19 | 12/1/20 |  |  | LITHOTRIPTERS | Lithotriptor | LITHOTRIPTOR-Nortech Sys-AutoLith |  |  |  |  | LITHOTRIPTOR-Nortech Sys-AutoLith | NGTECH | [6 empty] | L-SA | Covered PM Repair - Respiratory/Steriliz | MHHS-Cypress | [8 empty] | LITHOTRIPTOR | Lithotriptor | Nortech Sys
NO | YES |  |  |  | 009-10790 | 009-10790 | Northgate Technologies | AUTOLITH TOUCH |  | 22074IBB | GH-OR Endoscopy | MHHS-Greater Heights |  |  |  | 009-10790 | 009-10790 | Central | MHHS-Greater Heights | GH-OR Endoscopy | Endoscopy |  |  |  |  | LITHOTRIPTERS | Lithotriptor | LITHOTRIPTOR-Nortech Sys-AutoLith |  |  |  |  | LITHOTRIPTOR-Nortech Sys-AutoLith | NGTECH |  |  |  |  | 12/1/16 |  | L-SA | Covered PM Repair - Biomedical | MHHS-Greater Heights | [8 empty] | LITHOTRIPTOR | Lithotriptor | Nortech Sys
NO | YES |  |  |  | 133-10137 | 133-10137 | Northgate Technologies | AUTOLITH TOUCH |  | 22016IBB | Katy-Endoscopy | MHHS-Katy |  |  |  | 133-10137 | 133-10137 | Katy | MHHS-Katy | Katy-Endoscopy | Endoscopy | 12/1/19 | 12/1/20 |  |  | LITHOTRIPTERS | Lithotriptor | LITHOTRIPTOR-Nortech Sys-AutoLith |  |  |  |  | LITHOTRIPTOR-Nortech Sys-AutoLith | NGTECH |  |  |  |  | 12/1/16 |  | L-SA | Covered PM Repair - Biomedical | MHHS-Katy | [8 empty] | LITHOTRIPTOR | Lithotriptor | Nortech Sys
NO | YES |  |  |  | 041-32029 | 041-32029 | Northgate Technologies | AUTOLITH TOUCH |  | 220931BB | MEMORIAL CITY - DIGESTIVE DISEASE CENTER | MHHS-Mem City |  |  |  | 041-32029 | 041-32029 | West | Memorial Hermann Memorial City Medical Center | MEMORIAL CITY - DIGESTIVE DISEASE CENTER | MEMORIAL CITY - DIGESTIVE |  |  |  |  | LITHOTRIPTERS |  | LITHOTRIPTOR-Nortech Sys-AutoLith |  |  |  |  | LITHOTRIPTOR-Nortech Sys-AutoLith | NGTECH | [7 empty] | Covered PM Repair - Biomedical | MHHS-Mem City
NO | YES |  |  |  | 142-07260 | 142-07260 | Northgate Technologies | AUTOLITH TOUCH |  | 22077IBB | NE-Endoscopy | MHHS-Northeast |  |  |  | 142-07260 | 142-07260 | Katy | MHHS-Northeast | NE-Endoscopy | Cardio Pulmonary | 4/1/19 | 4/1/20 |  |  | LITHOTRIPTERS | Lithotriptor | LITHOTRIPTOR-Nortech Sys-AutoLith |  |  |  |  | LITHOTRIPTOR-Nortech Sys-AutoLith | NGTECH |  |  |  |  | 12/1/16 |  | L-SA | Covered PM Repair - Biomedical | MHHS-Northeast | [8 empty] | LITHOTRIPTOR | Lithotriptor | Nortech Sys
NO | YES |  |  |  | 005-12155 | 005-12155 | Northgate Technologies | AUTOLITH TOUCH |  | 22141LBB | SE-Esophageal Disease Center | MHHS-Southeast |  |  |  | 005-12155 | 005-12155 | Southeast & Bay Area | MHHS-Southeast | SE-Esophageal Disease Center | Endo storage | 5/1/19 |  | 5/1/20 |  | LITHOTRIPTERS |  | LITHOTRIPTOR-Nortech Sys-AutoLith |  |  |  |  | LITHOTRIPTOR-Nortech Sys-AutoLith | NGTECH |  |  |  |  | 12/1/16 |  |  | Covered PM Repair - Biomedical | MHHS-Southeast
NO | YES |  |  |  | 129-07761 | 129-07761 | Northgate Technologies | AUTOLITH TOUCH |  | 220751BB | Sugar Land-Endoscopy | MHHS-Sugarland |  |  |  | 129-07761 | 129-07761 | Sugar Land | MHHS-Sugarland | Sugar Land-Endoscopy |  | 10/1/19 | 10/1/20 |  |  | LITHOTRIPTERS | Lithotriptor | LITHOTRIPTOR-Nortech Sys-AutoLith |  |  |  |  | LITHOTRIPTOR-Nortech Sys-AutoLith | NGTECH | [6 empty] | L-SA | Covered PM Repair - Respiratory/Steriliz | MHHS-Sugarland | [8 empty] | LITHOTRIPTOR | Lithotriptor | Nortech Sys
NO | NO |  |  |  | 069-45412 |  | Northgate Technologies | AUTOLITH TOUCH |  | 22152LBB | TMC - PLAZA - ERTAN DDC (STE 1400) | MHHS-TMC |  |  |  | 069-45412 |  | TMC |  | TMC - PLAZA - ERTAN DDC (STE 1400) | [5 empty] | LITHOTRIPTERS |  | LITHOTRIPTOR-Nortech Sys-AutoLith |  |  |  |  | LITHOTRIPTOR-Nortech Sys-AutoLith | NGTECH | [7 empty] | Covered PM Repair - Respiratory/Steriliz | MHHS-TMC
NO | NO |  |  |  | 029-12292 |  | Northgate Technologies | AUTOLITH TOUCH |  | 22125KBB | WOODLANDS - ENDOSCOPY | MHHS-Woodlands |  |  |  | 029-12292 |  | Woodlands |  | WOODLANDS - ENDOSCOPY | [5 empty] | LITHOTRIPTERS |  | LITHOTRIPTOR-Nortech Sys-AutoLith |  |  |  |  | LITHOTRIPTOR-Nortech Sys-AutoLith | NGTECH | [7 empty] | Covered PM Repair - Respiratory/Steriliz | MHHS-Woodlands
YES | YES |  |  |  | 151-05043 | 151-05043 | Nova Biomed |  |  |  | MH MG - (CY) - CYPRESS MULTI SPECIALTY |  |  |  |  | 151-05043 | 151-05043 | Northwest | Memorial Hermann Medical Group Cypress Multi-Specialty (#600) | MH MG - (CY) - CYPRESS MULTI SPECIALTY | Multispecialty
YES | YES |  |  |  | 151-04958 | 151-04958 | Nova Biomed | StatStrip GLU |  |  | Occupational health |  |  |  |  | 151-04958 | 151-04958 | Northwest | Memorial Hermann Medical Group Cypress (#119) | Occupational health | Occupational health room C1 704 |  | 2/1/20 |  | No pm sticker. In cabinet. |  | Analyzer, Glucose | ANALYZERGLUCOSE-Nova Biomed-StatStrip GLU | [12 empty] | AG-A | [9 empty] | Analyzer, Glucose | ANALYZERGLUCOSE | Analyzer, Glucose | Nova Biomed
YES | YES |  |  |  | 151-05101 | 151-05101 | Nova Biomed | StatStrip GLU | [7 empty] | 151-05101 | 151-05101 | Northwest | Memorial Hermann Medical Group Fairfield (#100) |  | C1 124 | [5 empty] | Analyzer, Glucose | ANALYZERGLUCOSE-Nova Biomed-StatStrip GLU | [12 empty] | AG-A | [9 empty] | Analyzer, Glucose | ANALYZERGLUCOSE | Analyzer, Glucose | Nova Biomed
YES | YES |  |  |  | 151-04998 | 151-04998 | Nova Biomed | StatStrip GLU |  | 194-0585-18297 | CY - ICU |  |  |  |  | 151-04998 | 151-04998 | Northwest | Memorial Hermann Cypress Hospital | CY - ICU | ICU Nurse Station | [5 empty] | Analyzer, Glucose | ANALYZERGLUCOSE-Nova Biomed-StatStrip GLU | [12 empty] | AG-A | [9 empty] | Analyzer, Glucose | ANALYZERGLUCOSE | Analyzer, Glucose | Nova Biomed
YES | YES |  |  |  | 151-05001 | 151-05001 | Nova Biomed | StatStrip GLU |  |  | CY - ICU |  |  |  |  | 151-05001 | 151-05001 | Northwest | Memorial Hermann Cypress Hospital | CY - ICU | Nurse Station | [5 empty] | Analyzer, Glucose | ANALYZERGLUCOSE-Nova Biomed-StatStrip GLU | [12 empty] | AG-A | [9 empty] | Analyzer, Glucose | ANALYZERGLUCOSE | Analyzer, Glucose | Nova Biomed
YES | YES |  |  |  | 151-04226 | 151-04226 | Nova Biomed | StatStrip GLU |  |  | CY - MEDSURG |  |  |  |  | 151-04226 | 151-04226 | Northwest | Memorial Hermann Cypress Hospital | CY - MEDSURG | Nurse Station | [5 empty] | Analyzer, Glucose | ANALYZERGLUCOSE-Nova Biomed-StatStrip GLU | [12 empty] | AG-A | [9 empty] | Analyzer, Glucose | ANALYZERGLUCOSE | Analyzer, Glucose | Nova Biomed
YES | YES |  |  |  | 151-04338 | 151-04338 | Nova Biomed | StatStrip GLU |  |  | Primary care 100 |  |  |  |  | 151-04338 | 151-04338 | Pearland | Memorial Hermann Medical Group Central Pearland | Primary care 100 | Lab |  |  |  | No pm |  | Analyzer, Glucose | ANALYZERGLUCOSE-Nova Biomed-StatStrip GLU | [12 empty] | AG-A | [9 empty] | Analyzer, Glucose | ANALYZERGLUCOSE | Analyzer, Glucose | Nova Biomed
YES | YES |  |  |  | 099-04257 | 099-04257 | Nova Biomed | StatStrip GLU |  |  | Pre op |  |  |  |  | 099-04257 | 099-04257 | Pearland | Memorial Hermann Pearland Hospital | Pre op | PACU 8 |  |  |  | No pm |  | Analyzer, Glucose | ANALYZERGLUCOSE-Nova Biomed-StatStrip GLU | [12 empty] | AG-A | [9 empty] | Analyzer, Glucose | ANALYZERGLUCOSE | Analyzer, Glucose | Nova Biomed
YES | YES |  |  |  | 099-04258 | 099-04258 | Nova Biomed | StatStrip GLU |  |  | Pre op |  |  |  |  | 099-04258 | 099-04258 | Pearland | Memorial Hermann Pearland Hospital | Pre op | Nurses station |  |  |  | No pm |  | Analyzer, Glucose | ANALYZERGLUCOSE-Nova Biomed-StatStrip GLU | [12 empty] | AG-A | [9 empty] | Analyzer, Glucose | ANALYZERGLUCOSE | Analyzer, Glucose | Nova Biomed
YES | YES |  |  |  | 099-04259 | 099-04259 | Nova Biomed | StatStrip GLU |  |  | Pre op |  |  |  |  | 099-04259 | 099-04259 | Pearland | Memorial Hermann Pearland Hospital | Pre op | Nurses station |  |  |  | No pm |  | Analyzer, Glucose | ANALYZERGLUCOSE-Nova Biomed-StatStrip GLU | [12 empty] | AG-A | [9 empty] | Analyzer, Glucose | ANALYZERGLUCOSE | Analyzer, Glucose | Nova Biomed
YES | YES |  |  |  | 099-00260 | 099-00260 | Nova Biomed | StatStrip GLU |  |  | 1st floor |  |  |  |  | 099-00260 | 099-00260 | Katy | Katy | 1st floor | ER |  |  |  | No pm |  | Analyzer, Glucose | ANALYZERGLUCOSE-Nova Biomed-StatStrip GLU | [12 empty] | AG-A | [9 empty] | Analyzer, Glucose | ANALYZERGLUCOSE | Analyzer, Glucose | Nova Biomed
YES | YES |  |  |  | 099-00282 | 099-00282 | Nova Biomed | StatStrip GLU |  |  | NE - OR HOLDING |  |  |  |  | 099-00282 | 099-00282 | Southwest |  | NE - OR HOLDING | OR HOLDING |  |  |  | No pm |  | Analyzer, Glucose | ANALYZERGLUCOSE-Nova Biomed-StatStrip GLU | [12 empty] | AG-A | [9 empty] | Analyzer, Glucose | ANALYZERGLUCOSE | Analyzer, Glucose | Nova Biomed
YES | YES |  |  |  | 099-00281 | 099-00281 | Nova Biomed | StatStrip GLU |  |  | NE - OR HOLDING |  |  |  |  | 099-00281 | 099-00281 | Southwest |  | NE - OR HOLDING | OR HOLDING |  |  |  | No pm |  | Analyzer, Glucose | ANALYZERGLUCOSE-Nova Biomed-StatStrip GLU | [12 empty] | AG-A | [9 empty] | Analyzer, Glucose | ANALYZERGLUCOSE | Analyzer, Glucose | Nova Biomed
YES | YES |  |  |  | 099-00280 | 099-00280 | Nova Biomed | StatStrip GLU |  |  | NE - OR HOLDING |  |  |  |  | 099-00280 | 099-00280 | Southwest |  | NE - OR HOLDING | OR HOLDING |  |  |  | No pm |  | Analyzer, Glucose | ANALYZERGLUCOSE-Nova Biomed-StatStrip GLU | [12 empty] | AG-A | [9 empty] | Analyzer, Glucose | ANALYZERGLUCOSE | Analyzer, Glucose | Nova Biomed
YES | YES |  |  |  | 099-00279 | 099-00279 | Nova Biomed | StatStrip GLU |  |  | NE - OR HOLDING |  |  |  |  | 099-00279 | 099-00279 | Southwest |  | NE - OR HOLDING | OR HOLDING |  |  |  | No pm |  | Analyzer, Glucose | ANALYZERGLUCOSE-Nova Biomed-StatStrip GLU | [12 empty] | AG-A | [9 empty] | Analyzer, Glucose | ANALYZERGLUCOSE | Analyzer, Glucose | Nova Biomed
YES | YES |  |  |  | 099-00277 | 099-00277 | Nova Biomed | StatStrip GLU |  |  | NE - OR HOLDING |  |  |  |  | 099-00277 | 099-00277 | NorthEast | Daysurgery | NE - OR HOLDING | OR HOLDING |  |  |  | No pm |  | Analyzer, Glucose | ANALYZERGLUCOSE-Nova Biomed-StatStrip GLU | [12 empty] | AG-A | [9 empty] | Analyzer, Glucose | ANALYZERGLUCOSE | Analyzer, Glucose | Nova Biomed
YES | YES |  |  |  | 099-00267 | 099-00267 | Nova Biomed | StatStrip GLU |  |  | NE - OR HOLDING |  |  |  |  | 099-00267 | 099-00267 | NorthEast | Daysurgery | NE - OR HOLDING | OR HOLDING |  |  |  | No pm |  | Analyzer, Glucose | ANALYZERGLUCOSE-Nova Biomed-StatStrip GLU | [12 empty] | AG-A | [9 empty] | Analyzer, Glucose | ANALYZERGLUCOSE | Analyzer, Glucose | Nova Biomed
YES | YES |  |  |  | 099-00268 | 099-00268 | Nova Biomed | StatStrip GLU |  |  | NE - OR HOLDING |  |  |  |  | 099-00268 | 099-00268 | NorthEast | Daysurgery | NE - OR HOLDING | OR HOLDING |  |  |  | No pm |  | Analyzer, Glucose | ANALYZERGLUCOSE-Nova Biomed-StatStrip GLU | [12 empty] | AG-A | [9 empty] | Analyzer, Glucose | ANALYZERGLUCOSE | Analyzer, Glucose | Nova Biomed
YES | YES |  |  |  | 099-02029 | 099-02029 | Nova Biomed | StatStrip GLU |  |  | NE - DAY SURGERY |  |  |  |  | 099-02029 | 099-02029 | NorthEast |  | NE - DAY SURGERY | Daysurgery |  |  |  | No pm |  | Analyzer, Glucose | ANALYZERGLUCOSE-Nova Biomed-StatStrip GLU | [12 empty] | AG-A | [9 empty] | Analyzer, Glucose | ANALYZERGLUCOSE | Analyzer, Glucose | Nova Biomed
YES | YES |  |  |  | 099-02022 | 099-02022 | Nova Biomed | StatStrip GLU |  |  | Decision Unit |  |  |  |  | 099-02022 | 099-02022 |  |  | Decision Unit | Decision Unit |  |  |  | No pm |  | Analyzer, Glucose | ANALYZERGLUCOSE-Nova Biomed-StatStrip GLU | [12 empty] | AG-A | [9 empty] | Analyzer, Glucose | ANALYZERGLUCOSE | Analyzer, Glucose | Nova Biomed
YES | YES |  |  |  | 099-02021 | 099-02021 | Nova Biomed | StatStrip GLU |  |  | Decision Unit |  |  |  |  | 099-02021 | 099-02021 |  |  | Decision Unit | Decision Unit |  |  |  | No pm |  | Analyzer, Glucose | ANALYZERGLUCOSE-Nova Biomed-StatStrip GLU | [12 empty] | AG-A | [9 empty] | Analyzer, Glucose | ANALYZERGLUCOSE | Analyzer, Glucose | Nova Biomed
YES | YES |  |  |  | 099-01300 | 099-01300 | Nova Biomed | StatStrip GLU |  |  | NE - 3 WEST TOWER |  |  |  |  | 099-01300 | 099-01300 | NorthEast |  | NE - 3 WEST TOWER |  |  |  |  | No pm |  | Analyzer, Glucose | ANALYZERGLUCOSE-Nova Biomed-StatStrip GLU | [12 empty] | AG-A | [9 empty] | Analyzer, Glucose | ANALYZERGLUCOSE | Analyzer, Glucose | Nova Biomed
YES | YES |  |  |  | 099-01301 | 099-01301 | Nova Biomed | StatStrip GLU |  |  | NE - 3 WEST TOWER |  |  |  |  | 099-01301 | 099-01301 | NorthEast |  | NE - 3 WEST TOWER |  |  |  |  | No pm |  | Analyzer, Glucose | ANALYZERGLUCOSE-Nova Biomed-StatStrip GLU | [12 empty] | AG-A | [9 empty] | Analyzer, Glucose | ANALYZERGLUCOSE | Analyzer, Glucose | Nova Biomed
YES | YES |  |  |  | 099-01302 | 099-01302 | Nova Biomed | StatStrip GLU |  |  | NE - 3 WEST TOWER |  |  |  |  | 099-01302 | 099-01302 | NorthEast |  | NE - 3 WEST TOWER |  |  |  |  | No pm |  | Analyzer, Glucose | ANALYZERGLUCOSE-Nova Biomed-StatStrip GLU | [12 empty] | AG-A | [9 empty] | Analyzer, Glucose | ANALYZERGLUCOSE | Analyzer, Glucose | Nova Biomed
YES | YES |  |  |  | 099-01274 | 099-01274 | Nova Biomed | StatStrip GLU |  |  | NE - 3 WEST TOWER |  |  |  |  | 099-01274 | 099-01274 | NorthEast |  | NE - 3 WEST TOWER |  |  |  |  | No pm |  | Analyzer, Glucose | ANALYZERGLUCOSE-Nova Biomed-StatStrip GLU | [12 empty] | AG-A | [9 empty] | Analyzer, Glucose | ANALYZERGLUCOSE | Analyzer, Glucose | Nova Biomed
YES | YES |  |  |  | 099-01282 | 099-01282 | Nova Biomed | StatStrip GLU |  |  | NE - 3 WEST TOWER |  |  |  |  | 099-01282 | 099-01282 | NorthEast |  | NE - 3 WEST TOWER |  |  |  |  | No pm |  | Analyzer, Glucose | ANALYZERGLUCOSE-Nova Biomed-StatStrip GLU | [12 empty] | AG-A | [9 empty] | Analyzer, Glucose | ANALYZERGLUCOSE | Analyzer, Glucose | Nova Biomed
YES | YES |  |  |  | 583-01707 | 583-01707 | Nova Biomed | StatStrip GLU |  |  | Memorial city |  |  |  |  | 583-01707 | 583-01707 | West | Memorial Hermann Medical Group Memorial City (#100) | Memorial city | Lab |  |  |  | Manufactured 2028-10-24
YES | YES |  |  |  | 583-01708 | 583-01708 | Nova Biomed | StatStrip GLU |  |  | Memorial city |  |  |  |  | 583-01708 | 583-01708 | West | Memorial Hermann Medical Group Memorial City (#100) | Memorial city | Lab |  |  |  | Manufactured 2018-10-24
YES | YES |  |  |  | 583-01709 | 583-01709 | Nova Biomed | StatStrip GLU |  |  | Memorial city |  |  |  |  | 583-01709 | 583-01709 | West | Memorial Hermann Medical Group Memorial City (#100) | Memorial city | Lab |  |  |  | Manufactured 2018-10-24
YES | YES |  |  |  | 583-01710 | 583-01710 | Nova Biomed | StatStrip GLU |  |  | Memorial city |  |  |  |  | 583-01710 | 583-01710 | West | Memorial Hermann Medical Group Memorial City (#100) | Memorial city | Lab |  |  |  | Manufactured 2018-10-24
YES | YES |  |  |  | 099-02781 | 099-02781 | Nova Biomed | StatStrip Xpress2 GLU |  |  | MH MG - (TMC) - URGENT CARE - WEST UNIVERSITY |  |  |  |  | 099-02781 | 099-02781 | TMC | Urgent care bellaire | MH MG - (TMC) - URGENT CARE - WEST UNIVERSITY | Lab |  |  |  | No pm |  | Analyzer, Glucose | ANALYZERGLUCOSE-Nova Biomed-StatStrip Xpress2 GLU | [12 empty] | AG-A | [9 empty] | Analyzer, Glucose | ANALYZERGLUCOSE | Analyzer, Glucose | Nova Biomed
YES | YES |  |  |  | 099-02791 | 099-02791 | Nova Biomed | StatStrip Xpress2 GLU |  |  | MH MG - (GH) - URGENT CARE - WASHINGTON AVE |  |  |  |  | 099-02791 | 099-02791 | Central | Memorial Hermann Urgent Care Washington Avenue (#100) | MH MG - (GH) - URGENT CARE - WASHINGTON AVE | Lab |  |  |  | No pm |  | Analyzer, Glucose | ANALYZERGLUCOSE-Nova Biomed-StatStrip Xpress2 GLU | [12 empty] | AG-A | [9 empty] | Analyzer, Glucose | ANALYZERGLUCOSE | Analyzer, Glucose | Nova Biomed
YES | YES |  |  |  | 099-02818 | 099-02818 | Nova Biomed | StatStrip Xpress2 GLU |  |  | MH MG - (GH) - URGENT CARE - GREATER HEIGHTS |  |  |  |  | 099-02818 | 099-02818 | Central | Memorial Hermann Urgent Care Greater Heights (#100) | MH MG - (GH) - URGENT CARE - GREATER HEIGHTS | Lab |  |  |  | No pm |  | Analyzer, Glucose | ANALYZERGLUCOSE-Nova Biomed-StatStrip Xpress2 GLU | [12 empty] | AG-A | [9 empty] | Analyzer, Glucose | ANALYZERGLUCOSE | Analyzer, Glucose | Nova Biomed
YES | YES |  |  |  | 099-02831 | 099-02831 | Nova Biomed | StatStrip Xpress2 GLU |  |  | MH MG - (KY) - URGENT CARE - FULSHEAR |  |  |  |  | 099-02831 | 099-02831 | Katy | Memorial Hermann Urgent Care Fulshear (#1200) | MH MG - (KY) - URGENT CARE - FULSHEAR | Lab | [5 empty] | Analyzer, Glucose | ANALYZERGLUCOSE-Nova Biomed-StatStrip Xpress2 GLU | [12 empty] | AG-A | [9 empty] | Analyzer, Glucose | ANALYZERGLUCOSE | Analyzer, Glucose | Nova Biomed
YES | YES |  |  |  | 099-00340 | 099-00340 | Nova Biomed | StatStrip Xpress2 GLU |  |  | MH MG - (KY) - KATY SPORTS MEDICINE |  |  |  |  | 099-00340 | 099-00340 | Katy | Memorial Hermann Sports Medicine | MH MG - (KY) - KATY SPORTS MEDICINE | Nurses station | [5 empty] | Analyzer, Glucose | ANALYZERGLUCOSE-Nova Biomed-StatStrip Xpress2 GLU | [12 empty] | AG-A | [9 empty] | Analyzer, Glucose | ANALYZERGLUCOSE | Analyzer, Glucose | Nova Biomed
YES | YES | [5 empty] | Nova Biomed | StatStrip Xpress2 GLU |  |  | MH MG - (NE) - SUMMER CREEK CCC | [6 empty] | Katy | Memorial Hermann Summer Creek Primary Care | MH MG - (NE) - SUMMER CREEK CCC | Storage room | [5 empty] | Analyzer, Glucose | ANALYZERGLUCOSE-Nova Biomed-StatStrip Xpress2 GLU | [12 empty] | AG-A | [9 empty] | Analyzer, Glucose | ANALYZERGLUCOSE | Analyzer, Glucose | Nova Biomed
NO | YES | [5 empty] | Nova Biomedical Corp | NOVA MAX PLUS |  | 179-0717-14294 | MHOSH-Radiology | MHHS Orthopedic & Spine | [5 empty] | Central & Greater Heights | MHHS-Orthopedic & Spine | MHOSH-Radiology | [5 empty] | ANALYZERS, POINT-OF-CARE, WHOLE BLOOD, GLUCOSE |  | .needs class | [5 empty] | Nova Biomed |  |  |  |  | 11/30/18 | MHOSH Inventory Dec 2019 into 2020 - Copy.xls - Newly Verified |  | Covered PM Repair - Biomedical | MHHS Orthopedic & Spine
NO | NO |  |  |  | 009-09272 |  | Nova Biomedical Corp | NOVA MAX PLUS |  | B111291181XP | MH MG - (GH) - GH FAMILY MEDICINE (MP3) | MHHS-MG |  |  |  | 009-09272 |  | Central & Greater Heights |  | MH MG - (GH) - GH FAMILY MEDICINE (MP3) | [5 empty] | ANALYZERS, POINT-OF-CARE, WHOLE BLOOD, GLUCOSE |  | .needs class | [5 empty] | Nova Biomed | [7 empty] | Covered PM Repair - Biomedical | MHHS-MG
YES | YES |  |  |  | 099-10615 | 099-10615 | Nova Med | Stat Strip |  |  | Stress Lab |  |  |  |  | 099-10615 | 099-10615 | Southwest | Memorial Hermann Southwest Hospital | Stress Lab | Stress Lab
YES | YES |  |  |  | 151-05150 | 151-05150 | Nova Med | Statstrip xpress 2 |  |  | Mhmg cypress 119 |  |  |  |  | 151-05150 | 151-05150 | North cypress | Mhmg cypress 119 | Mhmg cypress 119 | Work room | 2/1/20 | [5 empty] | ANALYZERGLUCOSE-Nova Biomed-StatStrip GLU
NO | YES |  |  |  | 145-00433 | 145-00433 | Novacept Inc. | NOVASURE GENERATOR |  | 35720A16D0 | Pearland-OR | MHHS-Pearland Hospital |  |  |  | 145-00433 | 145-00433 | Pearland | MHHS-Pearland Hospital | Pearland-OR | Room 207 storage | 9/1/19 | 9/1/20 |  |  | ELECTROSURGICAL UNITS |  | .needs class | [10 empty] | 11/30/18 |  |  | Covered PM Repair - Biomedical | MHHS-Pearland Hospital
NO | NO |  |  |  | 069-37997 |  | NOVADAQ | PINPOINT 50L CO2 INSUFFLATOR |  | 89532DYA | TMC - OR - ROBERTSON (2R) | MHHS-TMC |  |  |  | 069-37997 |  | TMC |  | TMC - OR - ROBERTSON (2R) | [5 empty] | INSUFFLATORS |  | .needs class | [13 empty] | Covered PM Repair - Biomedical | MHHS-TMC
NO | YES |  |  |  | 013-19994 | 013-19994 | NOVADAQ | PINPOINT CAMERA CONTROLLER |  | PI19262236 | SW-OR | MHHS-Southwest |  |  |  | 013-19994 | 013-19994 | Southwest | MHHS-Southwest | SW-OR | Room 18 - Storage | 9/1/19 |  | 9/1/20 |  | ENDOSCOPIC EQUIPMENT, VIDEO PROCESSOR |  | .needs class | [10 empty] | 3/3/16 |  |  | Covered PM Repair - Biomedical | MHHS-Southwest
NO | NO |  |  |  | 133-08044 |  | NOVADAQ | SPY ELITE |  | SP11410142 | KATY - OR | MHHS-Katy |  | Detector, Scintillation |  | 133-08044 |  | Katy |  | KATY - OR | [5 empty] | NAVIGATION SYSTEMS, SURGICAL |  | DETECTORSCINTILLATION-STRYKER-Spy Elite | DETECTORSCINTILLATION | Spy Elite |  |  |  | STRYKER | Detector, Scintillation |  |  | DETECTORSCINTILLATION-STRYKER-Spy Elite |  |  |  | Covered PM Repair - Biomedical | MHHS-Katy
NO | NO |  |  |  | 069-37996 |  | NOVADAQ | SPY ELITE |  | PV14200023 | TMC - OR - ROBERTSON (2R) | MHHS-TMC |  | Detector, Scintillation |  | 069-37996 |  | TMC |  | TMC - OR - ROBERTSON (2R) | [5 empty] | NAVIGATION SYSTEMS, SURGICAL |  | DETECTORSCINTILLATION-STRYKER-Spy Elite | DETECTORSCINTILLATION | Spy Elite |  |  |  | STRYKER | Detector, Scintillation |  |  | DETECTORSCINTILLATION-STRYKER-Spy Elite |  |  |  | Covered PM Repair - Biomedical | MHHS-TMC
NO | NO |  |  |  | 069-40079 |  | NOVADAQ | SPY ELITE |  | SP1400130 | TMC - OR - ROBERTSON (2R) | MHHS-TMC |  | Detector, Scintillation |  | 069-40079 |  | TMC |  | TMC - OR - ROBERTSON (2R) | [5 empty] | NAVIGATION SYSTEMS, SURGICAL |  | DETECTORSCINTILLATION-STRYKER-Spy Elite | DETECTORSCINTILLATION | Spy Elite |  |  |  | STRYKER | Detector, Scintillation |  |  | DETECTORSCINTILLATION-STRYKER-Spy Elite |  |  |  | Covered PM Repair - Biomedical | MHHS-TMC
YES | YES |  |  |  | 133-31018 | 133-31018 | Novadaq Techn | PINPOINT |  | PI18181475 | [5 empty] | 133-31018 | 133-31018 | Sugar Land | [6 empty] | No pm |  | Controller, Camera | CONTROLLERCAMERA-Novadaq Techn-PINPOINT | [22 empty] | Controller, Camera | CONTROLLERCAMERA | Controller, Camera | Novadaq Techn
NO | YES |  |  |  | 041-10720 |  | Novasure | RFC2009-115 |  | CSP6690 | East Tower OR |  |  |  |  | 041-10720 |  | West | Memorial Hermann - Memorial City | East Tower OR | E2 Room 300 Equipment Storage
NO | NO |  |  |  | 069-46783 |  | Nox Medical | T3 |  |  | TMC - RESPIRATORY - ADULT | MHHS-TMC |  | Computer, Data Management |  | 069-46783 |  | TMC |  | TMC - RESPIRATORY - ADULT | [5 empty] | MONITORS, BEDSIDE, RESPIRATION, VENTILATION/APNEA |  | COMPUTERDATAMANAGEMENT-AeroScout Inc-T3 | COMPUTERDATAMANAGEMENT | T3 |  |  |  | AeroScout Inc | Computer, Data Management |  |  | COMPUTERDATAMANAGEMENT-AeroScout Inc-T3 |  |  |  | Covered PM Repair - Biomedical | MHHS-TMC
NO | NO |  |  |  | 069-46785 |  | Nox Medical | T3 |  |  | TMC - RESPIRATORY - ADULT | MHHS-TMC |  | Computer, Data Management |  | 069-46785 |  | TMC |  | TMC - RESPIRATORY - ADULT | [5 empty] | MONITORS, BEDSIDE, RESPIRATION, VENTILATION/APNEA |  | COMPUTERDATAMANAGEMENT-AeroScout Inc-T3 | COMPUTERDATAMANAGEMENT | T3 |  |  |  | AeroScout Inc | Computer, Data Management |  |  | COMPUTERDATAMANAGEMENT-AeroScout Inc-T3 |  |  |  | Covered PM Repair - Biomedical | MHHS-TMC
NO | NO |  |  |  | A8200371 |  | NSK-Nakanishi International | PRIMADO2 |  | A8200371 | TMC - MHTMC - NON HOSPITAL-OWNED | MHHS-TMC |  | Drill, Surgical, Electric |  | A8200371 |  | TMC |  | TMC - MHTMC - NON HOSPITAL-OWNED | [5 empty] | HANDPIECES, SURGICAL |  | DRILLSURGICALELECT-Nakanishi Inc-Primado2 | DRILLSURGICALELECT | Primado2 |  |  |  | Nakanishi Inc | Drill, Surgical, Electric |  |  | DRILLSURGICALELECT-Nakanishi Inc-Primado2 |  |  |  | Covered PM Repair - Biomedical | MHHS-TMC
NO | NO |  |  |  | A8X00541 |  | NSK-Nakanishi International | PRIMADO2 |  | A8X00541 | TMC - MHTMC - NON HOSPITAL-OWNED | MHHS-TMC |  | Drill, Surgical, Electric |  | A8X00541 |  | TMC |  | TMC - MHTMC - NON HOSPITAL-OWNED | [5 empty] | HANDPIECES, SURGICAL |  | DRILLSURGICALELECT-Nakanishi Inc-Primado2 | DRILLSURGICALELECT | Primado2 |  |  |  | Nakanishi Inc | Drill, Surgical, Electric |  |  | DRILLSURGICALELECT-Nakanishi Inc-Primado2 |  |  |  | Covered PM Repair - Biomedical | MHHS-TMC
NO | NO |  |  |  | 069-40834 |  | NSPIRE HEALTH, INC | 3L CALIBRATION SYRINGE |  |  | TMC - RESPIRATORY - PULMONARY LAB | MHHS-TMC |  |  |  | 069-40834 |  | TMC |  | TMC - RESPIRATORY - PULMONARY LAB | [5 empty] | TEST EQUIPMENT |  | TESTEQUIP-nSpire Health-3L |  |  |  |  | TESTEQUIP-nSpire Health-3L | nSpire Health | [7 empty] | Covered PM Repair - Biomedical | MHHS-TMC
NO | NO |  |  |  | 009-06648 |  | NSPIRE HEALTH, INC | KOKO SX 1000 |  | 2009CK0070 | GH - PULMONARY FUNCTION | MHHS-Greater Heights |  | Spirometer |  | 009-06648 |  | Central & Greater Heights |  | GH - PULMONARY FUNCTION | [5 empty] | SPIROMETERS |  | SPIROMETER-nSpire Health-Koko SX 1000 | SPIROMETER | Koko SX 1000 |  |  |  | nSpire Health | Spirometer |  | SPIROMETER-nSpire Health-Koko SX 1000 |  |  |  |  | Covered PM Repair - Biomedical | MHHS-Greater Heights
YES | YES |  |  |  | 000-03912 | 000-03912 | nStream | GX |  | GX-11725 | MH MG - (SL) - SUGAR LAND MULTI-SPECIALTY (MP1) |  |  |  |  | 000-03912 | 000-03912 | Sugar Land | Memorial Hermann Medical Group Sugar Land Multi-Specialty (#350) | MH MG - (SL) - SUGAR LAND MULTI-SPECIALTY (MP1) | Procedure 3
YES | YES |  |  |  | 68JE3499 | 68JE3499 | Ntron Electronics | EMS-8100 |  | 68JE3499 | SMR - (STX) - WHARTON |  |  |  |  | 68JE3499 | 68JE3499 | South | Physical Therapy | SMR - (STX) - WHARTON | Storage
NO | NO |  |  |  | 005-11295 |  | NuAire, Inc. | NU-301-430 |  |  | PEARLAND - PHARMACY | MHHS-Pearland Hospital |  |  |  | 005-11295 |  | Pearland |  | PEARLAND - PHARMACY | [5 empty] | HOODS, CHEMICAL FUME |  | .needs class | [5 empty] | NuAire Inc | [7 empty] | Covered PM Repair - Biomedical | MHHS-Pearland Hospital
NO | YES |  |  |  |  | 009-09012 | NuAire, Inc. | NU-407-400 |  |  | Lab | MHHS-Greater Heights |  | Hood, Microbiology Safety |  |  | 009-09012 | Central | Memorial Hermann Greater Heights Hospital | Lab | Microbiology |  |  |  |  | CABINETS, BIOLOGICAL SAFETY, CLASS II |  | HOODMICROBIOLOGYSFTY-NuAire Inc-NU-407-400 | HOODMICROBIOLOGYSFTY | NU-407-400 |  |  |  | NuAire Inc | Hood, Microbiology Safety |  | HOODMICROBIOLOGYSFTY-NuAire Inc-NU-407-400 |  |  |  |  | Covered PM Repair - Biomedical | MHHS-Greater Heights
NO | YES |  |  |  |  | 142-00374 | NuAire, Inc. | NU-408-FM400 |  | 10090QT | NE-Laboratory | MHHS-Northeast |  | Hood, Fume |  |  | 142-00374 | Katy | MHHS-Northeast | NE-Laboratory | Speciman sampling | 11/1/19 | 11/1/20 |  |  | HOODS, CHEMICAL FUME | Hood, Fume | HOODFUME-NuAire Inc-NU-408FM-400 | HOODFUME | NU-408FM-400 |  |  |  | NuAire Inc | Hood, Fume |  |  | HOODFUME-NuAire Inc-NU-408FM-400 |  |  | HF-A | Covered PM Repair - Biomedical | MHHS-Northeast | [8 empty] | HOODFUME | Hood, Fume | NuAire Inc
NO | YES |  |  |  | 583-00545 | 583-00545 | NuAire, Inc. | NU-425-200 |  |  | KT CCC-(KY)-Emergency Room | MHHS-South Katy CCC |  | Hood, Microbiology Safety |  | 583-00545 | 583-00545 | Katy | MHHS-Others | KT CCC-(KY)-Emergency Room | Lab | 1/1/20 | 1/1/21 |  |  | CABINETS, BIOLOGICAL SAFETY, CLASS II | Hood, Microbiology Safety | HOODMICROBIOLOGYSFTY-NuAire Inc-NU-425-200 | HOODMICROBIOLOGYSFTY | NU-425-200 |  |  |  | NuAire Inc | Hood, Microbiology Safety |  | HOODMICROBIOLOGYSFTY-NuAire Inc-NU-425-200 |  |  |  | HMS-A | Covered PM Repair - Biomedical | MHHS-South Katy CCC | [8 empty] | HOODMICROBIOLOGYSFTY | Hood, Microbiology Safety | NuAire Inc
NO | YES |  |  |  |  | 013-05973 | NuAire, Inc. | NU-425-600 |  | 16994TU | SW-Laboratory-Microbiology | MHHS-Southwest |  | Hood, Fume |  |  | 013-05973 | Southwest | MHHS-Southwest | SW-Laboratory-Microbiology | Microbiology-Bubble |  |  |  |  | HOODS, CHEMICAL FUME | Hood, Fume | HOODFUME-NuAire Inc-NU425-600 | HOODFUME | NU425-600 |  |  |  | NuAire Inc | Hood, Fume |  |  | HOODFUME-NuAire Inc-NU425-600 |  |  | HF-A | Covered PM Repair - Biomedical | MHHS-Southwest | [8 empty] | HOODFUME | Hood, Fume | NuAire Inc
NO | NO |  |  |  | 069-43875 |  | NuAire, Inc. | NU-425-600 |  |  | TMC - ROBERTSON - CLIN RESEARCH (3R) | MHHS-TMC |  | Hood, Fume |  | 069-43875 |  | TMC |  | TMC - ROBERTSON - CLIN RESEARCH (3R) | [5 empty] | HOODS, CHEMICAL FUME |  | HOODFUME-NuAire Inc-NU425-600 | HOODFUME | NU425-600 |  |  |  | NuAire Inc | Hood, Fume |  |  | HOODFUME-NuAire Inc-NU425-600 |  |  |  | Covered PM Repair - Biomedical | MHHS-TMC
NO | YES |  |  |  |  | 142-05548 | NuAire, Inc. | NU-475-300 |  |  | SC CCC-(NE)-Laboratory | MHHS-Summer Creek CCC |  |  |  |  | 142-05548 | Katy | MHHS-Others | SC CCC-(NE)-Laboratory |  | 12/1/17 | 12/1/18 |  |  | CABINETS, BIOLOGICAL SAFETY, CLASS II |  | .needs class | [5 empty] | NuAire Inc | [7 empty] | Covered PM Repair - Biomedical | MHHS-Summer Creek CCC
NO | YES |  |  |  | 145-00689 | 145-00689 | NuAire, Inc. | NU-S430-300 |  |  | Pearland-Radiology-Nuc Med | MHHS-Pearland Hospital |  |  |  | 145-00689 | 145-00689 | Pearland | MHHS-Pearland Hospital | Pearland-Radiology-Nuc Med | Hot lab | 4/1/19 |  |  |  | HOODS, CHEMICAL FUME |  | .needs class | [5 empty] | NuAire Inc | [7 empty] | Covered PM Repair - Biomedical | MHHS-Pearland Hospital
YES | YES |  |  |  | 005-06315 | 005-06315 | Nucletron Corp | MicroSelectron | [7 empty] | 005-06315 | 005-06315 | South East | Hermann Memorial 11920 Astoria |  | HDR room | 1/1/20 |  | 1/1/21
YES | YES |  |  |  | 099-10911 | 099-10911 | Nucryo Vascular | PolarCath |  |  | SW - OR |  |  |  |  | 099-10911 | 099-10911 | Southwest | Memorial Hermann Heart | SW - OR | HVI OR |  |  |  | New Add
YES | YES |  |  |  | 099-10912 | 099-10912 | Nucryo Vascular | PolarCath |  |  | SW - OR |  |  |  |  | 099-10912 | 099-10912 | Southwest | Memorial Hermann Heart | SW - OR | HVI OR |  |  |  | New Add
NO | YES | Serial Number T4459948 |  |  | 069-34484 | 069-34484 | NuStep Inc | T4 |  | T4459948 | TMC-Rehab-Ot/Pt Clinic (4J) |  |  |  |  | 069-34484 | 069-34484 | TMC | MHHS-TMC | TMC-Rehab-Ot/Pt Clinic (4J) | Rehab | [5 empty] | Exerciser/Ergometer, Bicycle | EXERCISERERGBICYCLE-NuStep Inc-T4 | [12 empty] | EEB-A | [9 empty] | Exerciser/Ergometer, Bicycle | EXERCISERERGBICYCLE | Exerciser/Ergometer, Bicycle | NuStep Inc
NO | YES |  |  |  | 583-01122 | 583-01122 | NuStep Inc | TRS 4000 |  |  | Inpatient rehab |  |  |  |  | 583-01122 | 583-01122 | Katy | Memorial Hermann Rehabilitation Hospital - Katy (#102) | Inpatient rehab | Gym |  |  |  | No pm |  | Exerciser/Ergometer, Bicycle | EXERCISERERGBICYCLE-NuStep Inc-TRS 4000 | [12 empty] | EEB-A | [9 empty] | Exerciser/Ergometer, Bicycle | EXERCISERERGBICYCLE | Exerciser/Ergometer, Bicycle | NuStep Inc
NO | YES |  |  |  | 583-01121 | 583-01121 | NuStep Inc | TRS 4000 |  |  | Inpatient rehab |  |  |  |  | 583-01121 | 583-01121 | Katy | Memorial Hermann Rehabilitation Hospital - Katy (#102) | Inpatient rehab | Gym | [5 empty] | Exerciser/Ergometer, Bicycle | EXERCISERERGBICYCLE-NuStep Inc-TRS 4000 | [12 empty] | EEB-A | [9 empty] | Exerciser/Ergometer, Bicycle | EXERCISERERGBICYCLE | Exerciser/Ergometer, Bicycle | NuStep Inc
NO | YES | Serial Number T4459948 |  |  |  | 069-34484 | NuStep, Inc. | NUSTEP |  | T4459948 | TMC-Rehab-Ot/Pt Clinic (4J) | MHHS-TMC |  |  |  |  | 069-34484 | TMC | MHHS-TMC | TMC-Rehab-Ot/Pt Clinic (4J) | Rehab | 4/1/19 |  |  |  | EXERCISERS |  | .needs class | [5 empty] | NuStep Inc | [7 empty] | Covered PM Repair - Biomedical | MHHS-TMC
NO | YES |  |  |  | 009-10316 | 009-10316 | NuStep, Inc. | T4R |  | T4r521579 | GH-Cardiac Rehab | MHHS-Greater Heights |  | Exerciser/Ergometer, Rower |  | 009-10316 | 009-10316 | Central & Greater Heights | MHHS-Greater Heights | GH-Cardiac Rehab |  | 4/1/19 |  | 4/1/20 |  | EXERCISERS | Exerciser/Ergometer, Rower | EXERCISERERGROWER-NuStep Inc-T4r | EXERCISERERGROWER | T4r |  |  |  | NuStep Inc | Exerciser/Ergometer, Rower |  | EXERCISERERGROWER-NuStep Inc-T4r |  |  |  | EER-A | Covered PM Repair - Biomedical | MHHS-Greater Heights | [8 empty] | EXERCISERERGROWER | Exerciser/Ergometer, Rower | NuStep Inc
NO | YES |  |  |  | 009-10317 | 009-10317 | NuStep, Inc. | T4R |  | T4r521580 | GH-Cardiac Rehab | MHHS-Greater Heights |  | Exerciser/Ergometer, Rower |  | 009-10317 | 009-10317 | Central & Greater Heights | MHHS-Greater Heights | GH-Cardiac Rehab |  | 4/1/19 |  | 4/1/20 |  | EXERCISERS | Exerciser/Ergometer, Rower | EXERCISERERGROWER-NuStep Inc-T4r | EXERCISERERGROWER | T4r |  |  |  | NuStep Inc | Exerciser/Ergometer, Rower |  | EXERCISERERGROWER-NuStep Inc-T4r |  |  |  | EER-A | Covered PM Repair - Biomedical | MHHS-Greater Heights | [8 empty] | EXERCISERERGROWER | Exerciser/Ergometer, Rower | NuStep Inc
NO | YES |  |  |  | 009-10318 | 009-10318 | NuStep, Inc. | T4R |  | T4r521581 | GH-Cardiac Rehab | MHHS-Greater Heights |  | Exerciser/Ergometer, Rower |  | 009-10318 | 009-10318 | Central & Greater Heights | MHHS-Greater Heights | GH-Cardiac Rehab |  | 4/1/19 |  | 4/1/20 |  | EXERCISERS | Exerciser/Ergometer, Rower | EXERCISERERGROWER-NuStep Inc-T4r | EXERCISERERGROWER | T4r |  |  |  | NuStep Inc | Exerciser/Ergometer, Rower |  | EXERCISERERGROWER-NuStep Inc-T4r |  |  |  | EER-A | Covered PM Repair - Biomedical | MHHS-Greater Heights | [8 empty] | EXERCISERERGROWER | Exerciser/Ergometer, Rower | NuStep Inc
NO | YES |  |  |  | 583-00995 | 583-00995 | NuStep, Inc. | T4R |  | T4R5I1771 | KT CCC-(KY)-Emergency Room | MHHS-SMR |  | Exerciser/Ergometer, Rower |  | 583-00995 | 583-00995 | Katy | MHHS-Others | KT CCC-(KY)-Emergency Room | Sports med and rehab | 4/1/19 | 4/1/20 |  |  | EXERCISERS | Exerciser/Ergometer, Rower | EXERCISERERGROWER-NuStep Inc-T4r | EXERCISERERGROWER | T4r |  |  |  | NuStep Inc | Exerciser/Ergometer, Rower |  | EXERCISERERGROWER-NuStep Inc-T4r |  |  |  | EER-A | Covered PM Repair - Biomedical | MHHS-SMR | [8 empty] | EXERCISERERGROWER | Exerciser/Ergometer, Rower | NuStep Inc
NO | YES |  |  |  | 929-01423 | 929-01423 | NuStep, Inc. | T4R |  | T4468336 | SMR-(NE)-Summer Creek CCC | MHHS-SMR |  | Exerciser/Ergometer, Rower |  | 929-01423 | 929-01423 | Katy | MHHS-Others | SMR-(NE)-Summer Creek CCC |  | 7/1/19 | 7/1/20 |  |  | EXERCISERS | Exerciser/Ergometer, Rower | EXERCISERERGROWER-NuStep Inc-T4r | EXERCISERERGROWER | T4r |  |  |  | NuStep Inc | Exerciser/Ergometer, Rower |  | EXERCISERERGROWER-NuStep Inc-T4r |  |  |  | EER-A | Covered PM Repair - Biomedical | MHHS-SMR | [8 empty] | EXERCISERERGROWER | Exerciser/Ergometer, Rower | NuStep Inc
NO | YES |  |  |  |  | 029-07013 | NuStep, Inc. | T4R |  | T4463704 | SMR-(WDLS)-Med Plaza 4 (Mp4) | MHHS-SMR |  | Exerciser/Ergometer, Rower |  |  | 029-07013 | Woodlands | MHHS-Others | SMR-(WDLS)-Med Plaza 4 (Mp4) | Open Gym | 8/1/19 |  |  | PM sticker missing | EXERCISERS | Exerciser/Ergometer, Rower | EXERCISERERGROWER-NuStep Inc-T4r | EXERCISERERGROWER | T4r |  |  |  | NuStep Inc | Exerciser/Ergometer, Rower |  | EXERCISERERGROWER-NuStep Inc-T4r |  |  |  | EER-A | Covered PM Repair - Biomedical | MHHS-SMR | [8 empty] | EXERCISERERGROWER | Exerciser/Ergometer, Rower | NuStep Inc
NO | YES |  |  |  | 029-08277 | 029-08277 | NuStep, Inc. | T4R |  | T4465449 | SMR - (WDLS) - STERLING RIDGE | MHHS-SMR |  | Exerciser/Ergometer, Rower |  | 029-08277 | 029-08277 | Woodlands | Sports Medicine | SMR - (WDLS) - STERLING RIDGE | [5 empty] | EXERCISERS |  | EXERCISERERGROWER-NuStep Inc-T4r | EXERCISERERGROWER | T4r |  |  |  | NuStep Inc | Exerciser/Ergometer, Rower |  | EXERCISERERGROWER-NuStep Inc-T4r |  |  |  |  | Covered PM Repair - Biomedical | MHHS-SMR
NO | YES |  |  |  | 029-09126 | 029-09126 | NuStep, Inc. | T4R |  | T4R503728 | TIRR-Op-Woodlands (Mp2, Ste 200) | MHHS-TIRR |  | Exerciser/Ergometer, Rower |  | 029-09126 | 029-09126 | Woodlands | MHHS-Others | TIRR-Op-Woodlands (Mp2, Ste 200) | MP2 suite 270 | 8/1/19 |  | 8/1/20 |  | EXERCISERS | Exerciser/Ergometer, Rower | EXERCISERERGROWER-NuStep Inc-T4r | EXERCISERERGROWER | T4r |  |  |  | NuStep Inc | Exerciser/Ergometer, Rower |  | EXERCISERERGROWER-NuStep Inc-T4r |  |  |  | EER-A | Covered PM Repair - Biomedical | MHHS-TIRR | [8 empty] | EXERCISERERGROWER | Exerciser/Ergometer, Rower | NuStep Inc
NO | NO |  |  |  | 029-10092 |  | NuStep, Inc. | T4R |  | T4R513330 | SMR - (WDLS) - CONROE SOUTH | MHHS-SMR |  | Exerciser/Ergometer, Rower |  | 029-10092 |  | Woodlands |  | SMR - (WDLS) - CONROE SOUTH | [5 empty] | EXERCISERS |  | EXERCISERERGROWER-NuStep Inc-T4r | EXERCISERERGROWER | T4r |  |  |  | NuStep Inc | Exerciser/Ergometer, Rower |  | EXERCISERERGROWER-NuStep Inc-T4r |  |  |  |  | Covered PM Repair - Biomedical | MHHS-SMR
NO | YES |  |  |  |  | 029-06693 | NuStep, Inc. | T5XR |  | T5102921 | Woodlands-Cardiopulmonary | MHHS-Woodlands |  | Exerciser/Ergometer, Stair |  |  | 029-06693 | Woodlands | MHHS-Woodlands | Woodlands-Cardiopulmonary | Cardiac Rehab | 12/1/19 |  | 12/1/20 |  | EXERCISERS | Exerciser/Ergometer, Stair | EXERCISERERGSTAIR-NuStep Inc-T5XR | EXERCISERERGSTAIR | T5XR |  |  |  | NuStep Inc | Exerciser/Ergometer, Stair |  | EXERCISERERGSTAIR-NuStep Inc-T5XR |  |  |  | EES-A | Covered PM Repair - Biomedical | MHHS-Woodlands | [8 empty] | EXERCISERERGSTAIR | Exerciser/Ergometer, Stair | NuStep Inc
NO | YES |  |  |  | 009-04382 | 009-04382 | NuStep, Inc. | TRS 4000 |  |  | TIRR-Greater Heights | MHHS-Greater Heights |  | Exerciser/Ergometer, Bicycle |  | 009-04382 | 009-04382 | Central | MHHS-Others | TIRR-Greater Heights | Gym | 7/1/19 |  | 7/1/20 |  | EXERCISERS | Exerciser/Ergometer, Bicycle | EXERCISERERGBICYCLE-NuStep Inc-TRS 4000 | EXERCISERERGBICYCLE | TRS 4000 |  |  |  | NuStep Inc | Exerciser/Ergometer, Bicycle |  | EXERCISERERGBICYCLE-NuStep Inc-TRS 4000 |  | 4/1/18 |  | EEB-A | Covered PM Repair - Biomedical | MHHS-Greater Heights | [8 empty] | EXERCISERERGBICYCLE | Exerciser/Ergometer, Bicycle | NuStep Inc
NO | YES |  |  |  |  | 009-05295 | NuStep, Inc. | TRS 4000 |  |  | SMR-(GH)-Greater Heights | MHHS-SMR |  | Exerciser/Ergometer, Bicycle |  |  | 009-05295 | Central | MHHS-Others | SMR-(GH)-Greater Heights | Gym floor | 4/1/19 | 4/1/20 |  |  | EXERCISERS | Exerciser/Ergometer, Bicycle | EXERCISERERGBICYCLE-NuStep Inc-TRS 4000 | EXERCISERERGBICYCLE | TRS 4000 |  |  |  | NuStep Inc | Exerciser/Ergometer, Bicycle |  | EXERCISERERGBICYCLE-NuStep Inc-TRS 4000 |  | 6/1/20 |  | EEB-A | Not Covered Vendor Only - Biomedical | MHHS-SMR | [8 empty] | EXERCISERERGBICYCLE | Exerciser/Ergometer, Bicycle | NuStep Inc
NO | YES |  |  |  |  | 009-08073 | NuStep, Inc. | TRS 4000 |  | T4464209 | SMR-(GH)-Greater Heights | MHHS-SMR |  | Exerciser/Ergometer, Bicycle |  |  | 009-08073 | Central | MHHS-Others | SMR-(GH)-Greater Heights | Gym floor | 4/1/19 | 4/1/20 |  |  | EXERCISERS | Exerciser/Ergometer, Bicycle | EXERCISERERGBICYCLE-NuStep Inc-TRS 4000 | EXERCISERERGBICYCLE | TRS 4000 |  |  |  | NuStep Inc | Exerciser/Ergometer, Bicycle |  | EXERCISERERGBICYCLE-NuStep Inc-TRS 4000 |  | 6/1/20 |  | EEB-A | Not Covered Vendor Only - Biomedical | MHHS-SMR | [8 empty] | EXERCISERERGBICYCLE | Exerciser/Ergometer, Bicycle | NuStep Inc
NO | YES |  |  |  | 142-00215 | 142-00215 | NuStep, Inc. | TRS 4000 |  |  | SMR-(NE)-Ne Hospital | MHHS-SMR |  | Exerciser/Ergometer, Bicycle |  | 142-00215 | 142-00215 | Katy | MHHS-Others | SMR-(NE)-Ne Hospital | Sports medicine | 9/1/19 | 9/1/20 |  |  | EXERCISERS | Exerciser/Ergometer, Bicycle | EXERCISERERGBICYCLE-NuStep Inc-TRS 4000 | EXERCISERERGBICYCLE | TRS 4000 |  |  |  | NuStep Inc | Exerciser/Ergometer, Bicycle |  | EXERCISERERGBICYCLE-NuStep Inc-TRS 4000 |  | 6/1/20 |  | EEB-A | Not Covered Vendor Only - Biomedical | MHHS-SMR | [8 empty] | EXERCISERERGBICYCLE | Exerciser/Ergometer, Bicycle | NuStep Inc
NO | YES |  |  |  | 129-06619 | 129-06619 | NuStep, Inc. | TRS 4000 |  | T4465393 | SMR - (STX) - RBJ - RICHMOND | MHHS-SMR |  | Exerciser/Ergometer, Bicycle |  | 129-06619 | 129-06619 | South | Sports med | SMR - (STX) - RBJ - RICHMOND | Sports med | 10/1/19 | 10/1/20 |  |  | EXERCISERS | Exerciser/Ergometer, Bicycle | EXERCISERERGBICYCLE-NuStep Inc-TRS 4000 | EXERCISERERGBICYCLE | TRS 4000 |  |  |  | NuStep Inc | Exerciser/Ergometer, Bicycle |  | EXERCISERERGBICYCLE-NuStep Inc-TRS 4000 |  | 6/1/20 |  | EEB-A | Not Covered Vendor Only - Biomedical | MHHS-SMR | [8 empty] | EXERCISERERGBICYCLE | Exerciser/Ergometer, Bicycle | NuStep Inc
NO | YES |  |  |  | 013-35847 | 013-35847 | NuStep, Inc. | TRS 4000 |  | T4466848 | SMR-(SW)-Southwest (Mp4) | MHHS-SMR |  | Exerciser/Ergometer, Bicycle |  | 013-35847 | 013-35847 | Southwest | MHHS-Others | SMR-(SW)-Southwest (Mp4) | Suite 570 | 4/1/19 |  | 4/1/20 |  | EXERCISERS | Exerciser/Ergometer, Bicycle | EXERCISERERGBICYCLE-NuStep Inc-TRS 4000 | EXERCISERERGBICYCLE | TRS 4000 |  |  |  | NuStep Inc | Exerciser/Ergometer, Bicycle |  | EXERCISERERGBICYCLE-NuStep Inc-TRS 4000 |  | 12/1/19 |  | EEB-A | Covered PM Repair - Biomedical | MHHS-SMR | [8 empty] | EXERCISERERGBICYCLE | Exerciser/Ergometer, Bicycle | NuStep Inc
NO | YES |  |  |  | 005-08106 | 005-08106 | NuStep, Inc. | TRS 4000 |  |  | Memorial Hermann- SE - Radiology- NuclearMed | MHHS-Southeast |  | Exerciser/Ergometer, Bicycle |  | 005-08106 | 005-08106 | Southeast & Bay Area | Memorial Hermann- SE - Radiology- NuclearMed | Memorial Hermann- SE - Radiology- NuclearMed | Cardio Rehab | 2/1/19 |  | 2/1/20 |  | EXERCISERS |  | EXERCISERERGBICYCLE-NuStep Inc-TRS 4000 | EXERCISERERGBICYCLE | TRS 4000 |  |  |  | NuStep Inc | Exerciser/Ergometer, Bicycle |  | EXERCISERERGBICYCLE-NuStep Inc-TRS 4000 |  | 4/1/18 |  |  | Covered PM Repair - Biomedical | MHHS-Southeast
NO | YES |  |  |  | 005-08107 | 005-08107 | NuStep, Inc. | TRS 4000 |  |  | SE-Cardiac Rehab | MHHS-Southeast |  | Exerciser/Ergometer, Bicycle |  | 005-08107 | 005-08107 | Southeast | MHHS-Southeast | SE-Cardiac Rehab | Cardiac Rehab |  |  |  |  | EXERCISERS |  | EXERCISERERGBICYCLE-NuStep Inc-TRS 4000 | EXERCISERERGBICYCLE | TRS 4000 |  |  |  | NuStep Inc | Exerciser/Ergometer, Bicycle |  | EXERCISERERGBICYCLE-NuStep Inc-TRS 4000 |  | 4/1/18 |  |  | Covered PM Repair - Biomedical | MHHS-Southeast
NO | YES |  |  |  |  | 013-18150 | NuStep, Inc. | TRS 4000 |  |  | SW-Cardiac Rehab | MHHS-Southwest |  | Exerciser/Ergometer, Bicycle |  |  | 013-18150 | Southwest | MHHS-Southwest | SW-Cardiac Rehab | Nursing | 11/1/19 |  |  |  | EXERCISERS | Exerciser/Ergometer, Bicycle | EXERCISERERGBICYCLE-NuStep Inc-TRS 4000 | EXERCISERERGBICYCLE | TRS 4000 |  |  |  | NuStep Inc | Exerciser/Ergometer, Bicycle |  | EXERCISERERGBICYCLE-NuStep Inc-TRS 4000 |  | 4/1/18 |  | EEB-A | Covered PM Repair - Biomedical | MHHS-Southwest | [8 empty] | EXERCISERERGBICYCLE | Exerciser/Ergometer, Bicycle | NuStep Inc
NO | YES |  |  |  |  | 013-18151 | NuStep, Inc. | TRS 4000 |  |  | SW-HVI-Cardiac Rehab | MHHS-Southwest |  | Exerciser/Ergometer, Bicycle |  |  | 013-18151 | Southwest | MHHS-Southwest | SW-HVI-Cardiac Rehab | Cardiac Rehab Gym | 11/1/19 |  | 11/1/20 |  | EXERCISERS | Exerciser/Ergometer, Bicycle | EXERCISERERGBICYCLE-NuStep Inc-TRS 4000 | EXERCISERERGBICYCLE | TRS 4000 |  |  |  | NuStep Inc | Exerciser/Ergometer, Bicycle |  | EXERCISERERGBICYCLE-NuStep Inc-TRS 4000 |  | 4/1/18 |  | EEB-A | Covered PM Repair - Biomedical | MHHS-Southwest | [8 empty] | EXERCISERERGBICYCLE | Exerciser/Ergometer, Bicycle | NuStep Inc
NO | YES |  |  |  |  | 013-18152 | NuStep, Inc. | TRS 4000 |  |  | SW-HVI-Cardiac Rehab | MHHS-Southwest |  | Exerciser/Ergometer, Bicycle |  |  | 013-18152 | Southwest | MHHS-Southwest | SW-HVI-Cardiac Rehab | Cardiac Rehab Gym | 11/1/19 |  | 11/1/20 |  | EXERCISERS | Exerciser/Ergometer, Bicycle | EXERCISERERGBICYCLE-NuStep Inc-TRS 4000 | EXERCISERERGBICYCLE | TRS 4000 |  |  |  | NuStep Inc | Exerciser/Ergometer, Bicycle |  | EXERCISERERGBICYCLE-NuStep Inc-TRS 4000 |  | 4/1/18 |  | EEB-A | Covered PM Repair - Biomedical | MHHS-Southwest | [8 empty] | EXERCISERERGBICYCLE | Exerciser/Ergometer, Bicycle | NuStep Inc
NO | YES |  |  |  |  | 013-18153 | NuStep, Inc. | TRS 4000 |  |  | SW-Cardiac Rehab | MHHS-Southwest |  | Exerciser/Ergometer, Bicycle |  |  | 013-18153 | Southwest | MHHS-Southwest | SW-Cardiac Rehab | Nursing | 11/1/19 |  | 11/1/20 |  | EXERCISERS | Exerciser/Ergometer, Bicycle | EXERCISERERGBICYCLE-NuStep Inc-TRS 4000 | EXERCISERERGBICYCLE | TRS 4000 |  |  |  | NuStep Inc | Exerciser/Ergometer, Bicycle |  | EXERCISERERGBICYCLE-NuStep Inc-TRS 4000 |  | 4/1/18 |  | EEB-A | Covered PM Repair - Biomedical | MHHS-Southwest | [8 empty] | EXERCISERERGBICYCLE | Exerciser/Ergometer, Bicycle | NuStep Inc
NO | YES |  |  |  | 009-09081 | 009-09081 | NuStep, Inc. | TRS 4000 |  |  | TIRR-Greater Heights | MHHS-TIRR |  | Exerciser/Ergometer, Bicycle |  | 009-09081 | 009-09081 | Central | MHHS-Others | TIRR-Greater Heights | TIRR | 8/1/19 |  | 8/1/20 |  | EXERCISERS | Exerciser/Ergometer, Bicycle | EXERCISERERGBICYCLE-NuStep Inc-TRS 4000 | EXERCISERERGBICYCLE | TRS 4000 |  |  |  | NuStep Inc | Exerciser/Ergometer, Bicycle |  | EXERCISERERGBICYCLE-NuStep Inc-TRS 4000 |  | 4/1/18 |  | EEB-A | Covered PM Repair - Biomedical | MHHS-TIRR | [8 empty] | EXERCISERERGBICYCLE | Exerciser/Ergometer, Bicycle | NuStep Inc
NO | YES |  |  |  | 241-01259 | 241-01259 | NuStep, Inc. | TRS 4000 |  |  | TIRR-Kirby Glenn | MHHS-TIRR |  | Exerciser/Ergometer, Bicycle |  | 241-01259 | 241-01259 | TMC | MHHS-Others | TIRR-Kirby Glenn | Rehab | 6/1/18 |  |  |  | EXERCISERS | Exerciser/Ergometer, Bicycle | EXERCISERERGBICYCLE-NuStep Inc-TRS 4000 | EXERCISERERGBICYCLE | TRS 4000 |  |  |  | NuStep Inc | Exerciser/Ergometer, Bicycle |  | EXERCISERERGBICYCLE-NuStep Inc-TRS 4000 |  | 4/1/18 |  | EEB-A | Covered PM Repair - Biomedical | MHHS-TIRR | [8 empty] | EXERCISERERGBICYCLE | Exerciser/Ergometer, Bicycle | NuStep Inc
NO | YES |  |  |  | 041-17489 | 041-17489 | NuStep, Inc. | TRS 4000 |  | T4468721 | TIRR-Memorial City | MHHS-TIRR |  | Exerciser/Ergometer, Bicycle |  | 041-17489 | 041-17489 | West | MHHS-Others | TIRR-Memorial City | Main rehab 108 | 12/1/19 |  | 12/1/20 |  | EXERCISERS |  | EXERCISERERGBICYCLE-NuStep Inc-TRS 4000 | EXERCISERERGBICYCLE | TRS 4000 |  |  |  | NuStep Inc | Exerciser/Ergometer, Bicycle |  | EXERCISERERGBICYCLE-NuStep Inc-TRS 4000 |  | 4/1/18 |  |  | Covered PM Repair - Biomedical | MHHS-TIRR
NO | NO |  |  |  | 017-01288 |  | NuStep, Inc. | TRS 4000 |  |  | MEMORIAL CITY - WELLNESS CARDIAC REHAB | MHHS-Mem City |  | Exerciser/Ergometer, Bicycle |  | 017-01288 |  | West & Memorial City |  | MEMORIAL CITY - WELLNESS CARDIAC REHAB | [5 empty] | EXERCISERS |  | EXERCISERERGBICYCLE-NuStep Inc-TRS 4000 | EXERCISERERGBICYCLE | TRS 4000 |  |  |  | NuStep Inc | Exerciser/Ergometer, Bicycle |  | EXERCISERERGBICYCLE-NuStep Inc-TRS 4000 |  |  |  |  | Covered PM Repair - Biomedical | MHHS-Mem City
NO | NO |  |  |  | 017-01300 |  | NuStep, Inc. | TRS 4000 |  |  | MEMORIAL CITY - WELLNESS CARDIAC REHAB | MHHS-Mem City |  | Exerciser/Ergometer, Bicycle |  | 017-01300 |  | West & Memorial City |  | MEMORIAL CITY - WELLNESS CARDIAC REHAB | [5 empty] | EXERCISERS |  | EXERCISERERGBICYCLE-NuStep Inc-TRS 4000 | EXERCISERERGBICYCLE | TRS 4000 |  |  |  | NuStep Inc | Exerciser/Ergometer, Bicycle |  | EXERCISERERGBICYCLE-NuStep Inc-TRS 4000 |  |  |  |  | Covered PM Repair - Biomedical | MHHS-Mem City
NO | NO | [5 empty] | NuStep, Inc. | TRS 4000 |  |  | SMR - (GH) - GREATER HEIGHTS | MHHS-SMR |  | Exerciser/Ergometer, Bicycle |  |  |  | Central & Greater Heights |  | SMR - (GH) - GREATER HEIGHTS | [5 empty] | EXERCISERS |  | EXERCISERERGBICYCLE-NuStep Inc-TRS 4000 | EXERCISERERGBICYCLE | TRS 4000 |  |  |  | NuStep Inc | Exerciser/Ergometer, Bicycle |  | EXERCISERERGBICYCLE-NuStep Inc-TRS 4000 |  |  |  |  | Covered PM Repair - Biomedical | MHHS-SMR
NO | NO |  |  |  | 069-33549 |  | NuStep, Inc. | TRS 4000 |  |  | TMC - PLAZA - CARDIAC REHAB (UT POB) | MHHS-TMC |  | Exerciser/Ergometer, Bicycle |  | 069-33549 |  | TMC |  | TMC - PLAZA - CARDIAC REHAB (UT POB) | [5 empty] | EXERCISERS |  | EXERCISERERGBICYCLE-NuStep Inc-TRS 4000 | EXERCISERERGBICYCLE | TRS 4000 |  |  |  | NuStep Inc | Exerciser/Ergometer, Bicycle |  | EXERCISERERGBICYCLE-NuStep Inc-TRS 4000 |  |  |  |  | Covered PM Repair - Biomedical | MHHS-TMC
NO | NO |  |  |  | 069-33550 |  | NuStep, Inc. | TRS 4000 |  |  | TMC - PLAZA - CARDIAC REHAB (UT POB) | MHHS-TMC |  | Exerciser/Ergometer, Bicycle |  | 069-33550 |  | TMC |  | TMC - PLAZA - CARDIAC REHAB (UT POB) | [5 empty] | EXERCISERS |  | EXERCISERERGBICYCLE-NuStep Inc-TRS 4000 | EXERCISERERGBICYCLE | TRS 4000 |  |  |  | NuStep Inc | Exerciser/Ergometer, Bicycle |  | EXERCISERERGBICYCLE-NuStep Inc-TRS 4000 |  |  |  |  | Covered PM Repair - Biomedical | MHHS-TMC
NO | NO |  |  |  | 069-43436 |  | NuStep, Inc. | TRS 4000 |  |  | TMC - PLAZA - CARDIAC REHAB (UT POB) | MHHS-TMC |  | Exerciser/Ergometer, Bicycle |  | 069-43436 |  | TMC |  | TMC - PLAZA - CARDIAC REHAB (UT POB) | [5 empty] | EXERCISERS |  | EXERCISERERGBICYCLE-NuStep Inc-TRS 4000 | EXERCISERERGBICYCLE | TRS 4000 |  |  |  | NuStep Inc | Exerciser/Ergometer, Bicycle |  | EXERCISERERGBICYCLE-NuStep Inc-TRS 4000 |  |  |  |  | Covered PM Repair - Biomedical | MHHS-TMC
YES | YES |  |  |  | 009-34296 | 009-34296 | Nuvasive | NVM5 |  | DM50965 | SW - OR |  |  |  |  | 009-34296 | 009-34296 | Southwest | Memorial Hermann Southwest Hospital | SW - OR | Or core 15.5 | 8/1/19 |  | 8/1/20 |  |  | Monitor, Neural Integrity | MONITORNEURALINTEGRITY-NUVASIVE-NVM5 | [12 empty] | MNI-A | [9 empty] | Monitor, Neural Integrity | MONITORNEURALINTEGRITY | Monitor, Neural Integrity | NUVASIVE
YES | YES |  |  |  | 069-40801 | 069-40801 | Nuvico | Ck-1000 |  | Ck1000-1220130022 | TMC - JONES - GAMMA KNIFE (JB) |  |  |  |  | 069-40801 | 069-40801 |  | Memorial Hermann-tmc | TMC - JONES - GAMMA KNIFE (JB) | Crash cart |  |  |  | No PM Sticker
NO | YES |  |  |  | DWQ100 |  | NX STAGE MEDIC | NX1000-5 |  |  | Rental | MHHS-TMC |  |  |  | DWQ100 |  | TMC |  | Rental | [7 empty] | .needs class |  | NX STAGE SYSTEM ONE S W/NXVIEW | [9 empty] | Verified as Rental |  |  | MHHS-TMC
NO | YES |  |  |  | DWQ101 |  | NX STAGE MEDIC | NX1000-5 |  |  | Rental | MHHS-TMC |  |  |  | DWQ101 |  | TMC |  | Rental | [7 empty] | .needs class |  | NX STAGE SYSTEM ONE S W/NXVIEW | [9 empty] | Verified as Rental |  |  | MHHS-TMC
NO | YES |  |  |  | DWQ102 |  | NX STAGE MEDIC | NX1000-5 |  |  | Rental | MHHS-TMC |  |  |  | DWQ102 |  | TMC |  | Rental | [7 empty] | .needs class |  | NX STAGE SYSTEM ONE S W/NXVIEW | [9 empty] | Verified as Rental |  |  | MHHS-TMC
NO | YES |  |  |  | DWQ103 |  | NX STAGE MEDIC | NX1000-5 |  |  | Rental | MHHS-TMC |  |  |  | DWQ103 |  | TMC |  | Rental | [7 empty] | .needs class |  | NX STAGE SYSTEM ONE S W/NXVIEW | [9 empty] | Verified as Rental |  |  | MHHS-TMC
NO | YES |  |  |  | DWQ104 |  | NX STAGE MEDIC | NX1000-5 |  |  | Rental | MHHS-TMC |  |  |  | DWQ104 |  | TMC |  | Rental | [7 empty] | .needs class |  | NX STAGE SYSTEM ONE S W/NXVIEW | [9 empty] | Verified as Rental |  |  | MHHS-TMC
NO | YES |  |  |  | DWQ105 |  | NX STAGE MEDIC | NX1000-5 |  |  | Rental | MHHS-TMC |  |  |  | DWQ105 |  | TMC |  | Rental | [7 empty] | .needs class |  | NX STAGE SYSTEM ONE S W/NXVIEW | [9 empty] | Verified as Rental |  |  | MHHS-TMC
NO | YES |  |  |  | DWQ107 |  | NX STAGE MEDIC | NX1000-5 |  |  | Rental | MHHS-TMC |  |  |  | DWQ107 |  | TMC |  | Rental | [7 empty] | .needs class |  | NX STAGE SYSTEM ONE S W/NXVIEW | [9 empty] | Verified as Rental |  |  | MHHS-TMC
NO | YES |  |  |  | DWQ108 |  | NX STAGE MEDIC | NX1000-5 |  |  | Rental | MHHS-TMC |  |  |  | DWQ108 |  | TMC |  | Rental | [7 empty] | .needs class |  | NX STAGE SYSTEM ONE S W/NXVIEW | [9 empty] | Verified as Rental |  |  | MHHS-TMC
NO | YES |  |  |  | DWQ110 |  | NX STAGE MEDIC | NX1000-5 |  |  | Rental | MHHS-TMC |  |  |  | DWQ110 |  | TMC |  | Rental | [7 empty] | .needs class |  | NX STAGE SYSTEM ONE S W/NXVIEW | [9 empty] | Verified as Rental |  |  | MHHS-TMC
NO | YES |  |  |  | DWQ111 |  | NX STAGE MEDIC | NX1000-5 |  |  | Rental | MHHS-TMC |  |  |  | DWQ111 |  | TMC |  | Rental | [7 empty] | .needs class |  | NX STAGE SYSTEM ONE S W/NXVIEW | [9 empty] | Verified as Rental |  |  | MHHS-TMC
NO | YES |  |  |  | DWQ112 |  | NX STAGE MEDIC | NX1000-5 |  |  | Rental | MHHS-TMC |  |  |  | DWQ112 |  | TMC |  | Rental | [7 empty] | .needs class |  | NX STAGE SYSTEM ONE S W/NXVIEW | [9 empty] | Verified as Rental |  |  | MHHS-TMC
NO | YES |  |  |  | DWQ114 |  | NX STAGE MEDIC | NX1000-5 |  |  | Rental | MHHS-TMC |  |  |  | DWQ114 |  | TMC |  | Rental | [7 empty] | .needs class |  | NX STAGE SYSTEM ONE S W/NXVIEW | [9 empty] | Verified as Rental |  |  | MHHS-TMC
NO | YES |  |  |  | DWQ115 |  | NX STAGE MEDIC | NX1000-5 |  |  | Rental | MHHS-TMC |  |  |  | DWQ115 |  | TMC |  | Rental | [7 empty] | .needs class |  | NX STAGE SYSTEM ONE S W/NXVIEW | [9 empty] | Verified as Rental |  |  | MHHS-TMC
NO | YES |  |  |  | DWQ116 |  | NX STAGE MEDIC | NX1000-5 |  |  | Rental | MHHS-TMC |  |  |  | DWQ116 |  | TMC |  | Rental | [7 empty] | .needs class |  | NX STAGE SYSTEM ONE S W/NXVIEW | [9 empty] | Verified as Rental |  |  | MHHS-TMC
NO | YES |  |  |  | DWQ117 |  | NX STAGE MEDIC | NX1000-5 |  |  | Rental | MHHS-TMC |  |  |  | DWQ117 |  | TMC |  | Rental | [7 empty] | .needs class |  | NX STAGE SYSTEM ONE S W/NXVIEW | [9 empty] | Verified as Rental |  |  | MHHS-TMC
NO | YES |  |  |  | DWQ118 |  | NX STAGE MEDIC | NX1000-5 |  |  | Rental | MHHS-TMC |  |  |  | DWQ118 |  | TMC |  | Rental | [7 empty] | .needs class |  | NX STAGE SYSTEM ONE S W/NXVIEW | [9 empty] | Verified as Rental |  |  | MHHS-TMC
NO | YES |  |  |  | DWQ119 |  | NX STAGE MEDIC | NX1000-5 |  |  | Rental | MHHS-TMC |  |  |  | DWQ119 |  | TMC |  | Rental | [7 empty] | .needs class |  | NX STAGE SYSTEM ONE S W/NXVIEW | [9 empty] | Verified as Rental |  |  | MHHS-TMC
NO | YES |  |  |  | DWQ120 |  | NX STAGE MEDIC | NX1000-5 |  |  | Rental | MHHS-TMC |  |  |  | DWQ120 |  | TMC |  | Rental | [7 empty] | .needs class |  | NX STAGE SYSTEM ONE S W/NXVIEW | [9 empty] | Verified as Rental |  |  | MHHS-TMC
NO | YES |  |  |  | DWQ122 |  | NX STAGE MEDIC | NX1000-5 |  |  | Rental | MHHS-TMC |  |  |  | DWQ122 |  | TMC |  | Rental | [7 empty] | .needs class |  | NX STAGE SYSTEM ONE S W/NXVIEW | [9 empty] | Verified as Rental |  |  | MHHS-TMC
NO | YES |  |  |  | DWQ123 |  | NX STAGE MEDIC | NX1000-5 |  |  | Rental | MHHS-TMC |  |  |  | DWQ123 |  | TMC |  | Rental | [7 empty] | .needs class |  | NX STAGE SYSTEM ONE S W/NXVIEW | [9 empty] | Verified as Rental |  |  | MHHS-TMC
NO | YES |  |  |  | DWQ124 |  | NX STAGE MEDIC | NX1000-5 |  |  | Rental | MHHS-TMC |  |  |  | DWQ124 |  | TMC |  | Rental | [7 empty] | .needs class |  | NX STAGE SYSTEM ONE S W/NXVIEW | [9 empty] | Verified as Rental |  |  | MHHS-TMC
NO | YES |  |  |  | DWQ125 |  | NX STAGE MEDIC | NX1000-5 |  |  | Rental | MHHS-TMC |  |  |  | DWQ125 |  | TMC |  | Rental | [7 empty] | .needs class |  | NX STAGE SYSTEM ONE S W/NXVIEW | [9 empty] | Verified as Rental |  |  | MHHS-TMC
NO | YES |  |  |  | DWQ126 |  | NX STAGE MEDIC | NX1000-5 |  |  | Rental | MHHS-TMC |  |  |  | DWQ126 |  | TMC |  | Rental | [7 empty] | .needs class |  | NX STAGE SYSTEM ONE S W/NXVIEW | [9 empty] | Verified as Rental |  |  | MHHS-TMC
NO | YES |  |  |  | DWQ127 |  | NX STAGE MEDIC | NX1000-5 |  |  | Rental | MHHS-TMC |  |  |  | DWQ127 |  | TMC |  | Rental | [7 empty] | .needs class |  | NX STAGE SYSTEM ONE S W/NXVIEW | [9 empty] | Verified as Rental |  |  | MHHS-TMC
NO | YES |  |  |  | DWQ128 |  | NX STAGE MEDIC | NX1000-5 |  |  | Rental | MHHS-TMC |  |  |  | DWQ128 |  | TMC |  | Rental | [7 empty] | .needs class |  | NX STAGE SYSTEM ONE S W/NXVIEW | [9 empty] | Verified as Rental |  |  | MHHS-TMC
NO | YES |  |  |  | DWQ134 |  | NX STAGE MEDIC | NX1000-5 |  |  | Rental | MHHS-TMC |  |  |  | DWQ134 |  | TMC |  | Rental | [7 empty] | .needs class |  | NX STAGE SYSTEM ONE S W/NXVIEW | [9 empty] | Verified as Rental |  |  | MHHS-TMC
NO | YES |  |  |  | DWQ153 |  | NX STAGE MEDIC | NX1000-5 |  |  | Rental | MHHS-TMC |  |  |  | DWQ153 |  | TMC |  | Rental | [7 empty] | .needs class |  | NX STAGE SYSTEM ONE S W/NXVIEW | [9 empty] | Verified as Rental |  |  | MHHS-TMC
NO | YES |  |  |  | DWQ159 |  | NX STAGE MEDIC | NX1000-5 |  |  | Rental | MHHS-TMC |  |  |  | DWQ159 |  | TMC |  | Rental | [7 empty] | .needs class |  | NX STAGE SYSTEM ONE S W/NXVIEW | [9 empty] | Verified as Rental |  |  | MHHS-TMC
NO | YES |  |  |  | DWQ173 |  | NX STAGE MEDIC | NX1000-5 |  |  | Rental | MHHS-TMC |  |  |  | DWQ173 |  | TMC |  | Rental | [7 empty] | .needs class |  | NX STAGE SYSTEM ONE S W/NXVIEW | [9 empty] | Verified as Rental |  |  | MHHS-TMC
NO | YES |  |  |  | DWQ174 |  | NX STAGE MEDIC | NX1000-5 |  |  | Rental | MHHS-TMC |  |  |  | DWQ174 |  | TMC |  | Rental | [7 empty] | .needs class |  | NX STAGE SYSTEM ONE S W/NXVIEW | [9 empty] | Verified as Rental |  |  | MHHS-TMC
NO | YES |  |  |  | DWQ179 |  | NX STAGE MEDIC | NX1000-5 |  |  | Rental | MHHS-TMC |  |  |  | DWQ179 |  | TMC |  | Rental | [7 empty] | .needs class |  | NX STAGE SYSTEM ONE S W/NXVIEW | [9 empty] | Verified as Rental |  |  | MHHS-TMC
YES | YES |  |  |  | 099-01704 | 099-01704 | NxStage Medical | NX1000 |  | 31210-389 | Dialysis |  |  |  |  | 099-01704 | 099-01704 | Katy | Memorial Hermann Northeast Hospital | Dialysis | Clean room | [5 empty] | Dialysis Unit | DIALYSISUNIT-NxStage Medical-NX1000 | [12 empty] | DU-SA | [9 empty] | Dialysis Unit | DIALYSISUNIT | Dialysis Unit | NxStage Medical
NO | NO | [5 empty] | NxStage Medical, Inc | CYC-D2E |  |  | KATY - DIALYSIS | MHHS-Katy |  | Thermal Cycler |  |  |  | Katy |  | KATY - DIALYSIS | [5 empty] | HEMODIALYSIS UNITS |  | THERMALCYCLER-NxStage Medical-CYC-D2E | THERMALCYCLER | CYC-D2E |  |  |  | NxStage Medical | Thermal Cycler |  | THERMALCYCLER-NxStage Medical-CYC-D2E |  |  |  |  | Covered PM Repair - Biomedical | MHHS-Katy
NO | YES |  |  |  | 142-07258 | 142-07258 | NxStage Medical, Inc | NX1000-2 |  |  | NE-Hemodialysis | MHHS-Northeast |  |  |  | 142-07258 | 142-07258 | Katy | MHHS-Northeast | NE-Hemodialysis | Diaysis | 12/1/17 |  |  |  | HEMODIALYSIS UNITS |  | .needs class | [5 empty] | NxStage Medical | [7 empty] | Covered PM Repair - Biomedical | MHHS-Northeast
NO | NO |  |  |  | 142-07257 |  | NxStage Medical, Inc | NX1000-2 |  |  | NE - HEMODIALYSIS | MHHS-Northeast |  |  |  | 142-07257 |  | Katy |  | NE - HEMODIALYSIS | [5 empty] | HEMODIALYSIS UNITS |  | .needs class | [5 empty] | NxStage Medical | [7 empty] | Covered PM Repair - Biomedical | MHHS-Northeast
NO | NO | [5 empty] | NxStage Medical, Inc | NX1000-5 |  |  | KATY - DIALYSIS | MHHS-Katy | [5 empty] | Katy |  | KATY - DIALYSIS | [5 empty] | WARMING UNITS, BLOOD/INTRAVENOUS SOLUTION |  | .needs class | [5 empty] | NxStage Medical | [7 empty] | Covered PM Repair - Biomedical | MHHS-Katy
NO | YES |  |  |  | 041-04581 | 041-04581 | Nycomed |  |  |  | Ultrasound | MHHS-OPID |  | Warmer, Contrast Media |  | 041-04581 | 041-04581 | TMC | Memorial Hermann-Medical Plaza 3 | Ultrasound | Ultrasound 2 200.24 |  |  | 4/1/20 | No pm | WARMING UNITS, MULTIPURPOSE |  | WARMERCONTRASTMEDIA-Sanofi-aventis US-712214 | WARMERCONTRASTMEDIA |  |  |  |  | Sanofi-aventis US | Warmer, Contrast Media |  |  | WARMERCONTRASTMEDIA-Sanofi-aventis US-712214 | 5/21/16 |  |  | Covered PM Repair - Biomedical | MHHS-OPID
NO | NO | [5 empty] | Nycomed |  |  |  | OPID - (TMC) - UPPER KIRBY - 467 | MHHS-OPID |  | Warmer, Contrast Media |  |  |  | TMC |  | OPID - (TMC) - UPPER KIRBY - 467 | [5 empty] | WARMING UNITS, MULTIPURPOSE |  | WARMERCONTRASTMEDIA-Sanofi-aventis US-712214 | WARMERCONTRASTMEDIA |  |  |  |  | Sanofi-aventis US | Warmer, Contrast Media |  |  | WARMERCONTRASTMEDIA-Sanofi-aventis US-712214 |  |  |  | Covered PM Repair - Biomedical | MHHS-OPID
NO | NO | [5 empty] | Nycomed |  |  |  | WOODLANDS - RADIOLOGY | MHHS-Woodlands |  | Warmer, Contrast Media |  |  |  | Woodlands |  | WOODLANDS - RADIOLOGY | [5 empty] | WARMING UNITS, MULTIPURPOSE |  | WARMERCONTRASTMEDIA-Sanofi-aventis US-712214 | WARMERCONTRASTMEDIA |  |  |  |  | Sanofi-aventis US | Warmer, Contrast Media |  |  | WARMERCONTRASTMEDIA-Sanofi-aventis US-712214 |  |  |  | Covered PM Repair - Biomedical | MHHS-Woodlands
NO | NO | [5 empty] | Nycomed |  |  |  | WOODLANDS - RADIOLOGY | MHHS-Woodlands |  | Warmer, Contrast Media |  |  |  | Woodlands |  | WOODLANDS - RADIOLOGY | [5 empty] | WARMING UNITS, MULTIPURPOSE |  | WARMERCONTRASTMEDIA-Sanofi-aventis US-712214 | WARMERCONTRASTMEDIA |  |  |  |  | Sanofi-aventis US | Warmer, Contrast Media |  |  | WARMERCONTRASTMEDIA-Sanofi-aventis US-712214 |  |  |  | Not Covered Vendor Only - Biomedical | MHHS-Woodlands
NO | YES |  |  |  | 074-04242 | 074-04242 | O. R. Solutions | Ors-1075HS-F |  |  | Tmc-or-cvor |  |  |  |  | 074-04242 | 074-04242 | TMC | Memorial Hermann-Texas Medical Center | Tmc-or-cvor | Equipment room | 12/1/19 |  | 12/1/20
YES | YES | Serial Number Cnf |  |  | 583-01630 | 583-01630 | O.C. White Co. | Green Lights |  | Cnf | MEMORIAL CITY - LABORATORY |  |  |  |  | 583-01630 | 583-01630 | West | Memorial hermann memorial city medical center | MEMORIAL CITY - LABORATORY
YES | YES | Serial Number Cnf |  |  | 041-16511 | 041-16511 | O.R. Solutions | Solution Warmer |  | CNF | MEMORIAL CITY - MOR |  |  |  |  | 041-16511 | 041-16511 | West | Memorial City - Memorial Hermann Hospital | MEMORIAL CITY - MOR | E2 321 Surgery Rm 6 |  |  |  | SN plate has worn off.
NO | YES |  |  |  | 041-15381 | 041-15381 | O.R. Solutions Inc | ORS 2057D |  |  | MEMORIAL CITY - MOR |  |  |  |  | 041-15381 | 041-15381 | West | Memorial Hermann Memorial City Medical Center | MEMORIAL CITY - MOR | OR 8
YES | YES | Serial Number Cnf |  |  | 041-16512 | 041-16512 | O.R. Solutions Inc | ORS 2057D |  | CNF | MEMORIAL CITY - ANESTHESIOLOGY |  |  |  |  | 041-16512 | 041-16512 | West | Memorial Hermann Memorial City Medical Center | MEMORIAL CITY - ANESTHESIOLOGY | OR 7
NO | YES |  |  |  | 005-12133 | 005-12133 | O.R. Solutions, Inc. | ORS-1075HS |  |  | SE-OR | MHHS-Southeast |  | Surgical Slush Bath |  | 005-12133 | 005-12133 | Southeast | MHHS-Southeast | SE-OR | Room 12 | 1/1/20 |  | 7/1/20 |  | SURGICAL SLUSH UNITS |  | SURGICALSLUSHBATH(HEART)-OR Solutions-ORS-1075HS | SURGICALSLUSHBATH(HEART) | ORS-1075HS |  |  |  | OR Solutions | Surgical Slush Bath |  | SURGICALSLUSHBATH(HEART)-OR Solutions-ORS-1075HS |  |  |  |  | Covered PM Repair - Biomedical | MHHS-Southeast
NO | YES |  |  |  | 005-12989 | 005-12989 | O.R. Solutions, Inc. | ORS-1075HS |  |  | SE-OR | MHHS-Southeast |  | Surgical Slush Bath |  | 005-12989 | 005-12989 | Southeast | MHHS-Southeast | SE-OR | OR14 | 4/1/19 |  |  |  | SURGICAL SLUSH UNITS |  | SURGICALSLUSHBATH(HEART)-OR Solutions-ORS-1075HS | SURGICALSLUSHBATH(HEART) | ORS-1075HS |  |  |  | OR Solutions | Surgical Slush Bath |  | SURGICALSLUSHBATH(HEART)-OR Solutions-ORS-1075HS |  |  |  |  | Covered PM Repair - Biomedical | MHHS-Southeast
NO | YES |  |  |  | 013-38059 | 013-38059 | O.R. Solutions, Inc. | ORS-1075HS |  |  | SW-HVI-OR | MHHS-Southwest |  | Surgical Slush Bath |  | 013-38059 | 013-38059 | Southwest | MHHS-Southwest | SW-HVI-OR | Hallway | 11/1/19 |  | 5/1/20 |  | SURGICAL SLUSH UNITS | Surgical Slush Bath | SURGICALSLUSHBATH(HEART)-OR Solutions-ORS-1075HS | SURGICALSLUSHBATH(HEART) | ORS-1075HS |  |  |  | OR Solutions | Surgical Slush Bath |  | SURGICALSLUSHBATH(HEART)-OR Solutions-ORS-1075HS |  |  |  |  | Covered PM Repair - Biomedical | MHHS-Southwest | [8 empty] | SURGICALSLUSHBATH(HEART) | Surgical Slush Bath | OR Solutions
NO | YES |  |  |  | 069-01442 | 069-01442 | O.R. Solutions, Inc. | ORS-1075HS |  |  | TMC-OR-Pedi OR (2R) | MHHS-TMC |  | Surgical Slush Bath |  | 069-01442 | 069-01442 | TMC | MHHS-TMC | TMC-OR-Pedi OR (2R) | OR 7 | 1/1/20 |  |  | This unit appeared to be tagged twice please delete one | SURGICAL SLUSH UNITS |  | SURGICALSLUSHBATH(HEART)-OR Solutions-ORS-1075HS | SURGICALSLUSHBATH(HEART) | ORS-1075HS |  |  |  | OR Solutions | Surgical Slush Bath |  | SURGICALSLUSHBATH(HEART)-OR Solutions-ORS-1075HS |  | 8/24/17 |  |  | Covered PM Repair - Biomedical | MHHS-TMC
NO | YES | Asset Tag 099-07085 |  |  | 099-07085 | 099-07085 | O.R. Solutions, Inc. | ORS-1075HS |  |  | (null) | MHHS-TMC |  | Surgical Slush Bath |  | 099-07085 | 099-07085 | TMC | (null) | (null) | (null) |  |  |  | (null) | SURGICAL SLUSH UNITS |  | SURGICALSLUSHBATH(HEART)-OR Solutions-ORS-1075HS | SURGICALSLUSHBATH(HEART) | ORS-1075HS |  |  |  | OR Solutions | Surgical Slush Bath |  | SURGICALSLUSHBATH(HEART)-OR Solutions-ORS-1075HS |  | 8/26/17 |  |  | Covered PM Repair - Biomedical | MHHS-TMC
NO | YES |  |  |  | 069-28910 | 069-28910 | O.R. Solutions, Inc. | ORS-1075HS |  |  | Memorial Hermann- Texas Medical Center-OR-PACU nurse station | MHHS-TMC |  | Surgical Slush Bath |  | 069-28910 | 069-28910 | TMC | TMC | Memorial Hermann- Texas Medical Center-OR-PACU nurse station | OR 03 | 10/1/19 |  | 10/1/20 |  | SURGICAL SLUSH UNITS |  | SURGICALSLUSHBATH(HEART)-OR Solutions-ORS-1075HS | SURGICALSLUSHBATH(HEART) | ORS-1075HS |  |  |  | OR Solutions | Surgical Slush Bath |  | SURGICALSLUSHBATH(HEART)-OR Solutions-ORS-1075HS |  | 8/26/17 |  |  | Covered PM Repair - Biomedical | MHHS-TMC
NO | NO |  |  |  | 069-48443 |  | O.R. Solutions, Inc. | ORS-1075HS |  |  | TMC - SAROFIM 3 - OR | MHHS-TMC |  | Surgical Slush Bath |  | 069-48443 |  | TMC |  | TMC - SAROFIM 3 - OR | [5 empty] | SURGICAL SLUSH UNITS |  | SURGICALSLUSHBATH(HEART)-OR Solutions-ORS-1075HS | SURGICALSLUSHBATH(HEART) | ORS-1075HS |  |  |  | OR Solutions | Surgical Slush Bath |  | SURGICALSLUSHBATH(HEART)-OR Solutions-ORS-1075HS |  |  |  |  | Covered PM Repair - Biomedical | MHHS-TMC
NO | NO |  |  |  | 029-05541 |  | O.R. Solutions, Inc. | ORS-1075HS |  |  | WOODLANDS - OR | MHHS-Woodlands |  | Surgical Slush Bath |  | 029-05541 |  | Woodlands |  | WOODLANDS - OR | [5 empty] | SURGICAL SLUSH UNITS |  | SURGICALSLUSHBATH(HEART)-OR Solutions-ORS-1075HS | SURGICALSLUSHBATH(HEART) | ORS-1075HS |  |  |  | OR Solutions | Surgical Slush Bath |  | SURGICALSLUSHBATH(HEART)-OR Solutions-ORS-1075HS |  |  |  |  | Covered PM Repair - Biomedical | MHHS-Woodlands
NO | NO |  |  |  | 029-09502 |  | O.R. Solutions, Inc. | ORS-1075HS |  |  | WOODLANDS - OR | MHHS-Woodlands |  | Surgical Slush Bath |  | 029-09502 |  | Woodlands |  | WOODLANDS - OR | [5 empty] | SURGICAL SLUSH UNITS |  | SURGICALSLUSHBATH(HEART)-OR Solutions-ORS-1075HS | SURGICALSLUSHBATH(HEART) | ORS-1075HS |  |  |  | OR Solutions | Surgical Slush Bath |  | SURGICALSLUSHBATH(HEART)-OR Solutions-ORS-1075HS |  |  |  |  | Not Covered Vendor Only - Biomedical | MHHS-Woodlands
NO | YES |  |  |  | 009-06128 | 009-06128 | O.R. Solutions, Inc. | ORS-2038D |  |  | GH-OR Anesthesia | MHHS-Greater Heights |  | Warmer, Blood/Fluid |  | 009-06128 | 009-06128 | Central & Greater Heights | MHHS-Greater Heights | GH-OR Anesthesia | Room 8 | 6/1/19 |  | 6/1/20 |  | WARMING UNITS, MULTIPURPOSE | Warmer, Blood/Fluid | WARMERBLOODFLUID-OR Solutions-ORS-2038D | WARMERBLOODFLUID | ORS-2038D |  |  |  | OR Solutions | Warmer, Blood/Fluid |  | WARMERBLOODFLUID-OR Solutions-ORS-2038D |  | 2/13/18 |  | WBF-SA | Covered PM Repair - Biomedical | MHHS-Greater Heights | [8 empty] | WARMERBLOODFLUID | Warmer, Blood/Fluid | OR Solutions
NO | YES |  |  |  | 009-07730 | 009-07730 | O.R. Solutions, Inc. | ORS-2038D |  |  | GH-OR | MHHS-Greater Heights |  | Warmer, Blood/Fluid |  | 009-07730 | 009-07730 | Central | MHHS-Greater Heights | GH-OR | OR | 6/1/19 |  | 6/1/20 |  | WARMING UNITS, MULTIPURPOSE | Warmer, Blood/Fluid | WARMERBLOODFLUID-OR Solutions-ORS-2038D | WARMERBLOODFLUID | ORS-2038D |  |  |  | OR Solutions | Warmer, Blood/Fluid |  | WARMERBLOODFLUID-OR Solutions-ORS-2038D |  | 2/13/18 |  | WBF-SA | Covered PM Repair - Biomedical | MHHS-Greater Heights | [8 empty] | WARMERBLOODFLUID | Warmer, Blood/Fluid | OR Solutions
NO | YES |  |  |  | 009-09600 | 009-09600 | O.R. Solutions, Inc. | ORS-2038D |  | 3325-9 | GH-OR Endoscopy | MHHS-Greater Heights |  | Warmer, Blood/Fluid |  | 009-09600 | 009-09600 | Central | MHHS-Greater Heights | GH-OR Endoscopy | OR | 6/1/19 |  | 6/1/20 |  | WARMING UNITS, MULTIPURPOSE | Warmer, Blood/Fluid | WARMERBLOODFLUID-OR Solutions-ORS-2038D | WARMERBLOODFLUID | ORS-2038D |  |  |  | OR Solutions | Warmer, Blood/Fluid |  | WARMERBLOODFLUID-OR Solutions-ORS-2038D |  | 2/13/18 |  | WBF-SA | Covered PM Repair - Biomedical | MHHS-Greater Heights | [8 empty] | WARMERBLOODFLUID | Warmer, Blood/Fluid | OR Solutions
NO | YES |  |  |  |  | 009-08187 | O.R. Solutions, Inc. | ORS-2038D |  |  | GH-Preop | MHHS-Greater Heights |  | Warmer, Blood/Fluid |  |  | 009-08187 | Central | MHHS-Greater Heights | GH-Preop | OR | 6/1/19 |  | 6/1/20 |  | WARMING UNITS, MULTIPURPOSE | Warmer, Blood/Fluid | WARMERBLOODFLUID-OR Solutions-ORS-2038D | WARMERBLOODFLUID | ORS-2038D |  |  |  | OR Solutions | Warmer, Blood/Fluid |  | WARMERBLOODFLUID-OR Solutions-ORS-2038D |  | 2/13/18 |  | WBF-SA | Covered PM Repair - Biomedical | MHHS-Greater Heights | [8 empty] | WARMERBLOODFLUID | Warmer, Blood/Fluid | OR Solutions
NO | YES |  |  |  |  | 009-07729 | O.R. Solutions, Inc. | ORS-2038D |  |  | GH-OR | MHHS-Greater Heights |  | Warmer, Blood/Fluid |  |  | 009-07729 | Central | MHHS-Greater Heights | GH-OR | OR | 6/1/19 |  | 6/1/20 |  | WARMING UNITS, MULTIPURPOSE | Warmer, Blood/Fluid | WARMERBLOODFLUID-OR Solutions-ORS-2038D | WARMERBLOODFLUID | ORS-2038D |  |  |  | OR Solutions | Warmer, Blood/Fluid |  | WARMERBLOODFLUID-OR Solutions-ORS-2038D |  | 2/13/18 |  | WBF-SA | Covered PM Repair - Biomedical | MHHS-Greater Heights | [8 empty] | WARMERBLOODFLUID | Warmer, Blood/Fluid | OR Solutions
NO | YES |  |  |  | 041-20438 | 041-20438 | O.R. Solutions, Inc. | ORS-2038D |  |  | MEMORIAL CITY - Surgery room 10 | MHHS-Mem City |  | Warmer, Blood/Fluid |  | 041-20438 | 041-20438 | West | Memorial Hermann Memorial City Medical Center | MEMORIAL CITY - Surgery room 10 | Surgery room 10 |  |  |  |  | WARMING UNITS, MULTIPURPOSE |  | WARMERBLOODFLUID-OR Solutions-ORS-2038D | WARMERBLOODFLUID | ORS-2038D |  |  |  | OR Solutions | Warmer, Blood/Fluid |  | WARMERBLOODFLUID-OR Solutions-ORS-2038D |  |  |  |  | Covered PM Repair - Biomedical | MHHS-Mem City
NO | YES |  |  |  | 041-32421 | 041-32421 | O.R. Solutions, Inc. | ORS-2038D |  |  | MEMORIAL CITY MOR | MHHS-Mem City |  | Warmer, Blood/Fluid |  | 041-32421 | 041-32421 | West | Memorial Hermann Memorial City Medical Center | MEMORIAL CITY MOR | MEMORIAL CITY MOR |  |  |  |  | WARMING UNITS, MULTIPURPOSE |  | WARMERBLOODFLUID-OR Solutions-ORS-2038D | WARMERBLOODFLUID | ORS-2038D |  |  |  | OR Solutions | Warmer, Blood/Fluid |  | WARMERBLOODFLUID-OR Solutions-ORS-2038D |  |  |  |  | Covered PM Repair - Biomedical | MHHS-Mem City
NO | YES | [5 empty] | O.R. Solutions, Inc. | ORS-2038D |  | 3084-R | MHOSH-OR | MHHS Orthopedic & Spine |  | Warmer, Blood/Fluid |  |  |  | Central & Greater Heights | MHHS-Orthopedic & Spine | MHOSH-OR |  | 11/21/17 |  |  |  | WARMING UNITS, MULTIPURPOSE | Warmer, Blood/Fluid | WARMERBLOODFLUID-OR Solutions-ORS-2038D | WARMERBLOODFLUID | ORS-2038D |  |  |  | OR Solutions | Warmer, Blood/Fluid |  | WARMERBLOODFLUID-OR Solutions-ORS-2038D |  | 2/18/17 | MHOSH Inventory Dec 2019 into 2020 - Copy.xls - Newly Verified | WBF-SA | Covered PM Repair - Biomedical | MHHS Orthopedic & Spine | [8 empty] | WARMERBLOODFLUID | Warmer, Blood/Fluid | OR Solutions
NO | YES | [5 empty] | O.R. Solutions, Inc. | ORS-2038D |  |  | MHOSH-OR | MHHS Orthopedic & Spine |  | Warmer, Blood/Fluid |  |  |  | Central & Greater Heights | MHHS-Orthopedic & Spine | MHOSH-OR |  | 6/22/15 |  |  |  | WARMING UNITS, MULTIPURPOSE | Warmer, Blood/Fluid | WARMERBLOODFLUID-OR Solutions-ORS-2038D | WARMERBLOODFLUID | ORS-2038D |  |  |  | OR Solutions | Warmer, Blood/Fluid |  | WARMERBLOODFLUID-OR Solutions-ORS-2038D |  |  | MHOSH Inventory Dec 2019 into 2020 - Copy.xls - Newly Verified | WBF-SA | Covered PM Repair - Biomedical | MHHS Orthopedic & Spine | [8 empty] | WARMERBLOODFLUID | Warmer, Blood/Fluid | OR Solutions
NO | YES |  |  |  | 005-10092 | 005-10092 | O.R. Solutions, Inc. | ORS-2038D |  | 3893-R | SE-OR | MHHS-Southeast |  | Warmer, Blood/Fluid |  | 005-10092 | 005-10092 | Southeast | MHHS-Southeast | SE-OR | SE-OR Corridor | 12/1/18 |  |  |  | WARMING UNITS, MULTIPURPOSE |  | WARMERBLOODFLUID-OR Solutions-ORS-2038D | WARMERBLOODFLUID | ORS-2038D |  |  |  | OR Solutions | Warmer, Blood/Fluid |  | WARMERBLOODFLUID-OR Solutions-ORS-2038D |  | 2/13/18 |  |  | Covered PM Repair - Biomedical | MHHS-Southeast
NO | YES |  |  |  | 005-12135 | 005-12135 | O.R. Solutions, Inc. | ORS-2038D |  |  | SE-OR | MHHS-Southeast |  | Warmer, Blood/Fluid |  | 005-12135 | 005-12135 | Southeast | MHHS-Southeast | SE-OR | Room 12 |  |  |  |  | WARMING UNITS, MULTIPURPOSE |  | WARMERBLOODFLUID-OR Solutions-ORS-2038D | WARMERBLOODFLUID | ORS-2038D |  |  |  | OR Solutions | Warmer, Blood/Fluid |  | WARMERBLOODFLUID-OR Solutions-ORS-2038D |  | 2/13/18 |  |  | Covered PM Repair - Biomedical | MHHS-Southeast
NO | YES |  |  |  | 013-38060 | 013-38060 | O.R. Solutions, Inc. | ORS-2038D |  |  | SW-HVI-OR | MHHS-Southwest |  | Warmer, Blood/Fluid |  | 013-38060 | 013-38060 | Southwest | MHHS-Southwest | SW-HVI-OR | Hallway | 3/1/19 |  | 5/1/20 |  | WARMING UNITS, MULTIPURPOSE | Warmer, Blood/Fluid | WARMERBLOODFLUID-OR Solutions-ORS-2038D | WARMERBLOODFLUID | ORS-2038D |  |  |  | OR Solutions | Warmer, Blood/Fluid |  | WARMERBLOODFLUID-OR Solutions-ORS-2038D |  | 2/13/18 |  | WBF-SA | Covered PM Repair - Biomedical | MHHS-Southwest | [8 empty] | WARMERBLOODFLUID | Warmer, Blood/Fluid | OR Solutions
NO | YES | Serial Number 51477 |  |  | 013-35075 | 013-35075 | O.R. Solutions, Inc. | ORS-2038D |  |  | SW-OR | MHHS-Southwest |  | Warmer, Blood/Fluid |  | 013-35075 | 013-35075 | Southwest | MHHS-Southwest | SW-OR | OR 19 | 8/1/19 |  | 8/1/20 |  | WARMING UNITS, MULTIPURPOSE | Warmer, Blood/Fluid | WARMERBLOODFLUID-OR Solutions-ORS-2038D | WARMERBLOODFLUID | ORS-2038D |  |  |  | OR Solutions | Warmer, Blood/Fluid |  | WARMERBLOODFLUID-OR Solutions-ORS-2038D |  | 2/13/18 |  | WBF-SA | Covered PM Repair - Biomedical | MHHS-Southwest | [8 empty] | WARMERBLOODFLUID | Warmer, Blood/Fluid | OR Solutions
NO | YES |  |  |  | 013-35687 | 013-35687 | O.R. Solutions, Inc. | ORS-2038D |  |  | SW-OR | MHHS-Southwest |  | Warmer, Blood/Fluid |  | 013-35687 | 013-35687 | Southwest | MHHS-Southwest | SW-OR | OR 19 | 8/1/19 |  | 7/1/20 |  | WARMING UNITS, MULTIPURPOSE | Warmer, Blood/Fluid | WARMERBLOODFLUID-OR Solutions-ORS-2038D | WARMERBLOODFLUID | ORS-2038D |  |  |  | OR Solutions | Warmer, Blood/Fluid |  | WARMERBLOODFLUID-OR Solutions-ORS-2038D |  | 2/13/18 |  | WBF-SA | Covered PM Repair - Biomedical | MHHS-Southwest | [8 empty] | WARMERBLOODFLUID | Warmer, Blood/Fluid | OR Solutions
NO | YES |  |  |  | 013-38910 | 013-38910 | O.R. Solutions, Inc. | ORS-2038D |  |  | SW-OR | MHHS-Southwest |  | Warmer, Blood/Fluid |  | 013-38910 | 013-38910 | Southwest | MHHS-Southwest | SW-OR | OR 19 | 3/1/19 |  | 5/1/20 |  | WARMING UNITS, MULTIPURPOSE | Warmer, Blood/Fluid | WARMERBLOODFLUID-OR Solutions-ORS-2038D | WARMERBLOODFLUID | ORS-2038D |  |  |  | OR Solutions | Warmer, Blood/Fluid |  | WARMERBLOODFLUID-OR Solutions-ORS-2038D |  | 2/13/18 |  | WBF-SA | Covered PM Repair - Biomedical | MHHS-Southwest | [8 empty] | WARMERBLOODFLUID | Warmer, Blood/Fluid | OR Solutions
NO | YES |  |  |  | 069-17545 | 069-17545 | O.R. Solutions, Inc. | ORS-2038D |  |  | TWC | MHHS-TMC |  | Warmer, Blood/Fluid |  | 069-17545 | 069-17545 | TMC | Memorial Hermann Heart | TWC | Cath Lab 1 | 5/1/20 |  | 3/1/20 |  | WARMING UNITS, MULTIPURPOSE | Warmer, Blood/Fluid | WARMERBLOODFLUID-OR Solutions-ORS-2038D | WARMERBLOODFLUID | ORS-2038D |  |  |  | OR Solutions | Warmer, Blood/Fluid |  | WARMERBLOODFLUID-OR Solutions-ORS-2038D |  | 2/16/17 |  | WBF-SA | Not Covered Vendor Only - Biomedical | MHHS-TMC | [8 empty] | WARMERBLOODFLUID | Warmer, Blood/Fluid | OR Solutions
NO | YES |  |  |  | 069-29056 | 069-29056 | O.R. Solutions, Inc. | ORS-2038D |  |  | TMC-Children's-L&D (5Hp) | MHHS-TMC |  | Warmer, Blood/Fluid |  | 069-29056 | 069-29056 | TMC | MHHS-TMC | TMC-Children's-L&D (5Hp) |  | 1/29/19 |  |  |  | WARMING UNITS, MULTIPURPOSE |  | WARMERBLOODFLUID-OR Solutions-ORS-2038D | WARMERBLOODFLUID | ORS-2038D |  |  |  | OR Solutions | Warmer, Blood/Fluid |  | WARMERBLOODFLUID-OR Solutions-ORS-2038D |  | 2/12/17 | Verified 3/30/2020 4:07pm (Central) |  | Not Covered Vendor Only - Biomedical | MHHS-TMC
NO | YES |  |  |  | 069-42189 | 069-42189 | O.R. Solutions, Inc. | ORS-2038D |  |  | TMC-OR-Pedi OR (2R) | MHHS-TMC |  | Warmer, Blood/Fluid |  | 069-42189 | 069-42189 | TMC | MHHS-TMC | TMC-OR-Pedi OR (2R) |  | 1/1/20 |  | 1/1/21 |  | WARMING UNITS, MULTIPURPOSE |  | WARMERBLOODFLUID-OR Solutions-ORS-2038D | WARMERBLOODFLUID | ORS-2038D |  |  |  | OR Solutions | Warmer, Blood/Fluid |  | WARMERBLOODFLUID-OR Solutions-ORS-2038D |  | 8/30/17 |  |  | Covered PM Repair - Biomedical | MHHS-TMC
NO | YES |  |  |  | 069-42190 | 069-42190 | O.R. Solutions, Inc. | ORS-2038D |  |  | TMC-OR-Pedi OR (2R) | MHHS-TMC |  | Warmer, Blood/Fluid |  | 069-42190 | 069-42190 | TMC | MHHS-TMC | TMC-OR-Pedi OR (2R) | S2 OR 55 | 1/1/20 |  | 1/1/21 |  | WARMING UNITS, MULTIPURPOSE |  | WARMERBLOODFLUID-OR Solutions-ORS-2038D | WARMERBLOODFLUID | ORS-2038D |  |  |  | OR Solutions | Warmer, Blood/Fluid |  | WARMERBLOODFLUID-OR Solutions-ORS-2038D |  |  |  |  | Not Covered Vendor Only - Biomedical | MHHS-TMC
NO | YES |  |  |  | 069-44423 | 069-44423 | O.R. Solutions, Inc. | ORS-2038D |  |  | TMC-OR-Hermann (2Hp) | MHHS-TMC |  | Warmer, Blood/Fluid |  | 069-44423 | 069-44423 | TMC | MHHS-TMC | TMC-OR-Hermann (2Hp) | OR (2HP) | 2/1/18 |  |  |  | WARMING UNITS, MULTIPURPOSE |  | WARMERBLOODFLUID-OR Solutions-ORS-2038D | WARMERBLOODFLUID | ORS-2038D |  |  |  | OR Solutions | Warmer, Blood/Fluid |  | WARMERBLOODFLUID-OR Solutions-ORS-2038D |  |  |  |  | Covered PM Repair - Biomedical | MHHS-TMC
NO | YES |  |  |  | 069-45735 | 069-45735 | O.R. Solutions, Inc. | ORS-2038D |  |  | TMC-OR-Hermann (2Hp) | MHHS-TMC |  | Warmer, Blood/Fluid |  | 069-45735 | 069-45735 | TMC | MHHS-TMC | TMC-OR-Hermann (2Hp) | H2/412 Storage | 8/1/19 |  |  |  | WARMING UNITS, MULTIPURPOSE |  | WARMERBLOODFLUID-OR Solutions-ORS-2038D | WARMERBLOODFLUID | ORS-2038D |  |  |  | OR Solutions | Warmer, Blood/Fluid |  | WARMERBLOODFLUID-OR Solutions-ORS-2038D |  | 2/19/16 |  |  | Covered PM Repair - Biomedical | MHHS-TMC
NO | YES |  |  |  | 069-36442 | 069-36442 | O.R. Solutions, Inc. | ORS-2038D |  |  | Biomed shop | MHHS-TMC |  | Warmer, Blood/Fluid |  | 069-36442 | 069-36442 | TMC | Memorial Hermann-Texas Medical Center | Biomed shop | Biomed shop | 10/1/18 |  | 10/1/23 |  | WARMING UNITS, MULTIPURPOSE | Warmer, Blood/Fluid | WARMERBLOODFLUID-OR Solutions-ORS-2038D | WARMERBLOODFLUID | ORS-2038D |  |  |  | OR Solutions | Warmer, Blood/Fluid |  | WARMERBLOODFLUID-OR Solutions-ORS-2038D |  | 9/20/19 |  | WBF-SA | Not Covered Vendor Only - Biomedical | MHHS-TMC | [8 empty] | WARMERBLOODFLUID | Warmer, Blood/Fluid | OR Solutions
NO | YES |  |  |  | 069-39852 | 069-39852 | O.R. Solutions, Inc. | ORS-2038D |  |  | Biomed shop | MHHS-TMC |  | Warmer, Blood/Fluid |  | 069-39852 | 069-39852 | TMC | Memorial Hermann-Texas Medical Center | Biomed shop | Biomed shop |  |  |  |  | WARMING UNITS, MULTIPURPOSE | Warmer, Blood/Fluid | WARMERBLOODFLUID-OR Solutions-ORS-2038D | WARMERBLOODFLUID | ORS-2038D |  |  |  | OR Solutions | Warmer, Blood/Fluid |  | WARMERBLOODFLUID-OR Solutions-ORS-2038D |  | 7/1/13 |  | WBF-SA | Covered PM Repair - Biomedical | MHHS-TMC | [8 empty] | WARMERBLOODFLUID | Warmer, Blood/Fluid | OR Solutions
NO | YES |  |  |  | 069-40661 | 069-40661 | O.R. Solutions, Inc. | ORS-2038D |  |  | TMC-OR-Hermann (2Hp) | MHHS-TMC |  | Warmer, Blood/Fluid |  | 069-40661 | 069-40661 | TMC | MHHS-TMC | TMC-OR-Hermann (2Hp) | OR 54 | 1/1/18 |  | 1/1/23 |  | WARMING UNITS, MULTIPURPOSE |  | WARMERBLOODFLUID-OR Solutions-ORS-2038D | WARMERBLOODFLUID | ORS-2038D |  |  |  | OR Solutions | Warmer, Blood/Fluid |  | WARMERBLOODFLUID-OR Solutions-ORS-2038D |  | 2/16/17 |  |  | Covered PM Repair - Biomedical | MHHS-TMC
NO | YES |  |  |  | 069-40662 | 069-40662 | O.R. Solutions, Inc. | ORS-2038D |  |  | TMC-OR-Hermann (2Hp) | MHHS-TMC |  | Warmer, Blood/Fluid |  | 069-40662 | 069-40662 | TMC | MHHS-TMC | TMC-OR-Hermann (2Hp) | H2/412 Storage | 4/1/17 |  |  |  | WARMING UNITS, MULTIPURPOSE |  | WARMERBLOODFLUID-OR Solutions-ORS-2038D | WARMERBLOODFLUID | ORS-2038D |  |  |  | OR Solutions | Warmer, Blood/Fluid |  | WARMERBLOODFLUID-OR Solutions-ORS-2038D |  | 3/2/17 |  |  | Covered PM Repair - Biomedical | MHHS-TMC
NO | YES |  |  |  | 069-45802 | 069-45802 | O.R. Solutions, Inc. | ORS-2038D |  |  | Memorial Hermann- Texas Medical Center-OR-PACU nurse station | MHHS-TMC |  | Warmer, Blood/Fluid |  | 069-45802 | 069-45802 | TMC | TMC | Memorial Hermann- Texas Medical Center-OR-PACU nurse station | OR09 | 9/1/19 |  | 9/1/20 |  | WARMING UNITS, MULTIPURPOSE |  | WARMERBLOODFLUID-OR Solutions-ORS-2038D | WARMERBLOODFLUID | ORS-2038D |  |  |  | OR Solutions | Warmer, Blood/Fluid |  | WARMERBLOODFLUID-OR Solutions-ORS-2038D |  | 2/18/17 |  |  | Covered PM Repair - Biomedical | MHHS-TMC
NO | YES |  |  |  | 069-46211 | 069-46211 | O.R. Solutions, Inc. | ORS-2038D |  |  | TMC-OR-Hermann (2Hp) | MHHS-TMC |  | Warmer, Blood/Fluid |  | 069-46211 | 069-46211 | TMC | MHHS-TMC | TMC-OR-Hermann (2Hp) | S4211 storage | 12/1/19 |  |  |  | WARMING UNITS, MULTIPURPOSE |  | WARMERBLOODFLUID-OR Solutions-ORS-2038D | WARMERBLOODFLUID | ORS-2038D |  |  |  | OR Solutions | Warmer, Blood/Fluid |  | WARMERBLOODFLUID-OR Solutions-ORS-2038D |  | 2/13/18 |  |  | Covered PM Repair - Biomedical | MHHS-TMC
NO | YES |  |  |  | 013-16480 | 013-16480 | O.R. Solutions, Inc. | ORS-2038D |  |  | SW-OR |  |  |  |  | 013-16480 | 013-16480 | Southwest | MHHS-Southwest | SW-OR | OR | 7/1/20 |  | 7/1/20
YES | YES |  |  |  | 099-07826 | 099-07826 | O.R. Solutions, Inc. | ORS-2038D |  |  | SE - OR |  |  |  |  | 099-07826 | 099-07826 | Southeast | Southeast | SE - OR | SE-OR Corridor
NO | NO |  |  |  | 069-46212 |  | O.R. Solutions, Inc. | ORS-2038D |  |  | TMC - OR - HERMANN (2HP) | MHHS-TMC |  | Warmer, Blood/Fluid |  | 069-46212 |  | TMC |  | TMC - OR - HERMANN (2HP) | [5 empty] | WARMING UNITS, MULTIPURPOSE |  | WARMERBLOODFLUID-OR Solutions-ORS-2038D | WARMERBLOODFLUID | ORS-2038D |  |  |  | OR Solutions | Warmer, Blood/Fluid |  | WARMERBLOODFLUID-OR Solutions-ORS-2038D |  |  |  |  | Covered PM Repair - Biomedical | MHHS-TMC
NO | NO |  |  |  | 069-39851 |  | O.R. Solutions, Inc. | ORS-2038D |  |  | TMC - OR - LABOR/ DELIVERY (5/6HP) | MHHS-TMC |  | Warmer, Blood/Fluid |  | 069-39851 |  | TMC |  | TMC - OR - LABOR/ DELIVERY (5/6HP) | [5 empty] | WARMING UNITS, MULTIPURPOSE |  | WARMERBLOODFLUID-OR Solutions-ORS-2038D | WARMERBLOODFLUID | ORS-2038D |  |  |  | OR Solutions | Warmer, Blood/Fluid |  | WARMERBLOODFLUID-OR Solutions-ORS-2038D |  |  |  |  | Not Covered Vendor Only - Biomedical | MHHS-TMC
NO | NO |  |  |  | 069-48235 |  | O.R. Solutions, Inc. | ORS-2038D |  |  | TMC - SAROFIM 3 - OR | MHHS-TMC |  | Warmer, Blood/Fluid |  | 069-48235 |  | TMC |  | TMC - SAROFIM 3 - OR | [5 empty] | WARMING UNITS, MULTIPURPOSE |  | WARMERBLOODFLUID-OR Solutions-ORS-2038D | WARMERBLOODFLUID | ORS-2038D |  |  |  | OR Solutions | Warmer, Blood/Fluid |  | WARMERBLOODFLUID-OR Solutions-ORS-2038D |  |  |  |  | Covered PM Repair - Biomedical | MHHS-TMC
NO | NO |  |  |  | 029-08961 |  | O.R. Solutions, Inc. | ORS-2038D |  |  | WOODLANDS - OR | MHHS-Woodlands |  | Warmer, Blood/Fluid |  | 029-08961 |  | Woodlands |  | WOODLANDS - OR | [5 empty] | WARMING UNITS, MULTIPURPOSE |  | WARMERBLOODFLUID-OR Solutions-ORS-2038D | WARMERBLOODFLUID | ORS-2038D |  |  |  | OR Solutions | Warmer, Blood/Fluid |  | WARMERBLOODFLUID-OR Solutions-ORS-2038D |  |  |  |  | Covered PM Repair - Biomedical | MHHS-Woodlands
NO | YES |  |  |  | 133-07934 | 133-07934 | O.R. Solutions, Inc. | ORS-2057D |  |  | Katy-OR | MHHS-Katy |  | Warmer, Blood/Fluid |  | 133-07934 | 133-07934 | Katy | MHHS-Katy | Katy-OR | OR - Equipment | 11/1/18 | 11/1/23 |  |  | WARMING UNITS, MULTIPURPOSE | Warmer, Blood/Fluid | WARMERBLOODFLUID-OR Solutions-ORS-2057D | WARMERBLOODFLUID | ORS-2057D |  |  |  | OR Solutions | Warmer, Blood/Fluid |  | WARMERBLOODFLUID-OR Solutions-ORS-2057D |  | 8/24/17 |  | WBF-SA | Covered PM Repair - Biomedical | MHHS-Katy | [8 empty] | WARMERBLOODFLUID | Warmer, Blood/Fluid | OR Solutions
NO | YES |  |  |  | 133-08747 | 133-08747 | O.R. Solutions, Inc. | ORS-2057D |  |  | Katy-OR | MHHS-Katy |  | Warmer, Blood/Fluid |  | 133-08747 | 133-08747 | Katy | MHHS-Katy | Katy-OR | OR - Equipment | 9/1/18 | 9/1/23 |  |  | WARMING UNITS, MULTIPURPOSE | Warmer, Blood/Fluid | WARMERBLOODFLUID-OR Solutions-ORS-2057D | WARMERBLOODFLUID | ORS-2057D |  |  |  | OR Solutions | Warmer, Blood/Fluid |  | WARMERBLOODFLUID-OR Solutions-ORS-2057D |  | 8/26/17 |  | WBF-SA | Covered PM Repair - Biomedical | MHHS-Katy | [8 empty] | WARMERBLOODFLUID | Warmer, Blood/Fluid | OR Solutions
NO | YES |  |  |  | 041-32422 | 041-32422 | O.R. Solutions, Inc. | ORS-2057D |  |  | MEMORIAL CITY - MOR | MHHS-Mem City |  | Warmer, Blood/Fluid |  | 041-32422 | 041-32422 | West | Memorial city -memorial herman hospital center | MEMORIAL CITY - MOR | Procedure room 2 |  |  |  |  | WARMING UNITS, MULTIPURPOSE |  | WARMERBLOODFLUID-OR Solutions-ORS-2057D | WARMERBLOODFLUID | ORS-2057D |  |  |  | OR Solutions | Warmer, Blood/Fluid |  | WARMERBLOODFLUID-OR Solutions-ORS-2057D |  |  |  |  | Covered PM Repair - Biomedical | MHHS-Mem City
NO | YES |  |  |  |  | 099-01982 | O.R. Solutions, Inc. | ORS-2057D |  |  | NE-OR | MHHS-Northeast |  | Warmer, Blood/Fluid |  |  | 099-01982 | Katy | MHHS-Northeast | NE-OR | PACU 15 | 5/1/19 | 5/1/20 |  |  | WARMING UNITS, MULTIPURPOSE | Warmer, Blood/Fluid | WARMERBLOODFLUID-OR Solutions-ORS-2057D | WARMERBLOODFLUID | ORS-2057D |  |  |  | OR Solutions | Warmer, Blood/Fluid |  | WARMERBLOODFLUID-OR Solutions-ORS-2057D |  |  |  | WBF-SA | Covered PM Repair - Biomedical | MHHS-Northeast | [8 empty] | WARMERBLOODFLUID | Warmer, Blood/Fluid | OR Solutions
NO | NO | [5 empty] | O.R. Solutions, Inc. | ORS-2057D |  |  | MEMORIAL CITY - MOR | MHHS-Mem City |  | Warmer, Blood/Fluid |  |  |  | West & Memorial City |  | MEMORIAL CITY - MOR | [5 empty] | WARMING UNITS, MULTIPURPOSE |  | WARMERBLOODFLUID-OR Solutions-ORS-2057D | WARMERBLOODFLUID | ORS-2057D |  |  |  | OR Solutions | Warmer, Blood/Fluid |  | WARMERBLOODFLUID-OR Solutions-ORS-2057D |  |  |  |  | Covered PM Repair - Biomedical | MHHS-Mem City
NO | YES |  |  |  |  | 099-02498 | O.R. Solutions, Inc. | ORS-2058D |  |  | NE-OR Holding | MHHS-Northeast |  |  |  |  | 099-02498 | Katy | MHHS-Northeast | NE-OR Holding | Pacu 15 | 8/1/18 | 8/1/19 |  |  | WARMING UNITS, MULTIPURPOSE |  | .needs class | [5 empty] | OR Solutions |  |  |  |  | 8/26/17 |  |  | Covered PM Repair - Biomedical | MHHS-Northeast
NO | YES |  |  |  |  | 142-00714 | O.R. Solutions, Inc. | ORS-2058D |  |  | NE-OR | MHHS-Northeast |  |  |  |  | 142-00714 | Katy | MHHS-Northeast | NE-OR | Or storage | 8/1/18 | 8/1/19 |  |  | WARMING UNITS, MULTIPURPOSE |  | .needs class | [5 empty] | OR Solutions |  |  |  |  | 8/26/17 |  |  | Covered PM Repair - Biomedical | MHHS-Northeast
NO | YES |  |  |  | 074-04541 | 074-04541 | O.R. Solutions, Inc. | ORS-2058D |  |  | TWC | MHHS-TMC |  |  |  | 074-04541 | 074-04541 | TMC | Memorial Hermann Heart | TWC | CVOR 6 | 4/1/17 |  | 10/1/17 | Past due | WARMING UNITS, MULTIPURPOSE |  | .needs class | [5 empty] | OR Solutions |  |  |  |  | 8/24/17 |  |  | Covered PM Repair - Biomedical | MHHS-TMC
NO | YES |  |  |  | 069-45736 | 069-45736 | O.R. Solutions, Inc. | ORS-2058D |  |  | Biomed shop | MHHS-TMC |  |  |  | 069-45736 | 069-45736 | TMC | Memorial Hermann-Texas Medical Center | Biomed shop | Biomed shop | 8/1/18 |  |  |  | WARMING UNITS, MULTIPURPOSE |  | .needs class | [5 empty] | OR Solutions |  |  |  |  | 8/26/17 |  |  | Covered PM Repair - Biomedical | MHHS-TMC
NO | YES |  |  |  | 069-40664 | 069-40664 | O.R. Solutions, Inc. | ORS-2058D |  |  | TMC-Sarofim 3-OR | MHHS-TMC |  |  |  | 069-40664 | 069-40664 | TMC | MHHS-TMC | TMC-Sarofim 3-OR | TMC - SAROFIM 3 - OR | 10/1/16 |  |  |  | WARMING UNITS, MULTIPURPOSE |  | .needs class | [5 empty] | OR Solutions |  |  |  |  | 8/30/17 |  |  | Covered PM Repair - Biomedical | MHHS-TMC
NO | YES |  |  |  | 029-08810 | 029-08810 | O.R. Solutions, Inc. | ORS-2066D |  |  | Woodlands-OR | MHHS-Woodlands |  | Warmer, Blood/Fluid |  | 029-08810 | 029-08810 | Woodlands | MHHS-Woodlands | Woodlands-OR | Room 15 | 10/1/19 |  | 10/1/20 |  | WARMING UNITS, MULTIPURPOSE | Warmer, Blood/Fluid | WARMERBLOODFLUID-OR Solutions-ORS-2066D | WARMERBLOODFLUID | ORS-2066D |  |  |  | OR Solutions | Warmer, Blood/Fluid |  | WARMERBLOODFLUID-OR Solutions-ORS-2066D |  | 11/25/20 |  | WBF-SA | No Coverage Specified | MHHS-Woodlands | [8 empty] | WARMERBLOODFLUID | Warmer, Blood/Fluid | OR Solutions
NO | YES |  |  |  | 029-08811 | 029-08811 | O.R. Solutions, Inc. | ORS-2066D |  |  | Woodlands-OR | MHHS-Woodlands |  | Warmer, Blood/Fluid |  | 029-08811 | 029-08811 | Woodlands | MHHS-Woodlands | Woodlands-OR | Rm 19 | 2/1/20 |  | 2/1/21 |  | WARMING UNITS, MULTIPURPOSE | Warmer, Blood/Fluid | WARMERBLOODFLUID-OR Solutions-ORS-2066D | WARMERBLOODFLUID | ORS-2066D |  |  |  | OR Solutions | Warmer, Blood/Fluid |  | WARMERBLOODFLUID-OR Solutions-ORS-2066D |  | 8/24/17 |  | WBF-SA | Covered PM Repair - Biomedical | MHHS-Woodlands | [8 empty] | WARMERBLOODFLUID | Warmer, Blood/Fluid | OR Solutions
NO | NO |  |  |  | 029-08812 |  | O.R. Solutions, Inc. | ORS-2066D |  |  | WOODLANDS - OR | MHHS-Woodlands |  | Warmer, Blood/Fluid |  | 029-08812 |  | Woodlands |  | WOODLANDS - OR | [5 empty] | WARMING UNITS, MULTIPURPOSE |  | WARMERBLOODFLUID-OR Solutions-ORS-2066D | WARMERBLOODFLUID | ORS-2066D |  |  |  | OR Solutions | Warmer, Blood/Fluid |  | WARMERBLOODFLUID-OR Solutions-ORS-2066D |  |  |  |  | Covered PM Repair - Biomedical | MHHS-Woodlands
NO | YES |  |  |  | 151-02005 | 151-02005 | O.R. Solutions, Inc. | ORS-2066R |  |  | CY-OR | MHHS-Cypress |  | Warmer, Blood/Fluid |  | 151-02005 | 151-02005 | Northwest | MHHS-Cypress | CY-OR | Or storage | 12/1/20 | 1/1/21 |  |  | WARMING UNITS, MULTIPURPOSE | Warmer, Blood/Fluid | WARMERBLOODFLUID-OR Solutions-ORS-2066R | WARMERBLOODFLUID | ORS-2066R |  |  |  | OR Solutions | Warmer, Blood/Fluid |  | WARMERBLOODFLUID-OR Solutions-ORS-2066R |  | 2/16/17 |  | WBF-SA | Covered PM Repair - Biomedical | MHHS-Cypress | [8 empty] | WARMERBLOODFLUID | Warmer, Blood/Fluid | OR Solutions
NO | YES | Serial Number 3508 |  |  |  |  | O.R. Solutions, Inc. | ORS-2066R |  |  | GH-OR | MHHS-Greater Heights |  | Warmer, Blood/Fluid |  |  |  | Central | MHHS-Greater Heights | GH-OR | Equipment storage | 8/1/19 |  | 8/1/20 |  | WARMING UNITS, MULTIPURPOSE | Warmer, Blood/Fluid | WARMERBLOODFLUID-OR Solutions-ORS-2066R | WARMERBLOODFLUID | ORS-2066R |  |  |  | OR Solutions | Warmer, Blood/Fluid |  | WARMERBLOODFLUID-OR Solutions-ORS-2066R |  | 2/13/18 |  | WBF-SA | Covered PM Repair - Biomedical | MHHS-Greater Heights | [8 empty] | WARMERBLOODFLUID | Warmer, Blood/Fluid | OR Solutions
NO | YES |  |  |  | 133-08255 | 133-08255 | O.R. Solutions, Inc. | ORS-2066R |  |  | Katy-OR | MHHS-Katy |  | Warmer, Blood/Fluid |  | 133-08255 | 133-08255 | Katy | MHHS-Katy | Katy-OR | OR | 6/1/16 | 12/1/16 |  |  | WARMING UNITS, MULTIPURPOSE | Warmer, Blood/Fluid | WARMERBLOODFLUID-OR Solutions-ORS-2066R | WARMERBLOODFLUID | ORS-2066R |  |  |  | OR Solutions | Warmer, Blood/Fluid |  | WARMERBLOODFLUID-OR Solutions-ORS-2066R |  | 2/13/18 |  | WBF-SA | Covered PM Repair - Biomedical | MHHS-Katy | [8 empty] | WARMERBLOODFLUID | Warmer, Blood/Fluid | OR Solutions
NO | YES |  |  |  | 133-08746 | 133-08746 | O.R. Solutions, Inc. | ORS-2066R |  |  | Katy-OR | MHHS-Katy |  | Warmer, Blood/Fluid |  | 133-08746 | 133-08746 | Katy | MHHS-Katy | Katy-OR | OR - equipment | 9/1/18 | 9/1/23 |  |  | WARMING UNITS, MULTIPURPOSE | Warmer, Blood/Fluid | WARMERBLOODFLUID-OR Solutions-ORS-2066R | WARMERBLOODFLUID | ORS-2066R |  |  |  | OR Solutions | Warmer, Blood/Fluid |  | WARMERBLOODFLUID-OR Solutions-ORS-2066R |  | 11/27/18 |  | WBF-SA | Covered PM Repair - Biomedical | MHHS-Katy | [8 empty] | WARMERBLOODFLUID | Warmer, Blood/Fluid | OR Solutions
NO | YES |  |  |  | 133-10410 | 133-10410 | O.R. Solutions, Inc. | ORS-2066R |  |  | Katy-OR | MHHS-Katy |  | Warmer, Blood/Fluid |  | 133-10410 | 133-10410 | Katy | MHHS-Katy | Katy-OR | OR - Equipment | 10/1/18 | 10/1/23 |  |  | WARMING UNITS, MULTIPURPOSE | Warmer, Blood/Fluid | WARMERBLOODFLUID-OR Solutions-ORS-2066R | WARMERBLOODFLUID | ORS-2066R |  |  |  | OR Solutions | Warmer, Blood/Fluid |  | WARMERBLOODFLUID-OR Solutions-ORS-2066R |  |  |  | WBF-SA | Covered PM Repair - Biomedical | MHHS-Katy | [8 empty] | WARMERBLOODFLUID | Warmer, Blood/Fluid | OR Solutions
NO | YES | Serial Number 61460 |  |  | 041-34942 | 041-34942 | O.R. Solutions, Inc. | ORS-2066R |  |  | MEMORIAL CITY - Orthopedics Surgery | MHHS-Mem City |  | Warmer, Blood/Fluid |  | 041-34942 | 041-34942 | West | Memorial City - Memorial Hermann Hospital | MEMORIAL CITY - Orthopedics Surgery | MH11 506 OR 6 |  |  |  | No PM sticker found on unit | WARMING UNITS, MULTIPURPOSE |  | WARMERBLOODFLUID-OR Solutions-ORS-2066R | WARMERBLOODFLUID | ORS-2066R |  |  |  | OR Solutions | Warmer, Blood/Fluid |  | WARMERBLOODFLUID-OR Solutions-ORS-2066R |  |  |  |  | Covered PM Repair - Biomedical | MHHS-Mem City
NO | YES |  |  |  | 041-34943 | 041-34943 | O.R. Solutions, Inc. | ORS-2066R |  |  | MEMORIAL CITY - MHT - JHC OR | MHHS-Mem City |  | Warmer, Blood/Fluid |  | 041-34943 | 041-34943 | West | West | MEMORIAL CITY - MHT - JHC OR | MH11:507 OR7 |  |  |  |  | WARMING UNITS, MULTIPURPOSE |  | WARMERBLOODFLUID-OR Solutions-ORS-2066R | WARMERBLOODFLUID | ORS-2066R |  |  |  | OR Solutions | Warmer, Blood/Fluid |  | WARMERBLOODFLUID-OR Solutions-ORS-2066R |  |  |  |  | Covered PM Repair - Biomedical | MHHS-Mem City
NO | YES |  |  |  | 041-32676 | 041-32676 | O.R. Solutions, Inc. | ORS-2066R |  |  | MEMORIAL CITY MOR | MHHS-Mem City |  | Warmer, Blood/Fluid |  | 041-32676 | 041-32676 | West | Memorial Hermann Memorial City Medical Center | MEMORIAL CITY MOR | MEMORIAL CITY MOR |  |  |  |  | WARMING UNITS, MULTIPURPOSE |  | WARMERBLOODFLUID-OR Solutions-ORS-2066R | WARMERBLOODFLUID | ORS-2066R |  |  |  | OR Solutions | Warmer, Blood/Fluid |  | WARMERBLOODFLUID-OR Solutions-ORS-2066R |  |  |  |  | Covered PM Repair - Biomedical | MHHS-Mem City
NO | YES |  |  |  | 041-32858 | 041-32858 | O.R. Solutions, Inc. | ORS-2066R |  |  | MEMORIAL CITY - MOR | MHHS-Mem City |  | Warmer, Blood/Fluid |  | 041-32858 | 041-32858 | West | Memorial Hermann Memorial City Medical Center | MEMORIAL CITY - MOR | MEMORIAL CITY - MOR |  |  |  |  | WARMING UNITS, MULTIPURPOSE |  | WARMERBLOODFLUID-OR Solutions-ORS-2066R | WARMERBLOODFLUID | ORS-2066R |  |  |  | OR Solutions | Warmer, Blood/Fluid |  | WARMERBLOODFLUID-OR Solutions-ORS-2066R |  |  |  |  | Covered PM Repair - Biomedical | MHHS-Mem City
NO | YES |  |  |  |  | 041-32464 | O.R. Solutions, Inc. | ORS-2066R |  |  | MEMORIAL CITY - Surgery | MHHS-Mem City |  | Warmer, Blood/Fluid |  |  | 041-32464 | West | Memorial Hermann Memorial City Medical Center | MEMORIAL CITY - Surgery | Surgery OR hallway |  |  |  |  | WARMING UNITS, MULTIPURPOSE |  | WARMERBLOODFLUID-OR Solutions-ORS-2066R | WARMERBLOODFLUID | ORS-2066R |  |  |  | OR Solutions | Warmer, Blood/Fluid |  | WARMERBLOODFLUID-OR Solutions-ORS-2066R |  |  |  |  | Covered PM Repair - Biomedical | MHHS-Mem City
NO | YES |  |  |  |  | 041-16510 | O.R. Solutions, Inc. | ORS-2066R |  |  | MEMORIAL CITY - MOR | MHHS-Mem City |  | Warmer, Blood/Fluid |  |  | 041-16510 | West | Memorial city -memorial herman hospital center | MEMORIAL CITY - MOR | Procedure room 2 |  |  |  |  | WARMING UNITS, MULTIPURPOSE |  | WARMERBLOODFLUID-OR Solutions-ORS-2066R | WARMERBLOODFLUID | ORS-2066R |  |  |  | OR Solutions | Warmer, Blood/Fluid |  | WARMERBLOODFLUID-OR Solutions-ORS-2066R |  |  |  |  | Covered PM Repair - Biomedical | MHHS-Mem City
NO | YES |  |  |  | 041-20793 | 041-20793 | O.R. Solutions, Inc. | ORS-2066R |  |  | MEMORIAL CITY - OUTPATIENT SURGERY | MHHS-Mem City |  | Warmer, Blood/Fluid |  | 041-20793 | 041-20793 | West | Memorial Hermann - Memorial City | MEMORIAL CITY - OUTPATIENT SURGERY | Case Cart Staging Area W1 300.26 |  |  |  |  | WARMING UNITS, MULTIPURPOSE |  | WARMERBLOODFLUID-OR Solutions-ORS-2066R | WARMERBLOODFLUID | ORS-2066R |  |  |  | OR Solutions | Warmer, Blood/Fluid |  | WARMERBLOODFLUID-OR Solutions-ORS-2066R |  |  |  |  | Covered PM Repair - Biomedical | MHHS-Mem City
NO | YES |  |  |  | 041-20794 | 041-20794 | O.R. Solutions, Inc. | ORS-2066R |  |  | MEMORIAL CITY - OUTPATIENT SURGERY | MHHS-Mem City |  | Warmer, Blood/Fluid |  | 041-20794 | 041-20794 | West | Memorial Hermann - Memorial City | MEMORIAL CITY - OUTPATIENT SURGERY | Case Cart Staging Area W1 300.26 |  |  |  |  | WARMING UNITS, MULTIPURPOSE |  | WARMERBLOODFLUID-OR Solutions-ORS-2066R | WARMERBLOODFLUID | ORS-2066R |  |  |  | OR Solutions | Warmer, Blood/Fluid |  | WARMERBLOODFLUID-OR Solutions-ORS-2066R |  |  |  |  | Covered PM Repair - Biomedical | MHHS-Mem City
NO | YES |  |  |  | 041-32861 | 041-32861 | O.R. Solutions, Inc. | ORS-2066R |  |  | MEMORIAL CITY - OUTPATIENT SURGERY | MHHS-Mem City |  | Warmer, Blood/Fluid |  | 041-32861 | 041-32861 | West | Memorial Hermann - Memorial City | MEMORIAL CITY - OUTPATIENT SURGERY | Case Cart Staging Area W1 300.26 |  |  |  |  | WARMING UNITS, MULTIPURPOSE |  | WARMERBLOODFLUID-OR Solutions-ORS-2066R | WARMERBLOODFLUID | ORS-2066R |  |  |  | OR Solutions | Warmer, Blood/Fluid |  | WARMERBLOODFLUID-OR Solutions-ORS-2066R |  |  |  |  | Covered PM Repair - Biomedical | MHHS-Mem City
NO | YES |  |  |  | 041-32911 | 041-32911 | O.R. Solutions, Inc. | ORS-2066R |  |  | MEMORIAL CITY - OUTPATIENT SURGERY | MHHS-Mem City |  | Warmer, Blood/Fluid |  | 041-32911 | 041-32911 | West | Memorial Hermann - Memorial City | MEMORIAL CITY - OUTPATIENT SURGERY | Case Cart Staging Area W1 300.26 |  |  |  |  | WARMING UNITS, MULTIPURPOSE |  | WARMERBLOODFLUID-OR Solutions-ORS-2066R | WARMERBLOODFLUID | ORS-2066R |  |  |  | OR Solutions | Warmer, Blood/Fluid |  | WARMERBLOODFLUID-OR Solutions-ORS-2066R |  |  |  |  | Covered PM Repair - Biomedical | MHHS-Mem City
NO | YES |  |  |  | 041-32912 | 041-32912 | O.R. Solutions, Inc. | ORS-2066R |  |  | MEMORIAL CITY - OUTPATIENT SURGERY | MHHS-Mem City |  | Warmer, Blood/Fluid |  | 041-32912 | 041-32912 | West | Memorial Hermann - Memorial City | MEMORIAL CITY - OUTPATIENT SURGERY | Case Cart Staging Area W1 300.26 |  |  |  |  | WARMING UNITS, MULTIPURPOSE |  | WARMERBLOODFLUID-OR Solutions-ORS-2066R | WARMERBLOODFLUID | ORS-2066R |  |  |  | OR Solutions | Warmer, Blood/Fluid |  | WARMERBLOODFLUID-OR Solutions-ORS-2066R |  |  |  |  | Covered PM Repair - Biomedical | MHHS-Mem City
NO | YES | Asset Tag 1152963 |  |  |  |  | O.R. Solutions, Inc. | ORS-2066R |  |  | NE-OR | MHHS-Northeast |  | Warmer, Blood/Fluid |  |  |  | Katy | MHHS-Northeast | NE-OR |  | 8/1/19 |  |  |  | WARMING UNITS, MULTIPURPOSE | Warmer, Blood/Fluid | WARMERBLOODFLUID-OR Solutions-ORS-2066R | WARMERBLOODFLUID | ORS-2066R |  |  |  | OR Solutions | Warmer, Blood/Fluid |  | WARMERBLOODFLUID-OR Solutions-ORS-2066R |  | 2/13/18 | Finished from Script 3/27/2020 12:11:52pm (Central) | WBF-SA | Covered PM Repair - Biomedical | MHHS-Northeast | [8 empty] | WARMERBLOODFLUID | Warmer, Blood/Fluid | OR Solutions
NO | YES |  |  |  | 145-00124 | 145-00124 | O.R. Solutions, Inc. | ORS-2066R |  |  | Pearland-OR | MHHS-Pearland Hospital |  | Warmer, Blood/Fluid |  | 145-00124 | 145-00124 | Pearland | MHHS-Pearland Hospital | Pearland-OR | Sterile Core | 9/1/16 |  |  |  | WARMING UNITS, MULTIPURPOSE | Warmer, Blood/Fluid | WARMERBLOODFLUID-OR Solutions-ORS-2066R | WARMERBLOODFLUID | ORS-2066R |  |  |  | OR Solutions | Warmer, Blood/Fluid |  | WARMERBLOODFLUID-OR Solutions-ORS-2066R |  | 2/16/17 |  | WBF-SA | Covered PM Repair - Biomedical | MHHS-Pearland Hospital | [8 empty] | WARMERBLOODFLUID | Warmer, Blood/Fluid | OR Solutions
NO | YES |  |  |  | 005-13079 | 005-13079 | O.R. Solutions, Inc. | ORS-2066R |  |  | SE-Labor & Delivery | MHHS-Southeast |  | Warmer, Blood/Fluid |  | 005-13079 | 005-13079 | Southeast | MHHS-Southeast | SE-Labor & Delivery | Delivery OR 2 |  |  |  | ESI only | WARMING UNITS, MULTIPURPOSE |  | WARMERBLOODFLUID-OR Solutions-ORS-2066R | WARMERBLOODFLUID | ORS-2066R |  |  |  | OR Solutions | Warmer, Blood/Fluid |  | WARMERBLOODFLUID-OR Solutions-ORS-2066R |  | 2/16/17 |  |  | Covered PM Repair - Biomedical | MHHS-Southeast
NO | YES |  |  |  | 005-08938 | 005-08938 | O.R. Solutions, Inc. | ORS-2066R |  |  | SE-OR | MHHS-Southeast |  | Warmer, Blood/Fluid |  | 005-08938 | 005-08938 | Southeast | MHHS-Southeast | SE-OR | OR corridor | 4/1/19 |  |  |  | WARMING UNITS, MULTIPURPOSE |  | WARMERBLOODFLUID-OR Solutions-ORS-2066R | WARMERBLOODFLUID | ORS-2066R |  |  |  | OR Solutions | Warmer, Blood/Fluid |  | WARMERBLOODFLUID-OR Solutions-ORS-2066R |  | 12/30/17 |  |  | Covered PM Repair - Biomedical | MHHS-Southeast
NO | YES |  |  |  | 013-12956 | 013-12956 | O.R. Solutions, Inc. | ORS-2066R |  |  | SW-HVI-OR | MHHS-Southwest |  | Warmer, Blood/Fluid |  | 013-12956 | 013-12956 | Southwest | MHHS-Southwest | SW-HVI-OR | SW-HVI-OR | 8/1/19 |  | 8/1/20 |  | WARMING UNITS, MULTIPURPOSE | Warmer, Blood/Fluid | WARMERBLOODFLUID-OR Solutions-ORS-2066R | WARMERBLOODFLUID | ORS-2066R |  |  |  | OR Solutions | Warmer, Blood/Fluid |  | WARMERBLOODFLUID-OR Solutions-ORS-2066R |  | 2/13/18 |  | WBF-SA | Covered PM Repair - Biomedical | MHHS-Southwest | [8 empty] | WARMERBLOODFLUID | Warmer, Blood/Fluid | OR Solutions
NO | YES |  |  |  | 013-12958 | 013-12958 | O.R. Solutions, Inc. | ORS-2066R |  |  | SW-OR | MHHS-Southwest |  | Warmer, Blood/Fluid |  | 013-12958 | 013-12958 | Southwest | MHHS-Southwest | SW-OR | OR 2 | 7/1/19 |  | 7/1/20 |  | WARMING UNITS, MULTIPURPOSE | Warmer, Blood/Fluid | WARMERBLOODFLUID-OR Solutions-ORS-2066R | WARMERBLOODFLUID | ORS-2066R |  |  |  | OR Solutions | Warmer, Blood/Fluid |  | WARMERBLOODFLUID-OR Solutions-ORS-2066R |  | 2/13/18 |  | WBF-SA | Covered PM Repair - Biomedical | MHHS-Southwest | [8 empty] | WARMERBLOODFLUID | Warmer, Blood/Fluid | OR Solutions
NO | YES |  |  |  | 013-35070 | 013-35070 | O.R. Solutions, Inc. | ORS-2066R |  |  | SW-HVI-OR | MHHS-Southwest |  | Warmer, Blood/Fluid |  | 013-35070 | 013-35070 | Southwest | MHHS-Southwest | SW-HVI-OR | SW-HVI-OR | 8/1/19 |  | 8/1/20 |  | WARMING UNITS, MULTIPURPOSE | Warmer, Blood/Fluid | WARMERBLOODFLUID-OR Solutions-ORS-2066R | WARMERBLOODFLUID | ORS-2066R |  |  |  | OR Solutions | Warmer, Blood/Fluid |  | WARMERBLOODFLUID-OR Solutions-ORS-2066R |  | 2/13/18 |  | WBF-SA | Covered PM Repair - Biomedical | MHHS-Southwest | [8 empty] | WARMERBLOODFLUID | Warmer, Blood/Fluid | OR Solutions
NO | YES |  |  |  | 013-35071 | 013-35071 | O.R. Solutions, Inc. | ORS-2066R |  |  | SW-HVI-OR | MHHS-Southwest |  | Warmer, Blood/Fluid |  | 013-35071 | 013-35071 | Southwest | MHHS-Southwest | SW-HVI-OR | SW-HVI-OR | 8/1/19 |  |  |  | WARMING UNITS, MULTIPURPOSE | Warmer, Blood/Fluid | WARMERBLOODFLUID-OR Solutions-ORS-2066R | WARMERBLOODFLUID | ORS-2066R |  |  |  | OR Solutions | Warmer, Blood/Fluid |  | WARMERBLOODFLUID-OR Solutions-ORS-2066R |  | 2/13/18 |  | WBF-SA | Covered PM Repair - Biomedical | MHHS-Southwest | [8 empty] | WARMERBLOODFLUID | Warmer, Blood/Fluid | OR Solutions
NO | YES |  |  |  | 013-37596 | 013-37596 | O.R. Solutions, Inc. | ORS-2066R |  |  | SW-HVI-OR | MHHS-Southwest |  | Warmer, Blood/Fluid |  | 013-37596 | 013-37596 | Southwest | MHHS-Southwest | SW-HVI-OR | Hvi or 2 | 8/1/19 |  | 8/1/20 |  | WARMING UNITS, MULTIPURPOSE | Warmer, Blood/Fluid | WARMERBLOODFLUID-OR Solutions-ORS-2066R | WARMERBLOODFLUID | ORS-2066R |  |  |  | OR Solutions | Warmer, Blood/Fluid |  | WARMERBLOODFLUID-OR Solutions-ORS-2066R |  | 2/13/18 |  | WBF-SA | Covered PM Repair - Biomedical | MHHS-Southwest | [8 empty] | WARMERBLOODFLUID | Warmer, Blood/Fluid | OR Solutions
NO | YES |  |  |  | 013-12839 | 013-12839 | O.R. Solutions, Inc. | ORS-2066R |  |  | SW-OR | MHHS-Southwest |  | Warmer, Blood/Fluid |  | 013-12839 | 013-12839 | Southwest | MHHS-Southwest | SW-OR | OR | 8/1/19 |  | 7/1/20 |  | WARMING UNITS, MULTIPURPOSE | Warmer, Blood/Fluid | WARMERBLOODFLUID-OR Solutions-ORS-2066R | WARMERBLOODFLUID | ORS-2066R |  |  |  | OR Solutions | Warmer, Blood/Fluid |  | WARMERBLOODFLUID-OR Solutions-ORS-2066R |  | 2/13/18 |  | WBF-SA | Covered PM Repair - Biomedical | MHHS-Southwest | [8 empty] | WARMERBLOODFLUID | Warmer, Blood/Fluid | OR Solutions
NO | YES |  |  |  | 013-12840 | 013-12840 | O.R. Solutions, Inc. | ORS-2066R |  |  | SW-OR | MHHS-Southwest |  | Warmer, Blood/Fluid |  | 013-12840 | 013-12840 | Southwest | MHHS-Southwest | SW-OR | SW - OR | 8/1/19 |  | 8/1/20 |  | WARMING UNITS, MULTIPURPOSE | Warmer, Blood/Fluid | WARMERBLOODFLUID-OR Solutions-ORS-2066R | WARMERBLOODFLUID | ORS-2066R |  |  |  | OR Solutions | Warmer, Blood/Fluid |  | WARMERBLOODFLUID-OR Solutions-ORS-2066R |  | 2/13/18 |  | WBF-SA | Covered PM Repair - Biomedical | MHHS-Southwest | [8 empty] | WARMERBLOODFLUID | Warmer, Blood/Fluid | OR Solutions
NO | YES |  |  |  | 013-12841 | 013-12841 | O.R. Solutions, Inc. | ORS-2066R |  | 9608-r | SW-OR | MHHS-Southwest |  | Warmer, Blood/Fluid |  | 013-12841 | 013-12841 | Southwest | MHHS-Southwest | SW-OR | OR 21 | 7/1/19 |  | 7/1/20 |  | WARMING UNITS, MULTIPURPOSE | Warmer, Blood/Fluid | WARMERBLOODFLUID-OR Solutions-ORS-2066R | WARMERBLOODFLUID | ORS-2066R |  |  |  | OR Solutions | Warmer, Blood/Fluid |  | WARMERBLOODFLUID-OR Solutions-ORS-2066R |  | 2/13/18 |  | WBF-SA | Covered PM Repair - Biomedical | MHHS-Southwest | [8 empty] | WARMERBLOODFLUID | Warmer, Blood/Fluid | OR Solutions
NO | YES |  |  |  | 013-12842 | 013-12842 | O.R. Solutions, Inc. | ORS-2066R |  |  | SW-OR | MHHS-Southwest |  | Warmer, Blood/Fluid |  | 013-12842 | 013-12842 | Southwest | MHHS-Southwest | SW-OR | OR25 | 7/1/19 |  | 7/1/20 |  | WARMING UNITS, MULTIPURPOSE | Warmer, Blood/Fluid | WARMERBLOODFLUID-OR Solutions-ORS-2066R | WARMERBLOODFLUID | ORS-2066R |  |  |  | OR Solutions | Warmer, Blood/Fluid |  | WARMERBLOODFLUID-OR Solutions-ORS-2066R |  | 2/13/18 |  | WBF-SA | Covered PM Repair - Biomedical | MHHS-Southwest | [8 empty] | WARMERBLOODFLUID | Warmer, Blood/Fluid | OR Solutions
NO | YES |  |  |  | 013-12957 | 013-12957 | O.R. Solutions, Inc. | ORS-2066R |  |  | SW-OR | MHHS-Southwest |  | Warmer, Blood/Fluid |  | 013-12957 | 013-12957 | Southwest | MHHS-Southwest | SW-OR | Or core 16 | 7/1/19 |  | 7/1/20 |  | WARMING UNITS, MULTIPURPOSE | Warmer, Blood/Fluid | WARMERBLOODFLUID-OR Solutions-ORS-2066R | WARMERBLOODFLUID | ORS-2066R |  |  |  | OR Solutions | Warmer, Blood/Fluid |  | WARMERBLOODFLUID-OR Solutions-ORS-2066R |  | 2/13/18 |  | WBF-SA | Covered PM Repair - Biomedical | MHHS-Southwest | [8 empty] | WARMERBLOODFLUID | Warmer, Blood/Fluid | OR Solutions
NO | YES |  |  |  | 013-12959 | 013-12959 | O.R. Solutions, Inc. | ORS-2066R |  |  | SW-OR | MHHS-Southwest |  | Warmer, Blood/Fluid |  | 013-12959 | 013-12959 | Southwest | MHHS-Southwest | SW-OR | OR19 | 7/1/19 |  | 7/1/20 |  | WARMING UNITS, MULTIPURPOSE | Warmer, Blood/Fluid | WARMERBLOODFLUID-OR Solutions-ORS-2066R | WARMERBLOODFLUID | ORS-2066R |  |  |  | OR Solutions | Warmer, Blood/Fluid |  | WARMERBLOODFLUID-OR Solutions-ORS-2066R |  | 2/13/18 |  | WBF-SA | Covered PM Repair - Biomedical | MHHS-Southwest | [8 empty] | WARMERBLOODFLUID | Warmer, Blood/Fluid | OR Solutions
NO | YES |  |  |  | 013-12960 | 013-12960 | O.R. Solutions, Inc. | ORS-2066R |  |  | SW-OR | MHHS-Southwest |  | Warmer, Blood/Fluid |  | 013-12960 | 013-12960 | Southwest | MHHS-Southwest | SW-OR | OR7 | 8/1/19 |  | 7/1/20 |  | WARMING UNITS, MULTIPURPOSE | Warmer, Blood/Fluid | WARMERBLOODFLUID-OR Solutions-ORS-2066R | WARMERBLOODFLUID | ORS-2066R |  |  |  | OR Solutions | Warmer, Blood/Fluid |  | WARMERBLOODFLUID-OR Solutions-ORS-2066R |  | 2/13/18 |  | WBF-SA | Covered PM Repair - Biomedical | MHHS-Southwest | [8 empty] | WARMERBLOODFLUID | Warmer, Blood/Fluid | OR Solutions
NO | YES |  |  |  | 013-12961 | 013-12961 | O.R. Solutions, Inc. | ORS-2066R |  |  | SW-OR | MHHS-Southwest |  | Warmer, Blood/Fluid |  | 013-12961 | 013-12961 | Southwest | MHHS-Southwest | SW-OR | Room 24 | 7/1/19 |  | 7/1/20 |  | WARMING UNITS, MULTIPURPOSE | Warmer, Blood/Fluid | WARMERBLOODFLUID-OR Solutions-ORS-2066R | WARMERBLOODFLUID | ORS-2066R |  |  |  | OR Solutions | Warmer, Blood/Fluid |  | WARMERBLOODFLUID-OR Solutions-ORS-2066R |  | 2/13/18 |  | WBF-SA | Covered PM Repair - Biomedical | MHHS-Southwest | [8 empty] | WARMERBLOODFLUID | Warmer, Blood/Fluid | OR Solutions
NO | YES |  |  |  | 013-12963 | 013-12963 | O.R. Solutions, Inc. | ORS-2066R |  |  | SW-OR | MHHS-Southwest |  | Warmer, Blood/Fluid |  | 013-12963 | 013-12963 | Southwest | MHHS-Southwest | SW-OR | OR | 8/1/19 |  | 8/1/20 |  | WARMING UNITS, MULTIPURPOSE | Warmer, Blood/Fluid | WARMERBLOODFLUID-OR Solutions-ORS-2066R | WARMERBLOODFLUID | ORS-2066R |  |  |  | OR Solutions | Warmer, Blood/Fluid |  | WARMERBLOODFLUID-OR Solutions-ORS-2066R |  | 2/13/18 |  | WBF-SA | Covered PM Repair - Biomedical | MHHS-Southwest | [8 empty] | WARMERBLOODFLUID | Warmer, Blood/Fluid | OR Solutions
NO | YES |  |  |  | 074-04867 | 074-04867 | O.R. Solutions, Inc. | ORS-2066R |  |  | Biomed shop | MHHS-TMC |  | Warmer, Blood/Fluid |  | 074-04867 | 074-04867 | TMC | Memorial Hermann-Texas Medical Center | Biomed shop | Biomed shop | 4/1/17 |  |  |  | WARMING UNITS, MULTIPURPOSE | Warmer, Blood/Fluid | WARMERBLOODFLUID-OR Solutions-ORS-2066R | WARMERBLOODFLUID | ORS-2066R |  |  |  | OR Solutions | Warmer, Blood/Fluid |  | WARMERBLOODFLUID-OR Solutions-ORS-2066R |  | 2/11/17 |  | WBF-SA | Covered PM Repair - Biomedical | MHHS-TMC | [8 empty] | WARMERBLOODFLUID | Warmer, Blood/Fluid | OR Solutions
NO | YES |  |  |  | 074-05002 | 074-05002 | O.R. Solutions, Inc. | ORS-2066R |  |  | TMC-OR-CVOR (7Hvi) | MHHS-TMC |  | Warmer, Blood/Fluid |  | 074-05002 | 074-05002 | TMC | MHHS-TMC | TMC-OR-CVOR (7Hvi) | OR 3 | 9/1/19 |  | 9/1/20 |  | WARMING UNITS, MULTIPURPOSE | Warmer, Blood/Fluid | WARMERBLOODFLUID-OR Solutions-ORS-2066R | WARMERBLOODFLUID | ORS-2066R |  |  |  | OR Solutions | Warmer, Blood/Fluid |  | WARMERBLOODFLUID-OR Solutions-ORS-2066R |  | 2/12/17 |  | WBF-SA | Covered PM Repair - Biomedical | MHHS-TMC | [8 empty] | WARMERBLOODFLUID | Warmer, Blood/Fluid | OR Solutions
NO | YES |  |  |  | 077-08262 | 077-08262 | O.R. Solutions, Inc. | ORS-2066R |  |  | TMC-OR-CVOR (7Hvi) | MHHS-TMC |  | Warmer, Blood/Fluid |  | 077-08262 | 077-08262 | TMC | MHHS-TMC | TMC-OR-CVOR (7Hvi) | OR 4 | 3/1/20 |  | 3/1/21 |  | WARMING UNITS, MULTIPURPOSE | Warmer, Blood/Fluid | WARMERBLOODFLUID-OR Solutions-ORS-2066R | WARMERBLOODFLUID | ORS-2066R |  |  |  | OR Solutions | Warmer, Blood/Fluid |  | WARMERBLOODFLUID-OR Solutions-ORS-2066R |  | 2/16/17 |  | WBF-SA | Covered PM Repair - Biomedical | MHHS-TMC | [8 empty] | WARMERBLOODFLUID | Warmer, Blood/Fluid | OR Solutions
NO | YES |  |  |  | 077-08263 | 077-08263 | O.R. Solutions, Inc. | ORS-2066R |  |  | TMC-OR-CVOR (7Hvi) | MHHS-TMC |  | Warmer, Blood/Fluid |  | 077-08263 | 077-08263 | TMC | MHHS-TMC | TMC-OR-CVOR (7Hvi) | CVOR (7HVI) | 9/1/19 |  | 9/1/20 |  | WARMING UNITS, MULTIPURPOSE | Warmer, Blood/Fluid | WARMERBLOODFLUID-OR Solutions-ORS-2066R | WARMERBLOODFLUID | ORS-2066R |  |  |  | OR Solutions | Warmer, Blood/Fluid |  | WARMERBLOODFLUID-OR Solutions-ORS-2066R |  | 2/1/17 |  | WBF-SA | Covered PM Repair - Biomedical | MHHS-TMC | [8 empty] | WARMERBLOODFLUID | Warmer, Blood/Fluid | OR Solutions
NO | YES |  |  |  | 069-29053 | 069-29053 | O.R. Solutions, Inc. | ORS-2066R |  |  | TMC-Sarofim 2-OR | MHHS-TMC |  | Warmer, Blood/Fluid |  | 069-29053 | 069-29053 | TMC | MHHS-TMC | TMC-Sarofim 2-OR | OR 40 | 4/1/18 |  |  | No pm found | WARMING UNITS, MULTIPURPOSE |  | WARMERBLOODFLUID-OR Solutions-ORS-2066R | WARMERBLOODFLUID | ORS-2066R |  |  |  | OR Solutions | Warmer, Blood/Fluid |  | WARMERBLOODFLUID-OR Solutions-ORS-2066R |  |  |  |  | Covered PM Repair - Biomedical | MHHS-TMC
NO | YES |  |  |  | 069-34345 | 069-34345 | O.R. Solutions, Inc. | ORS-2066R |  |  | Memorial Hermann- Texas Medcal Center- OR | MHHS-TMC |  | Warmer, Blood/Fluid |  | 069-34345 | 069-34345 | TMC | TMC | Memorial Hermann- Texas Medcal Center- OR | OR34 | 10/1/19 |  | 10/1/20 |  | WARMING UNITS, MULTIPURPOSE |  | WARMERBLOODFLUID-OR Solutions-ORS-2066R | WARMERBLOODFLUID | ORS-2066R |  |  |  | OR Solutions | Warmer, Blood/Fluid |  | WARMERBLOODFLUID-OR Solutions-ORS-2066R |  |  |  |  | Covered PM Repair - Biomedical | MHHS-TMC
NO | YES |  |  |  | 069-34347 | 069-34347 | O.R. Solutions, Inc. | ORS-2066R |  |  | Biomed shop | MHHS-TMC |  | Warmer, Blood/Fluid |  | 069-34347 | 069-34347 | TMC | Memorial Hermann-Texas Medical Center | Biomed shop | Biomed shop | 3/1/19 |  | 3/1/20 |  | WARMING UNITS, MULTIPURPOSE | Warmer, Blood/Fluid | WARMERBLOODFLUID-OR Solutions-ORS-2066R | WARMERBLOODFLUID | ORS-2066R |  |  |  | OR Solutions | Warmer, Blood/Fluid |  | WARMERBLOODFLUID-OR Solutions-ORS-2066R |  | 2/16/17 |  | WBF-SA | Covered PM Repair - Biomedical | MHHS-TMC | [8 empty] | WARMERBLOODFLUID | Warmer, Blood/Fluid | OR Solutions
NO | YES |  |  |  | 069-43210 | 069-43210 | O.R. Solutions, Inc. | ORS-2066R |  |  | Biomed shop | MHHS-TMC |  | Warmer, Blood/Fluid |  | 069-43210 | 069-43210 | TMC | Memorial Hermann-Texas Medical Center | Biomed shop | Biomed shop | 3/1/17 |  |  |  | WARMING UNITS, MULTIPURPOSE | Warmer, Blood/Fluid | WARMERBLOODFLUID-OR Solutions-ORS-2066R | WARMERBLOODFLUID | ORS-2066R |  |  |  | OR Solutions | Warmer, Blood/Fluid |  | WARMERBLOODFLUID-OR Solutions-ORS-2066R |  | 2/16/17 |  | WBF-SA | Covered PM Repair - Biomedical | MHHS-TMC | [8 empty] | WARMERBLOODFLUID | Warmer, Blood/Fluid | OR Solutions
NO | YES |  |  |  | 069-43211 | 069-43211 | O.R. Solutions, Inc. | ORS-2066R |  |  | Biomed shop | MHHS-TMC |  | Warmer, Blood/Fluid |  | 069-43211 | 069-43211 | TMC | Memorial Hermann-Texas Medical Center | Biomed shop | Biomed shop | 3/1/17 |  | 3/1/22 |  | WARMING UNITS, MULTIPURPOSE | Warmer, Blood/Fluid | WARMERBLOODFLUID-OR Solutions-ORS-2066R | WARMERBLOODFLUID | ORS-2066R |  |  |  | OR Solutions | Warmer, Blood/Fluid |  | WARMERBLOODFLUID-OR Solutions-ORS-2066R |  | 2/16/17 |  | WBF-SA | Covered PM Repair - Biomedical | MHHS-TMC | [8 empty] | WARMERBLOODFLUID | Warmer, Blood/Fluid | OR Solutions
NO | YES |  |  |  | 069-43843 | 069-43843 | O.R. Solutions, Inc. | ORS-2066R |  |  | TMC-Sarofim 3-OR | MHHS-TMC |  | Warmer, Blood/Fluid |  | 069-43843 | 069-43843 | TMC | MHHS-TMC | TMC-Sarofim 3-OR | OR3 | 1/1/19 |  |  |  | WARMING UNITS, MULTIPURPOSE |  | WARMERBLOODFLUID-OR Solutions-ORS-2066R | WARMERBLOODFLUID | ORS-2066R |  |  |  | OR Solutions | Warmer, Blood/Fluid |  | WARMERBLOODFLUID-OR Solutions-ORS-2066R |  | 1/19/18 |  |  | Covered PM Repair - Biomedical | MHHS-TMC
NO | YES |  |  |  | 069-45737 | 069-45737 | O.R. Solutions, Inc. | ORS-2066R |  |  | TMC-Sarofim 3-OR | MHHS-TMC |  | Warmer, Blood/Fluid |  | 069-45737 | 069-45737 | TMC | MHHS-TMC | TMC-Sarofim 3-OR | TMC - SAROFIM 3 - OR | 12/1/19 |  | 12/1/20 |  | WARMING UNITS, MULTIPURPOSE |  | WARMERBLOODFLUID-OR Solutions-ORS-2066R | WARMERBLOODFLUID | ORS-2066R |  |  |  | OR Solutions | Warmer, Blood/Fluid |  | WARMERBLOODFLUID-OR Solutions-ORS-2066R |  | 1/19/18 |  |  | Covered PM Repair - Biomedical | MHHS-TMC
NO | YES |  |  |  | 069-45738 | 069-45738 | O.R. Solutions, Inc. | ORS-2066R |  |  | TMC-OR-Hermann (2Hp) | MHHS-TMC |  | Warmer, Blood/Fluid |  | 069-45738 | 069-45738 | TMC | MHHS-TMC | TMC-OR-Hermann (2Hp) | OR 40 | 3/1/20 |  | 3/1/21 |  | WARMING UNITS, MULTIPURPOSE |  | WARMERBLOODFLUID-OR Solutions-ORS-2066R | WARMERBLOODFLUID | ORS-2066R |  |  |  | OR Solutions | Warmer, Blood/Fluid |  | WARMERBLOODFLUID-OR Solutions-ORS-2066R |  | 1/19/18 |  |  | Covered PM Repair - Biomedical | MHHS-TMC
NO | YES |  |  |  | 069-41434 | 069-41434 | O.R. Solutions, Inc. | ORS-2066R |  |  | TMC-Sarofim 3-OR | MHHS-TMC |  | Warmer, Blood/Fluid |  | 069-41434 | 069-41434 | TMC | MHHS-TMC | TMC-Sarofim 3-OR | SAROFIM 3 - OR |  |  | 4/1/20 |  | WARMING UNITS, MULTIPURPOSE |  | WARMERBLOODFLUID-OR Solutions-ORS-2066R | WARMERBLOODFLUID | ORS-2066R |  |  |  | OR Solutions | Warmer, Blood/Fluid |  | WARMERBLOODFLUID-OR Solutions-ORS-2066R |  | 2/13/18 |  |  | Covered PM Repair - Biomedical | MHHS-TMC
NO | YES |  |  |  | 069-42197 | 069-42197 | O.R. Solutions, Inc. | ORS-2066R |  |  | TMC-Sarofim 2-OR | MHHS-TMC |  | Warmer, Blood/Fluid |  | 069-42197 | 069-42197 | TMC | MHHS-TMC | TMC-Sarofim 2-OR | OR15 | 4/1/17 |  |  | PM Not Required | WARMING UNITS, MULTIPURPOSE |  | WARMERBLOODFLUID-OR Solutions-ORS-2066R | WARMERBLOODFLUID | ORS-2066R |  |  |  | OR Solutions | Warmer, Blood/Fluid |  | WARMERBLOODFLUID-OR Solutions-ORS-2066R |  | 2/13/18 |  |  | Covered PM Repair - Biomedical | MHHS-TMC
NO | YES |  |  |  | 077-08037 | 077-08037 | O.R. Solutions, Inc. | ORS-2066R |  |  | TMC-OR-CVOR (7Hvi) | MHHS-TMC |  | Warmer, Blood/Fluid |  | 077-08037 | 077-08037 | TMC | MHHS-TMC | TMC-OR-CVOR (7Hvi) | Cv OR 1 | 8/1/19 |  | 8/1/20 |  | WARMING UNITS, MULTIPURPOSE | Warmer, Blood/Fluid | WARMERBLOODFLUID-OR Solutions-ORS-2066R | WARMERBLOODFLUID | ORS-2066R |  |  |  | OR Solutions | Warmer, Blood/Fluid |  | WARMERBLOODFLUID-OR Solutions-ORS-2066R |  |  |  | WBF-SA | Covered PM Repair - Biomedical | MHHS-TMC | [8 empty] | WARMERBLOODFLUID | Warmer, Blood/Fluid | OR Solutions
NO | YES |  |  |  | 029-08209 | 029-08209 | O.R. Solutions, Inc. | ORS-2066R |  |  | Woodlands-OR | MHHS-Woodlands |  | Warmer, Blood/Fluid |  | 029-08209 | 029-08209 | Woodlands | MHHS-Woodlands | Woodlands-OR | OR 17 | 10/1/19 |  |  |  | WARMING UNITS, MULTIPURPOSE | Warmer, Blood/Fluid | WARMERBLOODFLUID-OR Solutions-ORS-2066R | WARMERBLOODFLUID | ORS-2066R |  |  |  | OR Solutions | Warmer, Blood/Fluid |  | WARMERBLOODFLUID-OR Solutions-ORS-2066R |  | 8/24/17 |  | WBF-SA | Covered PM Repair - Biomedical | MHHS-Woodlands | [8 empty] | WARMERBLOODFLUID | Warmer, Blood/Fluid | OR Solutions
NO | YES |  |  |  | 029-11521 | 029-11521 | O.R. Solutions, Inc. | ORS-2066R |  |  | Woodlands-OR | MHHS-Woodlands |  | Warmer, Blood/Fluid |  | 029-11521 | 029-11521 | Woodlands | MHHS-Woodlands | Woodlands-OR | OR Storage | 1/1/18 |  | 1/1/23 |  | WARMING UNITS, MULTIPURPOSE | Warmer, Blood/Fluid | WARMERBLOODFLUID-OR Solutions-ORS-2066R | WARMERBLOODFLUID | ORS-2066R |  |  |  | OR Solutions | Warmer, Blood/Fluid |  | WARMERBLOODFLUID-OR Solutions-ORS-2066R |  | 11/12/19 |  | WBF-SA | Covered PM Repair - Biomedical | MHHS-Woodlands | [8 empty] | WARMERBLOODFLUID | Warmer, Blood/Fluid | OR Solutions
NO | YES |  |  |  | 029-12478 | 029-12478 | O.R. Solutions, Inc. | ORS-2066R |  |  | Woodlands-OR | MHHS-Woodlands |  | Warmer, Blood/Fluid |  | 029-12478 | 029-12478 | Woodlands | MHHS-Woodlands | Woodlands-OR | OR 14 | 10/1/19 |  | 10/1/20 |  | WARMING UNITS, MULTIPURPOSE | Warmer, Blood/Fluid | WARMERBLOODFLUID-OR Solutions-ORS-2066R | WARMERBLOODFLUID | ORS-2066R |  |  |  | OR Solutions | Warmer, Blood/Fluid |  | WARMERBLOODFLUID-OR Solutions-ORS-2066R |  | 8/24/17 |  | WBF-SA | Covered PM Repair - Biomedical | MHHS-Woodlands | [8 empty] | WARMERBLOODFLUID | Warmer, Blood/Fluid | OR Solutions
NO | YES |  |  |  |  | 029-08849 | O.R. Solutions, Inc. | ORS-2066R |  |  | Woodlands-OR | MHHS-Woodlands |  | Warmer, Blood/Fluid |  |  | 029-08849 | Woodlands | MHHS-Woodlands | Woodlands-OR | OR | 1/1/17 |  | 9/1/20 |  | WARMING UNITS, MULTIPURPOSE | Warmer, Blood/Fluid | WARMERBLOODFLUID-OR Solutions-ORS-2066R | WARMERBLOODFLUID | ORS-2066R |  |  |  | OR Solutions | Warmer, Blood/Fluid |  | WARMERBLOODFLUID-OR Solutions-ORS-2066R |  | 8/26/17 |  | WBF-SA | Covered PM Repair - Biomedical | MHHS-Woodlands | [8 empty] | WARMERBLOODFLUID | Warmer, Blood/Fluid | OR Solutions
YES | YES |  |  |  | 145-01214 | 145-01214 | O.R. Solutions, Inc. | ORS-2066R |  |  | PEARLAND - OR |  |  |  |  | 145-01214 | 145-01214 | Pearland | Memorial Hermann Pearland Hospital | PEARLAND - OR | Sterile Core
YES | YES |  |  |  | 145-00142 | 145-00142 | O.R. Solutions, Inc. | ORS-2066R |  |  | PEARLAND - OR |  |  |  |  | 145-00142 | 145-00142 | Pearland | Memorial Hermann Pearland Hospital | PEARLAND - OR | Sterile Core
YES | YES |  |  |  | 013-12838 | 013-12838 | O.R. Solutions, Inc. | ORS-2066R |  |  | SW - OR |  |  |  |  | 013-12838 | 013-12838 | Southwest | Memorial Hermann Southwest Hospital | SW - OR | OR 17 | 7/1/19 |  | 7/1/20
NO | NO |  |  |  | 133-08256 |  | O.R. Solutions, Inc. | ORS-2066R |  |  | KATY - OR | MHHS-Katy |  | Warmer, Blood/Fluid |  | 133-08256 |  | Katy |  | KATY - OR | [5 empty] | WARMING UNITS, MULTIPURPOSE |  | WARMERBLOODFLUID-OR Solutions-ORS-2066R | WARMERBLOODFLUID | ORS-2066R |  |  |  | OR Solutions | Warmer, Blood/Fluid |  | WARMERBLOODFLUID-OR Solutions-ORS-2066R |  |  |  |  | Covered PM Repair - Biomedical | MHHS-Katy
NO | NO | [5 empty] | O.R. Solutions, Inc. | ORS-2066R |  |  | MEMORIAL CITY - MOR | MHHS-Mem City |  | Warmer, Blood/Fluid |  |  |  | West & Memorial City |  | MEMORIAL CITY - MOR | [5 empty] | WARMING UNITS, MULTIPURPOSE |  | WARMERBLOODFLUID-OR Solutions-ORS-2066R | WARMERBLOODFLUID | ORS-2066R |  |  |  | OR Solutions | Warmer, Blood/Fluid |  | WARMERBLOODFLUID-OR Solutions-ORS-2066R |  |  |  |  | Covered PM Repair - Biomedical | MHHS-Mem City
NO | NO | [5 empty] | O.R. Solutions, Inc. | ORS-2066R |  |  | MEMORIAL CITY - MOR | MHHS-Mem City |  | Warmer, Blood/Fluid |  |  |  | West & Memorial City |  | MEMORIAL CITY - MOR | [5 empty] | WARMING UNITS, MULTIPURPOSE |  | WARMERBLOODFLUID-OR Solutions-ORS-2066R | WARMERBLOODFLUID | ORS-2066R |  |  |  | OR Solutions | Warmer, Blood/Fluid |  | WARMERBLOODFLUID-OR Solutions-ORS-2066R |  |  |  |  | Covered PM Repair - Biomedical | MHHS-Mem City
NO | NO |  |  |  | 013-12955 |  | O.R. Solutions, Inc. | ORS-2066R |  |  | SW - OR | MHHS-Southwest |  | Warmer, Blood/Fluid |  | 013-12955 |  | Southwest |  | SW - OR | [5 empty] | WARMING UNITS, MULTIPURPOSE |  | WARMERBLOODFLUID-OR Solutions-ORS-2066R | WARMERBLOODFLUID | ORS-2066R |  |  |  | OR Solutions | Warmer, Blood/Fluid |  | WARMERBLOODFLUID-OR Solutions-ORS-2066R |  |  |  |  | Covered PM Repair - Biomedical | MHHS-Southwest
NO | NO | [5 empty] | O.R. Solutions, Inc. | ORS-2066R |  |  | SUGAR LAND - OR | MHHS-Sugarland |  | Warmer, Blood/Fluid |  |  |  | Sugar Land |  | SUGAR LAND - OR | [5 empty] | WARMING UNITS, MULTIPURPOSE |  | WARMERBLOODFLUID-OR Solutions-ORS-2066R | WARMERBLOODFLUID | ORS-2066R |  |  |  | OR Solutions | Warmer, Blood/Fluid |  | WARMERBLOODFLUID-OR Solutions-ORS-2066R |  |  |  |  | Covered PM Repair - Biomedical | MHHS-Sugarland
NO | NO |  |  |  | 069-43213 |  | O.R. Solutions, Inc. | ORS-2066R |  |  | TMC - OR - HERMANN (2HP) | MHHS-TMC |  | Warmer, Blood/Fluid |  | 069-43213 |  | TMC |  | TMC - OR - HERMANN (2HP) | [5 empty] | WARMING UNITS, MULTIPURPOSE |  | WARMERBLOODFLUID-OR Solutions-ORS-2066R | WARMERBLOODFLUID | ORS-2066R |  |  |  | OR Solutions | Warmer, Blood/Fluid |  | WARMERBLOODFLUID-OR Solutions-ORS-2066R |  |  |  |  | Covered PM Repair - Biomedical | MHHS-TMC
NO | NO |  |  |  | 069-40984 |  | O.R. Solutions, Inc. | ORS-2066R |  |  | TMC - OR - LABOR/ DELIVERY (5/6HP) | MHHS-TMC |  | Warmer, Blood/Fluid |  | 069-40984 |  | TMC |  | TMC - OR - LABOR/ DELIVERY (5/6HP) | [5 empty] | WARMING UNITS, MULTIPURPOSE |  | WARMERBLOODFLUID-OR Solutions-ORS-2066R | WARMERBLOODFLUID | ORS-2066R |  |  |  | OR Solutions | Warmer, Blood/Fluid |  | WARMERBLOODFLUID-OR Solutions-ORS-2066R |  |  |  |  | Covered PM Repair - Biomedical | MHHS-TMC
NO | NO |  |  |  | 069-40985 |  | O.R. Solutions, Inc. | ORS-2066R |  |  | TMC - OR - LABOR/ DELIVERY (5/6HP) | MHHS-TMC |  | Warmer, Blood/Fluid |  | 069-40985 |  | TMC |  | TMC - OR - LABOR/ DELIVERY (5/6HP) | [5 empty] | WARMING UNITS, MULTIPURPOSE |  | WARMERBLOODFLUID-OR Solutions-ORS-2066R | WARMERBLOODFLUID | ORS-2066R |  |  |  | OR Solutions | Warmer, Blood/Fluid |  | WARMERBLOODFLUID-OR Solutions-ORS-2066R |  |  |  |  | Covered PM Repair - Biomedical | MHHS-TMC
NO | NO | [5 empty] | O.R. Solutions, Inc. | ORS-2066R |  |  | TMC - OR - PEDI OR (2R) | MHHS-TMC |  | Warmer, Blood/Fluid |  |  |  | TMC |  | TMC - OR - PEDI OR (2R) | [5 empty] | WARMING UNITS, MULTIPURPOSE |  | WARMERBLOODFLUID-OR Solutions-ORS-2066R | WARMERBLOODFLUID | ORS-2066R |  |  |  | OR Solutions | Warmer, Blood/Fluid |  | WARMERBLOODFLUID-OR Solutions-ORS-2066R |  |  |  |  | Covered PM Repair - Biomedical | MHHS-TMC
NO | NO | [5 empty] | O.R. Solutions, Inc. | ORS-2066R |  |  | TMC - OR - PEDI OR (2R) | MHHS-TMC |  | Warmer, Blood/Fluid |  |  |  | TMC |  | TMC - OR - PEDI OR (2R) | [5 empty] | WARMING UNITS, MULTIPURPOSE |  | WARMERBLOODFLUID-OR Solutions-ORS-2066R | WARMERBLOODFLUID | ORS-2066R |  |  |  | OR Solutions | Warmer, Blood/Fluid |  | WARMERBLOODFLUID-OR Solutions-ORS-2066R |  |  |  |  | Covered PM Repair - Biomedical | MHHS-TMC
NO | NO |  |  |  | 029-08211 |  | O.R. Solutions, Inc. | ORS-2066R |  |  | WOODLANDS - OR | MHHS-Woodlands |  | Warmer, Blood/Fluid |  | 029-08211 |  | Woodlands |  | WOODLANDS - OR | [5 empty] | WARMING UNITS, MULTIPURPOSE |  | WARMERBLOODFLUID-OR Solutions-ORS-2066R | WARMERBLOODFLUID | ORS-2066R |  |  |  | OR Solutions | Warmer, Blood/Fluid |  | WARMERBLOODFLUID-OR Solutions-ORS-2066R |  |  |  |  | Covered PM Repair - Biomedical | MHHS-Woodlands
NO | NO |  |  |  | 029-08480 |  | O.R. Solutions, Inc. | ORS-2066R |  |  | WOODLANDS - OR | MHHS-Woodlands |  | Warmer, Blood/Fluid |  | 029-08480 |  | Woodlands |  | WOODLANDS - OR | [5 empty] | WARMING UNITS, MULTIPURPOSE |  | WARMERBLOODFLUID-OR Solutions-ORS-2066R | WARMERBLOODFLUID | ORS-2066R |  |  |  | OR Solutions | Warmer, Blood/Fluid |  | WARMERBLOODFLUID-OR Solutions-ORS-2066R |  |  |  |  | Covered PM Repair - Biomedical | MHHS-Woodlands
NO | NO |  |  |  | 029-08638 |  | O.R. Solutions, Inc. | ORS-2066R |  |  | WOODLANDS - OR | MHHS-Woodlands |  | Warmer, Blood/Fluid |  | 029-08638 |  | Woodlands |  | WOODLANDS - OR | [5 empty] | WARMING UNITS, MULTIPURPOSE |  | WARMERBLOODFLUID-OR Solutions-ORS-2066R | WARMERBLOODFLUID | ORS-2066R |  |  |  | OR Solutions | Warmer, Blood/Fluid |  | WARMERBLOODFLUID-OR Solutions-ORS-2066R |  |  |  |  | Covered PM Repair - Biomedical | MHHS-Woodlands
NO | NO |  |  |  | 029-08965 |  | O.R. Solutions, Inc. | ORS-2066R |  |  | WOODLANDS - OR | MHHS-Woodlands |  | Warmer, Blood/Fluid |  | 029-08965 |  | Woodlands |  | WOODLANDS - OR | [5 empty] | WARMING UNITS, MULTIPURPOSE |  | WARMERBLOODFLUID-OR Solutions-ORS-2066R | WARMERBLOODFLUID | ORS-2066R |  |  |  | OR Solutions | Warmer, Blood/Fluid |  | WARMERBLOODFLUID-OR Solutions-ORS-2066R |  |  |  |  | Not Covered Vendor Only - Biomedical | MHHS-Woodlands
NO | NO |  |  |  | 029-12479 |  | O.R. Solutions, Inc. | ORS-2066R |  |  | WOODLANDS - OR | MHHS-Woodlands |  | Warmer, Blood/Fluid |  | 029-12479 |  | Woodlands |  | WOODLANDS - OR | [5 empty] | WARMING UNITS, MULTIPURPOSE |  | WARMERBLOODFLUID-OR Solutions-ORS-2066R | WARMERBLOODFLUID | ORS-2066R |  |  |  | OR Solutions | Warmer, Blood/Fluid |  | WARMERBLOODFLUID-OR Solutions-ORS-2066R |  |  |  |  | Covered PM Repair - Biomedical | MHHS-Woodlands
NO | NO |  |  |  | 029-12480 |  | O.R. Solutions, Inc. | ORS-2066R |  |  | WOODLANDS - OR | MHHS-Woodlands |  | Warmer, Blood/Fluid |  | 029-12480 |  | Woodlands |  | WOODLANDS - OR | [5 empty] | WARMING UNITS, MULTIPURPOSE |  | WARMERBLOODFLUID-OR Solutions-ORS-2066R | WARMERBLOODFLUID | ORS-2066R |  |  |  | OR Solutions | Warmer, Blood/Fluid |  | WARMERBLOODFLUID-OR Solutions-ORS-2066R |  |  |  |  | Covered PM Repair - Biomedical | MHHS-Woodlands
NO | NO | [5 empty] | O.R. Solutions, Inc. | ORS-2066R |  |  | WOODLANDS - OR | MHHS-Woodlands |  | Warmer, Blood/Fluid |  |  |  | Woodlands |  | WOODLANDS - OR | [5 empty] | WARMING UNITS, MULTIPURPOSE |  | WARMERBLOODFLUID-OR Solutions-ORS-2066R | WARMERBLOODFLUID | ORS-2066R |  |  |  | OR Solutions | Warmer, Blood/Fluid |  | WARMERBLOODFLUID-OR Solutions-ORS-2066R |  |  |  |  | Covered PM Repair - Biomedical | MHHS-Woodlands
YES | YES |  |  |  | 099-07825 | 099-07825 | O.R. Solutions, Inc. | ORS-2066R-H |  |  | SE - OR |  |  |  |  | 099-07825 | 099-07825 | Southeast | Southeast | SE - OR | SE-OR Corridor
NO | NO | [5 empty] | O.R. Solutions, Inc. | ORS-2094R-D |  |  | MEMORIAL CITY - MOR | MHHS-Mem City | [5 empty] | West & Memorial City |  | MEMORIAL CITY - MOR | [5 empty] | WARMING UNITS, MULTIPURPOSE |  | .needs class | [5 empty] | OR Solutions | [7 empty] | Covered PM Repair - Biomedical | MHHS-Mem City
NO | NO |  |  |  | 069-42111 |  | OAKWORKS | CELESTA PERFORMALIFT |  | PLD520174 | SMR - (TMC) - IRONMAN [MHMP-16FLR] | MHHS-SMR |  | Table, Exam |  | 069-42111 |  | TMC |  | SMR - (TMC) - IRONMAN [MHMP-16FLR] | [5 empty] | TABLES, EXAMINATION/TREATMENT |  | TABLEEXAM-Oakworks Inc-Celesta PerformaLift | TABLEEXAM | Celesta PerformaLift |  |  |  | Oakworks Inc | Table, Exam |  | TABLEEXAM-Oakworks Inc-Celesta PerformaLift |  |  |  |  | Covered PM Repair - Biomedical | MHHS-SMR
NO | NO |  |  |  | 000-05029 |  | OAKWORKS | DUAL TOWER ULTRASOUND TABLE |  | USE676829 | MH MG - (MC) - COMPREHENSIVE HEART CARE | MHHS-MG |  |  |  | 000-05029 |  | West & Memorial City |  | MH MG - (MC) - COMPREHENSIVE HEART CARE | [5 empty] | TABLES, EXAMINATION/TREATMENT |  | .needs class | [5 empty] | Oakworks Inc | [7 empty] | Covered PM Repair - Biomedical | MHHS-MG
NO | YES |  |  |  | 000-05010 | 000-05010 | OAKWORKS | PERFORMANCE LIFT |  | PLK643129 | MH MG - (MC) - COMPREHENSIVE HEART CARE | MHHS-MG |  |  |  | 000-05010 | 000-05010 | West | Maura Herman Memorial city | MH MG - (MC) - COMPREHENSIVE HEART CARE | MH MG MC Comprehension heart care |  |  |  |  | TABLES, EXAMINATION/TREATMENT |  | .needs class | [5 empty] | Oakworks Inc | [7 empty] | Covered PM Repair - Biomedical | MHHS-MG
NO | YES |  |  |  | 029-11934 | 029-11934 | Oakworks Medical | CFPM400 |  | FL4673681 | MNA-(WDLS)-The Woodlands (Mp4) | MHHS - Mischer Neuroscience |  |  |  | 029-11934 | 029-11934 | Woodlands | MHHS-Others | MNA-(WDLS)-The Woodlands (Mp4) | Nurse Station |  |  | 3/1/20 | No pm sticker | TABLES, EXAMINATION/TREATMENT |  | .needs class | [5 empty] | Oakworks Medical |  |  |  |  | 2/15/19 |  |  | Covered PM Repair - Biomedical | MHHS - Mischer Neuroscience
NO | NO |  |  |  | 069-46495 |  | Oakworks Medical | CFPM401 |  | FL4743377 | OPID - (TMC) - UPPER KIRBY - 467 | MHHS-OPID |  |  |  | 069-46495 |  | TMC |  | OPID - (TMC) - UPPER KIRBY - 467 | [5 empty] | TABLES, IMAGING, RADIOGRAPHIC |  | .needs class | [5 empty] | Oakworks Medical | [7 empty] | Covered PM Repair - Biomedical | MHHS-OPID
YES | YES |  |  |  | 583-01524 | 583-01524 | Oakworks Medical Inc | Dual tower ultrasound table | [7 empty] | 583-01524 | 583-01524 | Suite 630
YES | YES | Serial Number Cnf |  |  |  |  | OC White | Green Light |  | CNF | Memorial City Laboratory | [6 empty] | West | Hermann Memorial - Memorial City | Memorial City Laboratory | Gross Lab
YES | YES | Serial Number Cnf |  |  | 583-01576 | 583-01576 | OC White co | Green Light |  | CNF | MH MG - (MC) - COMPREHENSIVE HEART CARE |  |  |  |  | 583-01576 | 583-01576 | West | Memorial Hermann Medical Group Memorial City Cardiology (#400) | MH MG - (MC) - COMPREHENSIVE HEART CARE | Lab/ Gross Pathology |  |  |  | No p.m.
YES | YES | Serial Number Cnf |  |  | 583-01577 | 583-01577 | OC White co | Green Light |  | CNF | MH MG - (MC) - COMPREHENSIVE HEART CARE |  |  |  |  | 583-01577 | 583-01577 | West | Memorial Hermann Medical Group Memorial City Cardiology (#400) | MH MG - (MC) - COMPREHENSIVE HEART CARE | Lab/ Gross Pathology |  |  |  | No p.m.
YES | YES |  |  |  | 005-05788 | 005-05788 | Oceanic Medical Products Inc | Magellan 2200 |  |  | SE - LABOR |  |  |  |  | 005-05788 | 005-05788 | Southeast | Memorial Hermann Southeast Hospital | SE - LABOR | 4 floor storage | 8/1/16 |  | 8/1/17
YES | YES |  |  |  | 133-02793 | 133-02793 | OEC | 9800 Plus, ESP-Cine |  | 86-3846 | Imaging |  |  |  |  | 133-02793 | 133-02793 | Katy | Memorial Hermann Katy | Imaging | Surgery |  |  |  |  | C-Arm
NO | YES |  |  |  | 005-09488 | 005-09488 | OEC | Oec 9900 |  | E9-2946 | Imaging |  |  |  |  | 005-09488 | 005-09488 | Southeast | Memorial Hermann Southeast Hospital | Imaging | Mobile CArm room 2 |  |  |  |  | c-arm | [22 empty] | 2/1/20
NO | NO |  |  |  | 000-04903 |  | OEC Medical Systems |  |  | 69-2915 | MH MG - (MC) - BARIATRIC SURGERY DAVIS CLINIC | MHHS-MG |  | Simulators, Temperature |  | 000-04903 |  | West & Memorial City |  | MH MG - (MC) - BARIATRIC SURGERY DAVIS CLINIC | [5 empty] | RADIOGRAPHIC/FLUOROSCOPIC UNITS, MOBILE |  | TESTEQUIP-Welch Allyn-9600 | TESTEQUIP |  |  |  |  | Welch Allyn | Simulators, Temperature |  |  | TESTEQUIP-Welch Allyn-9600 |  |  |  | Covered PM Repair - Biomedical | MHHS-MG
NO | NO |  |  |  | R-069-CA6 |  | OEC Medical Systems |  |  | 82-1512 | TMC - GI/ENDO - ADULT (1J) | MHHS-TMC |  | Monitor, Vital Signs |  | R-069-CA6 |  | TMC |  | TMC - GI/ENDO - ADULT (1J) | [5 empty] | RADIOGRAPHIC/FLUOROSCOPIC UNITS, MOBILE |  | MONITORVITALSIGNS-Critikon-9800 | MONITORVITALSIGNS |  |  |  |  | Critikon | Monitor, Vital Signs |  |  | MONITORVITALSIGNS-Critikon-9800 |  |  |  | Covered PM Repair - Biomedical | MHHS-TMC
NO | YES |  |  |  | 133-08415 |  | OEC Medical Systems | 9800 PLUS |  | 89-2221 | KATY - RADIOLOGY | MHHS-Katy |  |  |  | 133-08415 |  | Katy |  | KATY - RADIOLOGY |  | 7/1/19 |  |  |  | RADIOGRAPHIC/FLUOROSCOPIC UNITS, MOBILE |  | CARMPORTABLE-GE-OEC 9800 Plus |  |  |  |  | CARMPORTABLE-GE-OEC 9800 Plus | [5 empty] | 11/3/16 |  |  | Covered PM Repair - Biomedical | MHHS-Katy
NO | YES |  |  |  | 041-18824 | 041-18824 | OEC Medical Systems | 9800 PLUS |  | 89-3831 | MEMORIAL CITY - Ortho Surgery | MHHS-Mem City |  |  |  | 041-18824 | 041-18824 | West | Memorial Hermann Memorial City Medical Center | MEMORIAL CITY - Ortho Surgery | Memorial City - Orho Surgery Hallway |  |  |  |  | RADIOGRAPHIC/FLUOROSCOPIC UNITS, MOBILE |  | CARMPORTABLE-GE-OEC 9800 Plus |  |  |  |  | CARMPORTABLE-GE-OEC 9800 Plus | [8 empty] | Covered PM Repair - Biomedical | MHHS-Mem City
NO | YES |  |  |  | 041-17443 | 041-17443 | OEC Medical Systems | 9800 PLUS |  | 82-4030 | MEMORIAL CITY - RADIOLOGY - OUTPATIENT | MHHS-Mem City |  |  |  | 041-17443 | 041-17443 | West | Memorial City - Memorial Hermann Hospital | MEMORIAL CITY - RADIOLOGY - OUTPATIENT | Hallway |  |  |  |  | RADIOGRAPHIC/FLUOROSCOPIC UNITS, MOBILE |  | CARMPORTABLE-GE-OEC 9800 Plus |  |  |  |  | CARMPORTABLE-GE-OEC 9800 Plus | [5 empty] | 2/7/15 |  |  | Covered PM Repair - Biomedical | MHHS-Mem City
NO | YES |  |  |  | 041-17447 |  | OEC Medical Systems | 9800 PLUS |  | 8S-3447 | MEMORIAL CITY - RADIOLOGY - OUTPATIENT | MHHS-Mem City |  |  |  | 041-17447 |  | West & Memorial City |  | MEMORIAL CITY - RADIOLOGY - OUTPATIENT |  | 12/14/18 |  |  |  | RADIOGRAPHIC/FLUOROSCOPIC UNITS, MOBILE |  | CARMPORTABLE-GE-OEC 9800 Plus |  |  |  |  | CARMPORTABLE-GE-OEC 9800 Plus | [5 empty] | 7/12/20 |  |  | Not Covered Vendor Only - Biomedical | MHHS-Mem City
NO | YES |  |  |  | 041-18825 |  | OEC Medical Systems | 9800 PLUS |  | 89-3832 | MEMORIAL CITY - RADIOLOGY - OUTPATIENT | MHHS-Mem City |  |  |  | 041-18825 |  | West & Memorial City |  | MEMORIAL CITY - RADIOLOGY - OUTPATIENT |  | 12/6/19 |  |  |  | RADIOGRAPHIC/FLUOROSCOPIC UNITS, MOBILE |  | CARMPORTABLE-GE-OEC 9800 Plus |  |  |  |  | CARMPORTABLE-GE-OEC 9800 Plus | [5 empty] | 7/12/20 |  |  | Not Covered Vendor Only - Biomedical | MHHS-Mem City
NO | YES |  |  |  | R-005-CA3 |  | OEC Medical Systems | 9900 ELITE-ESP |  | E2-5352 | SE - RADIOLOGY | MHHS-Southeast |  |  |  | R-005-CA3 |  | Southeast & Bay Area |  | SE - RADIOLOGY |  | 6/7/19 |  |  |  | RADIOGRAPHIC/FLUOROSCOPIC UNITS, MOBILE |  | CARMPORTABLE-GE-OEC 9900 Elite |  |  |  |  | CARMPORTABLE-GE-OEC 9900 Elite | [8 empty] | Covered PM Repair - Biomedical | MHHS-Southeast
NO | YES |  |  |  | 013-36788 | 013-36788 | OEC Medical Systems | 9900 ELITE-ESP |  | E9-2806 | SW-Preop | MHHS-Southwest |  |  |  | 013-36788 | 013-36788 | Southwest | MHHS-Southwest | SW-Preop | Hallway |  |  |  |  | RADIOGRAPHIC/FLUOROSCOPIC UNITS, MOBILE | C-Arm, Portable | CARMPORTABLE-GE-OEC 9900 Elite |  |  |  |  | CARMPORTABLE-GE-OEC 9900 Elite | [5 empty] | 8/1/15 |  | CAP-A | Covered PM Repair - Biomedical | MHHS-Southwest | [8 empty] | CARMPORTABLE | C-Arm, Portable | GE
NO | YES |  |  |  | R-069-CA19 |  | OEC Medical Systems | 9900 ELITE-ESP |  | E2XXXX06631 | TMC - RADIOLOGY - CHILDRENS HOSPITAL | MHHS-TMC |  |  |  | R-069-CA19 |  | TMC |  | TMC - RADIOLOGY - CHILDRENS HOSPITAL |  | 10/30/19 |  |  |  | RADIOGRAPHIC/FLUOROSCOPIC UNITS, MOBILE |  | CARMPORTABLE-GE-OEC 9900 Elite |  |  |  |  | CARMPORTABLE-GE-OEC 9900 Elite | [5 empty] | 8/7/15 |  |  | Covered PM Repair - Biomedical | MHHS-TMC
NO | YES |  |  |  | R-069-CA23 |  | OEC Medical Systems | 9900 ELITE-ESP |  | E2-3561 | TMC - RADIOLOGY - CHILDRENS HOSPITAL | MHHS-TMC |  |  |  | R-069-CA23 |  | TMC |  | TMC - RADIOLOGY - CHILDRENS HOSPITAL |  | 10/24/19 |  |  |  | RADIOGRAPHIC/FLUOROSCOPIC UNITS, MOBILE |  | CARMPORTABLE-GE-OEC 9900 Elite |  |  |  |  | CARMPORTABLE-GE-OEC 9900 Elite | [5 empty] | 12/31/17 |  |  | Covered PM Repair - Biomedical | MHHS-TMC
NO | NO |  |  |  | 041-20472 |  | OEC Medical Systems | 9900 ELITE-ESP |  | E2XXXX05584 | MEMORIAL CITY - PELVIC CENTER | MHHS-Mem City |  |  |  | 041-20472 |  | West & Memorial City |  | MEMORIAL CITY - PELVIC CENTER | [5 empty] | RADIOGRAPHIC/FLUOROSCOPIC UNITS, MOBILE |  | CARMPORTABLE-GE-OEC 9900 Elite |  |  |  |  | CARMPORTABLE-GE-OEC 9900 Elite | [8 empty] | Covered PM Repair - Biomedical | MHHS-Mem City
NO | YES | [5 empty] | OEC Medical Systems | 9900 ELITE-GSP |  | ES-2266 | NE-Radiology | MHHS-Northeast | [5 empty] | Katy | MHHS-Northeast | NE-Radiology |  | 2/1/19 | 2/1/20 |  | 142-03452 | RADIOGRAPHIC/FLUOROSCOPIC UNITS, MOBILE | C-Arm, Portable | CARMPORTABLE-GE-OEC 9900 Elite |  |  |  |  | CARMPORTABLE-GE-OEC 9900 Elite | [5 empty] | 8/1/15 |  | CAP-A | Covered PM Repair - Biomedical | MHHS-Northeast | [8 empty] | CARMPORTABLE | C-Arm, Portable | GE
NO | YES |  |  |  | R-929-CA5 | R-929-CA5 | OEC Medical Systems | 9900 PM CARE |  | ES-3625 | MHOSH-Radiology | MHHS Orthopedic & Spine |  |  |  | R-929-CA5 | R-929-CA5 | Central & Greater Heights | MHHS-Orthopedic & Spine | MHOSH-Radiology |  | 6/5/19 |  |  |  | RADIOGRAPHIC/FLUOROSCOPIC UNITS, MOBILE | C-Arm, Portable | CARMPORTABLE-GE-OEC 9900 |  |  |  |  | CARMPORTABLE-GE-OEC 9900 | [6 empty] | MHOSH Inventory Dec 2019 into 2020 - Copy.xls - Newly Verified | CAP-A | Covered PM Repair - Biomedical | MHHS Orthopedic & Spine | [8 empty] | CARMPORTABLE | C-Arm, Portable | GE
NO | YES |  |  |  | R-069-CA15 |  | OEC Medical Systems | 9900 PM CARE |  | E9xxxx03144 | TMC - RADIOLOGY - CHILDRENS HOSPITAL (OLD) | MHHS-TMC |  |  |  | R-069-CA15 |  | TMC |  | TMC - RADIOLOGY - CHILDRENS HOSPITAL (OLD) |  | 12/24/19 |  |  |  | RADIOGRAPHIC/FLUOROSCOPIC UNITS, MOBILE |  | CARMPORTABLE-GE-OEC 9900 |  |  |  |  | CARMPORTABLE-GE-OEC 9900 | [5 empty] | 7/22/15 |  |  | Covered PM Repair - Biomedical | MHHS-TMC
NO | YES |  |  |  | R-069-CA16 |  | OEC Medical Systems | 9900 PM CARE |  | E9xxxx03123 | TMC - RADIOLOGY - CHILDRENS HOSPITAL (OLD) | MHHS-TMC |  |  |  | R-069-CA16 |  | TMC |  | TMC - RADIOLOGY - CHILDRENS HOSPITAL (OLD) |  | 12/17/19 |  |  |  | RADIOGRAPHIC/FLUOROSCOPIC UNITS, MOBILE |  | CARMPORTABLE-GE-OEC 9900 |  |  |  |  | CARMPORTABLE-GE-OEC 9900 | [5 empty] | 4/10/16 |  |  | Covered PM Repair - Biomedical | MHHS-TMC
NO | YES |  |  |  | 029-10236 | 029-10236 | OEC Medical Systems | 9900 PM CARE |  | e2-5368 | Woodlands-OR | MHHS-Woodlands |  |  |  | 029-10236 | 029-10236 | Woodlands | MHHS-Woodlands | Woodlands-OR | OR | 4/1/19 |  |  |  | RADIOGRAPHIC/FLUOROSCOPIC UNITS, MOBILE | C-Arm, Portable | CARMPORTABLE-GE-OEC 9900 |  |  |  |  | CARMPORTABLE-GE-OEC 9900 | [5 empty] | 8/1/15 |  | CAP-A | Covered PM Repair - Biomedical | MHHS-Woodlands | [8 empty] | CARMPORTABLE | C-Arm, Portable | GE
NO | YES |  |  |  | 029-10238 | 029-10238 | OEC Medical Systems | 9900 PM CARE |  | e2-5309 | Woodlands-OR | MHHS-Woodlands |  |  |  | 029-10238 | 029-10238 | Woodlands | MHHS-Woodlands | Woodlands-OR | OR | 7/1/19 |  |  |  | RADIOGRAPHIC/FLUOROSCOPIC UNITS, MOBILE | C-Arm, Portable | CARMPORTABLE-GE-OEC 9900 |  |  |  |  | CARMPORTABLE-GE-OEC 9900 | [5 empty] | 8/1/15 |  | CAP-A | Covered PM Repair - Biomedical | MHHS-Woodlands | [8 empty] | CARMPORTABLE | C-Arm, Portable | GE
NO | YES |  |  |  | 029-11860 | 029-11860 | OEC Medical Systems | 9900 PM CARE |  | E2-2437 | Woodlands-Radiology | MHHS-Woodlands |  |  |  | 029-11860 | 029-11860 | Woodlands | MHHS-Woodlands | Woodlands-Radiology | OR | 6/1/19 |  |  |  | RADIOGRAPHIC/FLUOROSCOPIC UNITS, MOBILE | C-Arm, Portable | CARMPORTABLE-GE-OEC 9900 |  |  |  |  | CARMPORTABLE-GE-OEC 9900 | [7 empty] | CAP-A | *** ERROR - No In Date for Schedule(s) *** | MHHS-Woodlands | [8 empty] | CARMPORTABLE | C-Arm, Portable | GE
NO | NO |  |  |  | 151-01742 |  | OEC Medical Systems | 9900 PM CARE |  | E9-2892 | CY - OR | MHHS-Cypress |  |  |  | 151-01742 |  | Northwest & Cypress |  | CY - OR | [5 empty] | RADIOGRAPHIC/FLUOROSCOPIC UNITS, MOBILE |  | CARMPORTABLE-GE-OEC 9900 |  |  |  |  | CARMPORTABLE-GE-OEC 9900 | [8 empty] | Covered PM Repair - Biomedical | MHHS-Cypress
NO | YES |  |  |  | R-929-CA6 | R-929-CA6 | OEC Medical Systems | MINIVIEW 6800 |  | 86-0015-R | MHOSH-Radiology | MHHS Orthopedic & Spine |  | C-Arm, Portable |  | R-929-CA6 | R-929-CA6 | Central & Greater Heights | MHHS-Orthopedic & Spine | MHOSH-Radiology |  | 12/18/18 |  |  |  | RADIOGRAPHIC/FLUOROSCOPIC UNITS, MOBILE | C-Arm, Portable | CARMPORTABLE-GE-MiniView 6800 | CARMPORTABLE | MiniView 6800 |  |  |  | GE | C-Arm, Portable |  |  | CARMPORTABLE-GE-MiniView 6800 |  | MHOSH Inventory Dec 2019 into 2020 - Copy.xls - Newly Verified | CAP-A | Covered PM Repair - Biomedical | MHHS Orthopedic & Spine | [8 empty] | CARMPORTABLE | C-Arm, Portable | GE
NO | YES |  |  |  | 009-08492 |  | OEC Medical Systems | OEC 9900 ELITE |  | E2-2108 | GH - RADIOLOGY | MHHS-Greater Heights |  | C-Arm, Portable |  | 009-08492 |  | Central & Greater Heights |  | GH - RADIOLOGY |  | 5/21/19 |  |  |  | RADIOGRAPHIC/FLUOROSCOPIC UNITS, MOBILE |  | CARMPORTABLE-GE-OEC 9900 Elite | CARMPORTABLE | OEC 9900 Elite |  |  |  | GE | C-Arm, Portable |  |  | CARMPORTABLE-GE-OEC 9900 Elite | 1/1/14 |  |  | Not Covered Vendor Only - Biomedical | MHHS-Greater Heights
NO | YES |  |  |  | R-929-CA2 | R-929-CA2 | OEC Medical Systems | OEC 9900 ELITE |  | E00078 | MHOSH-Radiology | MHHS Orthopedic & Spine |  | C-Arm, Portable |  | R-929-CA2 | R-929-CA2 | Central & Greater Heights | MHHS-Orthopedic & Spine | MHOSH-Radiology |  | 4/10/19 |  |  |  | RADIOGRAPHIC/FLUOROSCOPIC UNITS, MOBILE | C-Arm, Portable | CARMPORTABLE-GE-OEC 9900 Elite | CARMPORTABLE | OEC 9900 Elite |  |  |  | GE | C-Arm, Portable |  |  | CARMPORTABLE-GE-OEC 9900 Elite | 1/1/14 | MHOSH Inventory Dec 2019 into 2020 - Copy.xls - Newly Verified | CAP-A | Not Covered Vendor Only - Biomedical | MHHS Orthopedic & Spine | [8 empty] | CARMPORTABLE | C-Arm, Portable | GE
NO | YES |  |  |  | 013-38129 | 013-38129 | OEC Medical Systems | OEC 9900 ELITE |  | E2XXXX05880 | SW-OR | MHHS-Southwest |  | C-Arm, Portable |  | 013-38129 | 013-38129 | Southwest | MHHS-Southwest | SW-OR | Rad room | 2/1/19 |  | 2/1/20 |  | RADIOGRAPHIC/FLUOROSCOPIC UNITS, MOBILE | C-Arm, Portable | CARMPORTABLE-GE-OEC 9900 Elite | CARMPORTABLE | OEC 9900 Elite |  |  |  | GE | C-Arm, Portable |  |  | CARMPORTABLE-GE-OEC 9900 Elite | 1/1/14 |  | CAP-A | Not Covered Vendor Only - Biomedical | MHHS-Southwest | [5 empty] | 1/1/17 |  |  | CARMPORTABLE | C-Arm, Portable | GE
NO | YES |  |  |  | 129-06714 | 129-06714 | OEC Medical Systems | OEC 9900 ELITE |  | E9-2993 | SUGAR LAND - RADIOLOGY | MHHS-Sugarland |  | C-Arm, Portable |  | 129-06714 | 129-06714 | Sugar Land | MH SL | SUGAR LAND - RADIOLOGY | Surgery | 5/1/19 | 5/1/20 |  |  | RADIOGRAPHIC/FLUOROSCOPIC UNITS, MOBILE | C-Arm, Portable | CARMPORTABLE-GE-OEC 9900 Elite | CARMPORTABLE | OEC 9900 Elite |  |  |  | GE | C-Arm, Portable |  |  | CARMPORTABLE-GE-OEC 9900 Elite | 1/1/14 |  | CAP-A | Not Covered Vendor Only - Biomedical | MHHS-Sugarland | [5 empty] | 3/1/16 |  |  | CARMPORTABLE | C-Arm, Portable | GE
NO | YES |  |  |  | 129-06715 | 129-06715 | OEC Medical Systems | OEC 9900 ELITE |  | E2-5351 | SUGAR LAND - RADIOLOGY | MHHS-Sugarland |  | C-Arm, Portable |  | 129-06715 | 129-06715 | Sugar Land | MH SL | SUGAR LAND - RADIOLOGY | Surgery | 5/1/19 | 5/1/20 |  |  | RADIOGRAPHIC/FLUOROSCOPIC UNITS, MOBILE | C-Arm, Portable | CARMPORTABLE-GE-OEC 9900 Elite | CARMPORTABLE | OEC 9900 Elite |  |  |  | GE | C-Arm, Portable |  |  | CARMPORTABLE-GE-OEC 9900 Elite | 1/1/14 |  | CAP-A | Not Covered Vendor Only - Biomedical | MHHS-Sugarland | [5 empty] | 3/1/16 |  |  | CARMPORTABLE | C-Arm, Portable | GE
NO | YES |  |  |  | R-069-CA9 |  | OEC Medical Systems | OEC 9900 ELITE |  | E2-5358 | TMC - RADIOLOGY - CHILDRENS HOSPITAL (OLD) | MHHS-TMC |  | C-Arm, Portable |  | R-069-CA9 |  | TMC |  | TMC - RADIOLOGY - CHILDRENS HOSPITAL (OLD) |  | 4/1/19 |  |  |  | RADIOGRAPHIC/FLUOROSCOPIC UNITS, MOBILE |  | CARMPORTABLE-GE-OEC 9900 Elite | CARMPORTABLE | OEC 9900 Elite |  |  |  | GE | C-Arm, Portable |  |  | CARMPORTABLE-GE-OEC 9900 Elite | 1/1/14 |  |  | Not Covered Vendor Only - Biomedical | MHHS-TMC
NO | YES |  |  |  | 069-45940 | 069-45940 | OEC Medical Systems | OEC 9900 ELITE |  | F2XXTX00027 | TMC-Sarofim 3-OR | MHHS-TMC |  | C-Arm, Portable |  | 069-45940 | 069-45940 | TMC | MHHS-TMC | TMC-Sarofim 3-OR | SAROFIM | 12/1/19 |  |  |  | RADIOGRAPHIC/FLUOROSCOPIC UNITS, MOBILE |  | CARMPORTABLE-GE-OEC 9900 Elite | CARMPORTABLE | OEC 9900 Elite |  |  |  | GE | C-Arm, Portable |  |  | CARMPORTABLE-GE-OEC 9900 Elite | 1/1/14 |  |  | Not Covered Vendor Only - Biomedical | MHHS-TMC
NO | YES |  |  |  | 069-45952 | 069-45952 | OEC Medical Systems | OEC 9900 ELITE |  | F2XXTX00026 | TMC-Sarofim 3-OR | MHHS-TMC |  | C-Arm, Portable |  | 069-45952 | 069-45952 | TMC | MHHS-TMC | TMC-Sarofim 3-OR | Hall | 12/1/19 |  |  | No pm found | RADIOGRAPHIC/FLUOROSCOPIC UNITS, MOBILE |  | CARMPORTABLE-GE-OEC 9900 Elite | CARMPORTABLE | OEC 9900 Elite |  |  |  | GE | C-Arm, Portable |  |  | CARMPORTABLE-GE-OEC 9900 Elite | 1/1/14 |  |  | Not Covered Vendor Only - Biomedical | MHHS-TMC
NO | YES |  |  |  | 069-45954 | 069-45954 | OEC Medical Systems | OEC 9900 ELITE |  | F2XXTX00031 | TMC-OR-Robertson (2R) | MHHS-TMC |  | C-Arm, Portable |  | 069-45954 | 069-45954 | TMC | MHHS-TMC | TMC-OR-Robertson (2R) | Hallway | 12/1/19 |  | 12/1/20 |  | RADIOGRAPHIC/FLUOROSCOPIC UNITS, MOBILE |  | CARMPORTABLE-GE-OEC 9900 Elite | CARMPORTABLE | OEC 9900 Elite |  |  |  | GE | C-Arm, Portable |  |  | CARMPORTABLE-GE-OEC 9900 Elite | 1/1/14 |  |  | Not Covered Vendor Only - Biomedical | MHHS-TMC
NO | YES |  |  |  | 099-07894 | 099-07894 | OEC Medical Systems | OEC 9900 ELITE |  | F2XXTX00029 | (null) | MHHS-TMC |  | C-Arm, Portable |  | 099-07894 | 099-07894 | (null) | MHHS-TMC | (null) | (null) |  |  |  | (null) | RADIOGRAPHIC/FLUOROSCOPIC UNITS, MOBILE |  | CARMPORTABLE-GE-OEC 9900 Elite | CARMPORTABLE | OEC 9900 Elite |  |  |  | GE | C-Arm, Portable |  |  | CARMPORTABLE-GE-OEC 9900 Elite | 1/1/14 |  |  | Not Covered Vendor Only - Biomedical | MHHS-TMC
NO | YES |  |  |  | 029-09288 | 029-09288 | OEC Medical Systems | OEC 9900 ELITE |  | e2-5145 | Woodlands-Radiology | MHHS-Woodlands |  | C-Arm, Portable |  | 029-09288 | 029-09288 | Woodlands | MHHS-Woodlands | Woodlands-Radiology | OR | 7/1/19 |  |  |  | RADIOGRAPHIC/FLUOROSCOPIC UNITS, MOBILE | C-Arm, Portable | CARMPORTABLE-GE-OEC 9900 Elite | CARMPORTABLE | OEC 9900 Elite |  |  |  | GE | C-Arm, Portable |  |  | CARMPORTABLE-GE-OEC 9900 Elite | 1/1/14 |  | CAP-A | Not Covered Vendor Only - Biomedical | MHHS-Woodlands | [8 empty] | CARMPORTABLE | C-Arm, Portable | GE
NO | NO |  |  |  | R-069-CASC |  | OEC Medical Systems | OEC 9900 ELITE |  | ES-3254 | (TRANSITION) MNA - (TMC) - SPINE CENTER (STE 2150) | MHHS - Mischer Neuroscience |  | C-Arm, Portable |  | R-069-CASC |  | TMC |  | (TRANSITION) MNA - (TMC) - SPINE CENTER (STE 2150) | [5 empty] | RADIOGRAPHIC/FLUOROSCOPIC UNITS, MOBILE |  | CARMPORTABLE-GE-OEC 9900 Elite | CARMPORTABLE | OEC 9900 Elite |  |  |  | GE | C-Arm, Portable |  |  | CARMPORTABLE-GE-OEC 9900 Elite |  |  |  | Not Covered Vendor Only - Biomedical | MHHS - Mischer Neuroscience
NO | NO |  |  |  | 151-02556 |  | OEC Medical Systems | OEC 9900 ELITE |  | E2XXXX06598 | CY - IMAGING | MHHS-Cypress |  | C-Arm, Portable |  | 151-02556 |  | Northwest & Cypress |  | CY - IMAGING | [5 empty] | RADIOGRAPHIC/FLUOROSCOPIC UNITS, MOBILE |  | CARMPORTABLE-GE-OEC 9900 Elite | CARMPORTABLE | OEC 9900 Elite |  |  |  | GE | C-Arm, Portable |  |  | CARMPORTABLE-GE-OEC 9900 Elite |  |  |  | Not Covered Vendor Only - Biomedical | MHHS-Cypress
NO | NO |  |  |  | 041-09485 |  | OEC Medical Systems | OEC 9900 ELITE |  | E2-0148 | MEMORIAL CITY - OUTPATIENT SURGERY RECOVERY | MHHS-Mem City |  | C-Arm, Portable |  | 041-09485 |  | West & Memorial City |  | MEMORIAL CITY - OUTPATIENT SURGERY RECOVERY | [5 empty] | RADIOGRAPHIC/FLUOROSCOPIC UNITS, MOBILE |  | CARMPORTABLE-GE-OEC 9900 Elite | CARMPORTABLE | OEC 9900 Elite |  |  |  | GE | C-Arm, Portable |  |  | CARMPORTABLE-GE-OEC 9900 Elite |  |  |  | Not Covered Vendor Only - Biomedical | MHHS-Mem City
NO | NO |  |  |  | X-069-CA21 |  | OEC Medical Systems | OEC 9900 ELITE |  | E2-3180 | TMC - MHTMC - NON HOSPITAL-OWNED | MHHS-TMC |  | C-Arm, Portable |  | X-069-CA21 |  | TMC |  | TMC - MHTMC - NON HOSPITAL-OWNED | [5 empty] | RADIOGRAPHIC/FLUOROSCOPIC UNITS, MOBILE |  | CARMPORTABLE-GE-OEC 9900 Elite | CARMPORTABLE | OEC 9900 Elite |  |  |  | GE | C-Arm, Portable |  |  | CARMPORTABLE-GE-OEC 9900 Elite |  |  |  | Not Covered Vendor Only - Biomedical | MHHS-TMC
NO | NO |  |  |  | 069-46512 |  | OEC Medical Systems | OEC 9900 ELITE |  | E2xxxx06460 | TMC - RESPIRATORY - PULMONARY LAB | MHHS-TMC |  | C-Arm, Portable |  | 069-46512 |  | TMC |  | TMC - RESPIRATORY - PULMONARY LAB | [5 empty] | RADIOGRAPHIC/FLUOROSCOPIC UNITS, MOBILE |  | CARMPORTABLE-GE-OEC 9900 Elite | CARMPORTABLE | OEC 9900 Elite |  |  |  | GE | C-Arm, Portable |  |  | CARMPORTABLE-GE-OEC 9900 Elite |  |  |  | Not Covered Vendor Only - Biomedical | MHHS-TMC
YES | YES |  |  |  | 041-10626 | 041-10626 | Ohaus | Scout Pro SP202 |  |  | MEMORIAL CITY - PEDIATRICS |  |  |  |  | 041-10626 | 041-10626 | West | Memorial City-Memorial Hermann Hospital | MEMORIAL CITY - PEDIATRICS | Repair/Tv room |  |  |  | No PM sticker
YES | YES |  |  |  | 133-31185 | 133-31185 | Ohaus Corp | Compass |  |  | MHHS-Katy-Pediatnics-E3 |  |  |  |  | 133-31185 | 133-31185 | MHHS-Katy | MHHS-Katy | MHHS-Katy-Pediatnics-E3 | E3 Room 255 Treatment Room
YES | YES |  |  |  | 133-31184 | 133-31184 | Ohaus Corp | Compass |  |  | MHHS-Katy-Pediatnics-E3 |  |  |  |  | 133-31184 | 133-31184 | MHHS-Katy | MHHS-Katy | MHHS-Katy-Pediatnics-E3 | E3 Room 255 Treatment Room
YES | YES |  |  |  | 099-05406 | 099-05406 | Ohaus Corp | CS 2000 | [7 empty] | 099-05406 | 099-05406 | TMC | TMC |  | H9/74
YES | YES | Serial Number Cnf |  |  | 099-00682 | 099-00682 | Ohaus Corp | CS Series |  | Cnf | Labor |  |  |  |  | 099-00682 | 099-00682 | Katy | Memorial Hermann Northeast Hospital | Labor | OR 2
YES | YES |  |  |  | 099-05182 | 099-05182 | Ohaus Corp | CS Series | [7 empty] | 099-05182 | 099-05182 | TMC | Memorial Hermann-Texas Medical Center |  | H10/65
YES | YES |  |  |  | 099-05185 | 099-05185 | Ohaus Corp | CS Series | [7 empty] | 099-05185 | 099-05185 | TMC | Memorial Hermann-Texas Medical Center |  | H10/74
YES | YES |  |  |  | 099-05174 | 099-05174 | Ohaus Corp | CS Series | [7 empty] | 099-05174 | 099-05174 | TMC | Memorial Hermann-Texas Medical Center |  | H10/76
YES | YES |  |  |  | 099-05228 | 099-05228 | Ohaus Corp | CS Series | [7 empty] | 099-05228 | 099-05228 | TMC | TMC |  | H9/25 PEDI
YES | YES |  |  |  | 099-05708 | 099-05708 | Ohaus Corp | CS200 |  | Nsn | NICU bear A |  |  |  |  | 099-05708 | 099-05708 |  | TMC | NICU bear A | Memorial Hermann-Texas Medical Center NICU | 3/1/20 |  |  | No PM Sticker
YES | YES | Serial Number Cnf |  |  | 041-33074 | 041-33074 | Ohaus Corp | CS200 |  | CNF | MEMORIAL CITY - POSTPARTUM - NURSERY |  |  |  |  | 041-33074 | 041-33074 | West | Women?s Memorial Hermann Memorial City Hospital | MEMORIAL CITY - POSTPARTUM - NURSERY |  |  |  | 4/1/20
YES | YES | Serial Number Cng |  |  | 041-33073 | 041-33073 | Ohaus Corp | CS200 |  | CNG | MEMORIAL CITY - POSTPARTUM - NURSERY |  |  |  |  | 041-33073 | 041-33073 | West | Women?s Memorial Hermann Memorial City Hospital | MEMORIAL CITY - POSTPARTUM - NURSERY |  | 4/1/20 |  | 4/1/20
YES | YES | Serial Number Cnf |  |  | 041-33072 | 041-33072 | Ohaus Corp | CS200 |  | CNF | MEMORIAL CITY - POSTPARTUM - NURSERY |  |  |  |  | 041-33072 | 041-33072 | West | Women?s Memorial Hermann Memorial City Hospital | MEMORIAL CITY - POSTPARTUM - NURSERY
YES | YES |  |  |  | 041-33685 | 041-33685 | Ohaus Corp | CS200 |  | 041-33685 | MEMORIAL CITY - LABOR |  |  |  |  | 041-33685 | 041-33685 | West | Women?s Memorial Hermann Memorial City Hospital | MEMORIAL CITY - LABOR | Clean Utility
YES | YES |  |  |  | 041-33686 | 041-33686 | Ohaus Corp | CS200 |  | 041-33686 | MEMORIAL CITY - LABOR |  |  |  |  | 041-33686 | 041-33686 | West | Women?s Memorial Hermann Memorial City Hospital | MEMORIAL CITY - LABOR | Clean Utility
YES | YES |  |  |  | 099-11823 | 099-11823 | Ohaus Corp | CS2000 |  | Nsn | TMC - EPILEPSY - PEDI EMU (10HP) |  |  |  |  | 099-11823 | 099-11823 |  | Memorial Hermann-tmc | TMC - EPILEPSY - PEDI EMU (10HP) | H10 71 | [5 empty] | Scale, Laboratory | SCALELAB-Ohaus Corp-CS2000 | [12 empty] | SL-A | [9 empty] | Scale, Laboratory | SCALELAB | Scale, Laboratory | Ohaus Corp
YES | YES | Serial Number Nan |  |  | 099-11959 | 099-11959 | Ohaus Corp | CS2000 |  | Nan | Epilepsy PEDI HD1012 |  |  |  |  | 099-11959 | 099-11959 |  | Memorial Hermann- Texas Medica Center | Epilepsy PEDI HD1012 | CSC 64 | 3/1/20 |  |  | No PM Sticker |  | Scale, Laboratory | SCALELAB-Ohaus Corp-CS2000 | [12 empty] | SL-A | [9 empty] | Scale, Laboratory | SCALELAB | Scale, Laboratory | Ohaus Corp
YES | YES |  |  |  | 099-05063 | 099-05063 | Ohaus Corp | CS2000 |  | Nsn | PICU |  |  |  |  | 099-05063 | 099-05063 |  | TMC | PICU | Memorial Hermann- texas medical center | 3/1/20 |  |  | No PM Sticker |  | Scale, Laboratory | SCALELAB-Ohaus Corp-CS2000 | [12 empty] | SL-A | [9 empty] | Scale, Laboratory | SCALELAB | Scale, Laboratory | Ohaus Corp
YES | YES |  |  |  | 099-05076 | 099-05076 | Ohaus Corp | CS2000 |  | nsn | H8 073 |  |  |  |  | 099-05076 | 099-05076 |  | TMC | H8 073 | Memorial Hermann- 8 floor | 3/1/20 |  |  | No PM Sticker |  | Scale, Laboratory | SCALELAB-Ohaus Corp-CS2000 | [12 empty] | SL-A | [9 empty] | Scale, Laboratory | SCALELAB | Scale, Laboratory | Ohaus Corp
YES | YES | Serial Number Cnf |  |  | 041-32410 | 041-32410 | Ohaus Corp | CS2000 |  | CNF | [5 empty] | 041-32410 | 041-32410
YES | YES | Serial Number Cnf |  |  | 041-32411 | 041-32411 | Ohaus Corp | CS2000 |  | CNF | Memorial Hermann-Memorial City - Pediatrics |  |  |  |  | 041-32411 | 041-32411 | West | Memorial Hermann Memorial City Medical Center | Memorial Hermann-Memorial City - Pediatrics | MH4 4M11
NO | YES |  |  |  | 005-08655 | 005-08655 | Ohaus Corp | CS5000 |  | NSN | SE- NICU |  |  |  |  | 005-08655 | 005-08655 | Southeast | Memorial Hermann Southeast Hospital | SE- NICU | E4 005.11A | [5 empty] | Scale, Laboratory | SCALELAB-Ohaus Corp-CS5000 | [12 empty] | SL-A | [9 empty] | Scale, Laboratory | SCALELAB | Scale, Laboratory | Ohaus Corp
NO | YES |  |  |  | 005-11937 | 005-11937 | Ohaus Corp | CS5000 |  | NSN | SE-Unit 4B (Women'S Services) |  |  |  |  | 005-11937 | 005-11937 | Southeast | MHHS-Southeast | SE-Unit 4B (Women'S Services) | NICU | [5 empty] | Scale, Laboratory | SCALELAB-Ohaus Corp-CS5000 | [12 empty] | SL-A | [9 empty] | Scale, Laboratory | SCALELAB | Scale, Laboratory | Ohaus Corp
YES | YES |  |  |  | 099-06423 | 099-06423 | Ohaus Corp | CS5000 |  | NSN | Nicu |  |  |  |  | 099-06423 | 099-06423 | TMC | Memorial Hermann-Texas Medical Center | Nicu | E4005 | [5 empty] | Scale, Laboratory | SCALELAB-Ohaus Corp-CS5000 | [12 empty] | SL-A | [9 empty] | Scale, Laboratory | SCALELAB | Scale, Laboratory | Ohaus Corp
YES | YES |  |  |  | 133-31183 | 133-31183 | Ohaus Corp | CX2200 |  |  | MHHS - Katy E3 Pediatrics |  |  |  |  | 133-31183 | 133-31183 | West | Memorial Hermann - Katy | MHHS - Katy E3 Pediatrics | E3 Room 255 Treatment Room
YES | YES |  |  |  | 583-01578 | 583-01578 | Ohaus Corp | Scout Pro |  |  | MH MG - (MC) - COMPREHENSIVE HEART CARE |  |  |  |  | 583-01578 | 583-01578 | West | Memorial Hermann Medical Group Memorial City Cardiology (#400) | MH MG - (MC) - COMPREHENSIVE HEART CARE | Lab/ Gross Pathology
YES | YES |  |  |  | 041-34819 | 041-34819 | Ohaus Corp | Scout Pro SP2001 |  |  | Memorial City Laboratory |  |  |  |  | 041-34819 | 041-34819 | West | Hermann Memorial - Memorial City | Memorial City Laboratory | Gross Lab |  |  |  | Broken device in caninet in sink area
YES | YES |  |  |  |  | 041-14043 | Ohaus Corp | Scout Pro SP202 |  |  | Biomed | [5 empty] | 041-14043 | Mem city | Memorial city - Memorial herman hospital | Biomed | Biomed shop |  |  |  | No pm sticker found
YES | YES | [5 empty] | Ohaus Corp | Scout-Pro |  |  | Memorial City - Lab | [6 empty] | West | Memorial Hermann Memorial City Medical Center | Memorial City - Lab | Memorial City - Lab |  |  |  | No pm sticker
YES | YES |  |  |  | 069-49288 | 069-49288 | Ohaus Corp | V31XW6 |  | B920682551 | Atomic Pathology |  |  |  |  | 069-49288 | 069-49288 | TMC | Memorial Hermann Texas Medical Center | Atomic Pathology | Lab
YES | YES |  |  |  | 069-49289 | 069-49289 | Ohaus Corp | V31XW6 |  | B423663808 | TMC - LABORATORY - ANATOMIC PATHOLOGY (2R) |  |  |  |  | 069-49289 | 069-49289 | TMC | Memorial Hermann Texas Medical Center | TMC - LABORATORY - ANATOMIC PATHOLOGY (2R) | Lab
YES | YES |  |  |  | 069-49290 | 069-49290 | Ohaus Corp | V31XW6 |  | B919646240 | TMC - LABORATORY - ANATOMIC PATHOLOGY (2R) |  |  |  |  | 069-49290 | 069-49290 | TMC | Memorial Hermann Texas Medical Center | TMC - LABORATORY - ANATOMIC PATHOLOGY (2R) | Lab
NO | NO | [5 empty] | Ohaus Corporation | ADVENTURER |  |  | WOODLANDS - INFUSION SUITE | MHHS-Woodlands |  | Scale, Laboratory |  |  |  | Woodlands |  | WOODLANDS - INFUSION SUITE | [5 empty] | SCALES, CLINICAL, LABORATORY |  | SCALELAB-Ohaus Corp-Adventurer | SCALELAB | Adventurer |  |  |  | Ohaus Corp | Scale, Laboratory |  | SCALELAB-Ohaus Corp-Adventurer |  |  |  |  | Covered PM Repair - Biomedical | MHHS-Woodlands
NO | NO |  |  |  | 069-43223 |  | Ohaus Corporation | ADVENTURER PRO AV8101 |  | B308057341 | TMC - OR - HERMANN (2HP) | MHHS-TMC |  |  |  | 069-43223 |  | TMC |  | TMC - OR - HERMANN (2HP) | [5 empty] | SCALES, CLINICAL, PRECISION |  | BALANCEMECHANICAL-Ohaus Corp-Adventurer ProAV2102 |  |  |  |  | BALANCEMECHANICAL-Ohaus Corp-Adventurer ProAV2102 | Ohaus Corp | [7 empty] | Covered PM Repair - Biomedical | MHHS-TMC
NO | YES |  |  |  | 069-48900 | 069-48900 | Ohaus Corporation | AV313 ADVENTURER PRO PRECISION BALANCE |  |  | (null) | MHHS-TMC |  |  |  | 069-48900 | 069-48900 | (null) | MHHS-TMC | (null) | (null) |  |  |  | (null) | SCALES, CLINICAL, PRECISION |  | BALANCEMECHANICAL-Ohaus Corp-Adventurer ProAV2102 |  |  |  |  | BALANCEMECHANICAL-Ohaus Corp-Adventurer ProAV2102 | Ohaus Corp |  |  |  |  | 6/11/12 |  |  | Covered PM Repair - Biomedical | MHHS-TMC
NO | YES |  |  |  | 041-13968 | 041-13968 | Ohaus Corporation | CS2000 |  | 041-13968 | Memorial City - NICU | MHHS-Mem City |  | Scale, Laboratory |  | 041-13968 | 041-13968 | West | Memorial City - Memorial Hermann Hospital | Memorial City - NICU | MH4:107 Control Room |  |  |  |  | SCALES, CLINICAL, LABORATORY |  | SCALELAB-Ohaus Corp-CS2000 | SCALELAB | CS2000 |  |  |  | Ohaus Corp | Scale, Laboratory |  | SCALELAB-Ohaus Corp-CS2000 |  |  |  |  | Covered PM Repair - Biomedical | MHHS-Mem City
NO | YES |  |  |  | 041-13982 | 041-13982 | Ohaus Corporation | CS2000 |  | N/A | MEMORIAL CITY - MHT - NICU | MHHS-Mem City |  | Scale, Laboratory |  | 041-13982 | 041-13982 | West | West | MEMORIAL CITY - MHT - NICU | MH4:103 4M32 |  |  |  |  | SCALES, CLINICAL, LABORATORY |  | SCALELAB-Ohaus Corp-CS2000 | SCALELAB | CS2000 |  |  |  | Ohaus Corp | Scale, Laboratory |  | SCALELAB-Ohaus Corp-CS2000 |  |  |  |  | Covered PM Repair - Biomedical | MHHS-Mem City
NO | YES |  |  |  | 041-13995 | 041-13995 | Ohaus Corporation | CS2000 |  | N/A | MEMORIAL CITY - MHT - NICU | MHHS-Mem City |  | Scale, Laboratory |  | 041-13995 | 041-13995 | West | West | MEMORIAL CITY - MHT - NICU | MH4:117 Room4M20 |  |  |  |  | SCALES, CLINICAL, LABORATORY |  | SCALELAB-Ohaus Corp-CS2000 | SCALELAB | CS2000 |  |  |  | Ohaus Corp | Scale, Laboratory |  | SCALELAB-Ohaus Corp-CS2000 |  |  |  |  | Covered PM Repair - Biomedical | MHHS-Mem City
NO | YES |  |  |  |  | 041-13996 | Ohaus Corporation | CS2000 |  | N/A | Memorial City - NICU | MHHS-Mem City |  | Scale, Laboratory |  |  | 041-13996 | West | Memorial City - Memorial Hermann Hospital | Memorial City - NICU | MH4:112 |  |  |  |  | SCALES, CLINICAL, LABORATORY |  | SCALELAB-Ohaus Corp-CS2000 | SCALELAB | CS2000 |  |  |  | Ohaus Corp | Scale, Laboratory |  | SCALELAB-Ohaus Corp-CS2000 |  |  |  |  | Covered PM Repair - Biomedical | MHHS-Mem City
NO | YES |  |  |  | 041-21031 | 041-21031 | Ohaus Corporation | CS2000 |  | N/A | Memorial City - Neonatal | MHHS-Mem City |  | Scale, Laboratory |  | 041-21031 | 041-21031 | West | Memorial Hermann - Memorial City | Memorial City - Neonatal | MH4 116 Room 4M21 |  |  |  |  | SCALES, CLINICAL, LABORATORY |  | SCALELAB-Ohaus Corp-CS2000 | SCALELAB | CS2000 |  |  |  | Ohaus Corp | Scale, Laboratory |  | SCALELAB-Ohaus Corp-CS2000 |  |  |  |  | Covered PM Repair - Biomedical | MHHS-Mem City
NO | YES | Serial Number Cnf |  |  | 041-21032 | 041-21032 | Ohaus Corporation | CS2000 |  | CNF | MEMORIAL CITY - MHT - NICU | MHHS-Mem City |  | Scale, Laboratory |  | 041-21032 | 041-21032 | West | Memorial Hermann Memorial City Medical Center | MEMORIAL CITY - MHT - NICU | RM 4M34 |  |  |  |  | SCALES, CLINICAL, LABORATORY |  | SCALELAB-Ohaus Corp-CS2000 | SCALELAB | CS2000 |  |  |  | Ohaus Corp | Scale, Laboratory |  | SCALELAB-Ohaus Corp-CS2000 |  |  |  |  | Covered PM Repair - Biomedical | MHHS-Mem City
NO | YES | Serial Number Cnf |  |  | 041-32095 | 041-32095 | Ohaus Corporation | CS2000 |  | CNF | 4th Floor Pediactrics | MHHS-Mem City |  | Scale, Laboratory |  | 041-32095 | 041-32095 | West | Memorial Hermann - Memorial City | 4th Floor Pediactrics | MH4 202 Room 4M02 |  |  |  |  | SCALES, CLINICAL, LABORATORY |  | SCALELAB-Ohaus Corp-CS2000 | SCALELAB | CS2000 |  |  |  | Ohaus Corp | Scale, Laboratory |  | SCALELAB-Ohaus Corp-CS2000 |  |  |  |  | Not Covered Vendor Only - Biomedical | MHHS-Mem City
NO | YES |  |  |  | 041-32435 | 041-32435 | Ohaus Corporation | CS2000 |  | N/A | MEMORIAL CITY - MHT - NICU | MHHS-Mem City |  | Scale, Laboratory |  | 041-32435 | 041-32435 | West | West | MEMORIAL CITY - MHT - NICU | MH4:118 Room4M19 |  |  |  |  | SCALES, CLINICAL, LABORATORY |  | SCALELAB-Ohaus Corp-CS2000 | SCALELAB | CS2000 |  |  |  | Ohaus Corp | Scale, Laboratory |  | SCALELAB-Ohaus Corp-CS2000 |  |  |  |  | Not Covered Vendor Only - Biomedical | MHHS-Mem City
NO | YES |  |  |  | 041-32816 | 041-32816 | Ohaus Corporation | CS2000 |  |  | MEMORIAL CITY - PEDIATRICS | MHHS-Mem City |  | Scale, Laboratory |  | 041-32816 | 041-32816 | West | West | MEMORIAL CITY - PEDIATRICS | MH4:205 Room 4M07 |  |  |  |  | SCALES, CLINICAL, LABORATORY |  | SCALELAB-Ohaus Corp-CS2000 | SCALELAB | CS2000 |  |  |  | Ohaus Corp | Scale, Laboratory |  | SCALELAB-Ohaus Corp-CS2000 |  |  |  |  | Not Covered Vendor Only - Biomedical | MHHS-Mem City
NO | YES |  |  |  | 041-32817 | 041-32817 | Ohaus Corporation | CS2000 |  | 041-32817 | MEMORIAL CITY - PEDIATRICS | MHHS-Mem City |  | Scale, Laboratory |  | 041-32817 | 041-32817 | West | West | MEMORIAL CITY - PEDIATRICS | MH4:205 Room 4M06 |  |  |  |  | SCALES, CLINICAL, LABORATORY |  | SCALELAB-Ohaus Corp-CS2000 | SCALELAB | CS2000 |  |  |  | Ohaus Corp | Scale, Laboratory |  | SCALELAB-Ohaus Corp-CS2000 |  |  |  |  | Covered PM Repair - Biomedical | MHHS-Mem City
NO | YES |  |  |  | 041-34026 | 041-34026 | Ohaus Corporation | CS2000 |  | N/A | MEMORIAL CITY - PEDIATRICS | MHHS-Mem City |  | Scale, Laboratory |  | 041-34026 | 041-34026 | West | West | MEMORIAL CITY - PEDIATRICS | MH4:205 Room 4M17 |  |  |  |  | SCALES, CLINICAL, LABORATORY |  | SCALELAB-Ohaus Corp-CS2000 | SCALELAB | CS2000 |  |  |  | Ohaus Corp | Scale, Laboratory |  | SCALELAB-Ohaus Corp-CS2000 |  |  |  |  | Covered PM Repair - Biomedical | MHHS-Mem City
NO | YES |  |  |  | 041-34027 | 041-34027 | Ohaus Corporation | CS2000 |  | N/A | Memorial City - Neonatal | MHHS-Mem City |  | Scale, Laboratory |  | 041-34027 | 041-34027 | West | Memorial Hermann - Memorial City | Memorial City - Neonatal | MH4 108 Room 4M28 |  |  |  |  | SCALES, CLINICAL, LABORATORY |  | SCALELAB-Ohaus Corp-CS2000 | SCALELAB | CS2000 |  |  |  | Ohaus Corp | Scale, Laboratory |  | SCALELAB-Ohaus Corp-CS2000 |  |  |  |  | Covered PM Repair - Biomedical | MHHS-Mem City
NO | YES |  |  |  |  | 041-34030 | Ohaus Corporation | CS2000 |  | N/A | Memorial City - Pediatrics | MHHS-Mem City |  | Scale, Laboratory |  |  | 041-34030 | West | Memorial City - Memorial Hermann Hospital | Memorial City - Pediatrics | MH4:201 Rm 4M01 |  |  |  |  | SCALES, CLINICAL, LABORATORY |  | SCALELAB-Ohaus Corp-CS2000 | SCALELAB | CS2000 |  |  |  | Ohaus Corp | Scale, Laboratory |  | SCALELAB-Ohaus Corp-CS2000 |  |  |  |  | Covered PM Repair - Biomedical | MHHS-Mem City
YES | YES | Serial Number Cnf |  |  |  | 041-34025 | Ohaus Corporation | CS2000 |  | CNF | Memorial City - NICU | [5 empty] | 041-34025 | West | Memorial City - Memorial Hermann Hospital | Memorial City - NICU | MH4:109 |  |  |  |  | SCALES, CLINICAL, LABORATORY
NO | NO |  |  |  | 151-02571 |  | Ohaus Corporation | CS2000 |  | N/A | CY - LABORATORY | MHHS-Cypress |  | Scale, Laboratory |  | 151-02571 |  | Northwest & Cypress |  | CY - LABORATORY | [5 empty] | SCALES, CLINICAL, LABORATORY |  | SCALELAB-Ohaus Corp-CS2000 | SCALELAB | CS2000 |  |  |  | Ohaus Corp | Scale, Laboratory |  | SCALELAB-Ohaus Corp-CS2000 |  |  |  |  | Covered PM Repair - Biomedical | MHHS-Cypress
NO | NO |  |  |  | 041-13962 |  | Ohaus Corporation | CS2000 |  | N/A | MEMORIAL CITY - MHT - NICU | MHHS-Mem City |  | Scale, Laboratory |  | 041-13962 |  | West & Memorial City |  | MEMORIAL CITY - MHT - NICU | [5 empty] | SCALES, CLINICAL, LABORATORY |  | SCALELAB-Ohaus Corp-CS2000 | SCALELAB | CS2000 |  |  |  | Ohaus Corp | Scale, Laboratory |  | SCALELAB-Ohaus Corp-CS2000 |  |  |  |  | Covered PM Repair - Biomedical | MHHS-Mem City
NO | NO |  |  |  | 041-13980 |  | Ohaus Corporation | CS2000 |  | N/A | MEMORIAL CITY - MHT - NICU | MHHS-Mem City |  | Scale, Laboratory |  | 041-13980 |  | West & Memorial City |  | MEMORIAL CITY - MHT - NICU | [5 empty] | SCALES, CLINICAL, LABORATORY |  | SCALELAB-Ohaus Corp-CS2000 | SCALELAB | CS2000 |  |  |  | Ohaus Corp | Scale, Laboratory |  | SCALELAB-Ohaus Corp-CS2000 |  |  |  |  | Covered PM Repair - Biomedical | MHHS-Mem City
NO | NO |  |  |  | 041-13981 |  | Ohaus Corporation | CS2000 |  | N/A | MEMORIAL CITY - MHT - NICU | MHHS-Mem City |  | Scale, Laboratory |  | 041-13981 |  | West & Memorial City |  | MEMORIAL CITY - MHT - NICU | [5 empty] | SCALES, CLINICAL, LABORATORY |  | SCALELAB-Ohaus Corp-CS2000 | SCALELAB | CS2000 |  |  |  | Ohaus Corp | Scale, Laboratory |  | SCALELAB-Ohaus Corp-CS2000 |  |  |  |  | Covered PM Repair - Biomedical | MHHS-Mem City
NO | NO |  |  |  | 041-13994 |  | Ohaus Corporation | CS2000 |  | N/A | MEMORIAL CITY - MHT - NICU | MHHS-Mem City |  | Scale, Laboratory |  | 041-13994 |  | West & Memorial City |  | MEMORIAL CITY - MHT - NICU | [5 empty] | SCALES, CLINICAL, LABORATORY |  | SCALELAB-Ohaus Corp-CS2000 | SCALELAB | CS2000 |  |  |  | Ohaus Corp | Scale, Laboratory |  | SCALELAB-Ohaus Corp-CS2000 |  |  |  |  | Covered PM Repair - Biomedical | MHHS-Mem City
NO | NO |  |  |  | 041-21030 |  | Ohaus Corporation | CS2000 |  | N/A | MEMORIAL CITY - MHT - NICU | MHHS-Mem City |  | Scale, Laboratory |  | 041-21030 |  | West & Memorial City |  | MEMORIAL CITY - MHT - NICU | [5 empty] | SCALES, CLINICAL, LABORATORY |  | SCALELAB-Ohaus Corp-CS2000 | SCALELAB | CS2000 |  |  |  | Ohaus Corp | Scale, Laboratory |  | SCALELAB-Ohaus Corp-CS2000 |  |  |  |  | Covered PM Repair - Respiratory/Steriliz | MHHS-Mem City
NO | NO |  |  |  | 041-32094 |  | Ohaus Corporation | CS2000 |  | 041-32094 | MEMORIAL CITY - MHT - NICU | MHHS-Mem City |  | Scale, Laboratory |  | 041-32094 |  | West & Memorial City |  | MEMORIAL CITY - MHT - NICU | [5 empty] | SCALES, CLINICAL, LABORATORY |  | SCALELAB-Ohaus Corp-CS2000 | SCALELAB | CS2000 |  |  |  | Ohaus Corp | Scale, Laboratory |  | SCALELAB-Ohaus Corp-CS2000 |  |  |  |  | Not Covered Vendor Only - Biomedical | MHHS-Mem City
NO | NO |  |  |  | 041-34023 |  | Ohaus Corporation | CS2000 |  | N/A | MEMORIAL CITY - MHT - NICU | MHHS-Mem City |  | Scale, Laboratory |  | 041-34023 |  | West & Memorial City |  | MEMORIAL CITY - MHT - NICU | [5 empty] | SCALES, CLINICAL, LABORATORY |  | SCALELAB-Ohaus Corp-CS2000 | SCALELAB | CS2000 |  |  |  | Ohaus Corp | Scale, Laboratory |  | SCALELAB-Ohaus Corp-CS2000 |  |  |  |  | Covered PM Repair - Biomedical | MHHS-Mem City
NO | NO |  |  |  | 041-34025 |  | Ohaus Corporation | CS2000 |  | N/A | MEMORIAL CITY - MHT - NICU | MHHS-Mem City |  | Scale, Laboratory |  | 041-34025 |  | West & Memorial City |  | MEMORIAL CITY - MHT - NICU | [5 empty] | SCALES, CLINICAL, LABORATORY |  | SCALELAB-Ohaus Corp-CS2000 | SCALELAB | CS2000 |  |  |  | Ohaus Corp | Scale, Laboratory |  | SCALELAB-Ohaus Corp-CS2000 |  |  |  |  | Covered PM Repair - Biomedical | MHHS-Mem City
NO | NO | [5 empty] | Ohaus Corporation | CS2000 |  |  | MEMORIAL CITY - MHT - NICU | MHHS-Mem City |  | Scale, Laboratory |  |  |  | West & Memorial City |  | MEMORIAL CITY - MHT - NICU | [5 empty] | SCALES, CLINICAL, LABORATORY |  | SCALELAB-Ohaus Corp-CS2000 | SCALELAB | CS2000 |  |  |  | Ohaus Corp | Scale, Laboratory |  | SCALELAB-Ohaus Corp-CS2000 |  |  |  |  | Covered PM Repair - Biomedical | MHHS-Mem City
NO | NO |  |  |  | 041-13983 |  | Ohaus Corporation | CS2000 |  | N/A | MEMORIAL CITY - PEDIATRICS | MHHS-Mem City |  | Scale, Laboratory |  | 041-13983 |  | West & Memorial City |  | MEMORIAL CITY - PEDIATRICS | [5 empty] | SCALES, CLINICAL, LABORATORY |  | SCALELAB-Ohaus Corp-CS2000 | SCALELAB | CS2000 |  |  |  | Ohaus Corp | Scale, Laboratory |  | SCALELAB-Ohaus Corp-CS2000 |  |  |  |  | Covered PM Repair - Biomedical | MHHS-Mem City
NO | NO |  |  |  | 041-13990 |  | Ohaus Corporation | CS2000 |  | N/A | MEMORIAL CITY - PEDIATRICS | MHHS-Mem City |  | Scale, Laboratory |  | 041-13990 |  | West & Memorial City |  | MEMORIAL CITY - PEDIATRICS | [5 empty] | SCALES, CLINICAL, LABORATORY |  | SCALELAB-Ohaus Corp-CS2000 | SCALELAB | CS2000 |  |  |  | Ohaus Corp | Scale, Laboratory |  | SCALELAB-Ohaus Corp-CS2000 |  |  |  |  | Covered PM Repair - Biomedical | MHHS-Mem City
NO | NO |  |  |  | 069-43043 |  | Ohaus Corporation | CS2000 |  | 069-43043 | TMC - LABORATORY - BLOOD BANK (1R) | MHHS-TMC |  | Scale, Laboratory |  | 069-43043 |  | TMC |  | TMC - LABORATORY - BLOOD BANK (1R) | [5 empty] | SCALES, CLINICAL, LABORATORY |  | SCALELAB-Ohaus Corp-CS2000 | SCALELAB | CS2000 |  |  |  | Ohaus Corp | Scale, Laboratory |  | SCALELAB-Ohaus Corp-CS2000 |  |  |  |  | Covered PM Repair - Biomedical | MHHS-TMC
NO | NO |  |  |  | 069-43763 |  | Ohaus Corporation | CS2000 |  | nsn | TMC - LABORATORY - BLOOD BANK (1R) | MHHS-TMC |  | Scale, Laboratory |  | 069-43763 |  | TMC |  | TMC - LABORATORY - BLOOD BANK (1R) | [5 empty] | SCALES, CLINICAL, LABORATORY |  | SCALELAB-Ohaus Corp-CS2000 | SCALELAB | CS2000 |  |  |  | Ohaus Corp | Scale, Laboratory |  | SCALELAB-Ohaus Corp-CS2000 |  |  |  |  | Covered PM Repair - Biomedical | MHHS-TMC
NO | YES |  |  |  | 009-09571 | 009-09571 | Ohaus Corporation | DIAL-O-GRAM |  | None | GH - NICU | MHHS-Greater Heights |  | Scale, Patient |  | 009-09571 | 009-09571 | Central | Greater heights | GH - NICU | GH - NICU |  |  |  |  | SCALES, PATIENT |  | SCALEPATIENT-Ohaus Corp-Dialogram | SCALEPATIENT | Dialogram |  |  |  | Ohaus Corp | Scale, Patient |  |  | SCALEPATIENT-Ohaus Corp-Dialogram |  |  |  | Covered PM Repair - Biomedical | MHHS-Greater Heights
NO | YES |  |  |  | 009-33642 | 009-33642 | Ohaus Corporation | NAVIGATOR XT NVT16000/1 |  |  | GH - LABORATORY | MHHS-Greater Heights |  |  |  | 009-33642 | 009-33642 | Central | GH - LABORATORY | GH - LABORATORY | GH - LABORATORY |  |  |  |  | SCALES, CLINICAL, LABORATORY |  | .needs class | [5 empty] | Ohaus Corp | [7 empty] | Not Covered Vendor Only - Biomedical | MHHS-Greater Heights
NO | YES |  |  |  | 069-46312 | 069-46312 | Ohaus Corporation | RANGER 3000 |  | B733524036 | TMC-Laboratory-Anatomic Pathology (2R) | MHHS-TMC |  |  |  | 069-46312 | 069-46312 | TMC | MHHS-TMC | TMC-Laboratory-Anatomic Pathology (2R) | S3 200.2 | 3/1/19 |  |  |  | SCALES, CLINICAL, LABORATORY |  | .needs class | [5 empty] | Ohaus Corp |  |  |  |  | 2/15/20 |  |  | Not Covered Vendor Only - Biomedical | MHHS-TMC
NO | NO |  |  |  | 069-46143 |  | Ohaus Corporation | RANGER 3000 |  | B743862288 | TMC - LABORATORY - ANATOMIC PATHOLOGY (2R) | MHHS-TMC |  |  |  | 069-46143 |  | TMC |  | TMC - LABORATORY - ANATOMIC PATHOLOGY (2R) | [5 empty] | SCALES, CLINICAL, LABORATORY |  | .needs class | [5 empty] | Ohaus Corp | [7 empty] | Not Covered Vendor Only - Biomedical | MHHS-TMC
NO | YES |  |  |  | 151-01774 | 151-01774 | Ohaus Corporation | RC31P3 |  |  | CY - LABORATORY | MHHS-Cypress |  |  |  | 151-01774 | 151-01774 | Northwest | Cypress | CY - LABORATORY | Pathology | 12/1/18 | 12/1/19 |  |  | SCALES, CLINICAL, LABORATORY |  | .needs class | [5 empty] | Ohaus Corp |  |  |  |  | 12/1/13 |  |  | Covered PM Repair - Biomedical | MHHS-Cypress
NO | YES |  |  |  | 151-01652 | 151-01652 | Ohaus Corporation | RC31P3 |  |  | CY - PHARMACY | MHHS-Cypress |  |  |  | 151-01652 | 151-01652 | Northwest | Cypress | CY - PHARMACY | Pharmacy | 2/1/19 | 2/1/20 |  |  | SCALES, CLINICAL, LABORATORY |  | .needs class | [5 empty] | Ohaus Corp |  |  |  |  | 12/20/13 |  |  | Covered PM Repair - Biomedical | MHHS-Cypress
NO | YES |  |  |  |  | 009-06016 | Ohaus Corporation | SCOUT PRO SP4001 |  |  | GH - LABORATORY | MHHS-Greater Heights |  |  |  |  | 009-06016 | Central | GH - LABORATORY | GH - LABORATORY | GH - LABORATORY |  |  |  |  | SCALES, CLINICAL, LABORATORY |  | .needs class | [5 empty] | Ohaus Corp | [7 empty] | Covered PM Repair - Biomedical | MHHS-Greater Heights
NO | NO |  |  |  | 069-39343 |  | Ohaus Corporation | SCOUT PRO SP4001 |  |  | TMC - LABORATORY - ANATOMIC PATHOLOGY (2R) | MHHS-TMC |  |  |  | 069-39343 |  | TMC |  | TMC - LABORATORY - ANATOMIC PATHOLOGY (2R) | [5 empty] | SCALES, CLINICAL, LABORATORY |  | .needs class | [5 empty] | Ohaus Corp | [7 empty] | Covered PM Repair - Biomedical | MHHS-TMC
NO | YES |  |  |  | 029-10331 | 029-10331 | Ohaus Corporation | SCOUT PRO SP401 |  |  | Woodlands-NICU (New) | MHHS-Woodlands |  |  |  | 029-10331 | 029-10331 | Woodlands | MHHS-Woodlands | Woodlands-NICU (New) | Enteral center | 5/1/19 |  | 5/1/20 |  | SCALES, CLINICAL, LABORATORY |  | .needs class | [5 empty] | Ohaus Corp |  |  |  |  | 5/1/17 |  |  | Covered PM Repair - Biomedical | MHHS-Woodlands
NO | NO |  |  |  | 005-13015 |  | Ohaus Corporation | SCOUT PRO SP402 |  |  | SE - PHARMACY | MHHS-Southeast |  |  |  | 005-13015 |  | Southeast & Bay Area |  | SE - PHARMACY | [5 empty] | SCALES, CLINICAL, LABORATORY |  | .needs class | [5 empty] | Ohaus Corp | [7 empty] | Covered PM Repair - Biomedical | MHHS-Southeast
NO | YES | Asset Tag 005-06574 |  |  | 005-06574 | 005-06574 | Ohaus Corporation | SCOUT PRO SP6000 |  |  | SE-OR | MHHS-Southeast |  |  |  | 005-06574 | 005-06574 | Southeast | MHHS-Southeast | SE-OR | Clean core |  |  |  | No pm | SCALES, CLINICAL, PRECISION |  | .needs class | [5 empty] | Ohaus Corp |  |  |  |  | 5/1/17 |  |  | Covered PM Repair - Biomedical | MHHS-Southeast
YES | YES |  |  |  | 099-14219 | 099-14219 | Ohio |  |  | JGGR08165 | TMC - HERMANN - ADULT ER (1HP) |  |  |  |  | 099-14219 | 099-14219 | TMC | Memorial Hermann-Texas Medical Center | TMC - HERMANN - ADULT ER (1HP) | [7 empty] | REGULATORVACUUM-Ohio Medical-6-1251
YES | YES |  |  |  | 099-14218 | 099-14218 | Ohio |  |  | JGGT15460 | TMC - HERMANN - ADULT ER (1HP) |  |  |  |  | 099-14218 | 099-14218 | TMC | Memorial Hermann-Texas Medical Center | TMC - HERMANN - ADULT ER (1HP) | [7 empty] | REGULATORVACUUM-Ohio Medical-6-1251
NO | YES |  |  |  | 099-14025 | 099-14025 | Ohio |  |  | JGGN05392 | TMC-HVI-Heart Failure ICU (5Hvi) |  |  |  |  | 099-14025 | 099-14025 | TMC | MHHS-TMC | TMC-HVI-Heart Failure ICU (5Hvi)
YES | YES |  |  |  | 099-14024 | 099-14024 | Ohio |  |  | JGGS02341 | TMC - HVI - HEART FAILURE IMU (5HVI) |  |  |  |  | 099-14024 | 099-14024 | TMC | Memorial Hermann-Texas Medical Center | TMC - HVI - HEART FAILURE IMU (5HVI) | [7 empty] | REGULATORVACUUM-Ohio Medical-6-1251
YES | YES |  |  |  | 099-14022 | 099-14022 | Ohio |  |  | JGGN12503 | TMC - HVI - HEART FAILURE IMU (5HVI) |  |  |  |  | 099-14022 | 099-14022 | TMC | Memorial Hermann-Texas Medical Center | TMC - HVI - HEART FAILURE IMU (5HVI) | [7 empty] | REGULATORVACUUM-Ohio Medical-6-1251
YES | YES |  |  |  | 099-14019 | 099-14019 | Ohio |  |  | JGGS02421 | TMC - HVI - HEART FAILURE IMU (5HVI) |  |  |  |  | 099-14019 | 099-14019 | TMC | Memorial Hermann-Texas Medical Center | TMC - HVI - HEART FAILURE IMU (5HVI) | [7 empty] | REGULATORVACUUM-Ohio Medical-6-1251
YES | YES |  |  |  | 099-14010 | 099-14010 | Ohio |  |  | JGGS01886 | TMC - HVI - HEART FAILURE IMU (5HVI) |  |  |  |  | 099-14010 | 099-14010 | TMC | Memorial Hermann-Texas Medical Center | TMC - HVI - HEART FAILURE IMU (5HVI) | [7 empty] | REGULATORVACUUM-Ohio Medical-6-1251
YES | YES |  |  |  | 099-13987 | 099-13987 | Ohio |  |  | JGGR08107 | ICU |  |  |  |  | 099-13987 | 099-13987 | TMC | Memorial Hermann-Texas Medical Center | ICU | [7 empty] | REGULATORVACUUM-Ohio Medical-6-1251
YES | YES |  |  |  | 099-13985 | 099-13985 | Ohio |  |  | JGGR08085 | IICU |  |  |  |  | 099-13985 | 099-13985 | TMC | Memorial Hermann-Texas Medical Center | IICU | [7 empty] | REGULATORVACUUM-Ohio Medical-6-1251
YES | YES |  |  |  | 099-13983 | 099-13983 | Ohio |  |  | JGGT03735 | IICU |  |  |  |  | 099-13983 | 099-13983 | TMC | Memorial Hermann-Texas Medical Center | IICU | [7 empty] | REGULATORVACUUM-Ohio Medical-6-1251
YES | YES |  |  |  | 099-13978 | 099-13978 | Ohio |  |  | JGGN16845 | IICU |  |  |  |  | 099-13978 | 099-13978 | TMC | Memorial Hermann-Texas Medical Center | IICU | [7 empty] | REGULATORVACUUM-Ohio Medical-6-1251
YES | YES |  |  |  | 099-13974 | 099-13974 | Ohio |  |  | JGGR08119 | ICU |  |  |  |  | 099-13974 | 099-13974 | TMC | Memorial Hermann-Texas Medical Center | ICU | [7 empty] | REGULATORVACUUM-Ohio Medical-6-1251
YES | YES |  |  |  | 099-13973 | 099-13973 | Ohio |  |  | JGGR08122 | ICU |  |  |  |  | 099-13973 | 099-13973 | TMC | Memorial Hermann-Texas Medical Center | ICU | [7 empty] | REGULATORVACUUM-Ohio Medical-6-1251
YES | YES |  |  |  | 099-13969 | 099-13969 | Ohio |  |  | JGGR08130 | ICU |  |  |  |  | 099-13969 | 099-13969 | TMC | Memorial Hermann-Texas Medical Center | ICU | [7 empty] | REGULATORVACUUM-Ohio Medical-6-1251
YES | YES |  |  |  | 099-09475 | 099-09475 | Ohio |  |  | Nsn | TMC - HERMANN - COU (1R) |  |  |  |  | 099-09475 | 099-09475 | TMC | Memorial Hermann-Texas Medical Center | TMC - HERMANN - COU (1R) | [7 empty] | REGULATORVACUUM-Ohio Medical-6-1251
NO | YES |  |  |  | 099-09478 | 099-09478 | Ohio |  |  | JGGT02542 | TMC-Hermann-COU (1R) |  |  |  |  | 099-09478 | 099-09478 | TMC | MHHS-TMC | TMC-Hermann-COU (1R)
YES | YES |  |  |  | 099-09157 | 099-09157 | Ohio |  |  | Nsn | TMC - HERMANN - COU (1R) |  |  |  |  | 099-09157 | 099-09157 | TMC | Memorial Hermann-Texas Medical Center | TMC - HERMANN - COU (1R) | Clean utility | [6 empty] | REGULATORVACUUM-Ohio Medical-6-1251
YES | YES |  |  |  | 099-09470 | 099-09470 | Ohio |  |  | Nsn | TMC - JONES - HYPERBARIC/WOUND CARE (JG) |  |  |  |  | 099-09470 | 099-09470 |  | Memorial Hermann-tmc | TMC - JONES - HYPERBARIC/WOUND CARE (JG) | Exam 5 | [6 empty] | REGULATORVACUUM-Ohio Medical-6-1251
YES | YES |  |  |  | 099-08005 | 099-08005 | Ohio |  |  | JGGP11449 | Biomed |  |  |  |  | 099-08005 | 099-08005 | TMC | Memorial Hermann Texas Medical Center | Biomed | Biomed shop | [6 empty] | REGULATORVACUUM-Ohio Medical-6-1251
NO | YES |  |  |  | 099-06323 | 099-06323 | Ohio |  |  | JGGW05524 | SE-Esophageal Disease Center |  |  |  |  | 099-06323 | 099-06323 | Southeast | MHHS-Southeast | SE-Esophageal Disease Center | Nurse station
YES | YES |  |  |  | 041-13307 | 041-13307 | Ohio |  |  | JGGM10277 | MEMORIAL CITY - MHT - MED/SURG |  |  |  |  | 041-13307 | 041-13307 | West | West | MEMORIAL CITY - MHT - MED/SURG | MH6:103 Room 6M38
YES | YES |  |  |  | 041-12776 | 041-12776 | Ohio |  |  | JGGM10249 | Memorial City - General Medicine |  |  |  |  | 041-12776 | 041-12776 | West | Memorial City-Memorial Hermann Hospital | Memorial City - General Medicine | MH6 105 Rm 6M36 |  |  |  | One time inspection sticker
YES | YES |  |  |  | 041-13286 | 041-13286 | Ohio |  |  | JGGM10203 | MEMORIAL CITY - MHT - MED/SURG |  |  |  |  | 041-13286 | 041-13286 | West | West | MEMORIAL CITY - MHT - MED/SURG | MH6:201 Room 6M01
YES | YES |  |  |  | 041-13273 | 041-13273 | Ohio |  |  | JGGM10292 | MEMORIAL CITY - MHT - MED/SURG |  |  |  |  | 041-13273 | 041-13273 | West | West | MEMORIAL CITY - MHT - MED/SURG | MH6:201 Room 6M01
YES | YES |  |  |  | 041-11998 | 041-11998 | Ohio |  |  | JGGM10486 | Memorial City - Pediatrics |  |  |  |  | 041-11998 | 041-11998 | West | Memorial City - Memorial Hermann Hospital | Memorial City - Pediatrics | MH4:201 Rm 4M01 |  |  |  | No PM Sticker
YES | YES |  |  |  | 099-13790 | 099-13790 | Ohio | 6-1251 |  | JGGN02697 | Jones Pavilion |  |  |  |  | 099-13790 | 099-13790 | Tmc | Tmc | Jones Pavilion | J902 | [6 empty] | REGULATORVACUUM-Ohio Medical-6-1251
YES | YES |  |  |  | 099-11597 | 099-11597 | Ohio | PISA |  | JGGV21069 | Neuroscience acute care |  |  |  |  | 099-11597 | 099-11597 | TMC | Memorial Hermann Texas | Neuroscience acute care | Rm J551 | [6 empty] | REGULATORVACUUM-Ohio Medical-PISA
YES | YES |  |  |  | 099-11604 | 099-11604 | Ohio | PISA |  | NSN | Fort Jones inpatient rehab |  |  |  |  | 099-11604 | 099-11604 | Memorial Hermann TMC | TMC | Fort Jones inpatient rehab | J410 | [6 empty] | REGULATORVACUUM-Ohio Medical-PISA
YES | YES |  |  |  | 099-13121 | 099-13121 | Ohio Medical |  |  | NSN | ER |  |  |  |  | 099-13121 | 099-13121 | Southwest | Memorial Hermann Southwest Hospital Emergency Center | ER | Pod-B 26
YES | YES | Serial Number Cnf |  |  | 013-03331 | 013-03331 | Ohio Medical |  |  | Cnf | SW - L |  |  |  |  | 013-03331 | 013-03331 | Southwest | Memorial Hermann Southwest Hospital | SW - L | L
YES | YES |  |  |  | 099-09449 | 099-09449 | Ohio Medical |  |  |  | MICU |  |  |  |  | 099-09449 | 099-09449 | TMC | Memorial Hermann-Texas Medical Center | MICU | S8/35
YES | YES |  |  |  | 069-44834 | 069-44834 | Ohio Medical |  |  | JGGS23380 | SE - EMERGENCY CENTER |  |  |  |  | 069-44834 | 069-44834 | Southeast | Memorial Hermann Southeast Hospital | SE - EMERGENCY CENTER
YES | YES |  |  |  | 099-09772 | 099-09772 | Ohio Medical |  |  | JGGU15840 | SE - CLINICAL DECISION UNIT |  |  |  |  | 099-09772 | 099-09772 | Southeast | Memorial Hermann Southeast Hospital | SE - CLINICAL DECISION UNIT
NO | YES |  |  |  | 151-03453 | 151-03453 | Ohio Medical | 100F |  | PNAY00444 | CY-NICU | MHHS-Cypress |  |  |  | 151-03453 | 151-03453 | Northwest | MHHS-Cypress | CY-NICU | Nicu 3 | 11/1/19 |  |  | One time safety only | REGULATORS, SUCTION | Vaporizer, Anesthesia | .needs class |  |  |  |  | .needs class | Ohio Medical |  |  |  |  | 4/1/18 |  | VA-SA | Covered PM Repair - Biomedical | MHHS-Cypress | [7 empty] | Vaporizer, Anesthesia | VAPORIZERANESTHESIA | Vaporizer, Anesthesia | Ohio Medical
YES | YES |  |  |  | 009-03020 | 009-03020 | Ohio Medical | 100F |  | GFHG04663 | GH - THERAPY SERVICES |  |  |  |  | 009-03020 | 009-03020 | Central | Pre Admit | GH - THERAPY SERVICES | Pre Admit Testing | [5 empty] | Vaporizer, Anesthesia | VAPORIZERANESTHESIA-Ohio Medical-100F | [12 empty] | VA-SA | [9 empty] | Vaporizer, Anesthesia | VAPORIZERANESTHESIA | Vaporizer, Anesthesia | Ohio Medical
YES | YES |  |  |  | 009-02965 | 009-02965 | Ohio Medical | 100F |  | GFHG04669 | GH - OUTPATIENT TESTING |  |  |  |  | 009-02965 | 009-02965 | Central | TIIR | GH - OUTPATIENT TESTING | Vascular Lab S2 105.45 | [5 empty] | Vaporizer, Anesthesia | VAPORIZERANESTHESIA-Ohio Medical-100F | [12 empty] | VA-SA | [9 empty] | Vaporizer, Anesthesia | VAPORIZERANESTHESIA | Vaporizer, Anesthesia | Ohio Medical
YES | YES |  |  |  | 099-12548 | 099-12548 | Ohio Medical | 100F |  | CID000824 | TMC - HVI - CATH Lab |  |  |  |  | 099-12548 | 099-12548 | TMC | Memorial Hermann- Texas Medical Center | TMC - HVI - CATH Lab | Cath 03 |  |  |  | No PM Sticker |  | Vaporizer, Anesthesia | VAPORIZERANESTHESIA-Ohio Medical-100F | [12 empty] | VA-SA | [9 empty] | Vaporizer, Anesthesia | VAPORIZERANESTHESIA | Vaporizer, Anesthesia | Ohio Medical
YES | YES |  |  |  | 099-06511 | 099-06511 | Ohio Medical |  |  | JGHW0040 | SE OR |  |  |  |  | 099-06511 | 099-06511 | Southeast | Memorial Hermann South East | SE OR | Clean supply
NO | YES |  |  |  | 099-06510 | 099-06510 | Ohio Medical |  |  | JGHW00401 | SE-OR |  |  |  |  | 099-06510 | 099-06510 | Southeast | MHHS-Southeast | SE-OR | Clean supply
YES | YES |  |  |  | JGHV00513 | JGHV00513 | Ohio Medical |  |  | JGHV00513 | Radiology |  |  |  |  | JGHV00513 | JGHV00513 | Southeast | Memorial Hermann Southeast Hospital | Radiology | CT ER dept.
YES | YES |  |  |  | 005-12672 | 005-12672 | Ohio Medical |  |  | GFHV00693 | Radiology |  |  |  |  | 005-12672 | 005-12672 | Southeast | Memorial Hermann Southeast Hospital | Radiology | MRI |  |  |  | No pm sticker
YES | YES |  |  |  | 099-07420 | 099-07420 | Ohio Medical |  |  | JGHW38066 | SE - OR |  |  |  |  | 099-07420 | 099-07420 | Southeast | Memorial Hermann Southeast Hospital | SE - OR | Room 12
YES | YES |  |  |  | 099-10940 | 099-10940 | Ohio Medical |  |  | BDKS10106 | SW - OR |  |  |  |  | 099-10940 | 099-10940 | Southwest | Memorial Hermann Southwest Hospital | SW - OR | SW - OR
YES | YES |  |  |  | 099-10946 | 099-10946 | Ohio Medical |  |  | BDKS10109 | SW - HVI - OR |  |  |  |  | 099-10946 | 099-10946 | Southwest | Memorial Hermann Southwest Hospital | SW - HVI - OR | SW-HVI-OR
YES | YES |  |  |  | 099-10962 | 099-10962 | Ohio Medical |  |  | BDKS10114 | SW - HVI - OR |  |  |  |  | 099-10962 | 099-10962 | Southwest | Memorial Hermann Southwest Hospital | SW - HVI - OR | SW-HVI-OR
YES | YES |  |  |  | 099-08763 | 099-08763 | Ohio Medical |  |  | BDKL00062 | SW - HVI - OR |  |  |  |  | 099-08763 | 099-08763 | Southwest | Memorial Hermann Southwest Hospital | SW - HVI - OR | SW-HVI-OR
YES | YES |  |  |  | 099-08764 | 099-08764 | Ohio Medical |  |  | BDKS10108 | SW - HVI - OR |  |  |  |  | 099-08764 | 099-08764 | Southwest | Memorial Hermann Southwest Hospital | SW - HVI - OR | SW-HVI-OR
YES | YES |  |  |  | 099-12517 | 099-12517 | Ohio Medical |  |  | BDKR00588 | Cath lab |  |  |  |  | 099-12517 | 099-12517 | TMC | Memorial Hermann-Texas Medical Center | Cath lab | Cath lab 1 |  |  |  | No PM Sticker
YES | YES |  |  |  | 099-12522 | 099-12522 | Ohio Medical |  |  | BDKS00545 | TMC - OR - CVOR (7HVI) |  |  |  |  | 099-12522 | 099-12522 | TMC | Memorial Hermann-Texas Medical Center | TMC - OR - CVOR (7HVI) | Cv OR 1 |  |  |  | No PM Sticker
NO | YES |  |  |  | 099-09516 | 099-09516 | Ohio Medical |  |  | SHAY00526 | TMC - OR - HERMANN (2HP) |  |  |  |  | 099-09516 | 099-09516 |  | Memorial Hermann-tmc | TMC - OR - HERMANN (2HP) | Or 35 |  |  |  | No PM Sticker PM Not Required
NO | YES |  |  |  | 099-09515 | 099-09515 | Ohio Medical |  |  | SHAY00534 | TMC - OR - HERMANN (2HP) |  |  |  |  | 099-09515 | 099-09515 |  | Memorial Hermann-tmc | TMC - OR - HERMANN (2HP) | Or 35 |  |  |  | No PM Sticker PM Not Required
NO | YES |  |  |  | 099-12044 | 099-12044 | Ohio Medical |  |  | SHAY00522 | TMC-MHTMC-Central Supply |  |  |  |  | 099-12044 | 099-12044 | TMC | MHHS-TMC | TMC-MHTMC-Central Supply | Or 38
NO | YES |  |  |  | 099-12045 | 099-12045 | Ohio Medical |  |  | SHAY00535 | TMC-MHTMC-Central Supply |  |  |  |  | 099-12045 | 099-12045 | TMC | MHHS-TMC | TMC-MHTMC-Central Supply | Or 38
NO | YES |  |  |  | 099-12032 | 099-12032 | Ohio Medical |  |  | SHAY00525 | OR |  |  |  |  | 099-12032 | 099-12032 | TMC | Memorial Hermann-Texas Medical Center | OR | Room 38
YES | YES | Serial Number Cnf |  |  | 099-11710 | 099-11710 | Ohio Medical |  |  | Cnf | TMC - 7J |  |  |  |  | 099-11710 | 099-11710 | TMC | Memorial Hermann-Texas Medical Center | TMC - 7J
YES | YES | Serial Number Cnf |  |  | 099-11714 | 099-11714 | Ohio Medical |  |  | Cnf | TMC - 7J |  |  |  |  | 099-11714 | 099-11714 | TMC | Memorial Hermann-Texas Medical Center | TMC - 7J
YES | YES | Serial Number Cnf |  |  | 099-11713 | 099-11713 | Ohio Medical |  |  | Cnf | TMC - 7J |  |  |  |  | 099-11713 | 099-11713 | TMC | Memorial Hermann-Texas Medical Center | TMC - 7J
YES | YES |  |  |  | 099-11902 | 099-11902 | Ohio Medical |  |  | JGGP14573 | J5 |  |  |  |  | 099-11902 | 099-11902 | TMC | Memorial Hermann-Texas Medical Center | J5 | J539
YES | YES |  |  |  | 099-11889 | 099-11889 | Ohio Medical |  |  | JGGQ09614 | J4 |  |  |  |  | 099-11889 | 099-11889 | TMC | Memorial Hermann-Texas Medical Center | J4 | J458
YES | YES | Serial Number Cnf |  |  | 099-11886 | 099-11886 | Ohio Medical |  |  | Cnf | J4 |  |  |  |  | 099-11886 | 099-11886 | TMC | Memorial Hermann-Texas Medical Center | J4 | Stroke 2
YES | YES | Serial Number Cnf |  |  | 099-11879 | 099-11879 | Ohio Medical |  |  | Cnf | J4 |  |  |  |  | 099-11879 | 099-11879 | TMC | Memorial Hermann-Texas Medical Center | J4 | Stroke 2
YES | YES |  |  |  | 099-11894 | 099-11894 | Ohio Medical |  |  | JGGU07556 | J4 |  |  |  |  | 099-11894 | 099-11894 | TMC | Memorial Hermann-Texas Medical Center | J4 | J427
YES | YES |  |  |  | 099-11881 | 099-11881 | Ohio Medical |  |  | JGGT03744 | J4 |  |  |  |  | 099-11881 | 099-11881 | TMC | Memorial Hermann-Texas Medical Center | J4 | J427
YES | YES |  |  |  | 099-11282 | 099-11282 | Ohio Medical |  |  | JGGM20804 | J4 stroke |  |  |  |  | 099-11282 | 099-11282 | TMC | Memorial Hermann-Texas Medical Center | J4 stroke | Storage
YES | YES |  |  |  | 099-11294 | 099-11294 | Ohio Medical |  |  | JGGS18379 | J4 stroke |  |  |  |  | 099-11294 | 099-11294 | TMC | Memorial Hermann-Texas Medical Center | J4 stroke | Storage
YES | YES |  |  |  | 099-11293 | 099-11293 | Ohio Medical |  |  | JGGT03720 | J4 stroke |  |  |  |  | 099-11293 | 099-11293 | TMC | Memorial Hermann-Texas Medical Center | J4 stroke | Storage
NO | YES |  |  |  | 000-00267 | 000-00267 | Ohio Medical |  |  | JGGS04892 | GH - RESPIRATORY | MHHS-Greater Heights |  | Regulator, Vacuum |  | 000-00267 | 000-00267 | Central | Memorial Hermann Greater Heights Hospital | GH - RESPIRATORY | Nicu level 2 |  |  |  | No pm sticker |  |  | REGULATORVACUUM-Ohio Medical-6-1251 | REGULATORVACUUM | 6-1251 |  |  |  | Ohio Medical | Regulator, Vacuum |  | REGULATORVACUUM-Ohio Medical-6-1251 |  |  |  |  | Covered PM Repair - Biomedical | MHHS-Greater Heights
NO | YES |  |  |  | 069-25489 | 069-25489 | Ohio Medical |  |  | GFFD21063 | Memorial Hermann- Texas Medical Center-OR-PACU nurse station | MHHS-TMC |  | Regulator, Vacuum |  | 069-25489 | 069-25489 | TMC | TMC | Memorial Hermann- Texas Medical Center-OR-PACU nurse station | OR 03 |  |  |  | PM Not Required | REGULATORS, SUCTION |  | REGULATORVACUUM-Ohio Medical-6-1251 | REGULATORVACUUM | 6-1251 |  |  |  | Ohio Medical | Regulator, Vacuum |  | REGULATORVACUUM-Ohio Medical-6-1251 |  |  |  |  | Covered PM Repair - Biomedical | MHHS-TMC
YES | YES |  |  |  | 099-04133 | 099-04133 | Ohio Medical |  |  | JGGV04299 | PEARLAND - 4N - MED/SURG |  |  |  |  | 099-04133 | 099-04133 | Pearland | Memorial Hermann Pearland Hospital | PEARLAND - 4N - MED/SURG | Rooom N412 | [5 empty] | Regulator, Vacuum | REGULATORVACUUM-Ohio Medical-6-1251 | [23 empty] | REGULATORVACUUM | Regulator, Vacuum | Ohio Medical
NO | YES |  |  |  | 099-04334 | 099-04334 | Ohio Medical |  |  | JGGS21933 | Pearland-Radiology |  |  |  |  | 099-04334 | 099-04334 | Pearland | MHHS-Pearland Hospital | Pearland-Radiology | Ultrasound | 2/1/20 |  |  |  |  | Regulator, Vacuum | REGULATORVACUUM-Ohio Medical-6-1251 | [23 empty] | REGULATORVACUUM | Regulator, Vacuum | Ohio Medical
NO | YES |  |  |  | 099-04333 | 099-04333 | Ohio Medical |  |  | JGGS21915 | Pearland-Radiology |  |  |  |  | 099-04333 | 099-04333 | Pearland | MHHS-Pearland Hospital | Pearland-Radiology | Ultrasoud C1 310 | 2/1/20 |  |  |  |  | Regulator, Vacuum | REGULATORVACUUM-Ohio Medical-6-1251 | [23 empty] | REGULATORVACUUM | Regulator, Vacuum | Ohio Medical
NO | YES |  |  |  | 099-04750 | 099-04750 | Ohio Medical |  |  | JGGS21925 | Pearland-Emergency Center |  |  |  |  | 099-04750 | 099-04750 | Pearland | MHHS-Pearland Hospital | Pearland-Emergency Center | Triage 2 | 2/1/20 |  |  |  |  | Regulator, Vacuum | REGULATORVACUUM-Ohio Medical-6-1251 | [23 empty] | REGULATORVACUUM | Regulator, Vacuum | Ohio Medical
NO | YES |  |  |  | 099-04749 | 099-04749 | Ohio Medical |  |  | JGGS21916 | Pearland-Emergency Center |  |  |  |  | 099-04749 | 099-04749 | Pearland | MHHS-Pearland Hospital | Pearland-Emergency Center | Treatment 4 | 2/1/20 |  |  |  |  | Regulator, Vacuum | REGULATORVACUUM-Ohio Medical-6-1251 | [23 empty] | REGULATORVACUUM | Regulator, Vacuum | Ohio Medical
NO | YES |  |  |  | 099-04606 | 099-04606 | Ohio Medical |  |  | JGGS21920 | Pearland-Emergency Center |  |  |  |  | 099-04606 | 099-04606 | Pearland | MHHS-Pearland Hospital | Pearland-Emergency Center | Treatment 3 | [5 empty] | Regulator, Vacuum | REGULATORVACUUM-Ohio Medical-6-1251 | [23 empty] | REGULATORVACUUM | Regulator, Vacuum | Ohio Medical
NO | YES |  |  |  | 099-04745 | 099-04745 | Ohio Medical |  |  | JGGS21922 | Pearland-Emergency Center |  |  |  |  | 099-04745 | 099-04745 | Pearland | MHHS-Pearland Hospital | Pearland-Emergency Center | Treatment 4 | [5 empty] | Regulator, Vacuum | REGULATORVACUUM-Ohio Medical-6-1251 | [23 empty] | REGULATORVACUUM | Regulator, Vacuum | Ohio Medical
NO | YES |  |  |  | 099-04607 | 099-04607 | Ohio Medical |  |  | JGGS21913 | Pearland-Emergency Center |  |  |  |  | 099-04607 | 099-04607 | Pearland | MHHS-Pearland Hospital | Pearland-Emergency Center | Treatment 5 | [5 empty] | Regulator, Vacuum | REGULATORVACUUM-Ohio Medical-6-1251 | [23 empty] | REGULATORVACUUM | Regulator, Vacuum | Ohio Medical
NO | YES |  |  |  | 099-04744 | 099-04744 | Ohio Medical |  |  | JGGS21905 | Pearland-Emergency Center |  |  |  |  | 099-04744 | 099-04744 | Pearland | MHHS-Pearland Hospital | Pearland-Emergency Center | Treatment 10 | [5 empty] | Regulator, Vacuum | REGULATORVACUUM-Ohio Medical-6-1251 | [23 empty] | REGULATORVACUUM | Regulator, Vacuum | Ohio Medical
NO | YES |  |  |  | 099-04611 | 099-04611 | Ohio Medical |  |  | JGGS21897 | Pearland-Emergency Center |  |  |  |  | 099-04611 | 099-04611 | Pearland | MHHS-Pearland Hospital | Pearland-Emergency Center | Treatment 5 | [5 empty] | Regulator, Vacuum | REGULATORVACUUM-Ohio Medical-6-1251 | [23 empty] | REGULATORVACUUM | Regulator, Vacuum | Ohio Medical
NO | YES |  |  |  | 099-04674 | 099-04674 | Ohio Medical |  |  | JGGS21935 | Pearland-Emergency Center |  |  |  |  | 099-04674 | 099-04674 | Pearland | MHHS-Pearland Hospital | Pearland-Emergency Center | IR-2 | 2/1/20 |  |  |  |  | Regulator, Vacuum | REGULATORVACUUM-Ohio Medical-6-1251 | [23 empty] | REGULATORVACUUM | Regulator, Vacuum | Ohio Medical
NO | YES |  |  |  | 099-04685 | 099-04685 | Ohio Medical |  |  | JGGV05197 | Pearland-Emergency Center |  |  |  |  | 099-04685 | 099-04685 | Pearland | MHHS-Pearland Hospital | Pearland-Emergency Center | IR-2 | 2/1/20 |  |  |  |  | Regulator, Vacuum | REGULATORVACUUM-Ohio Medical-6-1251 | [23 empty] | REGULATORVACUUM | Regulator, Vacuum | Ohio Medical
YES | YES |  |  |  | 099-04740 | 099-04740 | Ohio Medical |  |  | JGGS21909 | PEARLAND - EMERGENCY CENTER |  |  |  |  | 099-04740 | 099-04740 | Pearland | Memorial Hermann Pearland Hospital | PEARLAND - EMERGENCY CENTER | Treatment 10 | [5 empty] | Regulator, Vacuum | REGULATORVACUUM-Ohio Medical-6-1251 | [23 empty] | REGULATORVACUUM | Regulator, Vacuum | Ohio Medical
NO | YES |  |  |  | 099-04706 | 099-04706 | Ohio Medical |  |  | JGGS21927 | Pearland-Emergency Center |  |  |  |  | 099-04706 | 099-04706 | Pearland | MHHS-Pearland Hospital | Pearland-Emergency Center | Trauma3 | [5 empty] | Regulator, Vacuum | REGULATORVACUUM-Ohio Medical-6-1251 | [23 empty] | REGULATORVACUUM | Regulator, Vacuum | Ohio Medical
NO | YES |  |  |  | 099-04705 | 099-04705 | Ohio Medical |  |  | JGGS21919 | Pearland-Emergency Center |  |  |  |  | 099-04705 | 099-04705 | Pearland | MHHS-Pearland Hospital | Pearland-Emergency Center | Trauma3 | [5 empty] | Regulator, Vacuum | REGULATORVACUUM-Ohio Medical-6-1251 | [23 empty] | REGULATORVACUUM | Regulator, Vacuum | Ohio Medical
NO | YES |  |  |  | 099-04704 | 099-04704 | Ohio Medical |  |  | JGGS21892 | Pearland-Emergency Center |  |  |  |  | 099-04704 | 099-04704 | Pearland | MHHS-Pearland Hospital | Pearland-Emergency Center | Trauma3 | [5 empty] | Regulator, Vacuum | REGULATORVACUUM-Ohio Medical-6-1251 | [23 empty] | REGULATORVACUUM | Regulator, Vacuum | Ohio Medical
NO | YES |  |  |  | 099-04803 | 099-04803 | Ohio Medical |  |  | JGGV05199 | Pearland-Respiratory Therapy |  |  |  |  | 099-04803 | 099-04803 | Pearland | MHHS-Pearland Hospital | Pearland-Respiratory Therapy | Biomed Shop | [5 empty] | Regulator, Vacuum | REGULATORVACUUM-Ohio Medical-6-1251 | [23 empty] | REGULATORVACUUM | Regulator, Vacuum | Ohio Medical
YES | YES |  |  |  | 099-04804 | 099-04804 | Ohio Medical |  |  | JGGV04604 | Biomed Shop |  |  |  |  | 099-04804 | 099-04804 | Pearland | Memorial Hermann Pearland Hospital | Biomed Shop | Biomed Shop | [5 empty] | Regulator, Vacuum | REGULATORVACUUM-Ohio Medical-6-1251 | [23 empty] | REGULATORVACUUM | Regulator, Vacuum | Ohio Medical
NO | YES |  |  |  | 099-04805 | 099-04805 | Ohio Medical |  |  | JGGV04830 | Pearland-Respiratory Therapy |  |  |  |  | 099-04805 | 099-04805 | Pearland | MHHS-Pearland Hospital | Pearland-Respiratory Therapy | Biomed Shop | [5 empty] | Regulator, Vacuum | REGULATORVACUUM-Ohio Medical-6-1251 | [23 empty] | REGULATORVACUUM | Regulator, Vacuum | Ohio Medical
YES | YES |  |  |  | 133-07162 | 133-07162 | Ohio Medical |  |  | JGGN09618 | KATY - MED/SURG 5TH FLOOR |  |  |  |  | 133-07162 | 133-07162 | Katy | Memorial Hermann Katy Hospital | KATY - MED/SURG 5TH FLOOR | Room 502 | [5 empty] | Regulator, Vacuum | REGULATORVACUUM-Ohio Medical-6-1251 | [23 empty] | REGULATORVACUUM | Regulator, Vacuum | Ohio Medical
YES | YES |  |  |  | 133-05346 | 133-05346 | Ohio Medical |  |  | JGGN09620 | KATY - MED/SURG 5TH FLOOR |  |  |  |  | 133-05346 | 133-05346 | Katy | Memorial Hermann Katy Hospital | KATY - MED/SURG 5TH FLOOR | Room 511 | [5 empty] | Regulator, Vacuum | REGULATORVACUUM-Ohio Medical-6-1251 | [23 empty] | REGULATORVACUUM | Regulator, Vacuum | Ohio Medical
YES | YES |  |  |  | 133-07149 | 133-07149 | Ohio Medical |  |  | JGGN09605 | KATY - MED/SURG 5TH FLOOR |  |  |  |  | 133-07149 | 133-07149 | Katy | Memorial Hermann Katy Hospital | KATY - MED/SURG 5TH FLOOR | Room 516 | [5 empty] | Regulator, Vacuum | REGULATORVACUUM-Ohio Medical-6-1251 | [23 empty] | REGULATORVACUUM | Regulator, Vacuum | Ohio Medical
YES | YES |  |  |  | 133-05345 | 133-05345 | Ohio Medical |  |  | JGGN09619 | Med Surg |  |  |  |  | 133-05345 | 133-05345 | Katy | Memorial Hermann Katy Hospital | Med Surg | [6 empty] | Regulator, Vacuum | REGULATORVACUUM-Ohio Medical-6-1251 | [23 empty] | REGULATORVACUUM | Regulator, Vacuum | Ohio Medical
YES | YES |  |  |  | 133-07045 | 133-07045 | Ohio Medical |  |  | JGGN00134 | KATY - L |  |  |  |  | 133-07045 | 133-07045 | Katy | Memorial Hermann Katy Hospital | KATY - L | LDR 2 | [5 empty] | Regulator, Vacuum | REGULATORVACUUM-Ohio Medical-6-1251 | [23 empty] | REGULATORVACUUM | Regulator, Vacuum | Ohio Medical
YES | YES |  |  |  | 133-07155 | 133-07155o | Ohio Medical |  |  | JGGN09611 | KATY - NURSERY |  |  |  |  | 133-07155 | 133-07155o | Katy | Memorial Hermann Katy Hospital | KATY - NURSERY | L | [5 empty] | Regulator, Vacuum | REGULATORVACUUM-Ohio Medical-6-1251 | [23 empty] | REGULATORVACUUM | Regulator, Vacuum | Ohio Medical
YES | YES |  |  |  | 133-07156 | 133-07156o | Ohio Medical |  |  | JGGN09612 | KATY - NURSERY |  |  |  |  | 133-07156 | 133-07156o | Katy | Memorial Hermann Katy Hospital | KATY - NURSERY | L | [5 empty] | Regulator, Vacuum | REGULATORVACUUM-Ohio Medical-6-1251 | [23 empty] | REGULATORVACUUM | Regulator, Vacuum | Ohio Medical
YES | YES |  |  |  | 133-03334 | 133-03334 | Ohio Medical |  |  | GFFK20575 | KATY - Csection |  |  |  |  | 133-03334 | 133-03334 | Katy | Memorial Hermann Katy Hospital | KATY - Csection | Csection or 2 | 10/1/16 |  |  |  |  | Regulator, Vacuum | REGULATORVACUUM-Ohio Medical-6-1251 | [23 empty] | REGULATORVACUUM | Regulator, Vacuum | Ohio Medical
YES | YES |  |  |  | 151-04884 | 151-04884 | Ohio Medical |  |  | JGGU05300 | KT CCC - (KY) - EMERGENCY ROOM |  |  |  |  | 151-04884 | 151-04884 | Katy | Memorial Hermann Imaging Center - Convenient Care Center in Katy | KT CCC - (KY) - EMERGENCY ROOM | Triage | [5 empty] | Regulator, Vacuum | REGULATORVACUUM-Ohio Medical-6-1251 | [23 empty] | REGULATORVACUUM | Regulator, Vacuum | Ohio Medical
YES | YES |  |  |  | 151-04885 | 151-04885 | Ohio Medical |  |  | JGGU05306 | KT CCC - (KY) - EMERGENCY ROOM |  |  |  |  | 151-04885 | 151-04885 | Katy | Memorial Hermann Imaging Center - Convenient Care Center in Katy | KT CCC - (KY) - EMERGENCY ROOM | Triage | [5 empty] | Regulator, Vacuum | REGULATORVACUUM-Ohio Medical-6-1251 | [23 empty] | REGULATORVACUUM | Regulator, Vacuum | Ohio Medical
YES | YES |  |  |  | 151-04886 | 151-04886 | Ohio Medical |  |  | JGGU05725 | KT CCC - (KY) - EMERGENCY ROOM |  |  |  |  | 151-04886 | 151-04886 | Katy | Memorial Hermann Imaging Center - Convenient Care Center in Katy | KT CCC - (KY) - EMERGENCY ROOM | Exam 8 | [5 empty] | Regulator, Vacuum | REGULATORVACUUM-Ohio Medical-6-1251 | [23 empty] | REGULATORVACUUM | Regulator, Vacuum | Ohio Medical
YES | YES |  |  |  | 099-03038 | 099-03038 | Ohio Medical |  |  | JGGU05720 | KT CCC - (KY) - EMERGENCY ROOM |  |  |  |  | 099-03038 | 099-03038 | Katy | Memorial Hermann Imaging Center - Convenient Care Center in Katy | KT CCC - (KY) - EMERGENCY ROOM | Ex8 | [5 empty] | Regulator, Vacuum | REGULATORVACUUM-Ohio Medical-6-1251 | [23 empty] | REGULATORVACUUM | Regulator, Vacuum | Ohio Medical
YES | YES |  |  |  | 099-03115 | 099-03115 | Ohio Medical |  |  | JGGU05315 | KT CCC - (KY) - EMERGENCY ROOM |  |  |  |  | 099-03115 | 099-03115 | Katy | Memorial Hermann Imaging Center - Convenient Care Center in Katy | KT CCC - (KY) - EMERGENCY ROOM | Ex 7 | [5 empty] | Regulator, Vacuum | REGULATORVACUUM-Ohio Medical-6-1251 | [23 empty] | REGULATORVACUUM | Regulator, Vacuum | Ohio Medical
YES | YES |  |  |  | 151-04889 | 151-04889 | Ohio Medical |  |  | JGGU05724 | KT CCC - (KY) - EMERGENCY ROOM |  |  |  |  | 151-04889 | 151-04889 | Katy | Memorial Hermann Imaging Center - Convenient Care Center in Katy | KT CCC - (KY) - EMERGENCY ROOM | Exam 7 | [5 empty] | Regulator, Vacuum | REGULATORVACUUM-Ohio Medical-6-1251 | [23 empty] | REGULATORVACUUM | Regulator, Vacuum | Ohio Medical
YES | YES |  |  |  | 151-04891 | 151-04891 | Ohio Medical |  |  | JGGU05298 | KT CCC - (KY) - EMERGENCY ROOM |  |  |  |  | 151-04891 | 151-04891 | Katy | Memorial Hermann Imaging Center - Convenient Care Center in Katy | KT CCC - (KY) - EMERGENCY ROOM | Exam 6 | [5 empty] | Regulator, Vacuum | REGULATORVACUUM-Ohio Medical-6-1251 | [23 empty] | REGULATORVACUUM | Regulator, Vacuum | Ohio Medical
YES | YES |  |  |  | 151-04892 | 151-04892 | Ohio Medical |  |  | JGGU05301 | KT CCC - (KY) - EMERGENCY ROOM |  |  |  |  | 151-04892 | 151-04892 | Katy | Memorial Hermann Imaging Center - Convenient Care Center in Katy | KT CCC - (KY) - EMERGENCY ROOM | Exam 6 | [5 empty] | Regulator, Vacuum | REGULATORVACUUM-Ohio Medical-6-1251 | [23 empty] | REGULATORVACUUM | Regulator, Vacuum | Ohio Medical
YES | YES |  |  |  | 151-04895 | 151-04895 | Ohio Medical |  |  | JGGU05307 | KT CCC - (KY) - EMERGENCY ROOM |  |  |  |  | 151-04895 | 151-04895 | Katy | Memorial Hermann Imaging Center - Convenient Care Center in Katy | KT CCC - (KY) - EMERGENCY ROOM | Exam 6 | [5 empty] | Regulator, Vacuum | REGULATORVACUUM-Ohio Medical-6-1251 | [23 empty] | REGULATORVACUUM | Regulator, Vacuum | Ohio Medical
YES | YES |  |  |  | 099-03111 | 099-03111 | Ohio Medical |  |  | JGGU05299 | KT CCC - (KY) - EMERGENCY ROOM |  |  |  |  | 099-03111 | 099-03111 | Katy | Memorial Hermann Imaging Center - Convenient Care Center in Katy | KT CCC - (KY) - EMERGENCY ROOM | Ex 6 | [5 empty] | Regulator, Vacuum | REGULATORVACUUM-Ohio Medical-6-1251 | [23 empty] | REGULATORVACUUM | Regulator, Vacuum | Ohio Medical
YES | YES |  |  |  | 151-04896 | 151-04896 | Ohio Medical |  |  | JGGU05303 | KT CCC - (KY) - EMERGENCY ROOM |  |  |  |  | 151-04896 | 151-04896 | Katy | Memorial Hermann Imaging Center - Convenient Care Center in Katy | KT CCC - (KY) - EMERGENCY ROOM | Exam 5 | [5 empty] | Regulator, Vacuum | REGULATORVACUUM-Ohio Medical-6-1251 | [23 empty] | REGULATORVACUUM | Regulator, Vacuum | Ohio Medical
YES | YES |  |  |  | 099-03110 | 099-03110 | Ohio Medical |  |  | JGGU05309 | KT CCC - (KY) - EMERGENCY ROOM |  |  |  |  | 099-03110 | 099-03110 | Katy | Memorial Hermann Imaging Center - Convenient Care Center in Katy | KT CCC - (KY) - EMERGENCY ROOM | Ex 7 | [5 empty] | Regulator, Vacuum | REGULATORVACUUM-Ohio Medical-6-1251 | [23 empty] | REGULATORVACUUM | Regulator, Vacuum | Ohio Medical
YES | YES |  |  |  | 151-04897 | 151-04897 | Ohio Medical |  |  |  | KT CCC - (KY) - EMERGENCY ROOM |  |  |  |  | 151-04897 | 151-04897 | Katy | Memorial Hermann Imaging Center - Convenient Care Center in Katy | KT CCC - (KY) - EMERGENCY ROOM | Exam 5 | [5 empty] | Regulator, Vacuum | REGULATORVACUUM-Ohio Medical-6-1251 | [23 empty] | REGULATORVACUUM | Regulator, Vacuum | Ohio Medical
YES | YES |  |  |  | 099-03107 | 099-03107 | Ohio Medical |  |  | JGGU05314 | KT CCC - (KY) - EMERGENCY ROOM |  |  |  |  | 099-03107 | 099-03107 | Katy | Memorial Hermann Imaging Center - Convenient Care Center in Katy | KT CCC - (KY) - EMERGENCY ROOM | Ex 3 | [5 empty] | Regulator, Vacuum | REGULATORVACUUM-Ohio Medical-6-1251 | [23 empty] | REGULATORVACUUM | Regulator, Vacuum | Ohio Medical
YES | YES |  |  |  | 099-03106 | 099-03106 | Ohio Medical |  |  | JGGU05722 | KT CCC - (KY) - EMERGENCY ROOM |  |  |  |  | 099-03106 | 099-03106 | Katy | Memorial Hermann Imaging Center - Convenient Care Center in Katy | KT CCC - (KY) - EMERGENCY ROOM | Ex 3 | [5 empty] | Regulator, Vacuum | REGULATORVACUUM-Ohio Medical-6-1251 | [23 empty] | REGULATORVACUUM | Regulator, Vacuum | Ohio Medical
YES | YES |  |  |  | 151-04900 | 151-04900 | Ohio Medical |  |  | JGGU05721 | KT CCC - (KY) - EMERGENCY ROOM |  |  |  |  | 151-04900 | 151-04900 | Katy | Memorial Hermann Imaging Center - Convenient Care Center in Katy | KT CCC - (KY) - EMERGENCY ROOM | Exam 1 | [5 empty] | Regulator, Vacuum | REGULATORVACUUM-Ohio Medical-6-1251 | [23 empty] | REGULATORVACUUM | Regulator, Vacuum | Ohio Medical
YES | YES |  |  |  | 099-03104 | 099-03104 | Ohio Medical |  |  | JGGU05723 | KT CCC - (KY) - EMERGENCY ROOM |  |  |  |  | 099-03104 | 099-03104 | Katy | Memorial Hermann Imaging Center - Convenient Care Center in Katy | KT CCC - (KY) - EMERGENCY ROOM | Ex 1 | [5 empty] | Regulator, Vacuum | REGULATORVACUUM-Ohio Medical-6-1251 | [23 empty] | REGULATORVACUUM | Regulator, Vacuum | Ohio Medical
YES | YES |  |  |  | 099-03756 | 099-03756 | Ohio Medical |  |  | JGGU05313 | KT CCC - (KY) - EMERGENCY ROOM |  |  |  |  | 099-03756 | 099-03756 | Katy | Memorial Hermann Imaging Center - Convenient Care Center in Katy | KT CCC - (KY) - EMERGENCY ROOM | Exam 2 | [5 empty] | Regulator, Vacuum | REGULATORVACUUM-Ohio Medical-6-1251 | [23 empty] | REGULATORVACUUM | Regulator, Vacuum | Ohio Medical
YES | YES |  |  |  | 151-04901 | 151-04901 | Ohio Medical |  |  | JGGU05311 | KT CCC - (KY) - EMERGENCY ROOM |  |  |  |  | 151-04901 | 151-04901 | Katy | Memorial Hermann Imaging Center - Convenient Care Center in Katy | KT CCC - (KY) - EMERGENCY ROOM | Exam 2 | [5 empty] | Regulator, Vacuum | REGULATORVACUUM-Ohio Medical-6-1251 | [23 empty] | REGULATORVACUUM | Regulator, Vacuum | Ohio Medical
YES | YES |  |  |  | 099-03102 | 099-03102 | Ohio Medical |  |  | JGGU05310 | KT CCC - (KY) - EMERGENCY ROOM |  |  |  |  | 099-03102 | 099-03102 | Katy | Memorial Hermann Imaging Center - Convenient Care Center in Katy | KT CCC - (KY) - EMERGENCY ROOM | Ex 4 | [5 empty] | Regulator, Vacuum | REGULATORVACUUM-Ohio Medical-6-1251 | [23 empty] | REGULATORVACUUM | Regulator, Vacuum | Ohio Medical
YES | YES |  |  |  | 099-03101 | 099-03101 | Ohio Medical |  |  | JGGU05312 | KT CCC - (KY) - EMERGENCY ROOM |  |  |  |  | 099-03101 | 099-03101 | Katy | Memorial Hermann Imaging Center - Convenient Care Center in Katy | KT CCC - (KY) - EMERGENCY ROOM | Ex 4 | [5 empty] | Regulator, Vacuum | REGULATORVACUUM-Ohio Medical-6-1251 | [23 empty] | REGULATORVACUUM | Regulator, Vacuum | Ohio Medical
YES | YES |  |  |  | 099-04997 | 099-04997 | Ohio Medical |  |  | JGGU05308 | KATY - RESPIRATORY |  |  |  |  | 099-04997 | 099-04997 | Katy | Memorial Hermann Katy Hospital | KATY - RESPIRATORY | ICU equipment storage |  | 2/1/20 |  |  |  | Regulator, Vacuum | REGULATORVACUUM-Ohio Medical-6-1251 | [23 empty] | REGULATORVACUUM | Regulator, Vacuum | Ohio Medical
YES | YES |  |  |  | 133-07044 | 133-07044 | Ohio Medical |  |  | JGGN00133 | KATY - ER |  |  |  |  | 133-07044 | 133-07044 | Katy | Memorial Hermann Katy Hospital | KATY - ER | EC 8 | [5 empty] | Regulator, Vacuum | REGULATORVACUUM-Ohio Medical-6-1251 | [23 empty] | REGULATORVACUUM | Regulator, Vacuum | Ohio Medical
YES | YES |  |  |  | 099-00802 | 099-00802 | Ohio Medical |  |  | JGGN12260 | NE - OR HOLDING |  |  |  |  | 099-00802 | 099-00802 | Katy | Memorial Hermann Northeast Hospital | NE - OR HOLDING | OR HOLDING 4 | [5 empty] | Regulator, Vacuum | REGULATORVACUUM-Ohio Medical-6-1251 | [23 empty] | REGULATORVACUUM | Regulator, Vacuum | Ohio Medical
YES | YES |  |  |  | 099-01844 | 099-01844 | Ohio Medical |  |  | PSAY09403 | SC CCC - (NE) - EMERGENCY ROOM |  |  |  |  | 099-01844 | 099-01844 | Katy | Memorial Hermann Convenient Care Center in Summer Creek (Summer Creek CCC) | SC CCC - (NE) - EMERGENCY ROOM | Triage 1 | [5 empty] | Regulator, Vacuum | REGULATORVACUUM-Ohio Medical-6-1251 | [23 empty] | REGULATORVACUUM | Regulator, Vacuum | Ohio Medical
YES | YES |  |  |  | 099-01825 | 099-01825 | Ohio Medical |  |  | PSAY09401 | SC CCC - (NE) - EMERGENCY ROOM |  |  |  |  | 099-01825 | 099-01825 | Katy | Memorial Hermann Convenient Care Center in Summer Creek (Summer Creek CCC) | SC CCC - (NE) - EMERGENCY ROOM | Triage 1 | [5 empty] | Regulator, Vacuum | REGULATORVACUUM-Ohio Medical-6-1251 | [23 empty] | REGULATORVACUUM | Regulator, Vacuum | Ohio Medical
NO | YES |  |  |  | 099-01831 | 099-01831 | Ohio Medical |  |  | JGGR16949 | OPID-(NE)-Summer Creek CCC-444 |  |  |  |  | 099-01831 | 099-01831 | Katy | MHHS-Others | OPID-(NE)-Summer Creek CCC-444 | CT Room | [5 empty] | Regulator, Vacuum | REGULATORVACUUM-Ohio Medical-6-1251 | [23 empty] | REGULATORVACUUM | Regulator, Vacuum | Ohio Medical
YES | YES |  |  |  | 099-01833 | 099-01833 | Ohio Medical |  |  | 010868825000208521PSAY09402 | Emergency |  |  |  |  | 099-01833 | 099-01833 | Katy | Memorial Hermann Imaging Center - Convenient Care Center in Summer Creek | Emergency | Exam 9 | [5 empty] | Regulator, Vacuum | REGULATORVACUUM-Ohio Medical-6-1251 | [23 empty] | REGULATORVACUUM | Regulator, Vacuum | Ohio Medical
YES | YES |  |  |  | 099-01834 | 099-01834 | Ohio Medical |  |  | PSAY09404 | Emergency |  |  |  |  | 099-01834 | 099-01834 | Katy | Memorial Hermann Imaging Center - Convenient Care Center in Summer Creek | Emergency | Exam 9 | [5 empty] | Regulator, Vacuum | REGULATORVACUUM-Ohio Medical-6-1251 | [23 empty] | REGULATORVACUUM | Regulator, Vacuum | Ohio Medical
YES | YES |  |  |  | 099-00639 | 099-00639 | Ohio Medical |  |  | JGGN03927 | NE - LABOR |  |  |  |  | 099-00639 | 099-00639 | Katy | Memorial Hermann Northeast Hospital | NE - LABOR | Recovery Room | [5 empty] | Regulator, Vacuum | REGULATORVACUUM-Ohio Medical-6-1251 | [23 empty] | REGULATORVACUUM | Regulator, Vacuum | Ohio Medical
YES | YES |  |  |  | 142-09243 | 142-09243 | Ohio Medical |  |  | JGGN12264 | NE - CENTRAL SUPPLY |  |  |  |  | 142-09243 | 142-09243 | Katy | Memorial Hermann Northeast Hospital | NE - CENTRAL SUPPLY | [6 empty] | Regulator, Vacuum | REGULATORVACUUM-Ohio Medical-6-1251 | [23 empty] | REGULATORVACUUM | Regulator, Vacuum | Ohio Medical
NO | YES | Asset Tag 129-06111 |  |  | 129-06111 | 129-06111 | Ohio Medical |  |  | JGGU 11668 | SP CCC - (SL) - EMERGENCY ROOM |  |  |  |  | 129-06111 | 129-06111 | Sugar Land | MHHS-Others | SP CCC - (SL) - EMERGENCY ROOM | Room Triage | 2/1/20 |  |  |  |  | Regulator, Vacuum | REGULATORVACUUM-Ohio Medical-6-1251 | [23 empty] | REGULATORVACUUM | Regulator, Vacuum | Ohio Medical
YES | YES |  |  |  | JGGU 11672 | JGGU 11672 | Ohio Medical |  |  | JGGU 11672 | Emergency Department |  |  |  |  | JGGU 11672 | JGGU 11672 | Sugar Land | Memorial Hermann Convenient Care Center at Sienna Plantation (Sienna CCC) (#B) | Emergency Department | Hall | [5 empty] | Regulator, Vacuum | REGULATORVACUUM-Ohio Medical-6-1251 | [23 empty] | REGULATORVACUUM | Regulator, Vacuum | Ohio Medical
YES | YES |  |  |  | 142-08988 | 142-08988 | Ohio Medical |  |  | JGGR03846 | [5 empty] | 142-08988 | 142-08988 | Sugar Land | Memorial Hermann Surgery Center Sugar Land (#200) |  | OR | [5 empty] | Regulator, Vacuum | REGULATORVACUUM-Ohio Medical-6-1251 | [23 empty] | REGULATORVACUUM | Regulator, Vacuum | Ohio Medical
YES | YES |  |  |  | 142-09106 | 142-09106 | Ohio Medical |  |  | PSAY15474 | 5 East MedSurg |  |  |  |  | 142-09106 | 142-09106 | Sugar Land | Memorial Hermann Sugar Land Hospital | 5 East MedSurg | E517 | [5 empty] | Regulator, Vacuum | REGULATORVACUUM-Ohio Medical-6-1251 | [23 empty] | REGULATORVACUUM | Regulator, Vacuum | Ohio Medical
YES | YES |  |  |  | 142-09108 | 142-09108 | Ohio Medical |  |  | PSAY15497 | 5 East MedSurg |  |  |  |  | 142-09108 | 142-09108 | Sugar Land | Memorial Hermann Sugar Land Hospital | 5 East MedSurg | E518 | [5 empty] | Regulator, Vacuum | REGULATORVACUUM-Ohio Medical-6-1251 | [23 empty] | REGULATORVACUUM | Regulator, Vacuum | Ohio Medical
YES | YES |  |  |  | 142-09110 | 142-09110 | Ohio Medical |  |  | PSAY15498 | 5 East MedSurg |  |  |  |  | 142-09110 | 142-09110 | Sugar Land | Memorial Hermann Sugar Land Hospital | 5 East MedSurg | E519 | 2/1/20 |  |  |  |  | Regulator, Vacuum | REGULATORVACUUM-Ohio Medical-6-1251 | [23 empty] | REGULATORVACUUM | Regulator, Vacuum | Ohio Medical
YES | YES |  |  |  | 142-09112 | 142-09112 | Ohio Medical |  |  | PSAY15499 | 5 East MedSurg |  |  |  |  | 142-09112 | 142-09112 | Sugar Land | Memorial Hermann Sugar Land Hospital | 5 East MedSurg | E520 | [5 empty] | Regulator, Vacuum | REGULATORVACUUM-Ohio Medical-6-1251 | [23 empty] | REGULATORVACUUM | Regulator, Vacuum | Ohio Medical
YES | YES |  |  |  | 142-09114 | 142-09114 | Ohio Medical |  |  | PSAY15478 | 5 East MedSurg |  |  |  |  | 142-09114 | 142-09114 | Sugar Land | Memorial Hermann Sugar Land Hospital | 5 East MedSurg | E516 | [5 empty] | Regulator, Vacuum | REGULATORVACUUM-Ohio Medical-6-1251 | [23 empty] | REGULATORVACUUM | Regulator, Vacuum | Ohio Medical
YES | YES |  |  |  | 142-09116 | 142-09116 | Ohio Medical |  |  | PSAY15479 | 5 East MedSurg |  |  |  |  | 142-09116 | 142-09116 | Sugar Land | Memorial Hermann Sugar Land Hospital | 5 East MedSurg | E515 | [5 empty] | Regulator, Vacuum | REGULATORVACUUM-Ohio Medical-6-1251 | [23 empty] | REGULATORVACUUM | Regulator, Vacuum | Ohio Medical
YES | YES |  |  |  | 142-09084 | 142-09084 | Ohio Medical |  |  | PSAY15527 | SUGAR LAND - MED/SURG - EAST 5TH |  |  |  |  | 142-09084 | 142-09084 | Sugar Land | Memorial Hermann Sugar Land Hospital | SUGAR LAND - MED/SURG - EAST 5TH | E521 | [5 empty] | Regulator, Vacuum | REGULATORVACUUM-Ohio Medical-6-1251 | [23 empty] | REGULATORVACUUM | Regulator, Vacuum | Ohio Medical
YES | YES |  |  |  | 142-09086 | 142-09086 | Ohio Medical |  |  | PSAY15522 | SUGAR LAND - MED/SURG - EAST 5TH |  |  |  |  | 142-09086 | 142-09086 | Sugar Land | Memorial Hermann Sugar Land Hospital | SUGAR LAND - MED/SURG - EAST 5TH | E509 | [5 empty] | Regulator, Vacuum | REGULATORVACUUM-Ohio Medical-6-1251 | [23 empty] | REGULATORVACUUM | Regulator, Vacuum | Ohio Medical
YES | YES |  |  |  | 129-04288 | 129-04288 | Ohio Medical |  |  | JGGP07306 | OR |  |  |  |  | 129-04288 | 129-04288 | Sugar Land | Memorial Hermann Sugar Land Hospital | OR | OR | [5 empty] | Regulator, Vacuum | REGULATORVACUUM-Ohio Medical-6-1251 | [23 empty] | REGULATORVACUUM | Regulator, Vacuum | Ohio Medical
YES | YES |  |  |  | 129-04292 | 129-04292 | Ohio Medical |  |  | JGGP07311 | SUGAR LAND - OR |  |  |  |  | 129-04292 | 129-04292 | Sugar Land | Memorial Hermann Sugar Land Hospital | SUGAR LAND - OR | OR 6 | [5 empty] | Regulator, Vacuum | REGULATORVACUUM-Ohio Medical-6-1251 | [23 empty] | REGULATORVACUUM | Regulator, Vacuum | Ohio Medical
YES | YES |  |  |  | 129-04298 | 129-04298 | Ohio Medical |  |  | JGGP07317 | SUGAR LAND - OR |  |  |  |  | 129-04298 | 129-04298 | Sugar Land | Memorial Hermann Sugar Land Hospital | SUGAR LAND - OR | OR 6 | [5 empty] | Regulator, Vacuum | REGULATORVACUUM-Ohio Medical-6-1251 | [23 empty] | REGULATORVACUUM | Regulator, Vacuum | Ohio Medical
YES | YES |  |  |  | 129-04335 | 129-04335 | Ohio Medical |  |  | JGGP13140 | Endoscpoy |  |  |  |  | 129-04335 | 129-04335 | Sugar Land | Memorial Hermann Sugar Land Hospital | Endoscpoy | Endoscopy | [5 empty] | Regulator, Vacuum | REGULATORVACUUM-Ohio Medical-6-1251 | [23 empty] | REGULATORVACUUM | Regulator, Vacuum | Ohio Medical
YES | YES |  |  |  | 005-33326 | 005-33326 | Ohio Medical |  |  | JGGT05884 | SUGAR LAND - ER |  |  |  |  | 005-33326 | 005-33326 | Sugar Land | Memorial Hermann Sugar Land Hospital | SUGAR LAND - ER | ER Pedi 3 | [5 empty] | Regulator, Vacuum | REGULATORVACUUM-Ohio Medical-6-1251 | [23 empty] | REGULATORVACUUM | Regulator, Vacuum | Ohio Medical
YES | YES |  |  |  | 129-04275 | 129-04275 | Ohio Medical |  |  | JGGP04797 | Sugar Land - Cath Lab |  |  |  |  | 129-04275 | 129-04275 | Sugar Land | Memorial Hermann Sugar Land Hospital | Sugar Land - Cath Lab | Room 4 | [5 empty] | Regulator, Vacuum | REGULATORVACUUM-Ohio Medical-6-1251 | [23 empty] | REGULATORVACUUM | Regulator, Vacuum | Ohio Medical
YES | YES |  |  |  | 129-04276 | 129-04276 | Ohio Medical |  |  | JGGP04799 | Sugar Land - Cath Lab |  |  |  |  | 129-04276 | 129-04276 | Sugar Land | Memorial Hermann Sugar Land Hospital | Sugar Land - Cath Lab | Room 5 | [5 empty] | Regulator, Vacuum | REGULATORVACUUM-Ohio Medical-6-1251 | [23 empty] | REGULATORVACUUM | Regulator, Vacuum | Ohio Medical
YES | YES |  |  |  | 005-33107 | 005-33107 | Ohio Medical |  |  | JGGT05886 | ER |  |  |  |  | 005-33107 | 005-33107 | Sugar Land | Memorial Hermann Sugar Land Hospital | ER | ER | [5 empty] | Regulator, Vacuum | REGULATORVACUUM-Ohio Medical-6-1251 | [23 empty] | REGULATORVACUUM | Regulator, Vacuum | Ohio Medical
YES | YES |  |  |  | 142-09208 | 142-09208 | Ohio Medical |  |  | JGGP07014 | Cath lab |  |  |  |  | 142-09208 | 142-09208 |  |  | Cath lab | Room 2 | [5 empty] | Regulator, Vacuum | REGULATORVACUUM-Ohio Medical-6-1251 | [23 empty] | REGULATORVACUUM | Regulator, Vacuum | Ohio Medical
YES | YES |  |  |  | 029-05855 | 029-05855 | Ohio Medical |  |  | JGGN03186 | WOODLANDS - TERRAMONT ER (CLINIC) |  |  |  |  | 029-05855 | 029-05855 | Woodlands | Memorial Hermann 24-Hour Emergency Care | WOODLANDS - TERRAMONT ER (CLINIC) | Triage 1 |  |  |  | New add - ?Auone time inspection?Au sticker |  | Regulator, Vacuum | REGULATORVACUUM-Ohio Medical-6-1251 | [23 empty] | REGULATORVACUUM | Regulator, Vacuum | Ohio Medical
YES | YES |  |  |  | 029-05852 | 029-05852 | Ohio Medical |  |  | JGGN03182 | WOODLANDS - TERRAMONT ER (CLINIC) |  |  |  |  | 029-05852 | 029-05852 | Woodlands | Memorial Hermann 24-Hour Emergency Care | WOODLANDS - TERRAMONT ER (CLINIC) | Treatment 4 |  |  |  | New add - ?Auone time inspection?Au sticker |  | Regulator, Vacuum | REGULATORVACUUM-Ohio Medical-6-1251 | [23 empty] | REGULATORVACUUM | Regulator, Vacuum | Ohio Medical
YES | YES |  |  |  | 029-05850 | 029-05850 | Ohio Medical |  |  | JGGN03188 | WOODLANDS - TERRAMONT ER (CLINIC) |  |  |  |  | 029-05850 | 029-05850 | Woodlands | Memorial Hermann 24-Hour Emergency Care | WOODLANDS - TERRAMONT ER (CLINIC) | Treatment 6 | [5 empty] | Regulator, Vacuum | REGULATORVACUUM-Ohio Medical-6-1251 | [23 empty] | REGULATORVACUUM | Regulator, Vacuum | Ohio Medical
YES | YES |  |  |  | 029-05849 | 029-05849 | Ohio Medical |  |  | JGGN03177 | ER |  |  |  |  | 029-05849 | 029-05849 | Woodlands | Memorial Hermann 24-Hour Emergency Care | ER | ER | [5 empty] | Regulator, Vacuum | REGULATORVACUUM-Ohio Medical-6-1251 | [23 empty] | REGULATORVACUUM | Regulator, Vacuum | Ohio Medical
YES | YES |  |  |  | 029-05921 | 029-05921 | Ohio Medical |  |  | JGGL01052 | WOODLANDS - TERRAMONT ER (CLINIC) |  |  |  |  | 029-05921 | 029-05921 | Woodlands | Memorial Hermann 24-Hour Emergency Care | WOODLANDS - TERRAMONT ER (CLINIC) | Treatment Room 8 |  |  |  | New add - ?Auone time inspection?Au sticker |  | Regulator, Vacuum | REGULATORVACUUM-Ohio Medical-6-1251 | [23 empty] | REGULATORVACUUM | Regulator, Vacuum | Ohio Medical
YES | YES |  |  |  | 029-05848 | 029-05848 | Ohio Medical |  |  | JGGN03178 | ER |  |  |  |  | 029-05848 | 029-05848 | Woodlands | Memorial Hermann 24-Hour Emergency Care | ER | ER | [5 empty] | Regulator, Vacuum | REGULATORVACUUM-Ohio Medical-6-1251 | [23 empty] | REGULATORVACUUM | Regulator, Vacuum | Ohio Medical
YES | YES |  |  |  | 029-05854 | 029-05854 | Ohio Medical |  |  | JGGN03185 | WOODLANDS - TERRAMONT ER (CLINIC) |  |  |  |  | 029-05854 | 029-05854 | Woodlands | Memorial Hermann 24-Hour Emergency Care | WOODLANDS - TERRAMONT ER (CLINIC) | Treatment Room 2 |  |  |  | New Add - ?Auone time inspection?Au sticker |  | Regulator, Vacuum | REGULATORVACUUM-Ohio Medical-6-1251 | [23 empty] | REGULATORVACUUM | Regulator, Vacuum | Ohio Medical
YES | YES |  |  |  | 005-33062 | 005-33062 | Ohio Medical |  |  | JGGN03184 | ER |  |  |  |  | 005-33062 | 005-33062 | Woodlands | Memorial Hermann 24-Hour Emergency Care | ER | ER | [5 empty] | Regulator, Vacuum | REGULATORVACUUM-Ohio Medical-6-1251 | [23 empty] | REGULATORVACUUM | Regulator, Vacuum | Ohio Medical
YES | YES |  |  |  | 029-05851 | 029-05851 | Ohio Medical |  |  | JGGN03179 | WOODLANDS - TERRAMONT ER (CLINIC) |  |  |  |  | 029-05851 | 029-05851 | Woodlands | Memorial Hermann 24-Hour Emergency Care | WOODLANDS - TERRAMONT ER (CLINIC) | Treatment Room 6 |  |  |  | New add - ?Auone time inspection?Au sticker |  | Regulator, Vacuum | REGULATORVACUUM-Ohio Medical-6-1251 | [23 empty] | REGULATORVACUUM | Regulator, Vacuum | Ohio Medical
NO | YES |  |  |  | 142-09476 | 142-09476 | Ohio Medical |  |  | JGGU23317 | Woodlands-ER |  |  |  |  | 142-09476 | 142-09476 | Woodlands | MHHS-Woodlands | Woodlands-ER | ER | [5 empty] | Regulator, Vacuum | REGULATORVACUUM-Ohio Medical-6-1251 | [23 empty] | REGULATORVACUUM | Regulator, Vacuum | Ohio Medical
NO | YES |  |  |  | 099-01455 | 099-01455 | Ohio Medical |  |  | JGGU23313 | Woodlands-ER |  |  |  |  | 099-01455 | 099-01455 | Woodlands | MHHS-Woodlands | Woodlands-ER | ER | 3/1/20 |  |  |  |  | Regulator, Vacuum | REGULATORVACUUM-Ohio Medical-6-1251 | [23 empty] | REGULATORVACUUM | Regulator, Vacuum | Ohio Medical
NO | YES |  |  |  | 099-01456 | 099-01456 | Ohio Medical |  |  | JGGU23310 | Woodlands-ER |  |  |  |  | 099-01456 | 099-01456 | Woodlands | MHHS-Woodlands | Woodlands-ER | ER | [5 empty] | Regulator, Vacuum | REGULATORVACUUM-Ohio Medical-6-1251 | [23 empty] | REGULATORVACUUM | Regulator, Vacuum | Ohio Medical
YES | YES | [5 empty] | Ohio Medical |  |  | JGGR02861 | WOODLANDS - OR | [6 empty] | Woodlands |  | WOODLANDS - OR | OR 17 | [5 empty] | Regulator, Vacuum | REGULATORVACUUM-Ohio Medical-6-1251 | [23 empty] | REGULATORVACUUM | Regulator, Vacuum | Ohio Medical
YES | YES |  |  |  | 029-07430 | 029-07430 | Ohio Medical |  |  | JGGR02807 | WOODLANDS - OR |  |  |  |  | 029-07430 | 029-07430 | Woodlands |  | WOODLANDS - OR | Or 17 | [5 empty] | Regulator, Vacuum | REGULATORVACUUM-Ohio Medical-6-1251 | [23 empty] | REGULATORVACUUM | Regulator, Vacuum | Ohio Medical
YES | YES |  |  |  | 029-13345 | 029-13345 | Ohio Medical |  |  | PSAY17559 | WOODLANDS - OR |  |  |  |  | 029-13345 | 029-13345 | Woodlands |  | WOODLANDS - OR | OR 16 | [5 empty] | Regulator, Vacuum | REGULATORVACUUM-Ohio Medical-6-1251 | [23 empty] | REGULATORVACUUM | Regulator, Vacuum | Ohio Medical
YES | YES |  |  |  | 029-07426 | 029-07426 | Ohio Medical |  |  | JGGR02814 | WOODLANDS - PACU |  |  |  |  | 029-07426 | 029-07426 | Woodlands |  | WOODLANDS - PACU | Bed 12 | [5 empty] | Regulator, Vacuum | REGULATORVACUUM-Ohio Medical-6-1251 | [23 empty] | REGULATORVACUUM | Regulator, Vacuum | Ohio Medical
YES | YES |  |  |  | 029-07444 | 029-07444 | Ohio Medical |  |  | JGGR02775 | WOODLANDS - PACU |  |  |  |  | 029-07444 | 029-07444 | Woodlands |  | WOODLANDS - PACU | Bed 13 | [5 empty] | Regulator, Vacuum | REGULATORVACUUM-Ohio Medical-6-1251 | [23 empty] | REGULATORVACUUM | Regulator, Vacuum | Ohio Medical
YES | YES |  |  |  | 029-07434 | 029-07434 | Ohio Medical |  |  | JGGR02786 | WOODLANDS - PACU |  |  |  |  | 029-07434 | 029-07434 | Woodlands |  | WOODLANDS - PACU | Bed 13 | [5 empty] | Regulator, Vacuum | REGULATORVACUUM-Ohio Medical-6-1251 | [23 empty] | REGULATORVACUUM | Regulator, Vacuum | Ohio Medical
YES | YES |  |  |  | 029-07439 | 029-07439 | Ohio Medical |  |  | JGGR02777 | WOODLANDS - PACU |  |  |  |  | 029-07439 | 029-07439 | Woodlands |  | WOODLANDS - PACU | Bed 14 | [5 empty] | Regulator, Vacuum | REGULATORVACUUM-Ohio Medical-6-1251 | [23 empty] | REGULATORVACUUM | Regulator, Vacuum | Ohio Medical
YES | YES |  |  |  | 029-07405 | 029-07405 | Ohio Medical |  |  | JGGR02864 | WOODLANDS - PACU |  |  |  |  | 029-07405 | 029-07405 | Woodlands |  | WOODLANDS - PACU | Bed 14 | [5 empty] | Regulator, Vacuum | REGULATORVACUUM-Ohio Medical-6-1251 | [23 empty] | REGULATORVACUUM | Regulator, Vacuum | Ohio Medical
YES | YES |  |  |  | 029-07442 | 029-07442 | Ohio Medical |  |  | JGGR02783 | WOODLANDS - PACU |  |  |  |  | 029-07442 | 029-07442 | Woodlands |  | WOODLANDS - PACU | Bed 16 | [5 empty] | Regulator, Vacuum | REGULATORVACUUM-Ohio Medical-6-1251 | [23 empty] | REGULATORVACUUM | Regulator, Vacuum | Ohio Medical
YES | YES |  |  |  | 029-07418 | 029-07418 | Ohio Medical |  |  | JGGQ13795 | WOODLANDS - PACU |  |  |  |  | 029-07418 | 029-07418 | Woodlands |  | WOODLANDS - PACU | Bed 16 | [5 empty] | Regulator, Vacuum | REGULATORVACUUM-Ohio Medical-6-1251 | [23 empty] | REGULATORVACUUM | Regulator, Vacuum | Ohio Medical
YES | YES |  |  |  |  | 029-07414 | Ohio Medical |  |  | JGGR02863 | WOODLANDS - OR | [5 empty] | 029-07414 | Woodlands | Memorial Hermann The Woodlands Medical Center | WOODLANDS - OR | Room 15 |  |  |  | ?AuOne time inspection?Au sticker |  | Regulator, Vacuum | REGULATORVACUUM-Ohio Medical-6-1251 | [23 empty] | REGULATORVACUUM | Regulator, Vacuum | Ohio Medical
YES | YES |  |  |  | 029-07375 | 029-07375 | Ohio Medical |  |  | JGGR02852 | WOODLANDS - PACU |  |  |  |  | 029-07375 | 029-07375 | Woodlands |  | WOODLANDS - PACU | Bed 17 | [5 empty] | Regulator, Vacuum | REGULATORVACUUM-Ohio Medical-6-1251 | [23 empty] | REGULATORVACUUM | Regulator, Vacuum | Ohio Medical
YES | YES |  |  |  | 029-01839 | 029-01839 | Ohio Medical |  |  | GFFF34340 | WOODLANDS - BIRTH CENTER |  |  |  |  | 029-01839 | 029-01839 | Woodlands |  | WOODLANDS - BIRTH CENTER | Room 261 | [5 empty] | Regulator, Vacuum | REGULATORVACUUM-Ohio Medical-6-1251 | [23 empty] | REGULATORVACUUM | Regulator, Vacuum | Ohio Medical
YES | YES |  |  |  |  | 029-06363 | Ohio Medical |  |  | GFFK07299 | WOODLANDS - BIRTH CENTER | [5 empty] | 029-06363 | Woodlands |  | WOODLANDS - BIRTH CENTER | Room 261 | [5 empty] | Regulator, Vacuum | REGULATORVACUUM-Ohio Medical-6-1251 | [23 empty] | REGULATORVACUUM | Regulator, Vacuum | Ohio Medical
YES | YES |  |  |  | 029-01896 | 029-01896 | Ohio Medical |  |  | GFFF34415 | WOODLANDS - BIRTH CENTER |  |  |  |  | 029-01896 | 029-01896 | Woodlands |  | WOODLANDS - BIRTH CENTER | Room 256 | [5 empty] | Regulator, Vacuum | REGULATORVACUUM-Ohio Medical-6-1251 | [23 empty] | REGULATORVACUUM | Regulator, Vacuum | Ohio Medical
YES | YES |  |  |  | 029-01933 | 029-01933 | Ohio Medical |  |  | GFFF34280 | WOODLANDS - BIRTH CENTER |  |  |  |  | 029-01933 | 029-01933 | Woodlands |  | WOODLANDS - BIRTH CENTER | Room 256 | [5 empty] | Regulator, Vacuum | REGULATORVACUUM-Ohio Medical-6-1251 | [23 empty] | REGULATORVACUUM | Regulator, Vacuum | Ohio Medical
YES | YES |  |  |  | W2609 | W2609 | Ohio Medical |  |  | GFFC23359 | WOODLANDS - NICU |  |  |  |  | W2609 | W2609 | Woodlands | Woodlands | WOODLANDS - NICU | Room 52 | [5 empty] | Regulator, Vacuum | REGULATORVACUUM-Ohio Medical-6-1251 | [23 empty] | REGULATORVACUUM | Regulator, Vacuum | Ohio Medical
YES | YES |  |  |  | W01203 | W01203 | Ohio Medical |  |  | AHBM18155 | WOODLANDS - NICU |  |  |  |  | W01203 | W01203 | Woodlands | Woodlands | WOODLANDS - NICU | Room 52 | [5 empty] | Regulator, Vacuum | REGULATORVACUUM-Ohio Medical-6-1251 | [23 empty] | REGULATORVACUUM | Regulator, Vacuum | Ohio Medical
YES | YES |  |  |  | W01412 | W01412 | Ohio Medical |  |  | AHBM18246 | WOODLANDS - BIRTH CENTER |  |  |  |  | W01412 | W01412 | Woodlands | Woodlands | WOODLANDS - BIRTH CENTER | Room 41 | [5 empty] | Regulator, Vacuum | REGULATORVACUUM-Ohio Medical-6-1251 | [23 empty] | REGULATORVACUUM | Regulator, Vacuum | Ohio Medical
YES | YES |  |  |  | 029-02363 | 029-02363 | Ohio Medical |  |  | GFFF34290 | WOODLANDS - BIRTH CENTER |  |  |  |  | 029-02363 | 029-02363 | Woodlands |  | WOODLANDS - BIRTH CENTER | Room 41 | [5 empty] | Regulator, Vacuum | REGULATORVACUUM-Ohio Medical-6-1251 | [23 empty] | REGULATORVACUUM | Regulator, Vacuum | Ohio Medical
YES | YES |  |  |  | 029-02327 | 029-02327 | Ohio Medical |  |  | GFFF34303 | WOODLANDS - BIRTH CENTER |  |  |  |  | 029-02327 | 029-02327 | Woodlands |  | WOODLANDS - BIRTH CENTER | Room 225 | [5 empty] | Regulator, Vacuum | REGULATORVACUUM-Ohio Medical-6-1251 | [23 empty] | REGULATORVACUUM | Regulator, Vacuum | Ohio Medical
YES | YES |  |  |  | 029-02324 | 029-02324 | Ohio Medical |  |  | GFFF34300 | WOODLANDS - BIRTH CENTER |  |  |  |  | 029-02324 | 029-02324 | Woodlands |  | WOODLANDS - BIRTH CENTER | Room 225 | [5 empty] | Regulator, Vacuum | REGULATORVACUUM-Ohio Medical-6-1251 | [23 empty] | REGULATORVACUUM | Regulator, Vacuum | Ohio Medical
NO | YES |  |  |  | 029-01911 | 029-01911 | Ohio Medical |  |  | GFFF34399 | Woodlands-Birth Center |  |  |  |  | 029-01911 | 029-01911 | Woodlands | MHHS-Woodlands | Woodlands-Birth Center | Room 23 | [5 empty] | Regulator, Vacuum | REGULATORVACUUM-Ohio Medical-6-1251 | [23 empty] | REGULATORVACUUM | Regulator, Vacuum | Ohio Medical
YES | YES |  |  |  | 029-02315 | 029-02315 | Ohio Medical |  |  | GFFF32632 | WOODLANDS - BIRTH CENTER |  |  |  |  | 029-02315 | 029-02315 | Woodlands |  | WOODLANDS - BIRTH CENTER | Room 23 | [5 empty] | Regulator, Vacuum | REGULATORVACUUM-Ohio Medical-6-1251 | [23 empty] | REGULATORVACUUM | Regulator, Vacuum | Ohio Medical
YES | YES |  |  |  | 029-00368 | 029-00368 | Ohio Medical |  |  | AHCK00231 | WOODLANDS - BIRTH CENTER |  |  |  |  | 029-00368 | 029-00368 | Woodlands |  | WOODLANDS - BIRTH CENTER | Room 242 | [5 empty] | Regulator, Vacuum | REGULATORVACUUM-Ohio Medical-6-1251 | [23 empty] | REGULATORVACUUM | Regulator, Vacuum | Ohio Medical
YES | YES |  |  |  | 029-01064 | 029-01064 | Ohio Medical |  |  | GFHW05004 | WOODLANDS - BIRTH CENTER |  |  |  |  | 029-01064 | 029-01064 | Woodlands |  | WOODLANDS - BIRTH CENTER | Room 242 | [5 empty] | Regulator, Vacuum | REGULATORVACUUM-Ohio Medical-6-1251 | [23 empty] | REGULATORVACUUM | Regulator, Vacuum | Ohio Medical
YES | YES |  |  |  | 029-13562 | 029-13562 | Ohio Medical |  |  | PSAX12987 | CCC in spring |  |  |  |  | 029-13562 | 029-13562 | ccc spring |  | CCC in spring | Room 2 | [5 empty] | Regulator, Vacuum | REGULATORVACUUM-Ohio Medical-6-1251 | [23 empty] | REGULATORVACUUM | Regulator, Vacuum | Ohio Medical
YES | YES |  |  |  | 029-13558 | 029-13558 | Ohio Medical |  |  | PSAY07778 | WOODLANDS - NICU (NEW) |  |  |  |  | 029-13558 | 029-13558 |  |  | WOODLANDS - NICU (NEW) | [7 empty] | REGULATORVACUUM-Ohio Medical-6-1251
YES | YES |  |  |  | 029-13557 | 029-13557 | Ohio Medical |  |  | PSAY07776 | WOODLANDS - NICU (NEW) |  |  |  |  | 029-13557 | 029-13557 |  |  | WOODLANDS - NICU (NEW) | [7 empty] | REGULATORVACUUM-Ohio Medical-6-1251
YES | YES |  |  |  | 029-13553 | 029-13553 | Ohio Medical |  |  | PSAY07664 | WOODLANDS - NICU (NEW) |  |  |  |  | 029-13553 | 029-13553 |  |  | WOODLANDS - NICU (NEW) | [7 empty] | REGULATORVACUUM-Ohio Medical-6-1251
YES | YES |  |  |  | 029-13552 | 029-13552 | Ohio Medical |  |  | PSAY07786 | WOODLANDS - BIRTH CENTER |  |  |  |  | 029-13552 | 029-13552 |  |  | WOODLANDS - BIRTH CENTER | [7 empty] | REGULATORVACUUM-Ohio Medical-6-1251
YES | YES |  |  |  | 029-01160 | 029-01160 | Ohio Medical |  |  | GFHB20283 | WOODLANDS - OR |  |  |  |  | 029-01160 | 029-01160 |  |  | WOODLANDS - OR | Nicu OR 3 | [6 empty] | REGULATORVACUUM-Ohio Medical-6-1251
NO | YES |  |  |  | 029-13590 | 029-13590 | Ohio Medical |  |  | JGGV13478 | WOODLANDS - ER |  |  |  |  | 029-13590 | 029-13590 |  |  | WOODLANDS - ER | Room 10
YES | YES |  |  |  | 029-13591 | 029-13591 | Ohio Medical |  |  | JGGV13485 | WOODLANDS - ER |  |  |  |  | 029-13591 | 029-13591 |  |  | WOODLANDS - ER | Room 10 | [6 empty] | REGULATORVACUUM-Ohio Medical-6-1251
YES | YES |  |  |  | 029-13746 | 029-13746 | Ohio medical |  |  | Jgg124741 | [5 empty] | 029-13746 | 029-13746 | [10 empty] | REGULATORVACUUM-Ohio Medical-6-1251
NO | YES |  |  |  | 029-13770 | 029-13770 | Ohio Medical |  |  | JGGV07018 | WOODLANDS - CVICU |  |  |  |  | 029-13770 | 029-13770 |  |  | WOODLANDS - CVICU | Room 631
YES | YES |  |  |  | 029-13771 | 029-13771 | Ohio Medical |  |  | JGFV07017 | WOODLANDS - CVICU |  |  |  |  | 029-13771 | 029-13771 |  |  | WOODLANDS - CVICU | Room 631 | [6 empty] | REGULATORVACUUM-Ohio Medical-6-1251
NO | YES |  |  |  | 029-13772 | 029-13772 | Ohio Medical |  |  | JGGV07011 | WOODLANDS - CVICU |  |  |  |  | 029-13772 | 029-13772 |  |  | WOODLANDS - CVICU | Room 631
YES | YES |  |  |  | 029-13775 | 029-13775 | Ohio Medical |  |  |  | WOODLANDS - CENTRAL SUPPLY |  |  |  |  | 029-13775 | 029-13775 |  |  | WOODLANDS - CENTRAL SUPPLY | Room 634 | [6 empty] | REGULATORVACUUM-Ohio Medical-6-1251
YES | YES |  |  |  | 029-13776 | 029-13776 | Ohio Medical |  |  | JGGV070234 | WOODLANDS - CENTRAL SUPPLY |  |  |  |  | 029-13776 | 029-13776 |  |  | WOODLANDS - CENTRAL SUPPLY | Room 634 | [6 empty] | REGULATORVACUUM-Ohio Medical-6-1251
NO | YES |  |  |  | 029-13835 | 029-13835 | Ohio Medical |  |  | JGGV07033 | WOODLANDS - CVICU |  |  |  |  | 029-13835 | 029-13835 |  |  | WOODLANDS - CVICU | Room 635
NO | YES |  |  |  | 029-13834 | 029-13834 | Ohio Medical |  |  | JGGV07025 | WOODLANDS - CVICU |  |  |  |  | 029-13834 | 029-13834 |  |  | WOODLANDS - CVICU | Room 635
NO | YES |  |  |  | 029-13833 | 029-13833 | Ohio Medical |  |  | JGGV07020 | WOODLANDS - CVICU |  |  |  |  | 029-13833 | 029-13833 |  |  | WOODLANDS - CVICU | Room 633
NO | YES |  |  |  | 029-13831 | 029-13831 | Ohio Medical |  |  | JGGV07015 | WOODLANDS - CENTRAL SUPPLY |  |  |  |  | 029-13831 | 029-13831 |  |  | WOODLANDS - CENTRAL SUPPLY | Room 633
NO | YES |  |  |  | 029-13830 | 029-13830 | Ohio Medical |  |  | JGGV07036 | WOODLANDS - CVICU |  |  |  |  | 029-13830 | 029-13830 |  |  | WOODLANDS - CVICU | Room 632
YES | YES |  |  |  | 029-13828 | 029-13828 | Ohio Medical |  |  | JFFGV07032 | WOODLANDS - CVICU |  |  |  |  | 029-13828 | 029-13828 |  |  | WOODLANDS - CVICU | Room 632 | [6 empty] | REGULATORVACUUM-Ohio Medical-6-1251
NO | YES |  |  |  | 029-13827 | 029-13827 | Ohio Medical |  |  | JGGV07034 | WOODLANDS - CVICU |  |  |  |  | 029-13827 | 029-13827 |  |  | WOODLANDS - CVICU | Room 632
YES | YES |  |  |  | 029-07420 | 029-07420 | Ohio Medical |  |  | JGagR02809 | WOODLANDS - PREOP |  |  |  |  | 029-07420 | 029-07420 |  |  | WOODLANDS - PREOP | Room 3 | [6 empty] | REGULATORVACUUM-Ohio Medical-6-1251
YES | YES |  |  |  | 029-13901 | 029-13901 | Ohio Medical |  |  | JGGN15236 | WOODLANDS - PCU6 |  |  |  |  | 029-13901 | 029-13901 |  |  | WOODLANDS - PCU6 | Room 222 | [6 empty] | REGULATORVACUUM-Ohio Medical-6-1251
YES | YES |  |  |  | 029-13911 | 029-13911 | Ohio Medical |  |  | JGagam02241 | WOODLANDS - PCU 6 |  |  |  |  | 029-13911 | 029-13911 |  |  | WOODLANDS - PCU 6 | Room 232 | [6 empty] | REGULATORVACUUM-Ohio Medical-6-1251
YES | YES |  |  |  | 142-01373 | 142-01373 | Ohio Medical |  |  | JGGN03948 | WOODLANDS - PCU6 |  |  |  |  | 142-01373 | 142-01373 |  |  | WOODLANDS - PCU6 | Room 234 | [6 empty] | REGULATORVACUUM-Ohio Medical-6-1251
YES | YES |  |  |  | 029-05382 | 029-05382 | Ohio Medical |  |  | JGGM24238 | WOODLANDS - PCU6 |  |  |  |  | 029-05382 | 029-05382 |  |  | WOODLANDS - PCU6 | Room 235 | [6 empty] | REGULATORVACUUM-Ohio Medical-6-1251
YES | YES |  |  |  | 029-13527 | 029-13527 | Ohio Medical |  |  | JGGN15234 | WOODLANDS - PCU6 |  |  |  |  | 029-13527 | 029-13527 |  |  | WOODLANDS - PCU6 | Storage room | [6 empty] | REGULATORVACUUM-Ohio Medical-6-1251
NO | YES |  |  |  | 029-13912 | 029-13912 | Ohio Medical |  |  | JGGV11857 | 5 west |  |  |  |  | 029-13912 | 029-13912 |  |  | 5 west | Room 5226
YES | YES |  |  |  | 029-05388 | 029-05388 | Ohio Medical |  |  | JGGM24239 | PCU4 |  |  |  |  | 029-05388 | 029-05388 |  |  | PCU4 | Room 223 | [6 empty] | REGULATORVACUUM-Ohio Medical-6-1251
YES | YES |  |  |  | 029-05390 | 029-05390 | Ohio Medical |  |  | JGGM24237 | WOODLANDS - PCU5 |  |  |  |  | 029-05390 | 029-05390 |  |  | WOODLANDS - PCU5 | Room 231 | [6 empty] | REGULATORVACUUM-Ohio Medical-6-1251
YES | YES |  |  |  | 009-08159 | 009-08159 | Ohio Medical |  |  | JGGQ19740 | GH - ER |  |  |  |  | 009-08159 | 009-08159 | Central | Memorial Hermann Cancer Center - Greater Heights (#150) | GH - ER | Rad hallway | [6 empty] | REGULATORVACUUM-Ohio Medical-6-1251
YES | YES |  |  |  | 013-16352 | 013-16352 | Ohio Medical |  |  | JGGM02421 | SW - TELEMETRY - 4th Floor |  |  |  |  | 013-16352 | 013-16352 | Southwest | Memorial Hermann Southwest Hospital | SW - TELEMETRY - 4th Floor | Equipment Storage |  |  |  | New Add - One Time Inspection Sticker |  |  | REGULATORVACUUM-Ohio Medical-6-1251
YES | YES |  |  |  | 099-10982 | 099-10982 | Ohio Medical |  |  |  | SW - HVI - CVOR EV 3 |  |  |  |  | 099-10982 | 099-10982 | Southwest | Memorial Hermann Heart | SW - HVI - CVOR EV 3 | CV OR EV 3 |  |  |  | New Add |  |  | REGULATORVACUUM-Ohio Medical-6-1251
YES | YES |  |  |  | 099-10983 | 099-10983 | Ohio Medical |  |  | JGGS14956 | SW - HVI - OR |  |  |  |  | 099-10983 | 099-10983 | Southwest | Memorial Hermann Southwest Hospital | SW - HVI - OR | SW - HVI - OR | [6 empty] | REGULATORVACUUM-Ohio Medical-6-1251
YES | YES |  |  |  | 099-08824 | 099-08824 | Ohio Medical |  |  | JGGS11020 | SW - ER |  |  |  |  | 099-08824 | 099-08824 | Southwest | Memorial Hermann Southwest Hospital Emergency Center | SW - ER | EMS Triage 1 |  |  |  | New Add - One Time Inspection Sticker |  |  | REGULATORVACUUM-Ohio Medical-6-1251
YES | YES |  |  |  | 099-08796 | 099-08796 | Ohio Medical |  |  | JGGS11014 | SW - ER |  |  |  |  | 099-08796 | 099-08796 | Southwest | Memorial Hermann Southwest Hospital Emergency Center | SW - ER | EMS Triage Hallway |  |  |  | No PM Sticker |  |  | REGULATORVACUUM-Ohio Medical-6-1251
YES | YES |  |  |  | 099-08802 | 099-08802 | Ohio Medical |  |  | JGGS11011 | SW - ER |  |  |  |  | 099-08802 | 099-08802 | Southwest | Memorial Hermann Southwest Hospital Emergency Center | SW - ER | Pod B 36 |  |  |  | No PM Sticker |  |  | REGULATORVACUUM-Ohio Medical-6-1251
YES | YES |  |  |  | 099-13310 | 099-13310 | Ohio Medical |  |  | JGGS11015 | SW - ER |  |  |  |  | 099-13310 | 099-13310 | Southwest | Memorial Hermann Southwest Hospital | SW - ER | Pod B 25 |  |  |  | No PM Sticker |  |  | REGULATORVACUUM-Ohio Medical-6-1251
YES | YES |  |  |  | 099-13320 | 099-13320 | Ohio Medical |  |  | JGGS11024 | SW - ER |  |  |  |  | 099-13320 | 099-13320 | Southwest | Memorial Hermann Southwest Hospital | SW - ER | Pod B 35 |  |  |  | No PM Sticker |  |  | REGULATORVACUUM-Ohio Medical-6-1251
YES | YES |  |  |  | 099-12158 | 099-12158 | Ohio Medical |  |  | GFFU01031 | Biomed shop |  |  |  |  | 099-12158 | 099-12158 | TMC | Memorial Hermann-Texas Medical Center | Biomed shop | Biomed shop | [6 empty] | REGULATORVACUUM-Ohio Medical-6-1251
NO | YES |  |  |  | 099-12088 | 099-12088 | Ohio Medical |  |  | PSAY13791 | TMC-Sarofim 1-Adult ER |  |  |  |  | 099-12088 | 099-12088 | TMC | MHHS-TMC | TMC-Sarofim 1-Adult ER | Peds Triage
NO | YES |  |  |  | 099-12091 | 099-12091 | Ohio Medical |  |  | PSAY13743 | TMC - PEDS ER |  |  |  |  | 099-12091 | 099-12091 | TMC | Memorial Hermann-Texas Medical Center | TMC - PEDS ER | PEDI 19
NO | YES |  |  |  | 099-12092 | 099-12092 | Ohio Medical |  |  | PSAY13547 | TMC - PEDS ER |  |  |  |  | 099-12092 | 099-12092 | TMC | Memorial Hermann-Texas Medical Center | TMC - PEDS ER | PEDI 19
NO | YES |  |  |  | 099-12094 | 099-12094 | Ohio Medical |  |  | PSAY13734 | Peds ER |  |  |  |  | 099-12094 | 099-12094 | TMC | Memorial Hermann-Texas Medical Center | Peds ER | Pedi 17
NO | YES |  |  |  | 099-12096 | 099-12096 | Ohio Medical |  |  | PSAY13752 | TMC-Sarofim 1-Pedi ER |  |  |  |  | 099-12096 | 099-12096 | TMC | MHHS-TMC | TMC-Sarofim 1-Pedi ER | Pedi 17
YES | YES | Serial Number Cnf |  |  | 099-14203 | 099-14203 | Ohio Medical |  |  | Cnf | TMC - SAROFIM 1 - ADULT ER |  |  |  |  | 099-14203 | 099-14203 | TMC | Memorial Hermann-Texas Medical Center | TMC - SAROFIM 1 - ADULT ER | 9A | [6 empty] | REGULATORVACUUM-Ohio Medical-6-1251
YES | YES |  |  |  | 099-14517 | 099-14517 | Ohio Medical |  |  | 010868825000208521PSAY14267 | TMC - HERMANN - ADULT ER (1HP) |  |  |  |  | 099-14517 | 099-14517 | TMC | Memorial Hermann-Texas Medical Center | TMC - HERMANN - ADULT ER (1HP) | Xray |  |  |  | PM Not Required |  |  | REGULATORVACUUM-Ohio Medical-6-1251
YES | YES |  |  |  | 099-14518 | 099-14518 | Ohio Medical |  |  | 010868825000208521PSAY14520 | TMC - HERMANN - ADULT ER (1HP) |  |  |  |  | 099-14518 | 099-14518 | TMC | Memorial Hermann-Texas Medical Center | TMC - HERMANN - ADULT ER (1HP) | Xray |  |  |  | PM Not Required |  |  | REGULATORVACUUM-Ohio Medical-6-1251
YES | YES |  |  |  | 099-14519 | 099-14519 | Ohio Medical |  |  | 010868825000208521PSAY14270 | TMC - HERMANN - ADULT ER (1HP) |  |  |  |  | 099-14519 | 099-14519 | TMC | Memorial Hermann-Texas Medical Center | TMC - HERMANN - ADULT ER (1HP) | Xray |  |  |  | PM Not Required |  |  | REGULATORVACUUM-Ohio Medical-6-1251
NO | YES |  |  |  | 099-12099 | 099-12099 | Ohio Medical |  |  | PSAY13789 | TMC-Sarofim 1-Pedi ER |  |  |  |  | 099-12099 | 099-12099 | TMC | MHHS-TMC | TMC-Sarofim 1-Pedi ER | Pedi 21
NO | YES |  |  |  | 099-12101 | 099-12101 | Ohio Medical |  |  | PSAY13737 | TMC-Sarofim 1-Pedi ER |  |  |  |  | 099-12101 | 099-12101 | TMC | MHHS-TMC | TMC-Sarofim 1-Pedi ER | Pedi 21
NO | YES |  |  |  | 099-12102 | 099-12102 | Ohio Medical |  |  | PSAY14499 | TMC-Sarofim 1-Central Supply |  |  |  |  | 099-12102 | 099-12102 | TMC | MHHS-TMC | TMC-Sarofim 1-Central Supply | ER Pedi 30
NO | YES |  |  |  | 099-12103 | 099-12103 | Ohio Medical |  |  | PSAY13727 | TMC-Sarofim 1-Pedi ER |  |  |  |  | 099-12103 | 099-12103 | TMC | MHHS-TMC | TMC-Sarofim 1-Pedi ER | Pedi 30
YES | YES |  |  |  | 099-14473 | 099-14473 | Ohio Medical |  |  | 010868825000208521PSAY14167 | TMC - HERMANN - ADULT ER (1HP) |  |  |  |  | 099-14473 | 099-14473 | TMC | Memorial Hermann-Texas Medical Center | TMC - HERMANN - ADULT ER (1HP) | Er 18 |  |  |  | No PM Sticker |  |  | REGULATORVACUUM-Ohio Medical-6-1251
YES | YES |  |  |  | 099-14474 | 099-14474 | Ohio Medical |  |  | 010868825000208521PSAY13548 | TMC - HERMANN - ADULT ER (1HP) |  |  |  |  | 099-14474 | 099-14474 | TMC | Memorial Hermann-Texas Medical Center | TMC - HERMANN - ADULT ER (1HP) | Er 18 |  |  |  | PM Not Required |  |  | REGULATORVACUUM-Ohio Medical-6-1251
YES | YES |  |  |  | 099-14475 | 099-14475 | Ohio Medical |  |  | 010868825000208521PSAY14022 | TMC - HERMANN - RTA |  |  |  |  | 099-14475 | 099-14475 | TMC | Memorial Hermann-Texas Medical Center | TMC - HERMANN - RTA | Pedi pacu 7 |  |  |  | PM Not Required |  |  | REGULATORVACUUM-Ohio Medical-6-1251
YES | YES |  |  |  | 099-14476 | 099-14476 | Ohio Medical |  |  | 010868825000208521PSAY14347 | TMC - HERMANN - RTA |  |  |  |  | 099-14476 | 099-14476 | TMC | Memorial Hermann-Texas Medical Center | TMC - HERMANN - RTA | Pedi pacu 7 |  |  |  | PM Not Required |  |  | REGULATORVACUUM-Ohio Medical-6-1251
NO | YES |  |  |  | 099-12104 | 099-12104 | Ohio Medical |  |  | PSAY13686 | TMC-PACU-Pedi (2Hp) |  |  |  |  | 099-12104 | 099-12104 | TMC | MHHS-TMC | TMC-PACU-Pedi (2Hp) | Room 9
NO | YES |  |  |  | 099-12105 | 099-12105 | Ohio Medical |  |  | PSAY14356 | TMC-PACU-Pedi (2Hp) |  |  |  |  | 099-12105 | 099-12105 | TMC | MHHS-TMC | TMC-PACU-Pedi (2Hp) | Room 9
YES | YES | Serial Number Cnf |  |  | 099-14182 | 099-14182 | Ohio Medical |  |  | Cnf | RTA |  |  |  |  | 099-14182 | 099-14182 | TMC | Memorial Hermann-Texas Medical Center | RTA | Room 8 | [6 empty] | REGULATORVACUUM-Ohio Medical-6-1251
YES | YES | Serial Number Cnf |  |  | 099-14183 | 099-14183 | Ohio Medical |  |  | Cnf | RTA |  |  |  |  | 099-14183 | 099-14183 | TMC | Memorial Hermann-Texas Medical Center | RTA | Room 8 | [6 empty] | REGULATORVACUUM-Ohio Medical-6-1251
YES | YES |  |  |  | 069-27884 | 069-27884 | Ohio Medical |  |  | JGGM20771 | TMC - HVI - CVIMU (8HVI) |  |  |  |  | 069-27884 | 069-27884 | TMC | Memorial Hermann-Texas Medical Center | TMC - HVI - CVIMU (8HVI) |  | 3/1/20 |  |  | No PM Sticker |  |  | REGULATORVACUUM-Ohio Medical-6-1251
YES | YES |  |  |  | 099-12257 | 099-12257 | Ohio Medical |  |  | JGGR08166 | TMC - HVI - CVIMU (8HVI) |  |  |  |  | 099-12257 | 099-12257 | TMC | Memorial Hermann-Texas Medical Center | TMC - HVI - CVIMU (8HVI) |  |  |  |  | No PM Sticker |  |  | REGULATORVACUUM-Ohio Medical-6-1251
YES | YES | Serial Number Cnf |  |  | 099-13481 | 099-13481 | Ohio Medical |  |  | Cnf | ICU |  |  |  |  | 099-13481 | 099-13481 | TMC | Memorial Hermann-Texas Medical Center | ICU | [7 empty] | REGULATORVACUUM-Ohio Medical-6-1251
YES | YES |  |  |  | 099-13482 | 099-13482 | Ohio Medical |  |  | JGGR08115 | ICU |  |  |  |  | 099-13482 | 099-13482 | TMC | Memorial Hermann-Texas Medical Center | ICU | [7 empty] | REGULATORVACUUM-Ohio Medical-6-1251
YES | YES |  |  |  | 099-12085 | 099-12085 | Ohio Medical |  |  | JGGR08129 | TMC - ICU |  |  |  |  | 099-12085 | 099-12085 | TMC | Memorial Hermann-Texas Medical Center | TMC - ICU | Room 524 | [6 empty] | REGULATORVACUUM-Ohio Medical-6-1251
YES | YES | Serial Number Cnf |  |  | 099-12086 | 099-12086 | Ohio Medical |  |  | Cnf | TMC - ICU |  |  |  |  | 099-12086 | 099-12086 | TMC | Memorial Hermann-Texas Medical Center | TMC - ICU | Room 524 | [6 empty] | REGULATORVACUUM-Ohio Medical-6-1251
YES | YES | Serial Number Cnf |  |  | 099-13492 | 099-13492 | Ohio Medical |  |  | Cnf | ICU |  |  |  |  | 099-13492 | 099-13492 | TMC | Memorial Hermann-Texas Medical Center | ICU | [7 empty] | REGULATORVACUUM-Ohio Medical-6-1251
YES | YES | Serial Number Cnf |  |  | 099-12144 | 099-12144 | Ohio Medical |  |  | Cnf | TMC - HVI - HEART FAILURE ICU (5HVI) |  |  |  |  | 099-12144 | 099-12144 | TMC | Memorial Hermann-Texas Medical Center | TMC - HVI - HEART FAILURE ICU (5HVI) | [7 empty] | REGULATORVACUUM-Ohio Medical-6-1251
YES | YES | Serial Number Cnf |  |  | 099-12143 | 099-12143 | Ohio Medical |  |  | Cnf | TMC - HVI - HEART FAILURE ICU (5HVI) |  |  |  |  | 099-12143 | 099-12143 | TMC | Memorial Hermann-Texas Medical Center | TMC - HVI - HEART FAILURE ICU (5HVI) | [7 empty] | REGULATORVACUUM-Ohio Medical-6-1251
YES | YES |  |  |  | 099-14943 | 099-14943 | Ohio Medical |  |  | JGGN04525 | TMC - HVI - CVIMU (8HVI) |  |  |  |  | 099-14943 | 099-14943 | TMC | Memorial Hermann Heart | TMC - HVI - CVIMU (8HVI) | TMC - HVI - CVIMU (8HVI) | [6 empty] | REGULATORVACUUM-Ohio Medical-6-1251
YES | YES |  |  |  | 099-12111 | 099-12111 | Ohio Medical |  |  | JGGR08108 | TMC - HVI - HEART FAILURE ICU (5HVI) |  |  |  |  | 099-12111 | 099-12111 | TMC | Memorial Hermann-Texas Medical Center | TMC - HVI - HEART FAILURE ICU (5HVI) | Room 531 | [6 empty] | REGULATORVACUUM-Ohio Medical-6-1251
YES | YES | Serial Number Cnf |  |  | 099-13483 | 099-13483 | Ohio Medical |  |  | Cnf | TMC - HVI - HEART FAILURE ICU (5HVI) |  |  |  |  | 099-13483 | 099-13483 | TMC | Memorial Hermann-Texas Medical Center | TMC - HVI - HEART FAILURE ICU (5HVI) | [7 empty] | REGULATORVACUUM-Ohio Medical-6-1251
NO | YES |  |  |  | 099-14945 | 099-14945 | Ohio Medical |  |  | JGGT17266 | TMC-HVI-CVICU (8Hvi) |  |  |  |  | 099-14945 | 099-14945 | TMC | MHHS-TMC | TMC-HVI-CVICU (8Hvi) | TMC - HVI - CVIMU (8HVI)
YES | YES |  |  |  | 099-14946 | 099-14946 | Ohio Medical |  |  | JGGM05888 | TMC - HVI - CVIMU (8HVI) |  |  |  |  | 099-14946 | 099-14946 | TMC | Memorial Hermann Heart | TMC - HVI - CVIMU (8HVI) | TMC - HVI - CVIMU (8HVI) | [6 empty] | REGULATORVACUUM-Ohio Medical-6-1251
YES | YES |  |  |  | 099-14947 | 099-14947 | Ohio Medical |  |  | JGGR08110 | TMC - HVI - CVIMU (8HVI) |  |  |  |  | 099-14947 | 099-14947 | TMC | Memorial Hermann Heart | TMC - HVI - CVIMU (8HVI) | TMC - HVI - CVIMU (8HVI) | [6 empty] | REGULATORVACUUM-Ohio Medical-6-1251
NO | YES |  |  |  | 099-13994 | 099-13994 | Ohio Medical |  |  | JGGN02434 | ICU |  |  |  |  | 099-13994 | 099-13994 | TMC | Memorial Hermann-Texas Medical Center | ICU | Suite 533
YES | YES |  |  |  | 099-12113 | 099-12113 | Ohio Medical |  |  | JGGR08128 | TMC - HVI - HEART FAILURE ICU (5HVI) |  |  |  |  | 099-12113 | 099-12113 | TMC | Memorial Hermann-Texas Medical Center | TMC - HVI - HEART FAILURE ICU (5HVI) | [7 empty] | REGULATORVACUUM-Ohio Medical-6-1251
YES | YES |  |  |  | 099-14951 | 099-14951 | Ohio Medical |  |  | JGGR08124 | TMC - HVI - CVIMU (8HVI) |  |  |  |  | 099-14951 | 099-14951 | TMC | Memorial Hermann Heart | TMC - HVI - CVIMU (8HVI) | TMC - HVI - CVIMU (8HVI) | [6 empty] | REGULATORVACUUM-Ohio Medical-6-1251
YES | YES |  |  |  | 099-14952 | 099-14952 | Ohio Medical |  |  | JGGR08159 | TMC - HVI - CVIMU (8HVI) |  |  |  |  | 099-14952 | 099-14952 | TMC | Memorial Hermann Heart | TMC - HVI - CVIMU (8HVI) | TMC - HVI - CVIMU (8HVI) | [6 empty] | REGULATORVACUUM-Ohio Medical-6-1251
YES | YES |  |  |  | 099-12118 | 099-12118 | Ohio Medical |  |  | JGGM05897 | TMC - HVI - HEART FAILURE ICU (5HVI) |  |  |  |  | 099-12118 | 099-12118 | TMC | Memorial Hermann-Texas Medical Center | TMC - HVI - HEART FAILURE ICU (5HVI) | [7 empty] | REGULATORVACUUM-Ohio Medical-6-1251
YES | YES |  |  |  | 099-12119 | 099-12119 | Ohio Medical |  |  | JGGR08523 | ICU |  |  |  |  | 099-12119 | 099-12119 | TMC | Memorial Hermann-Texas Medical Center | ICU | [7 empty] | REGULATORVACUUM-Ohio Medical-6-1251
YES | YES |  |  |  | 099-12325 | 099-12325 | Ohio Medical |  |  | JGGR08155 | 8floor heart |  |  |  |  | 099-12325 | 099-12325 | TMC | Memorial Hermann-Texas Medical Center | 8floor heart |  | 3/1/20 |  |  | No PM Sticker |  |  | REGULATORVACUUM-Ohio Medical-6-1251
YES | YES |  |  |  | 099-12120 | 099-12120 | Ohio Medical |  |  | JGGS02342 | ICU |  |  |  |  | 099-12120 | 099-12120 | TMC | Memorial Hermann-Texas Medical Center | ICU | [7 empty] | REGULATORVACUUM-Ohio Medical-6-1251
YES | YES |  |  |  | 099-14954 | 099-14954 | Ohio Medical |  |  | JGGS02427 | TMC - HVI - CVIMU (8HVI) |  |  |  |  | 099-14954 | 099-14954 | TMC | Memorial Hermann Heart | TMC - HVI - CVIMU (8HVI) | TMC - HVI - CVIMU (8HVI) | [6 empty] | REGULATORVACUUM-Ohio Medical-6-1251
YES | YES |  |  |  | 099-14955 | 099-14955 | Ohio Medical |  |  | JGGQ23549 | TMC - HVI - CVIMU (8HVI) |  |  |  |  | 099-14955 | 099-14955 | TMC | Memorial Hermann Heart | TMC - HVI - CVIMU (8HVI) | TMC - HVI - CVIMU (8HVI) | [6 empty] | REGULATORVACUUM-Ohio Medical-6-1251
YES | YES |  |  |  | 099-12124 | 099-12124 | Ohio Medical |  |  | JGGS02420 | TMC - HVI - HEART FAILURE ICU (5HVI) |  |  |  |  | 099-12124 | 099-12124 | TMC | Memorial Hermann-Texas Medical Center | TMC - HVI - HEART FAILURE ICU (5HVI) | [7 empty] | REGULATORVACUUM-Ohio Medical-6-1251
YES | YES |  |  |  | 099-12141 | 099-12141 | Ohio Medical |  |  | JGGP07249 | TMC - HVI - HEART FAILURE ICU (5HVI) |  |  |  |  | 099-12141 | 099-12141 | TMC | Memorial Hermann-Texas Medical Center | TMC - HVI - HEART FAILURE ICU (5HVI) | [7 empty] | REGULATORVACUUM-Ohio Medical-6-1251
YES | YES |  |  |  | 099-12322 | 099-12322 | Ohio Medical |  |  | PSAY01855 | 8floor heart |  |  |  |  | 099-12322 | 099-12322 | TMC | Memorial Hermann-Texas Medical Center | 8floor heart |  |  |  |  | No PM Sticker |  |  | REGULATORVACUUM-Ohio Medical-6-1251
YES | YES |  |  |  | 099-12140 | 099-12140 | Ohio Medical |  |  | JGGR08118 | TMC - HVI - HEART FAILURE ICU (5HVI) |  |  |  |  | 099-12140 | 099-12140 | TMC | Memorial Hermann-Texas Medical Center | TMC - HVI - HEART FAILURE ICU (5HVI) | [7 empty] | REGULATORVACUUM-Ohio Medical-6-1251
YES | YES |  |  |  | 099-13590 | 099-13590 | Ohio Medical |  |  | JGGR08117 | TMC - HVI - HEART FAILURE ICU (5HVI) |  |  |  |  | 099-13590 | 099-13590 | TMC | Memorial Hermann-Texas Medical Center | TMC - HVI - HEART FAILURE ICU (5HVI) | [7 empty] | REGULATORVACUUM-Ohio Medical-6-1251
YES | YES |  |  |  | 099-13997 | 099-13997 | Ohio Medical |  |  | JGGS23526 | ICU |  |  |  |  | 099-13997 | 099-13997 | TMC | Memorial Hermann-Texas Medical Center | ICU | Suite 542 | [6 empty] | REGULATORVACUUM-Ohio Medical-6-1251
YES | YES |  |  |  | 099-13594 | 099-13594 | Ohio Medical |  |  | JGGS02467 | TMC - HVI - HEART FAILURE ICU (5HVI) |  |  |  |  | 099-13594 | 099-13594 | TMC | Memorial Hermann-Texas Medical Center | TMC - HVI - HEART FAILURE ICU (5HVI) | [7 empty] | REGULATORVACUUM-Ohio Medical-6-1251
YES | YES | Serial Number Cnf |  |  | 099-12136 | 099-12136 | Ohio Medical |  |  | Cnf | TMC - HVI - HEART FAILURE ICU (5HVI) |  |  |  |  | 099-12136 | 099-12136 | TMC | Memorial Hermann-Texas Medical Center | TMC - HVI - HEART FAILURE ICU (5HVI) | [7 empty] | REGULATORVACUUM-Ohio Medical-6-1251
YES | YES |  |  |  | 099-13597 | 099-13597 | Ohio Medical |  |  | JGGR08109 | TMC - HVI - CCU (4HVI) |  |  |  |  | 099-13597 | 099-13597 | TMC | Memorial Hermann-Texas Medical Center | TMC - HVI - CCU (4HVI) | [7 empty] | REGULATORVACUUM-Ohio Medical-6-1251
YES | YES |  |  |  | 099-13598 | 099-13598 | Ohio Medical |  |  | JGGS02436 | TMC - HVI - CCU (4HVI) |  |  |  |  | 099-13598 | 099-13598 | TMC | Memorial Hermann-Texas Medical Center | TMC - HVI - CCU (4HVI) | [7 empty] | REGULATORVACUUM-Ohio Medical-6-1251
YES | YES |  |  |  | 099-12307 | 099-12307 | Ohio Medical |  |  | JGGN17052 | TMC - HVI - CIMU (4HVI) |  |  |  |  | 099-12307 | 099-12307 | TMC | Memorial Hermann-Texas Medical Center | TMC - HVI - CIMU (4HVI) |  |  |  |  | No PM Sticker |  |  | REGULATORVACUUM-Ohio Medical-6-1251
YES | YES | Serial Number Cnf |  |  | 099-12354 | 099-12354 | Ohio Medical |  |  | Cnf | TMC - HVI - HEART FAILURE ICU (5HVI) |  |  |  |  | 099-12354 | 099-12354 | TMC | Memorial Hermann-Texas Medical Center | TMC - HVI - HEART FAILURE ICU (5HVI) | [7 empty] | REGULATORVACUUM-Ohio Medical-6-1251
YES | YES |  |  |  | 099-12242 | 099-12242 | Ohio Medical |  |  | JGGR08101 | TMC - HVI - CIMU (4HVI) |  |  |  |  | 099-12242 | 099-12242 | TMC | Memorial Hermann-Texas Medical Center | TMC - HVI - CIMU (4HVI) |  |  |  |  | No PM Sticker |  |  | REGULATORVACUUM-Ohio Medical-6-1251
YES | YES |  |  |  | 099-13553 | 099-13553 | Ohio Medical |  |  | JGGS02432 | TMC - HVI - HEART FAILURE ICU (5HVI) |  |  |  |  | 099-13553 | 099-13553 | TMC | Memorial Hermann-Texas Medical Center | TMC - HVI - HEART FAILURE ICU (5HVI) | [7 empty] | REGULATORVACUUM-Ohio Medical-6-1251
YES | YES |  |  |  | 099-13554 | 099-13554 | Ohio Medical |  |  | JGGS02460 | TMC - HVI - HEART FAILURE ICU (5HVI) |  |  |  |  | 099-13554 | 099-13554 | TMC | Memorial Hermann-Texas Medical Center | TMC - HVI - HEART FAILURE ICU (5HVI) | [7 empty] | REGULATORVACUUM-Ohio Medical-6-1251
YES | YES | Serial Number Cnf |  |  | 099-12356 | 099-12356 | Ohio Medical |  |  | Cnf | TMC - HVI - HEART FAILURE ICU (5HVI) |  |  |  |  | 099-12356 | 099-12356 | TMC | Memorial Hermann-Texas Medical Center | TMC - HVI - HEART FAILURE ICU (5HVI) | [7 empty] | REGULATORVACUUM-Ohio Medical-6-1251
NO | YES |  |  |  | 099-13555 | 099-13555 | Ohio Medical |  |  | JGGT02109 | TMC-HVI-Heart Failure ICU (5Hvi) |  |  |  |  | 099-13555 | 099-13555 | TMC | MHHS-TMC | TMC-HVI-Heart Failure ICU (5Hvi)
YES | YES | Serial Number Cnf |  |  | 099-12359 | 099-12359 | Ohio Medical |  |  | Cnf | TMC - HVI - HEART FAILURE ICU (5HVI) |  |  |  |  | 099-12359 | 099-12359 | TMC | Memorial Hermann-Texas Medical Center | TMC - HVI - HEART FAILURE ICU (5HVI) | [7 empty] | REGULATORVACUUM-Ohio Medical-6-1251
YES | YES | Serial Number Cnf |  |  | 099-12358 | 099-12358 | Ohio Medical |  |  | Cnf | TMC - HVI - HEART FAILURE ICU (5HVI) |  |  |  |  | 099-12358 | 099-12358 | TMC | Memorial Hermann-Texas Medical Center | TMC - HVI - HEART FAILURE ICU (5HVI) | [7 empty] | REGULATORVACUUM-Ohio Medical-6-1251
YES | YES | Serial Number Cnf |  |  | 099-12336 | 099-12336 | Ohio Medical |  |  | Cnf | TMC - HVI - HEART FAILURE ICU (5HVI) |  |  |  |  | 099-12336 | 099-12336 | TMC | Memorial Hermann-Texas Medical Center | TMC - HVI - HEART FAILURE ICU (5HVI) | [7 empty] | REGULATORVACUUM-Ohio Medical-6-1251
YES | YES | Serial Number Cnf |  |  | 099-12337 | 099-12337 | Ohio Medical |  |  | Cnf | TMC - HVI - HEART FAILURE ICU (5HVI) |  |  |  |  | 099-12337 | 099-12337 | TMC | Memorial Hermann-Texas Medical Center | TMC - HVI - HEART FAILURE ICU (5HVI) | [7 empty] | REGULATORVACUUM-Ohio Medical-6-1251
YES | YES |  |  |  | 099-12351 | 099-12351 | Ohio Medical |  |  | JGGN16844 | TMC - HVI - HEART FAILURE ICU (5HVI) |  |  |  |  | 099-12351 | 099-12351 | TMC | Memorial Hermann-Texas Medical Center | TMC - HVI - HEART FAILURE ICU (5HVI) | [7 empty] | REGULATORVACUUM-Ohio Medical-6-1251
YES | YES |  |  |  | 099-13559 | 099-13559 | Ohio Medical |  |  | JGGN02455 | ICU |  |  |  |  | 099-13559 | 099-13559 | TMC | Memorial Hermann-Texas Medical Center | ICU |  | 3/1/20 | [5 empty] | REGULATORVACUUM-Ohio Medical-6-1251
YES | YES | Serial Number Cnf |  |  | 099-12347 | 099-12347 | Ohio Medical |  |  | Cnf | TMC - HVI - HEART FAILURE ICU (5HVI) |  |  |  |  | 099-12347 | 099-12347 | TMC | Memorial Hermann-Texas Medical Center | TMC - HVI - HEART FAILURE ICU (5HVI) | [7 empty] | REGULATORVACUUM-Ohio Medical-6-1251
YES | YES |  |  |  | 099-13562 | 099-13562 | Ohio Medical |  |  | JGGS02458 | TMC - HVI - HEART FAILURE ICU (5HVI) |  |  |  |  | 099-13562 | 099-13562 | TMC | Memorial Hermann-Texas Medical Center | TMC - HVI - HEART FAILURE ICU (5HVI) | [7 empty] | REGULATORVACUUM-Ohio Medical-6-1251
YES | YES | Serial Number Cnf |  |  | 099-12338 | 099-12338 | Ohio Medical |  |  | Cnf | TMC - HVI - HEART FAILURE ICU (5HVI) |  |  |  |  | 099-12338 | 099-12338 | TMC | Memorial Hermann-Texas Medical Center | TMC - HVI - HEART FAILURE ICU (5HVI) | [7 empty] | REGULATORVACUUM-Ohio Medical-6-1251
YES | YES |  |  |  | 099-13565 | 099-13565 | Ohio Medical |  |  | JGGS02468 | TMC - HVI - HEART FAILURE ICU (5HVI) |  |  |  |  | 099-13565 | 099-13565 | TMC | Memorial Hermann-Texas Medical Center | TMC - HVI - HEART FAILURE ICU (5HVI) | [7 empty] | REGULATORVACUUM-Ohio Medical-6-1251
YES | YES |  |  |  | 099-13566 | 099-13566 | Ohio Medical |  |  | 099-13566 | TMC - HVI - HEART FAILURE ICU (5HVI) |  |  |  |  | 099-13566 | 099-13566 | TMC | Memorial Hermann-Texas Medical Center | TMC - HVI - HEART FAILURE ICU (5HVI) | [7 empty] | REGULATORVACUUM-Ohio Medical-6-1251
YES | YES | Serial Number Cnf |  |  | 099-12340 | 099-12340 | Ohio Medical |  |  | Cnf | TMC - HVI - HEART FAILURE ICU (5HVI) |  |  |  |  | 099-12340 | 099-12340 | TMC | Memorial Hermann-Texas Medical Center | TMC - HVI - HEART FAILURE ICU (5HVI) | [7 empty] | REGULATORVACUUM-Ohio Medical-6-1251
YES | YES | Serial Number Cnf |  |  | 099-12341 | 099-12341 | Ohio Medical |  |  | Cnf | TMC - HVI - HEART FAILURE ICU (5HVI) |  |  |  |  | 099-12341 | 099-12341 | TMC | Memorial Hermann-Texas Medical Center | TMC - HVI - HEART FAILURE ICU (5HVI) | [7 empty] | REGULATORVACUUM-Ohio Medical-6-1251
YES | YES | Serial Number Cnf |  |  | 099-12343 | 099-12343 | Ohio Medical |  |  | Cnf | TMC - HVI - HEART FAILURE ICU (5HVI) |  |  |  |  | 099-12343 | 099-12343 | TMC | Memorial Hermann-Texas Medical Center | TMC - HVI - HEART FAILURE ICU (5HVI) | [7 empty] | REGULATORVACUUM-Ohio Medical-6-1251
YES | YES |  |  |  | 099-14912 | 099-14912 | Ohio Medical |  |  | JGGT02538 | TMC - HVI - CIMU (4HVI) |  |  |  |  | 099-14912 | 099-14912 | TMC | Memorial Hermann Heart | TMC - HVI - CIMU (4HVI) | TMC - HVI - CIMU (4HVI) | [6 empty] | REGULATORVACUUM-Ohio Medical-6-1251
YES | YES |  |  |  | 099-12329 | 099-12329 | Ohio Medical |  |  | JGGN16850 | TMC - HVI - CCU (4HVI) |  |  |  |  | 099-12329 | 099-12329 | TMC | Memorial Hermann-Texas Medical Center | TMC - HVI - CCU (4HVI) |  |  |  |  | No PM Sticker |  |  | REGULATORVACUUM-Ohio Medical-6-1251
YES | YES |  |  |  | 099-13999 | 099-13999 | Ohio Medical |  |  | JGGN02463 | ICU |  |  |  |  | 099-13999 | 099-13999 | TMC | Memorial Hermann-Texas Medical Center | ICU | Suite 520 | [6 empty] | REGULATORVACUUM-Ohio Medical-6-1251
YES | YES |  |  |  | 099-14000 | 099-14000 | Ohio Medical |  |  | JGGS02463 | ICU |  |  |  |  | 099-14000 | 099-14000 | TMC | Memorial Hermann-Texas Medical Center | ICU | Suite 520 | [6 empty] | REGULATORVACUUM-Ohio Medical-6-1251
YES | YES | Serial Number Cnf |  |  | 099-12371 | 099-12371 | Ohio Medical |  |  | Cnf | TMC - HVI - HEART FAILURE ICU (5HVI) |  |  |  |  | 099-12371 | 099-12371 | TMC | Memorial Hermann-Texas Medical Center | TMC - HVI - HEART FAILURE ICU (5HVI) | [7 empty] | REGULATORVACUUM-Ohio Medical-6-1251
YES | YES |  |  |  | 099-13572 | 099-13572 | Ohio Medical |  |  | 099-13572 | ICU |  |  |  |  | 099-13572 | 099-13572 | TMC | Memorial Hermann-Texas Medical Center | ICU | [7 empty] | REGULATORVACUUM-Ohio Medical-6-1251
YES | YES |  |  |  | 099-14001 | 099-14001 | Ohio Medical |  |  | JGGR08106 | ICU |  |  |  |  | 099-14001 | 099-14001 | TMC | Memorial Hermann-Texas Medical Center | ICU | Suite 520 | [6 empty] | REGULATORVACUUM-Ohio Medical-6-1251
YES | YES | Serial Number Cnf |  |  | 099-12369 | 099-12369 | Ohio Medical |  |  | Cnf | TMC - HVI - HEART FAILURE ICU (5HVI) |  |  |  |  | 099-12369 | 099-12369 | TMC | Memorial Hermann-Texas Medical Center | TMC - HVI - HEART FAILURE ICU (5HVI) | [7 empty] | REGULATORVACUUM-Ohio Medical-6-1251
YES | YES |  |  |  | 099-12334 | 099-12334 | Ohio Medical |  |  | JGGN05568 | TMC - HVI - CCU (4HVI) |  |  |  |  | 099-12334 | 099-12334 | TMC | Memorial Hermann-Texas Medical Center | TMC - HVI - CCU (4HVI) |  |  |  |  | No PM Sticker |  |  | REGULATORVACUUM-Ohio Medical-6-1251
YES | YES |  |  |  | 099-13575 | 099-13575 | Ohio Medical |  |  | 099-13575 | ICU |  |  |  |  | 099-13575 | 099-13575 | TMC | Memorial Hermann-Texas Medical Center | ICU | [7 empty] | REGULATORVACUUM-Ohio Medical-6-1251
YES | YES |  |  |  | 099-13576 | 099-13576 | Ohio Medical |  |  | 099-13576 | ICU |  |  |  |  | 099-13576 | 099-13576 | TMC | Memorial Hermann-Texas Medical Center | ICU | [7 empty] | REGULATORVACUUM-Ohio Medical-6-1251
YES | YES |  |  |  | 099-14915 | 099-14915 | Ohio Medical |  |  | JGGN16840 | TMC - HVI - CCU (4HVI) |  |  |  |  | 099-14915 | 099-14915 | TMC |  | TMC - HVI - CCU (4HVI) | TMC -HVI - CCU (4HVI) | [6 empty] | REGULATORVACUUM-Ohio Medical-6-1251
YES | YES |  |  |  | 099-14003 | 099-14003 | Ohio Medical |  |  | JGGR08149 | ICU |  |  |  |  | 099-14003 | 099-14003 | TMC | Memorial Hermann-Texas Medical Center | ICU | Suite 519 | [6 empty] | REGULATORVACUUM-Ohio Medical-6-1251
YES | YES |  |  |  | 099-14408 | 099-14408 | Ohio Medical |  |  | JGGR08114 | [5 empty] | 099-14408 | 099-14408 | [10 empty] | REGULATORVACUUM-Ohio Medical-6-1251
YES | YES |  |  |  | 099-14004 | 099-14004 | Ohio Medical |  |  | JGGS02443 | TMC - HVI - HEART FAILURE ICU (5HVI) |  |  |  |  | 099-14004 | 099-14004 | TMC | Memorial Hermann-Texas Medical Center | TMC - HVI - HEART FAILURE ICU (5HVI) | [7 empty] | REGULATORVACUUM-Ohio Medical-6-1251
YES | YES |  |  |  | 099-14006 | 099-14006 | Ohio Medical |  |  | JGGR08150 | ICU |  |  |  |  | 099-14006 | 099-14006 | TMC | Memorial Hermann-Texas Medical Center | ICU | Suite 519 | [6 empty] | REGULATORVACUUM-Ohio Medical-6-1251
YES | YES |  |  |  | 099-13324 | 099-13324 | Ohio Medical |  |  | JGGN10001 | ICU |  |  |  |  | 099-13324 | 099-13324 | TMC | Memorial Hermann-Texas Medical Center | ICU | Suite 518 | [6 empty] | REGULATORVACUUM-Ohio Medical-6-1251
YES | YES |  |  |  | 099-13581 | 099-13581 | Ohio Medical |  |  | 099-13581 | TMC - HVI - HEART FAILURE ICU (5HVI) |  |  |  |  | 099-13581 | 099-13581 | TMC | Memorial Hermann-Texas Medical Center | TMC - HVI - HEART FAILURE ICU (5HVI) | [7 empty] | REGULATORVACUUM-Ohio Medical-6-1251
YES | YES |  |  |  | 099-13325 | 099-13325 | Ohio Medical |  |  | JGGS02425 | ICU |  |  |  |  | 099-13325 | 099-13325 | TMC | Memorial Hermann-Texas Medical Center | ICU | Suite 519 | [6 empty] | REGULATORVACUUM-Ohio Medical-6-1251
YES | YES |  |  |  | 099-13327 | 099-13327 | Ohio Medical |  |  | JGGS02350 | ICU |  |  |  |  | 099-13327 | 099-13327 | TMC | Memorial Hermann-Texas Medical Center | ICU | Suite 519 | [6 empty] | REGULATORVACUUM-Ohio Medical-6-1251
YES | YES |  |  |  | 099-13484 | 099-13484 | Ohio Medical |  |  | 099-13484 | TMC - DIALYSIS - ADULT (9J) |  |  |  |  | 099-13484 | 099-13484 | TMC | Memorial Hermann-Texas Medical Center | TMC - DIALYSIS - ADULT (9J) | [7 empty] | REGULATORVACUUM-Ohio Medical-6-1251
YES | YES |  |  |  | 099-13485 | 099-13485 | Ohio Medical |  |  | 099-13485 | TMC - DIALYSIS - ADULT (9J) |  |  |  |  | 099-13485 | 099-13485 | TMC | Memorial Hermann-Texas Medical Center | TMC - DIALYSIS - ADULT (9J) | [7 empty] | REGULATORVACUUM-Ohio Medical-6-1251
YES | YES |  |  |  | 099-12361 | 099-12361 | Ohio Medical |  |  | 099-12361 | TMC - HVI - CIMU (4HVI) |  |  |  |  | 099-12361 | 099-12361 | TMC | Memorial Hermann-Texas Medical Center | TMC - HVI - CIMU (4HVI) | [7 empty] | REGULATORVACUUM-Ohio Medical-6-1251
NO | YES |  |  |  | 099-12302 | 099-12302 | Ohio Medical |  |  | jggq23557 | TMC-HVI-CCU (4Hvi) |  |  |  |  | 099-12302 | 099-12302 | TMC | MHHS-TMC | TMC-HVI-CCU (4Hvi) |  |  |  |  | PM Not Required
YES | YES |  |  |  | 069-27008 | 069-27008 | Ohio Medical |  |  | JGGM06063 | TMC - CATH LAB - ADULT (2HVI) |  |  |  |  | 069-27008 | 069-27008 | TMC | Memorial Hermann-Texas Medical Center | TMC - CATH LAB - ADULT (2HVI) |  |  |  |  | PM Not Required |  |  | REGULATORVACUUM-Ohio Medical-6-1251
YES | YES |  |  |  | 069-26957 | 069-26957 | Ohio Medical |  |  | GFFL16668 | TMC - RADIOLOGY - HVI PAVILION |  |  |  |  | 069-26957 | 069-26957 | TMC | Memorial Hermann-Texas Medical Center | TMC - RADIOLOGY - HVI PAVILION | [7 empty] | REGULATORVACUUM-Ohio Medical-6-1251
YES | YES |  |  |  | 069-26961 | 069-26961 | Ohio Medical |  |  | JGGM04187 | Cardiovascular Imaging |  |  |  |  | 069-26961 | 069-26961 | TMC | Memorial Hermann-Texas Medical Center | Cardiovascular Imaging | CT | [6 empty] | REGULATORVACUUM-Ohio Medical-6-1251
YES | YES |  |  |  | 099-12521 | 099-12521 | Ohio Medical |  |  | JGGM04175 | TMC - OR - CVOR (7HVI) |  |  |  |  | 099-12521 | 099-12521 | TMC | Memorial Hermann-Texas Medical Center | TMC - OR - CVOR (7HVI) | Cv OR 1 |  |  |  | No PM Sticker |  |  | REGULATORVACUUM-Ohio Medical-6-1251
YES | YES |  |  |  | 099-12601 | 099-12601 | Ohio Medical |  |  | JGGP08961k | TMC - OR - CVOR (7HVI) |  |  |  |  | 099-12601 | 099-12601 | TMC | Memorial Hermann-Texas Medical Center | TMC - OR - CVOR (7HVI) | Equipment storage | [6 empty] | REGULATORVACUUM-Ohio Medical-6-1251
YES | YES |  |  |  | 099-12792 | 099-12792 | Ohio Medical |  |  | JGGM04183 | TMC - PACU - HVI (7HVI) |  |  |  |  | 099-12792 | 099-12792 | TMC | Memorial Hermann Heart | TMC - PACU - HVI (7HVI) | Bay 8 | [6 empty] | REGULATORVACUUM-Ohio Medical-6-1251
YES | YES |  |  |  | 099-12618 | 099-12618 | Ohio Medical |  |  |  | HIV-floor 8 |  |  |  |  | 099-12618 | 099-12618 | TMC | Memorial Hermann-Texas Medical Center | HIV-floor 8 | Room 109 | [6 empty] | REGULATORVACUUM-Ohio Medical-6-1251
YES | YES | Serial Number Cnf |  |  | 099-12619 | 099-12619 | Ohio Medical |  |  | Cnf | HIV-floor 8 |  |  |  |  | 099-12619 | 099-12619 | TMC | Memorial Hermann-Texas Medical Center | HIV-floor 8 | Room 109 | [6 empty] | REGULATORVACUUM-Ohio Medical-6-1251
YES | YES | Serial Number Cnf |  |  | 099-12605 | 099-12605 | Ohio Medical |  |  | Cnf | HIV-floor 8 |  |  |  |  | 099-12605 | 099-12605 | TMC | Memorial Hermann-Texas Medical Center | HIV-floor 8 | Room 109 | [6 empty] | REGULATORVACUUM-Ohio Medical-6-1251
YES | YES | Serial Number Cnf |  |  | 099-12606 | 099-12606 | Ohio Medical |  |  | Cnf | TMC - SAROFIM 1 - ADULT ER |  |  |  |  | 099-12606 | 099-12606 | TMC | Memorial Hermann-Texas Medical Center | TMC - SAROFIM 1 - ADULT ER | [7 empty] | REGULATORVACUUM-Ohio Medical-6-1251
YES | YES | Serial Number Cnf |  |  | 099-12607 | 099-12607 | Ohio Medical |  |  | Cnf | TMC - SAROFIM 1 - ADULT ER |  |  |  |  | 099-12607 | 099-12607 | TMC | Memorial Hermann-Texas Medical Center | TMC - SAROFIM 1 - ADULT ER | [7 empty] | REGULATORVACUUM-Ohio Medical-6-1251
YES | YES | Serial Number Cnf |  |  | 099-12608 | 099-12608 | Ohio Medical |  |  | Cnf | TMC - SAROFIM 1 - ADULT ER |  |  |  |  | 099-12608 | 099-12608 | TMC | Memorial Hermann-Texas Medical Center | TMC - SAROFIM 1 - ADULT ER | [7 empty] | REGULATORVACUUM-Ohio Medical-6-1251
YES | YES | Serial Number Cnf |  |  | 099-12609 | 099-12609 | Ohio Medical |  |  | Cnf | TMC - SAROFIM 1 - ADULT ER |  |  |  |  | 099-12609 | 099-12609 | TMC | Memorial Hermann-Texas Medical Center | TMC - SAROFIM 1 - ADULT ER | [7 empty] | REGULATORVACUUM-Ohio Medical-6-1251
YES | YES |  |  |  | 099-12806 | 099-12806 | Ohio Medical |  |  | 099-12806 | TMC - SAROFIM 1 - ADULT ER |  |  |  |  | 099-12806 | 099-12806 | TMC | Memorial Hermann-Texas Medical Center | TMC - SAROFIM 1 - ADULT ER | Trauma 12 | [6 empty] | REGULATORVACUUM-Ohio Medical-6-1251
YES | YES |  |  |  | 099-12527 | 099-12527 | Ohio Medical |  |  | 010868825000208521PSAY13486 | TMC - SAROFIM 1 - ADULT ER |  |  |  |  | 099-12527 | 099-12527 | TMC | Memorial Hermann-Texas Medical Center | TMC - SAROFIM 1 - ADULT ER | Er 7 | [6 empty] | REGULATORVACUUM-Ohio Medical-6-1251
NO | YES |  |  |  | 099-12525 | 099-12525 | Ohio Medical |  |  | PSAY13485 | TMC-Sarofim 1-Adult ER |  |  |  |  | 099-12525 | 099-12525 | TMC | MHHS-TMC | TMC-Sarofim 1-Adult ER | Er 7
YES | YES | Serial Number Cnf |  |  | 099-12614 | 099-12614 | Ohio Medical |  |  | Cnf | TMC - SAROFIM 1 - ADULT ER |  |  |  |  | 099-12614 | 099-12614 | TMC | Memorial Hermann-Texas Medical Center | TMC - SAROFIM 1 - ADULT ER | [7 empty] | REGULATORVACUUM-Ohio Medical-6-1251
YES | YES | Serial Number Cnf |  |  | 099-12613 | 099-12613 | Ohio Medical |  |  | Cnf | TMC - SAROFIM 1 - ADULT ER |  |  |  |  | 099-12613 | 099-12613 | TMC | Memorial Hermann-Texas Medical Center | TMC - SAROFIM 1 - ADULT ER | [7 empty] | REGULATORVACUUM-Ohio Medical-6-1251
NO | YES |  |  |  | 099-12809 | 099-12809 | Ohio Medical |  |  | PSAY13555 | TMC-Sarofim 1-Adult ER |  |  |  |  | 099-12809 | 099-12809 | TMC | MHHS-TMC | TMC-Sarofim 1-Adult ER | Trauma 12
YES | YES |  |  |  | 099-12639 | 099-12639 | Ohio Medical |  |  | 099-12639 | TMC - SAROFIM 1 - ADULT ER |  |  |  |  | 099-12639 | 099-12639 | TMC | Memorial Hermann-Texas Medical Center | TMC - SAROFIM 1 - ADULT ER | Trauma 12 | [6 empty] | REGULATORVACUUM-Ohio Medical-6-1251
NO | YES |  |  |  | 099-12573 | 099-12573 | Ohio Medical |  |  | PSAY13481 | TMC-Sarofim 1-Adult ER |  |  |  |  | 099-12573 | 099-12573 | TMC | MHHS-TMC | TMC-Sarofim 1-Adult ER | Er 6
NO | YES |  |  |  | 099-12574 | 099-12574 | Ohio Medical |  |  | PSAY14481 | TMC-Sarofim 1-Adult ER |  |  |  |  | 099-12574 | 099-12574 | TMC | MHHS-TMC | TMC-Sarofim 1-Adult ER | Er 6
NO | YES |  |  |  | 099-12615 | 099-12615 | Ohio Medical |  |  | PSAY14131 | TMC-Sarofim 1-Adult ER |  |  |  |  | 099-12615 | 099-12615 | TMC | MHHS-TMC | TMC-Sarofim 1-Adult ER
NO | YES |  |  |  | 099-12580 | 099-12580 | Ohio Medical |  |  | PSAY14148 | TMC-Sarofim 1-Adult ER |  |  |  |  | 099-12580 | 099-12580 | TMC | MHHS-TMC | TMC-Sarofim 1-Adult ER | Er 4
YES | YES |  |  |  | 099-12581 | 099-12581 | Ohio Medical |  |  | PSAY13443 | TMC - SAROFIM 1 - ADULT ER |  |  |  |  | 099-12581 | 099-12581 | TMC | Memorial Hermann-Texas Medical Center | TMC - SAROFIM 1 - ADULT ER | Er 4 | [6 empty] | REGULATORVACUUM-Ohio Medical-6-1251
YES | YES |  |  |  | 099-12924 | 099-12924 | Ohio Medical |  |  | 099-12924 | TMC - CULLEN - ONCOLOGY/HEMATOLOGY (4C) |  |  |  |  | 099-12924 | 099-12924 | TMC | Memorial Hermann-Texas Medical Center | TMC - CULLEN - ONCOLOGY/HEMATOLOGY (4C) | [7 empty] | REGULATORVACUUM-Ohio Medical-6-1251
YES | YES |  |  |  | 099-12926 | 099-12926 | Ohio Medical |  |  | 099-12926 | TMC - CULLEN - ONCOLOGY/HEMATOLOGY (4C) |  |  |  |  | 099-12926 | 099-12926 | TMC | Memorial Hermann-Texas Medical Center | TMC - CULLEN - ONCOLOGY/HEMATOLOGY (4C) | [7 empty] | REGULATORVACUUM-Ohio Medical-6-1251
YES | YES |  |  |  | 099-12904 | 099-12904 | Ohio Medical |  |  | JGGV16122 | Ace |  |  |  |  | 099-12904 | 099-12904 | TMC | Memorial Hermann-Texas Medical Center | Ace | [7 empty] | REGULATORVACUUM-Ohio Medical-6-1251
YES | YES |  |  |  | 099-12930 | 099-12930 | Ohio Medical |  |  | JGGW19222 | Cullen 4th Floor |  |  |  |  | 099-12930 | 099-12930 | TMC | Memorial Hermann-Texas Medical Center | Cullen 4th Floor | Soiled Utility | [6 empty] | REGULATORVACUUM-Ohio Medical-6-1251
NO | YES |  |  |  | 099-14936 | 099-14936 | Ohio Medical |  |  | JGGU09013 | CULLEN 3 E |  |  |  |  | 099-14936 | 099-14936 | TMC | Memorial Hermann-Texas Medical Center | CULLEN 3 E | TMC CULLEN GENERAL MEDICAL
YES | YES |  |  |  | 099-11337 | 099-11337 | Ohio Medical |  |  | Jggw19208 | TMC - CULLEN - GENERAL MEDICINE (3C) |  |  |  |  | 099-11337 | 099-11337 | TMC | Memorial Hermann-Texas Medical Center | TMC - CULLEN - GENERAL MEDICINE (3C) | [7 empty] | REGULATORVACUUM-Ohio Medical-6-1251
YES | YES |  |  |  | 099-12967 | 099-12967 | Ohio Medical |  |  | JGGW19209 | TMC - MHTMC - CLINICAL ENGINEERING |  |  |  |  | 099-12967 | 099-12967 | TMC | Memorial Hermann-Texas Medical Center | TMC - MHTMC - CLINICAL ENGINEERING | [7 empty] | REGULATORVACUUM-Ohio Medical-6-1251
YES | YES |  |  |  | 099-12934 | 099-12934 | Ohio Medical |  |  | 099-12934 | General Med |  |  |  |  | 099-12934 | 099-12934 | TMC | Memorial Hermann-Texas Medical Center | General Med | [7 empty] | REGULATORVACUUM-Ohio Medical-6-1251
YES | YES |  |  |  | 099-12966 | 099-12966 | Ohio Medical |  |  | JGGT01974 | TMC - MHTMC - CLINICAL ENGINEERING |  |  |  |  | 099-12966 | 099-12966 | TMC | Memorial Hermann-Texas Medical Center | TMC - MHTMC - CLINICAL ENGINEERING | [7 empty] | REGULATORVACUUM-Ohio Medical-6-1251
YES | YES |  |  |  | 099-11339 | 099-11339 | Ohio Medical |  |  | Jggw19207 | TMC - CULLEN - GENERAL MEDICINE (3C) |  |  |  |  | 099-11339 | 099-11339 | TMC | Memorial Hermann-Texas Medical Center | TMC - CULLEN - GENERAL MEDICINE (3C) | [7 empty] | REGULATORVACUUM-Ohio Medical-6-1251
YES | YES |  |  |  | 099-12964 | 099-12964 | Ohio Medical |  |  | JGGP11453 | Gen med |  |  |  |  | 099-12964 | 099-12964 | Memorial Hermann- | Tmc | Gen med | [7 empty] | REGULATORVACUUM-Ohio Medical-6-1251
YES | YES |  |  |  | 099-11233 | 099-11233 | Ohio Medical |  |  | JGGS18368 | TMC - CULLEN - GENERAL MEDICINE (3C) |  |  |  |  | 099-11233 | 099-11233 | TM | Memorial Hermann-Texas Medical Center | TMC - CULLEN - GENERAL MEDICINE (3C) | TMC - CULLEN - GENERAL MED | [6 empty] | REGULATORVACUUM-Ohio Medical-6-1251
YES | YES | Serial Number Cnf |  |  | 099-12938 | 099-12938 | Ohio Medical |  |  | Cnf | TMC - CULLEN - GENERAL MEDICINE (3C) |  |  |  |  | 099-12938 | 099-12938 | TMC | Memorial Hermann-Texas Medical Center | TMC - CULLEN - GENERAL MEDICINE (3C) | [7 empty] | REGULATORVACUUM-Ohio Medical-6-1251
YES | YES |  |  |  | 099-12942 | 099-12942 | Ohio Medical |  |  | 099-12942 | TMC - CULLEN - GENERAL MEDICINE (3C) |  |  |  |  | 099-12942 | 099-12942 | TMC | Memorial Hermann-Texas Medical Center | TMC - CULLEN - GENERAL MEDICINE (3C) | [7 empty] | REGULATORVACUUM-Ohio Medical-6-1251
YES | YES |  |  |  | 099-12870 | 099-12870 | Ohio Medical |  |  | JGGS02360 | TMC - CULLEN - IMU (3C) |  |  |  |  | 099-12870 | 099-12870 | TMC | Memorial Hermann-Texas Medical Center | TMC - CULLEN - IMU (3C) | [7 empty] | REGULATORVACUUM-Ohio Medical-6-1251
YES | YES |  |  |  | 099-11043 | 099-11043 | Ohio Medical |  |  | 099-11043 | TMC - DIALYSIS - ADULT (9J) |  |  |  |  | 099-11043 | 099-11043 | TMC | Memorial Hermann-Texas Medical Center | TMC - DIALYSIS - ADULT (9J) | General Med 356 | [6 empty] | REGULATORVACUUM-Ohio Medical-6-1251
YES | YES |  |  |  | 099-12643 | 099-12643 | Ohio Medical |  |  | PSAX14455 | Cullen 5 |  |  |  |  | 099-12643 | 099-12643 | TMC | Memorial Hermann-Texas Medical Center | Cullen 5 | [7 empty] | REGULATORVACUUM-Ohio Medical-6-1251
YES | YES |  |  |  | 099-12949 | 099-12949 | Ohio Medical |  |  | PSAX14454 | Cullen 5 West |  |  |  |  | 099-12949 | 099-12949 | TMC | Memorial Hermann-Texas Medical Center | Cullen 5 West | Room 502 | [6 empty] | REGULATORVACUUM-Ohio Medical-6-1251
YES | YES |  |  |  | 099-12947 | 099-12947 | Ohio Medical |  |  | JGGP11444 | Cullen 5 West |  |  |  |  | 099-12947 | 099-12947 | TMC | Memorial Hermann-Texas Medical Center | Cullen 5 West | Room 501 | [6 empty] | REGULATORVACUUM-Ohio Medical-6-1251
YES | YES |  |  |  | 099-11383 | 099-11383 | Ohio Medical |  |  | JGGP11435 | Cullen-floor 5 |  |  |  |  | 099-11383 | 099-11383 | TMC | Memorial Hermann-Texas Medical Center | Cullen-floor 5 | [7 empty] | REGULATORVACUUM-Ohio Medical-6-1251
YES | YES |  |  |  | 099-12869 | 099-12869 | Ohio Medical |  |  | JGGV04301 | Cullen 5w |  |  |  |  | 099-12869 | 099-12869 |  | Memorial Hermann-tmc | Cullen 5w | Nurse station | 3/1/20 |  |  | No PM Sticker |  |  | REGULATORVACUUM-Ohio Medical-6-1251
YES | YES |  |  |  | 099-13957 | 099-13957 | Ohio Medical |  |  | PSAX14458 | Cullen 5 West |  |  |  |  | 099-13957 | 099-13957 | TMC | Memorial Hermann-Texas Medical Center | Cullen 5 West | [7 empty] | REGULATORVACUUM-Ohio Medical-6-1251
YES | YES |  |  |  | 099-12653 | 099-12653 | Ohio Medical |  |  | JGGN04614 | TMC - JONES - NEURO IMU (3J) |  |  |  |  | 099-12653 | 099-12653 | TMC | Memorial Hermann-Texas Medical Center | TMC - JONES - NEURO IMU (3J) | [7 empty] | REGULATORVACUUM-Ohio Medical-6-1251
YES | YES |  |  |  | 099-11062 | 099-11062 | Ohio Medical |  |  | JGGQ23565 | TMC - JONES - NEURO IMU (3J) |  |  |  |  | 099-11062 | 099-11062 | TMC | Memorial Hermann-Texas Medical Center | TMC - JONES - NEURO IMU (3J) | [7 empty] | REGULATORVACUUM-Ohio Medical-6-1251
YES | YES |  |  |  | 099-11065 | 099-11065 | Ohio Medical |  |  | JGGT01975 | TMC - CULLEN - MIMU (2C) |  |  |  |  | 099-11065 | 099-11065 | TMC | Memorial Hermann-Texas Medical Center | TMC - CULLEN - MIMU (2C) | [7 empty] | REGULATORVACUUM-Ohio Medical-6-1251
YES | YES | Serial Number Cnf |  |  | 099-11347 | 099-11347 | Ohio Medical |  |  | CNF | Adult Dialysis |  |  |  |  | 099-11347 | 099-11347 | TMC | Memorial Hermann-Texas Medical Center | Adult Dialysis | Dialysis bay 2 | 3/1/20 | [5 empty] | REGULATORVACUUM-Ohio Medical-6-1251
YES | YES | Serial Number Cnf |  |  | 099-11691 | 099-11691 | Ohio Medical |  |  | Cnf | TMC - 9J |  |  |  |  | 099-11691 | 099-11691 | TMC | Memorial Hermann-Texas Medical Center | TMC - 9J | J909 | [6 empty] | REGULATORVACUUM-Ohio Medical-6-1251
YES | YES |  |  |  | 099-11067 | 099-11067 | Ohio Medical |  |  | JGGQ09613 | TMI - Jones 9 - Transplant Surgical |  |  |  |  | 099-11067 | 099-11067 | TMC | Memorial Hermann-Texas Medical Center | TMI - Jones 9 - Transplant Surgical | J950 | [6 empty] | REGULATORVACUUM-Ohio Medical-6-1251
YES | YES |  |  |  | 099-14504 | 099-14504 | Ohio Medical |  |  | JGGN02699 | TMC - (9j) |  |  |  |  | 099-14504 | 099-14504 |  | Memorial Hermann-tmc | TMC - (9j) | J9 1 |  |  |  | No PM Sticker |  |  | REGULATORVACUUM-Ohio Medical-6-1251
YES | YES |  |  |  | 099-11252 | 099-11252 | Ohio Medical |  |  | JGGQ09594 | TMC - JONES - BARIATRICS (9EJ) |  |  |  |  | 099-11252 | 099-11252 | TMC | Memorial Hermann-Texas Medical Center | TMC - JONES - BARIATRICS (9EJ) | TMC - JONES - BARIATRICS (9EJ) | [6 empty] | REGULATORVACUUM-Ohio Medical-6-1251
YES | YES | Serial Number Cnf |  |  | 099-13943 | 099-13943 | Ohio Medical |  |  | Cnf | TMC - 9J |  |  |  |  | 099-13943 | 099-13943 | TMC | Memorial Hermann-Texas Medical Center | TMC - 9J | J905 | [6 empty] | REGULATORVACUUM-Ohio Medical-6-1251
YES | YES |  |  |  | 099-11068 | 099-11068 | Ohio Medical |  |  | JGGV04313 | TMI - Jones 9 - Transplant Surgical |  |  |  |  | 099-11068 | 099-11068 | TMC | Memorial Hermann-Texas Medical Center | TMI - Jones 9 - Transplant Surgical | J935 | [6 empty] | REGULATORVACUUM-Ohio Medical-6-1251
YES | YES |  |  |  | 099-11701 | 099-11701 | Ohio Medical |  |  | JGGS18370 | TMC - 9J |  |  |  |  | 099-11701 | 099-11701 | TMC | Memorial Hermann-Texas Medical Center | TMC - 9J | J913 | [6 empty] | REGULATORVACUUM-Ohio Medical-6-1251
YES | YES |  |  |  | 099-14508 | 099-14508 | Ohio Medical |  |  | jggn02666 | 9j |  |  |  |  | 099-14508 | 099-14508 |  | Memorial Hermann-tmc | 9j | 9j 33 | 3/1/20 |  |  | No PM Sticker |  |  | REGULATORVACUUM-Ohio Medical-6-1251
YES | YES |  |  |  | 099-11254 | 099-11254 | Ohio Medical |  |  | JGGS18371 | 9 JONES |  |  |  |  | 099-11254 | 099-11254 | TMC | Memorial Hermann-Texas Medical Center | 9 JONES | 9JONES | [6 empty] | REGULATORVACUUM-Ohio Medical-6-1251
YES | YES |  |  |  | 099-11059 | 099-11059 | Ohio Medical |  |  | JGGV04311 | Transplant surgical care unit |  |  |  |  | 099-11059 | 099-11059 | TMC | Memorial Hermann-Texas Medical Center | Transplant surgical care unit | J936 | [6 empty] | REGULATORVACUUM-Ohio Medical-6-1251
YES | YES |  |  |  | 099-11696 | 099-11696 | Ohio Medical |  |  | JGGN16842 | TMC - 9J |  |  |  |  | 099-11696 | 099-11696 | TMC | Memorial Hermann-Texas Medical Center | TMC - 9J | J921 | [6 empty] | REGULATORVACUUM-Ohio Medical-6-1251
YES | YES |  |  |  | 099-11072 | 099-11072 | Ohio Medical |  |  | PSAY06853 | TMC JONES 9 TRANSPLANT ACUTE CARE |  |  |  |  | 099-11072 | 099-11072 | TMC | Memorial Hermann-Texas Medical Center | TMC JONES 9 TRANSPLANT ACUTE CARE | J932 | [6 empty] | REGULATORVACUUM-Ohio Medical-6-1251
NO | YES |  |  |  | 099-11080 | 099-11080 | Ohio Medical |  |  | PSAY13584 | TMC JONES 9 TCU |  |  |  |  | 099-11080 | 099-11080 | TMC | Memorial Hermann-Texas Medical Center | TMC JONES 9 TCU | J869
NO | YES |  |  |  | 099-11061 | 099-11061 | Ohio Medical |  |  | PSAY14318 | Transitional care unit transitional care unit |  |  |  |  | 099-11061 | 099-11061 | TMC | Memorial Hermann-Texas Medical Center | Transitional care unit transitional care unit | J865.1
NO | YES |  |  |  | 099-11702 | 099-11702 | Ohio Medical |  |  | PSAY14244 | TMC-Jones-Silver Trauma/Tcu (8J) |  |  |  |  | 099-11702 | 099-11702 | TMC | MHHS-TMC | TMC-Jones-Silver Trauma/Tcu (8J)
NO | YES |  |  |  | 099-11076 | 099-11076 | Ohio Medical |  |  | PSAY13349 | TMC JONES 9 TCU |  |  |  |  | 099-11076 | 099-11076 | TMC | Memorial Hermann-Texas Medical Center | TMC JONES 9 TCU | J861
NO | YES |  |  |  | 099-11773 | 099-11773 | Ohio Medical |  |  | PSAY13593 | 8j transitional care |  |  |  |  | 099-11773 | 099-11773 |  | Memorial Hermann-tmc | 8j transitional care | J9 51 | 3/1/20 |  |  | No PM Sticker
NO | YES |  |  |  | 099-11722 | 099-11722 | Ohio Medical |  |  | PSAY13638 | TMC-Jones-Silver Trauma/Tcu (8J) |  |  |  |  | 099-11722 | 099-11722 | TMC | MHHS-TMC | TMC-Jones-Silver Trauma/Tcu (8J)
NO | YES |  |  |  | 099-11077 | 099-11077 | Ohio Medical |  |  | PSAY13325 | TMC JONES 9 TCU |  |  |  |  | 099-11077 | 099-11077 | TMC | Memorial Hermann-Texas Medical Center | TMC JONES 9 TCU | J845.1
NO | YES |  |  |  | 099-12680 | 099-12680 | Ohio Medical |  |  | PSAY13760 | Transitional care unit transitional care unit |  |  |  |  | 099-12680 | 099-12680 | TMC | Memorial Hermann-Texas Medical Center | Transitional care unit transitional care unit | J858
NO | YES |  |  |  | 099-12682 | 099-12682 | Ohio Medical |  |  | PSAY13827 | Transitional care unit transitional care unit |  |  |  |  | 099-12682 | 099-12682 | TMC | Memorial Hermann-Texas Medical Center | Transitional care unit transitional care unit | J856.1
NO | YES |  |  |  | 099-11720 | 099-11720 | Ohio Medical |  |  | PSAY13530 | TMC-Jones-Silver Trauma/Tcu (8J) |  |  |  |  | 099-11720 | 099-11720 | TMC | MHHS-TMC | TMC-Jones-Silver Trauma/Tcu (8J)
YES | YES | Serial Number Cnf |  |  | 099-11706 | 099-11706 | Ohio Medical |  |  | Cnf | TMC - 7J |  |  |  |  | 099-11706 | 099-11706 | TMC | Memorial Hermann-Texas Medical Center | TMC - 7J | [7 empty] | REGULATORVACUUM-Ohio Medical-6-1251
YES | YES |  |  |  | 099-11358 | 099-11358 | Ohio Medical |  |  | JGGP11466 | NSICU |  |  |  |  | 099-11358 | 099-11358 | TMC | Memorial Hermann-Texas Medical Center | NSICU | Room 9 | [6 empty] | REGULATORVACUUM-Ohio Medical-6-1251
NO | YES |  |  |  | 099-12685 | 099-12685 | Ohio Medical |  |  | JGGQ23653 | Nuro ICU |  |  |  |  | 099-12685 | 099-12685 | TMC | Memorial Hermann-Texas Medical Center | Nuro ICU | NSICU7
YES | YES |  |  |  | 099-11262 | 099-11262 | Ohio Medical |  |  | JGGT17280 | TMC - JONES - NEURO ICU (7J) |  |  |  |  | 099-11262 | 099-11262 | TMC | Memorial Hermann-Texas Medical Center | TMC - JONES - NEURO ICU (7J) | TMC JONES NEURO ICU | [6 empty] | REGULATORVACUUM-Ohio Medical-6-1251
YES | YES |  |  |  | 099-11778 | 099-11778 | Ohio Medical |  |  | Nsn | TMC - JONES - NEURO ICU (7J) |  |  |  |  | 099-11778 | 099-11778 |  | Memorial Hermann-tmc | TMC - JONES - NEURO ICU (7J) | J7 23 |  |  |  | In use on patient |  |  | REGULATORVACUUM-Ohio Medical-6-1251
YES | YES |  |  |  | 099-11878 | 099-11878 | Ohio Medical |  |  | JGGN0555 | TMC - JONES - 5J |  |  |  |  | 099-11878 | 099-11878 |  | Memorial Hermann-tmc | TMC - JONES - 5J | 5J 561 | [6 empty] | REGULATORVACUUM-Ohio Medical-6-1251
YES | YES |  |  |  | 069-26971 | 069-26971 | Ohio Medical |  |  | JGGQ23647 | TMC - JONES - 5 |  |  |  |  | 069-26971 | 069-26971 | TMC | Memorial Hermann-Texas Medical Center | TMC - JONES - 5 | TMC - JONES - 5 | [6 empty] | REGULATORVACUUM-Ohio Medical-6-1251
YES | YES |  |  |  | 099-11744 | 099-11744 | Ohio Medical |  |  | 099-11744 | Neuro Acute Care |  |  |  |  | 099-11744 | 099-11744 | TMC | Memorial Hermann-Texas Medical Center | Neuro Acute Care | J556 | [6 empty] | REGULATORVACUUM-Ohio Medical-6-1251
YES | YES |  |  |  | 099-11876 | 099-11876 | Ohio Medical |  |  | Nsn | TMC - JONES - 5J |  |  |  |  | 099-11876 | 099-11876 |  | Memorial Hermann-tmc | TMC - JONES - 5J | 5J 548 |  |  |  | In use on patient |  |  | REGULATORVACUUM-Ohio Medical-6-1251
YES | YES |  |  |  | 099-11786 | 099-11786 | Ohio Medical |  |  | JGGQ236500 | TMC - JONES - NEURO ACUTE CARE (5J) |  |  |  |  | 099-11786 | 099-11786 | TMC | Memorial Hermann-Texas Medical Center | TMC - JONES - NEURO ACUTE CARE (5J) | J519 | [6 empty] | REGULATORVACUUM-Ohio Medical-6-1251
YES | YES |  |  |  | 099-11870 | 099-11870 | Ohio Medical |  |  | JGGM05876 | TMC - JONES - NEURO ACUTE CARE (5J) |  |  |  |  | 099-11870 | 099-11870 |  | Memorial Hermann-tmc | TMC - JONES - NEURO ACUTE CARE (5J) | Nurse station | [6 empty] | REGULATORVACUUM-Ohio Medical-6-1251
YES | YES |  |  |  | 099-11837 | 099-11837 | Ohio Medical |  |  | Nsn | 5j neuro |  |  |  |  | 099-11837 | 099-11837 |  | Memorial Hermann-tmc | 5j neuro | 401 j |  |  | 3/1/20 | In use on patient |  |  | REGULATORVACUUM-Ohio Medical-6-1251
YES | YES | Serial Number Cnf |  |  | 099-11123 | 099-11123 | Ohio Medical |  |  | CNF | Inpatient Rehab |  |  |  |  | 099-11123 | 099-11123 | TMC | Mischer Neuroscience Institute | Inpatient Rehab | J403 | [6 empty] | REGULATORVACUUM-Ohio Medical-6-1251
YES | YES |  |  |  | 099-11791 | 099-11791 | Ohio Medical |  |  | 099-11791 | TMC - JONES - STROKE (4J) |  |  |  |  | 099-11791 | 099-11791 | TMC | Mischer Neuroscience Institute | TMC - JONES - STROKE (4J) | [7 empty] | REGULATORVACUUM-Ohio Medical-6-1251
YES | YES |  |  |  | 099-11865 | 099-11865 | Ohio Medical |  |  | JGGT03727 | TMC - JONES - NEURO ELECTIVE (4J) |  |  |  |  | 099-11865 | 099-11865 |  | Memorial Hermann-tmc | TMC - JONES - NEURO ELECTIVE (4J) | J425 | [6 empty] | REGULATORVACUUM-Ohio Medical-6-1251
YES | YES |  |  |  | 099-11125 | 099-11125 | Ohio Medical |  |  | JGGT03721 | Inpatient Rehab |  |  |  |  | 099-11125 | 099-11125 | TMC | Mischer Neuroscience Institute | Inpatient Rehab | J428 | [6 empty] | REGULATORVACUUM-Ohio Medical-6-1251
YES | YES |  |  |  | 099-11291 | 099-11291 | Ohio Medical |  |  | JGGT03723 | TMC - JONES - NEURO ELECTIVE (4J) |  |  |  |  | 099-11291 | 099-11291 | TMC | Memorial Hermann-Texas Medical Center | TMC - JONES - NEURO ELECTIVE (4J) | TMC - JONES - NEURO ELECTIVE | [6 empty] | REGULATORVACUUM-Ohio Medical-6-1251
YES | YES |  |  |  | 099-11861 | 099-11861 | Ohio Medical |  |  | JGGT03743 | TMC - JONES - NEURO ELECTIVE (4J) |  |  |  |  | 099-11861 | 099-11861 |  | Memorial Hermann-tmc | TMC - JONES - NEURO ELECTIVE (4J) | Neu 20 | [6 empty] | REGULATORVACUUM-Ohio Medical-6-1251
YES | YES |  |  |  | 099-11300 | 099-11300 | Ohio Medical |  |  | JGGS18388 | TMC - JONES - NEURO ELECTIVE (4J) |  |  |  |  | 099-11300 | 099-11300 | TMC | Memorial Hermann-Texas Medical Center | TMC - JONES - NEURO ELECTIVE (4J) | TMC - JONES - NEURO ELECTIVE | [6 empty] | REGULATORVACUUM-Ohio Medical-6-1251
YES | YES |  |  |  | 099-11299 | 099-11299 | Ohio Medical |  |  | JGGT03722 | TMC - JONES - NEURO ELECTIVE (4J) |  |  |  |  | 099-11299 | 099-11299 | TMC | Memorial Hermann-Texas Medical Center | TMC - JONES - NEURO ELECTIVE (4J) | TMC - JONES - NEURO ELECTIVE | [6 empty] | REGULATORVACUUM-Ohio Medical-6-1251
YES | YES |  |  |  | 099-11295 | 099-11295 | Ohio Medical |  |  | JGGS18385 | TMC - JONES - NEURO ELECTIVE (4J) |  |  |  |  | 099-11295 | 099-11295 | TMC | Memorial Hermann-Texas Medical Center | TMC - JONES - NEURO ELECTIVE (4J) | TMC - JONES - NEURO ELECTIVE | [6 empty] | REGULATORVACUUM-Ohio Medical-6-1251
YES | YES |  |  |  | 099-11799 | 099-11799 | Ohio Medical |  |  | GFHV09285 | TMC - JONES - NEURO ELECTIVE (4J) |  |  |  |  | 099-11799 | 099-11799 | TMC | Mischer Neuroscience Institute | TMC - JONES - NEURO ELECTIVE (4J) | Storage | [6 empty] | REGULATORVACUUM-Ohio Medical-6-1251
YES | YES |  |  |  | 099-11544 | 099-11544 | Ohio Medical |  |  | JGGU07397 | TMC - JONES - NEURO ELECTIVE (4J) |  |  |  |  | 099-11544 | 099-11544 | TMC | Mischer Neuroscience Institute | TMC - JONES - NEURO ELECTIVE (4J) | Storage | [6 empty] | REGULATORVACUUM-Ohio Medical-6-1251
YES | YES |  |  |  | 099-11549 | 099-11549 | Ohio Medical |  |  | JGGS18384 | TMC - JONES - NEURO ELECTIVE (4J) |  |  |  |  | 099-11549 | 099-11549 | TMC | Mischer Neuroscience Institute | TMC - JONES - NEURO ELECTIVE (4J) | Storage | [6 empty] | REGULATORVACUUM-Ohio Medical-6-1251
YES | YES |  |  |  | 099-11298 | 099-11298 | Ohio Medical |  |  | JGGT03745 | TMC STROK |  |  |  |  | 099-11298 | 099-11298 | TMC | Memorial Hermann-Texas Medical Center | TMC STROK | TMC Stroke unit | 3/1/20 | [5 empty] | REGULATORVACUUM-Ohio Medical-6-1251
YES | YES |  |  |  | 099-11610 | 099-11610 | Ohio Medical |  |  | JGGU07558 | TMC - JONES - STROKE (4J) |  |  |  |  | 099-11610 | 099-11610 | TMC | Memorial Hermann TMC | TMC - JONES - STROKE (4J) | J415 | [6 empty] | REGULATORVACUUM-Ohio Medical-6-1251
YES | YES |  |  |  | 099-11296 | 099-11296 | Ohio Medical |  |  | JGGT03717 | TMC STROK |  |  |  |  | 099-11296 | 099-11296 | TMC | Memorial Hermann-Texas Medical Center | TMC STROK | TMC Stroke unit | [6 empty] | REGULATORVACUUM-Ohio Medical-6-1251
YES | YES |  |  |  | 099-11624 | 099-11624 | Ohio Medical |  |  | JGGU07402 | Stroke |  |  |  |  | 099-11624 | 099-11624 | TMC |  | Stroke | Room J4 16 | [6 empty] | REGULATORVACUUM-Ohio Medical-6-1251
YES | YES |  |  |  | 099-11297 | 099-11297 | Ohio Medical |  |  | JGGT03716 | TMC STROK |  |  |  |  | 099-11297 | 099-11297 | TMC | Memorial Hermann-Texas Medical Center | TMC STROK | TMC Stroke unit | [6 empty] | REGULATORVACUUM-Ohio Medical-6-1251
YES | YES |  |  |  | 069-28128 | 069-28128 | Ohio Medical |  |  | JGGM27103 | Inpatient Rehab |  |  |  |  | 069-28128 | 069-28128 | TMC | Mischer Neuroscience Institute | Inpatient Rehab | By J417 | [6 empty] | REGULATORVACUUM-Ohio Medical-6-1251
YES | YES |  |  |  | 099-14539 | 099-14539 | Ohio Medical |  |  | JGGS23813 | 9 childrens |  |  |  |  | 099-14539 | 099-14539 |  | Memorial Hermann-tmc | 9 childrens | H9 picu 4 | [6 empty] | REGULATORVACUUM-Ohio Medical-6-1251
YES | YES |  |  |  | 099-14559 | 099-14559 | Ohio Medical |  |  | JGGT11997 | TMC - MHTMC - CENTRAL SUPPLY (OLD) |  |  |  |  | 099-14559 | 099-14559 | TMC | Memorial Hermann-Texas Medical Center | TMC - MHTMC - CENTRAL SUPPLY (OLD) | L and D 691 | [6 empty] | REGULATORVACUUM-Ohio Medical-6-1251
YES | YES |  |  |  | 099-05928 | 099-05928 | Ohio Medical |  |  | nsn | TMC 6 Floor |  |  |  |  | 099-05928 | 099-05928 |  | TMC | TMC 6 Floor | HP67- |  |  |  | No PM Sticker |  |  | REGULATORVACUUM-Ohio Medical-6-1251
YES | YES |  |  |  | 241-04236 | 241-04236 | Ohio Medical |  |  | JGGT12000 | TMC 6 Floor |  |  |  |  | 241-04236 | 241-04236 |  | TMC | TMC 6 Floor | HP683 |  |  |  | No PM Sticker |  |  | REGULATORVACUUM-Ohio Medical-6-1251
YES | YES |  |  |  | 099-05724 | 099-05724 | Ohio Medical |  |  | JGGN05809 | TMC childrens 5 Floor |  |  |  |  | 099-05724 | 099-05724 |  | TMC | TMC childrens 5 Floor | H584 |  |  |  | No PM Sticker |  |  | REGULATORVACUUM-Ohio Medical-6-1251
YES | YES |  |  |  | 099-14600 | 099-14600 | Ohio Medical |  |  | Nsn | TMC - CHILDRENS - L |  |  |  |  | 099-14600 | 099-14600 | TMC | Memorial Hermann-Texas Medical Center | TMC - CHILDRENS - L | [7 empty] | REGULATORVACUUM-Ohio Medical-6-1251
YES | YES |  |  |  | 099-05728 | 099-05728 | Ohio Medical |  |  | GFHC10912 | TMC childrens 5 Floor |  |  |  |  | 099-05728 | 099-05728 |  | TMC | TMC childrens 5 Floor | H582 | 3/1/20 |  |  | No PM Sticker |  |  | REGULATORVACUUM-Ohio Medical-6-1251
YES | YES |  |  |  | 099-14622 | 099-14622 | Ohio Medical |  |  | Nsn | TMC - CHILDRENS - L |  |  |  |  | 099-14622 | 099-14622 | TMC | Memorial Hermann-Texas Medical Center | TMC - CHILDRENS - L | [7 empty] | REGULATORVACUUM-Ohio Medical-6-1251
YES | YES |  |  |  | 099-05732 | 099-05732 | Ohio Medical |  |  | JGGW04983 | TMC childrens 3 Floor |  |  |  |  | 099-05732 | 099-05732 |  | TMC | TMC childrens 3 Floor | STICU | 3/1/20 |  |  | No PM Sticker |  |  | REGULATORVACUUM-Ohio Medical-6-1251
YES | YES |  |  |  | 099-14619 | 099-14619 | Ohio Medical |  |  | Nsn | Tsicu |  |  |  |  | 099-14619 | 099-14619 | TMC | Memorial Hermann-Texas Medical Center | Tsicu | [7 empty] | REGULATORVACUUM-Ohio Medical-6-1251
YES | YES |  |  |  | 099-05734 | 099-05734 | Ohio Medical |  |  | Nsn | TMC childrens 3 Floor |  |  |  |  | 099-05734 | 099-05734 |  | TMC | TMC childrens 3 Floor | STICU | 3/1/20 |  |  | No PM Sticker |  |  | REGULATORVACUUM-Ohio Medical-6-1251
YES | YES |  |  |  | 099-09159 | 099-09159 | Ohio Medical |  |  | Nsn | TMC - JONES - TSicu |  |  |  |  | 099-09159 | 099-09159 | TMC | Memorial Hermann-Texas Medical Center | TMC - JONES - TSicu | [7 empty] | REGULATORVACUUM-Ohio Medical-6-1251
YES | YES |  |  |  | 099-05738 | 099-05738 | Ohio Medical |  |  | Nsn | Memorial Hermann- Texas Medical Center Robinson |  |  |  |  | 099-05738 | 099-05738 |  | TMC | Memorial Hermann- Texas Medical Center Robinson | CICU 01 |  |  |  | No PM Sticker |  |  | REGULATORVACUUM-Ohio Medical-6-1251
NO | YES |  |  |  | 099-09194 | 099-09194 | Ohio Medical |  |  | GFFU04567 | TMC-OR-Day Surgery (2R) |  |  |  |  | 099-09194 | 099-09194 | TMC | MHHS-TMC | TMC-OR-Day Surgery (2R) | Bay 1
NO | YES |  |  |  | 099-09165 | 099-09165 | Ohio Medical |  |  | JGGM26969 | TMC-OR-Day Surgery (2R) |  |  |  |  | 099-09165 | 099-09165 | TMC | MHHS-TMC | TMC-OR-Day Surgery (2R) | Bay 6
NO | YES |  |  |  | 099-09298 | 099-09298 | Ohio Medical |  |  | JGGT02119 | [5 empty] | 099-09298 | 099-09298
YES | YES |  |  |  | 099-05326 | 099-05326 | Ohio Medical |  |  | Nsn | Memorial Hermann- Texas Medica Center Robertson Radiology |  |  |  |  | 099-05326 | 099-05326 |  | TCM | Memorial Hermann- Texas Medica Center Robertson Radiology | Phase I Day Surgery | 3/1/20 |  |  | No PM Sticker |  |  | REGULATORVACUUM-Ohio Medical-6-1251
YES | YES |  |  |  | 099-05324 | 099-05324 | Ohio Medical |  |  | Nsn | Memorial Hermann- Texas Medica Center Robertson Radiology |  |  |  |  | 099-05324 | 099-05324 |  | TCM | Memorial Hermann- Texas Medica Center Robertson Radiology | Phase I Day Surgery | 3/1/20 |  |  | No PM Sticker |  |  | REGULATORVACUUM-Ohio Medical-6-1251
YES | YES |  |  |  | 069-44751 | 069-44751 | Ohio Medical |  |  | JGGP11442 | Memorial Hermann- Texas Medica Center Robertson Radiology |  |  |  |  | 069-44751 | 069-44751 |  | TCM | Memorial Hermann- Texas Medica Center Robertson Radiology | Phase I Day Surgery | 3/1/20 |  |  | No PM Sticker |  |  | REGULATORVACUUM-Ohio Medical-6-1251
NO | YES |  |  |  | 069-44749 | 069-44749p | Ohio Medical |  |  | JGGT02293 | TMC - P DAY SURGERY |  |  |  |  | 069-44749 | 069-44749p | TMC | Memorial Hermann-Texas Medical Center | TMC - P DAY SURGERY | TMC - P1 DAY SURGERY
YES | YES |  |  |  | 069-44746 | 069-44746 | Ohio Medical |  |  | KGGS09060 | Memorial Hermann- Texas Medica Center Robertson Radiology |  |  |  |  | 069-44746 | 069-44746 |  | TCM | Memorial Hermann- Texas Medica Center Robertson Radiology | Phase I Day Surgery | 3/1/20 |  |  | No PM Sticker |  |  | REGULATORVACUUM-Ohio Medical-6-1251
YES | YES | Serial Number Cnf |  |  | 069-44674 | 069-44674 | Ohio Medical |  |  | Cnf | S8 |  |  |  |  | 069-44674 | 069-44674 | TMC | Memorial Hermann-Texas Medical Center | S8 | [7 empty] | REGULATORVACUUM-Ohio Medical-6-1251
YES | YES |  |  |  | 099-09389 | 099-09389 | Ohio Medical |  |  | Nsn | Memorial Hermann- Texas Medica Center Robertson Serafine |  |  |  |  | 099-09389 | 099-09389 |  | TCM | Memorial Hermann- Texas Medica Center Robertson Serafine | Floor 8 | 3/1/20 |  |  | No PM Sticker |  |  | REGULATORVACUUM-Ohio Medical-6-1251
YES | YES |  |  |  | 099-09176 | 099-09176 | Ohio Medical |  |  | 010868825000208521PSAY13622 | Serofim 8 |  |  |  |  | 099-09176 | 099-09176 | TMC | Memorial Hermann-Texas Medical Center | Serofim 8 | S805 | [6 empty] | REGULATORVACUUM-Ohio Medical-6-1251
YES | YES |  |  |  | 099-09388 | 099-09388 | Ohio Medical |  |  | Nen | Memorial Hermann- Texas Medica Center Robertson Serafine |  |  |  |  | 099-09388 | 099-09388 |  | TCM | Memorial Hermann- Texas Medica Center Robertson Serafine | Floor 834 | 3/1/20 |  |  | No PM Sticker |  |  | REGULATORVACUUM-Ohio Medical-6-1251
NO | YES |  |  |  | 099-09177 | 099-09177 | Ohio Medical |  |  | PSAY13536 | Serofim 8 |  |  |  |  | 099-09177 | 099-09177 | TMC | Memorial Hermann-Texas Medical Center | Serofim 8 | S805
YES | YES |  |  |  | 099-09386 | 099-09386 | Ohio Medical |  |  | Nsn | Memorial Hermann- Texas Medica Center Robertson Serafine |  |  |  |  | 099-09386 | 099-09386 |  | TCM | Memorial Hermann- Texas Medica Center Robertson Serafine | Floor 834 | 3/1/20 |  |  | No PM Sticker |  |  | REGULATORVACUUM-Ohio Medical-6-1251
YES | YES |  |  |  | 099-09385 | 099-09385 | Ohio Medical |  |  | Nsn | Memorial Hermann- Texas Medica Center Robertson Serafine |  |  |  |  | 099-09385 | 099-09385 |  | TCM | Memorial Hermann- Texas Medica Center Robertson Serafine | Floor 834 | 3/1/20 |  |  | No PM Sticker |  |  | REGULATORVACUUM-Ohio Medical-6-1251
NO | YES |  |  |  | 069-44651 | 069-44651 | Ohio Medical |  |  | PSAY13625 | TMC - SEROFIM - MEDSURG |  |  |  |  | 069-44651 | 069-44651 | TMC | Memorial Hermann-Texas Medical Center | TMC - SEROFIM - MEDSURG | S805
NO | YES |  |  |  | 069-44652 | 069-44652 | Ohio Medical |  |  | PSAY14383 | TMC - SEROFIM - MEDSURG |  |  |  |  | 069-44652 | 069-44652 | TMC | Memorial Hermann-Texas Medical Center | TMC - SEROFIM - MEDSURG | S805
YES | YES |  |  |  | 099-09580 | 099-09580 | Ohio Medical |  |  | JGGQ23637 | TMC - CHILDRENS - SPD |  |  |  |  | 099-09580 | 099-09580 | TMC | Memorial Hermann-Texas Medical Center | TMC - CHILDRENS - SPD | TMC - SPD | [6 empty] | REGULATORVACUUM-Ohio Medical-6-1251
YES | YES |  |  |  | 069-44763 | 069-44763 | Ohio Medical |  |  | JGGN09987 | Memorial Hermann- Texas Medical Center |  |  |  |  | 069-44763 | 069-44763 |  | TMC | Memorial Hermann- Texas Medical Center | Centra suplay storage room | 4/1/20 |  |  | No PM Sticker |  |  | REGULATORVACUUM-Ohio Medical-6-1251
YES | YES |  |  |  | 069-45047 | 069-45047 | Ohio Medical |  |  | PSAY16898 | Central Supply |  |  |  |  | 069-45047 | 069-45047 | TMC | Memorial Hermann-Texas Medical Center | Central Supply | Dirty supply | [6 empty] | REGULATORVACUUM-Ohio Medical-6-1251
YES | YES |  |  |  | 069-45048 | 069-45048 | Ohio Medical |  |  | JGGN05565 | Central Supply |  |  |  |  | 069-45048 | 069-45048 | TMC | Memorial Hermann-Texas Medical Center | Central Supply | Dirty supply | [6 empty] | REGULATORVACUUM-Ohio Medical-6-1251
NO | YES |  |  |  | 069-44764 | 069-44764 | Ohio Medical |  |  | JGGV02528 | Memorial Hermann- Texas Medical - Robertson Pavilion - RT |  |  |  |  | 069-44764 | 069-44764 |  | TMC | Memorial Hermann- Texas Medical - Robertson Pavilion - RT | Simulation lab | 4/1/20 |  |  | PM Not Required
NO | YES |  |  |  | 069-44699 | 069-44699 | Ohio Medical |  |  | JGGV02530 | TMC-Jones-Hyperbaric/Wound Care (Jg) |  |  |  |  | 069-44699 | 069-44699 | TMC | MHHS-TMC | TMC-Jones-Hyperbaric/Wound Care (Jg) | Exam 6 JG 200.19
NO | YES |  |  |  | 069-44700 | 069-44700 | Ohio Medical |  |  | JGGP00174 | TMC-Jones-Hyperbaric/Wound Care (Jg) |  |  |  |  | 069-44700 | 069-44700 | TMC | MHHS-TMC | TMC-Jones-Hyperbaric/Wound Care (Jg) | Exam 6 JG 200.19
NO | YES |  |  |  | 099-09269 | 099-09269 | Ohio Medical |  |  | JGGV02527 | TMC-Jones-Hyperbaric/Wound Care (Jg) |  |  |  |  | 099-09269 | 099-09269 | TMC | MHHS-TMC | TMC-Jones-Hyperbaric/Wound Care (Jg) | Exam 2 JG 200.24
NO | YES |  |  |  | 069-44701 | 069-44701 | Ohio Medical |  |  | JGGP00182 | TMC-Jones-Hyperbaric/Wound Care (Jg) |  |  |  |  | 069-44701 | 069-44701 | TMC | MHHS-TMC | TMC-Jones-Hyperbaric/Wound Care (Jg) | Exam 9
NO | YES |  |  |  | 069-44706 | 069-44706 | Ohio Medical |  |  | PSAY14314 | TMC-Sarofim 2-Adult Pre Op |  |  |  |  | 069-44706 | 069-44706 | TMC | MHHS-TMC | TMC-Sarofim 2-Adult Pre Op | Pre-op 57
NO | YES |  |  |  | 099-09240 | 099-09240 | Ohio Medical |  |  | PSAY14159 | Adult day surgery |  |  |  |  | 099-09240 | 099-09240 | TMC | Memorial Hermann-Texas Medical Center | Adult day surgery | Pro op 58
NO | YES |  |  |  | 099-09500 | 099-09500 | Ohio Medical |  |  | PSAY14135 | TMC - SAROFIM 2 - ADULT PRE OP |  |  |  |  | 099-09500 | 099-09500 |  | Memorial Hermann-tmc | TMC - SAROFIM 2 - ADULT PRE OP | Room 50 |  |  |  | No PM Sticker PM Not Required
YES | YES |  |  |  | 069-44855 | 069-44855 | Ohio Medical |  |  | 010868825000208521PSAY14137 | TMC - OR - DAY SURGERY (2R) |  |  |  |  | 069-44855 | 069-44855 | TMC | Memorial Hermann Texas Medical Center | TMC - OR - DAY SURGERY (2R) | Pre Op hallway | [6 empty] | REGULATORVACUUM-Ohio Medical-6-1251
NO | YES |  |  |  | 099-09499 | 099-09499 | Ohio Medical |  |  | PSAY14163 | TMC - SAROFIM 2 - ADULT PRE OP |  |  |  |  | 099-09499 | 099-09499 |  | Memorial Hermann-tmc | TMC - SAROFIM 2 - ADULT PRE OP | Room 52 |  |  |  | No PM Sticker PM Not Required
NO | YES |  |  |  | 069-44707 | 069-44707 | Ohio Medical |  |  | PSAY14140 | TMC-OR-Day Surgery (2R) |  |  |  |  | 069-44707 | 069-44707 | TMC | MHHS-TMC | TMC-OR-Day Surgery (2R) | Pre-op 48
NO | YES |  |  |  | 099-09498 | 099-09498 | Ohio Medical |  |  | PSAY14023 | TMC - SAROFIM 2 - ADULT PRE OP |  |  |  |  | 099-09498 | 099-09498 |  | Memorial Hermann-tmc | TMC - SAROFIM 2 - ADULT PRE OP | Room 53 |  |  |  | No PM Sticker PM Not Required
NO | YES |  |  |  | 069-44777 | 069-44777 | Ohio Medical |  |  | PSAY14181 | Memorial Hermann- Texas Medical Center Johnson PreOp |  |  |  |  | 069-44777 | 069-44777 |  | TMC | Memorial Hermann- Texas Medical Center Johnson PreOp |  | 4/1/20 |  |  | Nnn
YES | YES |  |  |  | 069-44854 | 069-44854 | Ohio Medical |  |  | 010868825000208521PSAY14017 | TMC - OR - DAY SURGERY (2R) |  |  |  |  | 069-44854 | 069-44854 | TMC | Memorial Hermann Texas Medical Center | TMC - OR - DAY SURGERY (2R) | Pre Op 43 | [6 empty] | REGULATORVACUUM-Ohio Medical-6-1251
NO | YES |  |  |  | 099-09497 | 099-09497 | Ohio Medical |  |  | PSAY14139 | TMC - SAROFIM 2 - ADULT PRE OP |  |  |  |  | 099-09497 | 099-09497 |  | Memorial Hermann-tmc | TMC - SAROFIM 2 - ADULT PRE OP | Room 55 |  |  |  | No PM Sticker PM Not Required
NO | YES |  |  |  | 069-44613 | 069-44613 | Ohio Medical |  |  | PSAY14157 | TMC-Sarofim 2-Adult Pre Op |  |  |  |  | 069-44613 | 069-44613 | TMC | MHHS-TMC | TMC-Sarofim 2-Adult Pre Op | Pre-op 46
NO | YES |  |  |  | 069-44774 | 069-44774 | Ohio Medical |  |  | PSAY14129 | Memorial Hermann- Texas Medical Center PreOp |  |  |  |  | 069-44774 | 069-44774 |  | TMC | Memorial Hermann- Texas Medical Center PreOp |  | 4/1/20 |  |  | No PM Sticker
NO | YES |  |  |  | 099-09241 | 099-09241 | Ohio Medical |  |  | PSAY14414 | TMC-Sarofim 2-Adult Pre Op |  |  |  |  | 099-09241 | 099-09241 | TMC | MHHS-TMC | TMC-Sarofim 2-Adult Pre Op | Pre op 44
NO | YES |  |  |  | 069-44614 | 069-44614 | Ohio Medical |  |  | PSAY13504 | TMC-Sarofim 2-Adult PACU |  |  |  |  | 069-44614 | 069-44614 | TMC | MHHS-TMC | TMC-Sarofim 2-Adult PACU | PACU Iso 4
NO | YES |  |  |  | 069-44773 | 069-44773 | Ohio Medical |  |  | PSAY12914 | Memorial Hermann- Texas Medical Center PreOp |  |  |  |  | 069-44773 | 069-44773 |  | TMC | Memorial Hermann- Texas Medical Center PreOp |  | 4/1/20 |  |  | No PM Sticker
YES | YES |  |  |  | 069-44615 | 069-44615 | Ohio Medical |  |  | PSAY13609 LP | TMC - SAROFIM 2 - ADULT PACU |  |  |  |  | 069-44615 | 069-44615 | TMC | Memorial Hermann-Texas Medical Center | TMC - SAROFIM 2 - ADULT PACU | PACU Iso 4 | [6 empty] | REGULATORVACUUM-Ohio Medical-6-1251
NO | YES |  |  |  | 069-44772 | 069-44772 | Ohio Medical |  |  | PSAY12916 | Memorial Hermann- Texas Medical Center PreOp |  |  |  |  | 069-44772 | 069-44772 |  | TMC | Memorial Hermann- Texas Medical Center PreOp |  |  |  |  | PM Not Required
NO | YES |  |  |  | 099-09495 | 099-09495 | Ohio Medical |  |  | PSAY13845 | TMC - SAROFIM 2 - ADULT PRE OP |  |  |  |  | 099-09495 | 099-09495 |  | Memorial Hermann-tmc | TMC - SAROFIM 2 - ADULT PRE OP | S2.05 |  |  |  | No PM Sticker PM Not Required
NO | YES |  |  |  | 099-09494 | 099-09494 | Ohio Medical |  |  | PSAY13844 | TMC - SAROFIM 2 - ADULT PRE OP |  |  |  |  | 099-09494 | 099-09494 |  | Memorial Hermann-tmc | TMC - SAROFIM 2 - ADULT PRE OP | S2.05 |  |  |  | No PM Sticker PM Not Required
NO | YES |  |  |  | 069-44849 | 069-44849 | Ohio Medical |  |  | PSAY13310 | TMC-MHTMC-Central Supply |  |  |  |  | 069-44849 | 069-44849 | TMC | MHHS-TMC | TMC-MHTMC-Central Supply | PACU 23
NO | YES |  |  |  | 069-44850 | 069-44850 | Ohio Medical |  |  | PSAY13806 | TMC-MHTMC-Central Supply |  |  |  |  | 069-44850 | 069-44850 | TMC | MHHS-TMC | TMC-MHTMC-Central Supply | PACU 23
YES | YES |  |  |  | 069-44770 | 069-44770 | Ohio Medical |  |  | PSAY13767 | Memorial Hermann- Texas Medical Center PreOp |  |  |  |  | 069-44770 | 069-44770 |  | TMC | Memorial Hermann- Texas Medical Center PreOp |  |  |  |  | PM Not Required |  |  | REGULATORVACUUM-Ohio Medical-6-1251
NO | YES |  |  |  | 099-09522 | 099-09522 | Ohio Medical |  |  | PSAY13615 | TMC - SAROFIM 2 - ADULT PRE OP |  |  |  |  | 099-09522 | 099-09522 |  | Memorial Hermann-tmc | TMC - SAROFIM 2 - ADULT PRE OP | S2.05 |  |  |  | No PM Sticker PM Not Required
NO | YES |  |  |  | 069-44771 | 069-44771 | Ohio Medical |  |  | PSAY13823 | Memorial Hermann- Texas Medical Center PreOp |  |  |  |  | 069-44771 | 069-44771 |  | TMC | Memorial Hermann- Texas Medical Center PreOp |  | 4/1/20 |  |  | PM Not Required
NO | YES |  |  |  | 099-05818 | 099-05818 | Ohio Medical |  |  | PSAY13822 | Memorial Hermann- Texas Medical Center PreOp |  |  |  |  | 099-05818 | 099-05818 |  | TMC | Memorial Hermann- Texas Medical Center PreOp |  |  |  |  | PM Not Required
NO | YES |  |  |  | 099-09273 | 099-09273 | Ohio Medical |  |  | PSAY13608 | TMC-Sarofim 2-Adult Pre Op |  |  |  |  | 099-09273 | 099-09273 | TMC | MHHS-TMC | TMC-Sarofim 2-Adult Pre Op | Pacu 27
NO | YES |  |  |  | 099-09274 | 099-09274 | Ohio Medical |  |  | PSAY13611 | TMC-Sarofim 2-Adult Pre Op |  |  |  |  | 099-09274 | 099-09274 | TMC | MHHS-TMC | TMC-Sarofim 2-Adult Pre Op | Pacu 27
NO | YES |  |  |  | 099-09242 | 099-09242 | Ohio Medical |  |  | PSAY13057 | TMC-Sarofim 2-Adult Pre Op |  |  |  |  | 099-09242 | 099-09242 | TMC | MHHS-TMC | TMC-Sarofim 2-Adult Pre Op | Pacu 28
NO | YES |  |  |  | 099-09243 | 099-09243 | Ohio Medical |  |  | PSAY13916 | TMC-Sarofim 2-Adult Pre Op |  |  |  |  | 099-09243 | 099-09243 | TMC | MHHS-TMC | TMC-Sarofim 2-Adult Pre Op | Pacu 28
NO | YES |  |  |  | 099-05821 | 099-05821 | Ohio Medical |  |  | PSAY13027 | Memorial Hermann- Texas Medical Center PreOp |  |  |  |  | 099-05821 | 099-05821 |  | TMC | Memorial Hermann- Texas Medical Center PreOp |  | 4/1/20 |  |  | PM Not Required
NO | YES |  |  |  | 099-09521 | 099-09521 | Ohio Medical |  |  | PSAY13889 | TMC - SAROFIM 2 - ADULT PRE OP |  |  |  |  | 099-09521 | 099-09521 |  | Memorial Hermann-tmc | TMC - SAROFIM 2 - ADULT PRE OP | S2.05 |  |  |  | No PM Sticker PM Not Required
YES | YES |  |  |  | 099-09520 | 099-09520 | Ohio Medical |  |  | PSAY13312 | Tmc - |  |  |  |  | 099-09520 | 099-09520 |  | Memorial Hermann-tmc | Tmc - | S2.07 |  |  |  | No PM Sticker PM Not Required |  |  | REGULATORVACUUM-Ohio Medical-6-1251
YES | YES |  |  |  | 099-05820 | 099-05820 | Ohio Medical |  |  | PSAY13058j | Memorial Hermann- Texas Medical Center PreOp |  |  |  |  | 099-05820 | 099-05820 |  | TMC | Memorial Hermann- Texas Medical Center PreOp |  | 4/1/20 |  |  | Rrr |  |  | REGULATORVACUUM-Ohio Medical-6-1251
NO | YES |  |  |  | 069-44620 | 069-44620 | Ohio Medical |  |  | PSAY13610 | TMC-PACU-Adult (2Hp) |  |  |  |  | 069-44620 | 069-44620 | TMC | MHHS-TMC | TMC-PACU-Adult (2Hp) | BAY 08
NO | YES |  |  |  | 069-44843 | 069-44843 | Ohio Medical |  |  | PSAY13858 | TMC-PACU |  |  |  |  | 069-44843 | 069-44843 | TMC | Memorial Hermann Texas Medical Center | TMC-PACU | PACU 24
NO | YES |  |  |  | 069-44851 | 069-44851 | Ohio Medical |  |  | PSAY13890 | TMC-PACU |  |  |  |  | 069-44851 | 069-44851 | TMC | Memorial Hermann Texas Medical Center | TMC-PACU | PACU 24
NO | YES |  |  |  | 099-09518 | 099-09518 | Ohio Medical |  |  | PSAY13825 | TMC - SAROFIM 2 - ADULT PACU |  |  |  |  | 099-09518 | 099-09518 |  | Memorial Hermann-tmc | TMC - SAROFIM 2 - ADULT PACU | S2.08 |  |  |  | No PM Sticker PM Not Required
YES | YES |  |  |  | 069-44853 | 069-44853 | Ohio Medical |  |  | SHAZ00093 | TMC - SAROFIM 3 - OR |  |  |  |  | 069-44853 | 069-44853 | TMC | Memorial Hermann Texas Medical Center | TMC - SAROFIM 3 - OR | Sarofim OR 3 | [6 empty] | REGULATORVACUUM-Ohio Medical-6-1251
NO | YES |  |  |  | 069-44847 | 069-44847 | Ohio Medical |  |  | SHAY00516 | TMC-Sarofim 3-OR |  |  |  |  | 069-44847 | 069-44847 | TMC | MHHS-TMC | TMC-Sarofim 3-OR | Sarofim OR 3
NO | YES |  |  |  | 099-07604 | 099-07604 | Ohio Medical |  |  | PSAY14242 | TMC-Sarofim 3-PACU |  |  |  |  | 099-07604 | 099-07604 | TMC | MHHS-TMC | TMC-Sarofim 3-PACU | Sarofim PACU 2
NO | YES |  |  |  | 099-07023 | 099-07023 | Ohio Medical |  |  | PSAY13851 | TMC - SAROFIM 3 - PACU |  |  |  |  | 099-07023 | 099-07023 |  | Memorial Hermann-tmc | TMC - SAROFIM 3 - PACU | S3.17 |  |  |  | No PM Sticker PM Not Required
NO | YES |  |  |  | 099-07028 | 099-07028 | Ohio Medical |  |  | PSAY13819 | TMC - SAROFIM 3 - PACU |  |  |  |  | 099-07028 | 099-07028 |  | Memorial Hermann-tmc | TMC - SAROFIM 3 - PACU | S3.17
NO | YES |  |  |  | 099-07029 | 099-07029 | Ohio Medical |  |  | PSAY13796 | TMC - SAROFIM 3 - PACU |  |  |  |  | 099-07029 | 099-07029 |  | Memorial Hermann-tmc | TMC - SAROFIM 3 - PACU | S3.16 |  |  |  | No PM Sticker PM Not Required
NO | YES |  |  |  | 099-07030 | 099-07030 | Ohio Medical |  |  | PSAY13817 | TMC - SAROFIM 3 - PACU |  |  |  |  | 099-07030 | 099-07030 |  | Memorial Hermann-tmc | TMC - SAROFIM 3 - PACU | S3.16
YES | YES |  |  |  | 099-07032 | 099-07032 | Ohio Medical |  |  | Nsn | TMC - SAROFIM 3 - PACU |  |  |  |  | 099-07032 | 099-07032 |  | Memorial Hermann-tmc | TMC - SAROFIM 3 - PACU | S3.13 |  |  |  | No PM Sticker PM Not Required |  |  | REGULATORVACUUM-Ohio Medical-6-1251
YES | YES |  |  |  | 099-07022 | 099-07022 | Ohio Medical |  |  | Nsn | TMC - SAROFIM 3 - PACU |  |  |  |  | 099-07022 | 099-07022 |  | Memorial Hermann-tmc | TMC - SAROFIM 3 - PACU | S3.13 | [6 empty] | REGULATORVACUUM-Ohio Medical-6-1251
NO | YES |  |  |  | 069-45027 | 069-45027 | Ohio Medical |  |  | PSAY13840 | TMC - SEROFIM - PACU |  |  |  |  | 069-45027 | 069-45027 | TMC | Memorial Hermann-Texas Medical Center | TMC - SEROFIM - PACU | BAY 31
NO | YES |  |  |  | 099-07605 | 099-07605 | Ohio Medical |  |  | PSAY13837 | TMC-Sarofim 3-PACU |  |  |  |  | 099-07605 | 099-07605 | TMC | MHHS-TMC | TMC-Sarofim 3-PACU | Sarofim PACU 30
NO | YES |  |  |  | 099-07606 | 099-07606 | Ohio Medical |  |  | PSAY13901 | TMC-Sarofim 3-PACU |  |  |  |  | 099-07606 | 099-07606 | TMC | MHHS-TMC | TMC-Sarofim 3-PACU | Sarofim PACU 30
NO | YES |  |  |  | 069-45028 | 069-45028 | Ohio Medical |  |  | PSAY13923 | TMC-Sarofim 3-PACU |  |  |  |  | 069-45028 | 069-45028 | TMC | MHHS-TMC | TMC-Sarofim 3-PACU | Bay 31
YES | YES |  |  |  | 099-07019 | 099-07019 | Ohio Medical |  |  | Nsn | TMC - SAROFIM 3 - PACU |  |  |  |  | 099-07019 | 099-07019 |  | Memorial Hermann-tmc | TMC - SAROFIM 3 - PACU |  |  |  |  | No PM Sticker |  |  | REGULATORVACUUM-Ohio Medical-6-1251
NO | YES |  |  |  | 099-07075 | 099-07075 | Ohio Medical |  |  | PSAY13792 | Memorial Hermann- Texas Medical Center - OR - PACI |  |  |  |  | 099-07075 | 099-07075 |  | TMC | Memorial Hermann- Texas Medical Center - OR - PACI | PACU 41 |  |  |  | PM Not Required
YES | YES |  |  |  | 099-07015 | 099-07015 | Ohio Medical |  |  | Nsn | TMC - SAROFIM 3 - PACU |  |  |  |  | 099-07015 | 099-07015 |  | Memorial Hermann-tmc | TMC - SAROFIM 3 - PACU | [7 empty] | REGULATORVACUUM-Ohio Medical-6-1251
YES | YES |  |  |  | 099-07017 | 099-07017 | Ohio Medical |  |  | Nsn | Pacu |  |  |  |  | 099-07017 | 099-07017 |  | Memorial Hermann-tmc | Pacu |  |  |  |  | No PM Sticker |  |  | REGULATORVACUUM-Ohio Medical-6-1251
NO | YES |  |  |  | 099-07076 | 099-07076 | Ohio Medical |  |  | PSAY13867 | Memorial Hermann- Texas Medical Center- OR- PACU |  |  |  |  | 099-07076 | 099-07076 |  | TMC | Memorial Hermann- Texas Medical Center- OR- PACU | PACU 41 | 4/1/20 |  |  | PM Not Required
NO | YES |  |  |  | 099-07569 | 099-07569 | Ohio Medical |  |  | PSAY13803 | Pre op |  |  |  |  | 099-07569 | 099-07569 | TMC | Memorial Hermann-Texas Medical Center | Pre op
YES | YES |  |  |  | 099-07078 | 099-07078 | Ohio Medical |  |  | GH22395 | Memorial Hermann- Texas Medical Center-OR-PACU nurse station |  |  |  |  | 099-07078 | 099-07078 |  | TMC | Memorial Hermann- Texas Medical Center-OR-PACU nurse station | OR09 | 4/1/20 |  |  | PM Not Required |  |  | REGULATORVACUUM-Ohio Medical-6-1251
YES | YES |  |  |  | 099-07161 | 099-07161 | Ohio Medical |  |  | PSAY25152 | TMC - SAROFIM 2 - OR |  |  |  |  | 099-07161 | 099-07161 |  | Memorial Hermann-tmc | TMC - SAROFIM 2 - OR | OR10 |  |  |  | No PM Sticker |  |  | REGULATORVACUUM-Ohio Medical-6-1251
NO | YES |  |  |  | 099-07584 | 099-07584 | Ohio Medical |  |  | JGGN16834 | TMC-OR-Hermann (2Hp) |  |  |  |  | 099-07584 | 099-07584 | TMC | MHHS-TMC | TMC-OR-Hermann (2Hp) | OR2 05
NO | YES |  |  |  | 069-19428 | 069-19428 | Ohio Medical |  |  | GFHH00336 | Memorial Hermann- Texas Medical Center OR Recovery |  |  |  |  | 069-19428 | 069-19428 |  | TMC | Memorial Hermann- Texas Medical Center OR Recovery | Recovery Children 10 |  |  |  | PM Not Required
NO | YES |  |  |  | 069-19332 | 069-19332 | Ohio Medical |  |  | GFHH00347 | Memorial Hermann- Texas Medical Center OR Recovery |  |  |  |  | 069-19332 | 069-19332 |  | TMC | Memorial Hermann- Texas Medical Center OR Recovery | Recovery Children 10 |  |  |  | PM Not Required
NO | YES |  |  |  | 069-19337 | 069-19337 | Ohio Medical |  |  | GFHH00346 | Memorial Hermann- Texas Medical Center OR Recovery |  |  |  |  | 069-19337 | 069-19337 |  | TMC | Memorial Hermann- Texas Medical Center OR Recovery | Recovery Children 9 |  |  |  | PM Not Required
NO | YES |  |  |  | 099-07946 | 099-07946 | Ohio Medical |  |  | JGGP16316 | Memorial Hermann- Texas Medical Center Radiology |  |  |  |  | 099-07946 | 099-07946 |  | TMC | Memorial Hermann- Texas Medical Center Radiology | Angio 4 | 4/1/20 |  |  | PM Not Required
YES | YES |  |  |  | 099-09291 | 099-09291 | Ohio Medical |  |  | JGGN05979 | TMC - RADIOLOGY - IR/ANGIO |  |  |  |  | 099-09291 | 099-09291 | TMC | Jones IR Holding | TMC - RADIOLOGY - IR/ANGIO | [7 empty] | REGULATORVACUUM-Ohio Medical-6-1251
YES | YES |  |  |  | 099-07928 | 099-07928 | Ohio Medical |  |  | JGGP06387 | Memorial Hermann- Texas Medical Center Radiology |  |  |  |  | 099-07928 | 099-07928 |  | TMC | Memorial Hermann- Texas Medical Center Radiology | Angio 1 |  |  |  | PM Not Required |  |  | REGULATORVACUUM-Ohio Medical-6-1251
YES | YES |  |  |  | 069-27911 | 069-27911 | Ohio Medical |  |  | JGGM20798 | Memorial Hermann- Texas Medical Center Radiology |  |  |  |  | 069-27911 | 069-27911 |  | TMC | Memorial Hermann- Texas Medical Center Radiology | Angio 2 | 4/1/20 |  |  | PM Not Required |  |  | REGULATORVACUUM-Ohio Medical-6-1251
NO | YES |  |  |  | 099-07935 | 099-07935 | Ohio Medical |  |  | JGGN05208 | Memorial Hermann- Texas Medical Center Radiology |  |  |  |  | 099-07935 | 099-07935 |  | TMC | Memorial Hermann- Texas Medical Center Radiology | Angio 2 |  |  |  | PM Not Required
YES | YES |  |  |  | 099-07041 | 099-07041 | Ohio Medical |  |  | PSAY01847 | SE - EMERGENCY CENTER |  |  |  |  | 099-07041 | 099-07041 | Southeast | Memorial Hermann Southeast Hospital | SE - EMERGENCY CENTER | Major 1 | [6 empty] | REGULATORVACUUM-Ohio Medical-6-1251
NO | YES |  |  |  | 099-07790 | 099-07790 | Ohio Medical |  |  | JGGU15841 | SE-CDU (Old) |  |  |  |  | 099-07790 | 099-07790 | Southeast | MHHS-Southeast | SE-CDU (Old) | W1 416.20 | 4/1/20
YES | YES |  |  |  | 099-06051 | 099-06051 | Ohio Medical |  |  | JGGU15855 | SE - EMERGENCY CENTER |  |  |  |  | 099-06051 | 099-06051 | Southeast | Memorial Hermann Southeast Hospital | SE - EMERGENCY CENTER | SE - EMERGENCY CENTER | [6 empty] | REGULATORVACUUM-Ohio Medical-6-1251
YES | YES |  |  |  | 099-07350 | 099-07350 | Ohio Medical |  |  | JGGU15844 | SE - Clinical Decision Unit |  |  |  |  | 099-07350 | 099-07350 | Southeast | Memorial Hermman South East | SE - Clinical Decision Unit | CDU room 13 | [6 empty] | REGULATORVACUUM-Ohio Medical-6-1251
NO | YES |  |  |  | 099-06053 | 099-06053 | Ohio Medical |  |  | JGGU15845 | SE-CDU (Old) |  |  |  |  | 099-06053 | 099-06053 | Southeast | MHHS-Southeast | SE-CDU (Old) | SE - CDU
NO | YES |  |  |  | 099-07453 | 099-07453 | Ohio Medical |  |  | JGGU15861 | SE-CDU (Old) |  |  |  |  | 099-07453 | 099-07453 | Southeast | MHHS-Southeast | SE-CDU (Old) | Room 2
YES | YES |  |  |  | 099-07680 | 099-07680 | Ohio Medical |  |  | JGGU15842 | SE - CLINICAL DECISION UNIT |  |  |  |  | 099-07680 | 099-07680 | Southeast | Memorial Hermann Southeast Hospital | SE - CLINICAL DECISION UNIT | Bay 4 | [6 empty] | REGULATORVACUUM-Ohio Medical-6-1251
YES | YES |  |  |  | 099-07354 | 099-07354 | Ohio Medical |  |  | JGGU15843 | SE - Clinical Decision Unit |  |  |  |  | 099-07354 | 099-07354 | Southeast | Memorial Hermman South East | SE - Clinical Decision Unit | CDU room 13 | [6 empty] | REGULATORVACUUM-Ohio Medical-6-1251
YES | YES |  |  |  | 099-06056 | 099-06056 | Ohio Medical |  |  | JGGU15859 | SE - CDU |  |  |  |  | 099-06056 | 099-06056 | Southeast | Memorial Hermann Southeast Hospital | SE - CDU | SE - CDU | [6 empty] | REGULATORVACUUM-Ohio Medical-6-1251
YES | YES |  |  |  | 099-07684 | 099-07684 | Ohio Medical |  |  | JGGU15847 | SE - CLINICAL DECISION UNIT |  |  |  |  | 099-07684 | 099-07684 | Southeast | Memorial Hermann Southeast Hospital | SE - CLINICAL DECISION UNIT | Bay 4 | [6 empty] | REGULATORVACUUM-Ohio Medical-6-1251
NO | YES |  |  |  | 099-06123 | 099-06123 | Ohio Medical |  |  | JGGU15858 | SE - Clinical Decision Unit |  |  |  |  | 099-06123 | 099-06123 | Southeast | Memorial Hermman South East | SE - Clinical Decision Unit | CDU room 20
NO | YES |  |  |  | 099-06057 | 099-06057 | Ohio Medical |  |  | JGGU15856 | SE-CDU (Old) |  |  |  |  | 099-06057 | 099-06057 | Southeast | MHHS-Southeast | SE-CDU (Old) | SE - CDU
YES | YES |  |  |  | 099-07687 | 099-07687 | Ohio Medical |  |  | JGGU15852 | SE - CLINICAL DECISION UNIT |  |  |  |  | 099-07687 | 099-07687 | Southeast | Memorial Hermann Southeast Hospital | SE - CLINICAL DECISION UNIT | Bay 9 | [6 empty] | REGULATORVACUUM-Ohio Medical-6-1251
YES | YES |  |  |  | 099-09248 | 099-09248 | Ohio Medical |  |  | JGGU15848 | Decision Unit |  |  |  |  | 099-09248 | 099-09248 | Southeast | Memorial Hermann Southeast Hospital | Decision Unit | W1 416.24 | [6 empty] | REGULATORVACUUM-Ohio Medical-6-1251
YES | YES |  |  |  | 099-07690 | 099-07690 | Ohio Medical |  |  | JGGU15850 | SE - CLINICAL DECISION UNIT |  |  |  |  | 099-07690 | 099-07690 | Southeast | Memorial Hermann Southeast Hospital | SE - CLINICAL DECISION UNIT | Bay 10 | [6 empty] | REGULATORVACUUM-Ohio Medical-6-1251
YES | YES |  |  |  | 005-04583 | 005-04583 | Ohio Medical |  |  | GFFH24567 | SE - OR - PACU |  |  |  |  | 005-04583 | 005-04583 | Southeast | Memorial Hermann Southeast Hospital | SE - OR - PACU | SE - PR - PACU | [6 empty] | REGULATORVACUUM-Ohio Medical-6-1251
YES | YES |  |  |  | 099-07668 | 099-07668 | Ohio Medical |  |  | JGGR16908 | Pre surgery |  |  |  |  | 099-07668 | 099-07668 | TMC | Memorial Hermann-Texas Medical Center | Pre surgery | Room 22 | [6 empty] | REGULATORVACUUM-Ohio Medical-6-1251
YES | YES |  |  |  | 099-07922 | 099-07922 | Ohio Medical |  |  | JGGR16906 | SE - OR - PREOP |  |  |  |  | 099-07922 | 099-07922 | Southeast | Memorial Hermann Southeast Hospital | SE - OR - PREOP | Bay 1 | [6 empty] | REGULATORVACUUM-Ohio Medical-6-1251
YES | YES |  |  |  | 099-07924 | 099-07924 | Ohio Medical |  |  | JGGR16912 | SE - OR - PREOP |  |  |  |  | 099-07924 | 099-07924 | Southeast | Memorial Hermann Southeast Hospital | SE - OR - PREOP | Bay 1 | [6 empty] | REGULATORVACUUM-Ohio Medical-6-1251
YES | YES |  |  |  | 099-07926 | 099-07926 | Ohio Medical |  |  | JGGR16904 | SE - OR - PREOP |  |  |  |  | 099-07926 | 099-07926 | Southeast | Memorial Hermann Southeast Hospital | SE - OR - PREOP | Bay 6 | [6 empty] | REGULATORVACUUM-Ohio Medical-6-1251
YES | YES |  |  |  | 099-07282 | 099-07282 | Ohio Medical |  |  | JGGR16913 | SE - OR - PREOP |  |  |  |  | 099-07282 | 099-07282 | Southeast | Memorial Hermann Southeast Hospital | SE - OR - PREOP | Bay 6 | [6 empty] | REGULATORVACUUM-Ohio Medical-6-1251
YES | YES |  |  |  | 099-06512 | 099-06512 | Ohio Medical |  |  | JGGV00913 | SE OR |  |  |  |  | 099-06512 | 099-06512 | Southeast | Memorial Hermann South East | SE OR | Clean supply | [6 empty] | REGULATORVACUUM-Ohio Medical-6-1251
NO | YES |  |  |  | 099-07286 | 099-07286 | Ohio Medical |  |  | JGGU21238 | SE-Esophageal Disease Center |  |  |  |  | 099-07286 | 099-07286 | Southeast | MHHS-Southeast | SE-Esophageal Disease Center | Bay 8
YES | YES |  |  |  | 005-12987 | 005-12987 | Ohio Medical |  |  | PSAY05991 | SE - DIALYSIS |  |  |  |  | 005-12987 | 005-12987 | Southeast | Memorial Hermann South East | SE - DIALYSIS | Dialysis | [6 empty] | REGULATORVACUUM-Ohio Medical-6-1251
YES | YES |  |  |  | 005-12985 | 005-12985 | Ohio Medical |  |  | PSAY05983 | SE - UNIT 2B (ONCOLOGY) |  |  |  |  | 005-12985 | 005-12985 | Southeast | Memorial Hermann Southeast Hospital | SE - UNIT 2B (ONCOLOGY) | Dialysis 6 | [6 empty] | REGULATORVACUUM-Ohio Medical-6-1251
YES | YES |  |  |  | 005-12984 | 005-12984 | Ohio Medical |  |  | PSAY05990 | SE - DIALYSIS |  |  |  |  | 005-12984 | 005-12984 | Southeast | Memorial Hermann South East | SE - DIALYSIS | Dialysis | [6 empty] | REGULATORVACUUM-Ohio Medical-6-1251
YES | YES |  |  |  | 005-08542 | 005-08542 | Ohio Medical |  |  | JGGP12968 | SE - UNIT 4B (WOMENS SERVICES) |  |  |  |  | 005-08542 | 005-08542 | Southeast | Memorial Hermann Southeast Hospital | SE - UNIT 4B (WOMENS SERVICES) | Storage 401 | [6 empty] | REGULATORVACUUM-Ohio Medical-6-1251
NO | YES |  |  |  | 099-06641 | 099-06641 | Ohio Medical |  |  | PSAY13046 | TMC-Sarofim 5-Burn Unit |  |  |  |  | 099-06641 | 099-06641 | TMC | MHHS-TMC | TMC-Sarofim 5-Burn Unit | S503
NO | YES |  |  |  | 099-06642 | 099-06642 | Ohio Medical |  |  | PSAY14174 | TMC-Sarofim 5-Burn Unit |  |  |  |  | 099-06642 | 099-06642 | TMC | MHHS-TMC | TMC-Sarofim 5-Burn Unit | S503
NO | YES |  |  |  | 041-33102 | 041-33102 | Ohio Medical |  |  | PSAY13761 | TMC-Sarofim 7-Ortho Trauma |  |  |  |  | 041-33102 | 041-33102 | TMC | MHHS-TMC | TMC-Sarofim 7-Ortho Trauma | S717
NO | YES |  |  |  | 099-07656 | 099-07656 | Ohio Medical |  |  | PSAY14379 | Serafim 5 Med surge |  |  |  |  | 099-07656 | 099-07656 | TMC | Memorial Hermann Medical Group Texas Medical Center Internal Medicine | Serafim 5 Med surge | S504
NO | YES |  |  |  | 099-07657 | 099-07657 | Ohio Medical |  |  | PSAY14156 | Serafim 5 Med surge |  |  |  |  | 099-07657 | 099-07657 | TMC | Memorial Hermann Medical Group Texas Medical Center Internal Medicine | Serafim 5 Med surge | S504
NO | YES |  |  |  | 099-06644 | 099-06644 | Ohio Medical |  |  | PSAY13099 | TMC-Sarofim 5-Burn Unit |  |  |  |  | 099-06644 | 099-06644 | TMC | MHHS-TMC | TMC-Sarofim 5-Burn Unit | S503
NO | YES |  |  |  | 099-06645 | 099-06645 | Ohio Medical |  |  | PSAY13506 | TMC-Sarofim 5-Burn Unit |  |  |  |  | 099-06645 | 099-06645 | TMC | MHHS-TMC | TMC-Sarofim 5-Burn Unit | S503
NO | YES |  |  |  | 099-07659 | 099-07659 | Ohio Medical |  |  | PSAY14136 | Serafim 5 Med surge |  |  |  |  | 099-07659 | 099-07659 | TMC | Memorial Hermann Medical Group Texas Medical Center Internal Medicine | Serafim 5 Med surge | S504
NO | YES |  |  |  | 099-07660 | 099-07660 | Ohio Medical |  |  | PSAY14150 | Serafim 5 Med surge |  |  |  |  | 099-07660 | 099-07660 | TMC | Memorial Hermann Medical Group Texas Medical Center Internal Medicine | Serafim 5 Med surge | S504
YES | YES | Serial Number Cnf |  |  | 041-33098 | 041-33098 | Ohio Medical |  |  | CNF | Sarofim 7th fl |  |  |  |  | 041-33098 | 041-33098 | TMC | Memorial Hermann Texas Medical Center | Sarofim 7th fl | S716 |  |  |  | Please see the photo for sn because Unit was in usage |  |  | REGULATORVACUUM-Ohio Medical-6-1251
NO | YES |  |  |  | 099-06646 | 099-06646 | Ohio Medical |  |  | PSAY14375 | TMC-Sarofim 5-Burn Unit |  |  |  |  | 099-06646 | 099-06646 | TMC | MHHS-TMC | TMC-Sarofim 5-Burn Unit | S505
NO | YES |  |  |  | 099-06647 | 099-06647 | Ohio Medical |  |  | PSAY14307 | TMC-Sarofim 5-Burn Unit |  |  |  |  | 099-06647 | 099-06647 | TMC | MHHS-TMC | TMC-Sarofim 5-Burn Unit | S505
NO | YES |  |  |  | 099-06650 | 099-06650 | Ohio Medical |  |  | PSAY14172 | TMC-Sarofim 5-Burn Unit |  |  |  |  | 099-06650 | 099-06650 | TMC | MHHS-TMC | TMC-Sarofim 5-Burn Unit | S505
NO | YES |  |  |  | 041-33330 | 041-33330 | Ohio Medical |  |  | PSAY14237 | TMC-Sarofim 7-Ortho Trauma |  |  |  |  | 041-33330 | 041-33330 | TMC | MHHS-TMC | TMC-Sarofim 7-Ortho Trauma | S715
NO | YES |  |  |  | 099-06651 | 099-06651 | Ohio Medical |  |  | PSAY14141 | TMC-Sarofim 5-Burn Unit |  |  |  |  | 099-06651 | 099-06651 | TMC | MHHS-TMC | TMC-Sarofim 5-Burn Unit | S505
YES | YES | Serial Number Cnf |  |  | 099-06408 | 099-06408 | Ohio Medical |  |  | CNF | Serafim 5 Med surge |  |  |  |  | 099-06408 | 099-06408 | TMC | Memorial Hermann Medical Group Texas Medical Center Internal Medicine | Serafim 5 Med surge | S508 | [6 empty] | REGULATORVACUUM-Ohio Medical-6-1251
NO | YES |  |  |  | 099-06410 | 099-06410 | Ohio Medical |  |  | PSAY14146 | Med surge serafim 5 |  |  |  |  | 099-06410 | 099-06410 | TMC | Memorial Hermann-Texas Medical Center | Med surge serafim 5
NO | YES |  |  |  | 041-33327 | 041-33327 | Ohio Medical |  |  | PSAY13810 | TMC-Sarofim 7-Ortho Trauma |  |  |  |  | 041-33327 | 041-33327 | TMC | MHHS-TMC | TMC-Sarofim 7-Ortho Trauma | S714
NO | YES |  |  |  | 099-06411 | 099-06411 | Ohio Medical |  |  | PSAY14142 | Med surge serafim 5 |  |  |  |  | 099-06411 | 099-06411 | TMC | Memorial Hermann-Texas Medical Center | Med surge serafim 5 | S508
NO | YES |  |  |  | 099-06412 | 099-06412 | Ohio Medical |  |  | PSAY14144 | Med surge serafim 5 |  |  |  |  | 099-06412 | 099-06412 | TMC | Memorial Hermann-Texas Medical Center | Med surge serafim 5 | S508
NO | YES |  |  |  | 041-33321 | 041-33321 | Ohio Medical |  |  | PSAY14249 | TMC-Sarofim 7-Ortho Trauma |  |  |  |  | 041-33321 | 041-33321 | TMC | MHHS-TMC | TMC-Sarofim 7-Ortho Trauma | S712
NO | YES |  |  |  | 099-06980 | 099-06980 | Ohio Medical |  |  | PSAY14312 | TMC-Sarofim 5-Burn Unit |  |  |  |  | 099-06980 | 099-06980 | TMC | MHHS-TMC | TMC-Sarofim 5-Burn Unit | S532
NO | YES |  |  |  | 099-06978 | 099-06978 | Ohio Medical |  |  | PSAY14153 | TMC-Sarofim 5-Burn Unit |  |  |  |  | 099-06978 | 099-06978 | TMC | MHHS-TMC | TMC-Sarofim 5-Burn Unit | S532
NO | YES |  |  |  | 099-06982 | 099-06982 | Ohio Medical |  |  | PSAY14176 | TMC-Sarofim 5-Burn Unit |  |  |  |  | 099-06982 | 099-06982 | TMC | MHHS-TMC | TMC-Sarofim 5-Burn Unit | S532
YES | YES |  |  |  | 099-06983 | 099-06983 | Ohio Medical |  |  | 099-06983 | TMC - SAROFIM 5 - SILVER |  |  |  |  | 099-06983 | 099-06983 | TMC | Memorial Hermann-Texas Medical Center | TMC - SAROFIM 5 - SILVER | S532 | [6 empty] | REGULATORVACUUM-Ohio Medical-6-1251
NO | YES |  |  |  | 041-33317 | 041-33317 | Ohio Medical |  |  | PSAY13918 | TMC-Sarofim 7-Ortho Trauma |  |  |  |  | 041-33317 | 041-33317 | TMC | MHHS-TMC | TMC-Sarofim 7-Ortho Trauma | S712
NO | YES |  |  |  | 099-06986 | 099-06986 | Ohio Medical |  |  | PSAY14417 | TMC-Sarofim 5-Burn Unit |  |  |  |  | 099-06986 | 099-06986 | TMC | MHHS-TMC | TMC-Sarofim 5-Burn Unit | Nurses Station
YES | YES |  |  |  | 099-06984 | 099-06984 | Ohio Medical |  |  |  | TMC - SAROFIM 5 - SILVER |  |  |  |  | 099-06984 | 099-06984 | TMC | Memorial Hermann-Texas Medical Center | TMC - SAROFIM 5 - SILVER | S535 | [6 empty] | REGULATORVACUUM-Ohio Medical-6-1251
NO | YES |  |  |  | 041-33314 | 041-33314 | Ohio Medical |  |  | PSAY13577 | TMC-Sarofim 7-Ortho Trauma |  |  |  |  | 041-33314 | 041-33314 | TMC | MHHS-TMC | TMC-Sarofim 7-Ortho Trauma | S711
YES | YES |  |  |  | 099-06988 | 099-06988 | Ohio Medical |  |  | 099-06988 | TMC - SAROFIM 5 - SILVER |  |  |  |  | 099-06988 | 099-06988 | TMC | Memorial Hermann-Texas Medical Center | TMC - SAROFIM 5 - SILVER | S535 | [6 empty] | REGULATORVACUUM-Ohio Medical-6-1251
YES | YES |  |  |  | 099-06989 | 099-06989 | Ohio Medical |  |  | 099-06989 | TMC - SAROFIM 5 - SILVER |  |  |  |  | 099-06989 | 099-06989 | TMC | Memorial Hermann-Texas Medical Center | TMC - SAROFIM 5 - SILVER | S535 | [6 empty] | REGULATORVACUUM-Ohio Medical-6-1251
NO | YES |  |  |  | 041-33331 | 041-33331 | Ohio Medical |  |  | PSAY13811 | TMC-Sarofim 7-Ortho Trauma |  |  |  |  | 041-33331 | 041-33331 | TMC | MHHS-TMC | TMC-Sarofim 7-Ortho Trauma | S710
NO | YES |  |  |  | 099-06993 | 099-06993 | Ohio Medical |  |  | PSAY14376 | TMC-Sarofim 5-Burn Unit |  |  |  |  | 099-06993 | 099-06993 | TMC | MHHS-TMC | TMC-Sarofim 5-Burn Unit | S536
NO | YES |  |  |  | 099-06992 | 099-06992 | Ohio Medical |  |  | PSAY14308 | TMC-Sarofim 5-Burn Unit |  |  |  |  | 099-06992 | 099-06992 | TMC | MHHS-TMC | TMC-Sarofim 5-Burn Unit | S536
NO | YES |  |  |  | 099-06995 | 099-06995 | Ohio Medical |  |  | PSAY14378 | TMC-Sarofim 5-Burn Unit |  |  |  |  | 099-06995 | 099-06995 | TMC | MHHS-TMC | TMC-Sarofim 5-Burn Unit | S536
NO | YES |  |  |  | 099-06939 | 099-06939 | Ohio Medical |  |  | PSAY14418 | TMC-Sarofim 5-Burn Unit |  |  |  |  | 099-06939 | 099-06939 | TMC | MHHS-TMC | TMC-Sarofim 5-Burn Unit | S536
NO | YES |  |  |  | 041-33335 | 041-33335 | Ohio Medical |  |  | PSAY14200 | TMC-Sarofim 7-Ortho Trauma |  |  |  |  | 041-33335 | 041-33335 | TMC | MHHS-TMC | TMC-Sarofim 7-Ortho Trauma | S710
NO | YES |  |  |  | 041-33562 | 041-33562 | Ohio Medical |  |  | PSAY13576 | TMC-Sarofim 7-Ortho Trauma |  |  |  |  | 041-33562 | 041-33562 | TMC | MHHS-TMC | TMC-Sarofim 7-Ortho Trauma | Storage roomohio
NO | YES |  |  |  | 041-33561 | 041-33561 | Ohio Medical |  |  | PSAY13921 | TMC-Sarofim 7-Ortho Trauma |  |  |  |  | 041-33561 | 041-33561 | TMC | MHHS-TMC | TMC-Sarofim 7-Ortho Trauma | Storage roomohio
NO | YES |  |  |  | 099-06940 | 099-06940 | Ohio Medical |  |  | PSAY13323 | TMC-Sarofim 7-Ortho Trauma |  |  |  |  | 099-06940 | 099-06940 | TMC | MHHS-TMC | TMC-Sarofim 7-Ortho Trauma | Storage
NO | YES |  |  |  | 041-33559 | 041-33559 | Ohio Medical |  |  | PSAY13553 | TMC-Sarofim 7-Ortho Trauma |  |  |  |  | 041-33559 | 041-33559 | TMC | MHHS-TMC | TMC-Sarofim 7-Ortho Trauma | Storage room
NO | YES |  |  |  | 041-33560 | 041-33560 | Ohio Medical |  |  | PSAY14189 | TMC-Sarofim 7-Ortho Trauma |  |  |  |  | 041-33560 | 041-33560 | TMC | MHHS-TMC | TMC-Sarofim 7-Ortho Trauma | Storage room
NO | YES |  |  |  | 041-33563 | 041-33563 | Ohio Medical |  |  | PSAY14246 | TMC-Sarofim 7-Ortho Trauma |  |  |  |  | 041-33563 | 041-33563 | TMC | MHHS-TMC | TMC-Sarofim 7-Ortho Trauma | Storage room
NO | YES |  |  |  | 099-06552 | 099-06552 | Ohio Medical |  |  | PSAY13583 | TMC - OTC 8 |  |  |  |  | 099-06552 | 099-06552 | TMC | Memorial Hermann-Texas Medical Center | TMC - OTC 8 | OTC 8
NO | YES |  |  |  | 099-06787 | 099-06787 | Ohio Medical |  |  | PSAY14297 | Ortho trauma Serofim 7 |  |  |  |  | 099-06787 | 099-06787 | TMC | Memorial Hermann-Texas Medical Center | Ortho trauma Serofim 7 | Storage S216
NO | YES |  |  |  | 099-06551 | 099-06551 | Ohio Medical |  |  | PSAY14186 | TMC - OTC 8 |  |  |  |  | 099-06551 | 099-06551 | TMC | Memorial Hermann-Texas Medical Center | TMC - OTC 8 | OTC 8
NO | YES |  |  |  | 041-33564 | 041-33564 | Ohio Medical |  |  | PSAY13833 | TMC-Sarofim 7-Ortho Trauma |  |  |  |  | 041-33564 | 041-33564 | TMC | MHHS-TMC | TMC-Sarofim 7-Ortho Trauma | Storage room
NO | YES |  |  |  | 099-06941 | 099-06941 | Ohio Medical |  |  | PSAY14255 | TMC-Sarofim 7-Ortho Trauma |  |  |  |  | 099-06941 | 099-06941 | TMC | MHHS-TMC | TMC-Sarofim 7-Ortho Trauma | Storage
NO | YES |  |  |  | 099-06942 | 099-06942 | Ohio Medical |  |  | PSAY13545 | TMC-Sarofim 7-Ortho Trauma |  |  |  |  | 099-06942 | 099-06942 | TMC | MHHS-TMC | TMC-Sarofim 7-Ortho Trauma | Storage room
NO | YES |  |  |  | 099-06789 | 099-06789 | Ohio Medical |  |  | PSAY14201 | TMC-Sarofim 7-Ortho Trauma |  |  |  |  | 099-06789 | 099-06789 | TMC | MHHS-TMC | TMC-Sarofim 7-Ortho Trauma | Storage room
NO | YES |  |  |  | 099-06788 | 099-06788 | Ohio Medical |  |  | PSAY13831 | TMC-Sarofim 7-Ortho Trauma |  |  |  |  | 099-06788 | 099-06788 | TMC | MHHS-TMC | TMC-Sarofim 7-Ortho Trauma | Storage room
NO | YES |  |  |  | 099-06943 | 099-06943 | Ohio Medical |  |  | PSAY13538 | TMC-Sarofim 7-Ortho Trauma |  |  |  |  | 099-06943 | 099-06943 | TMC | MHHS-TMC | TMC-Sarofim 7-Ortho Trauma | Storage
NO | YES |  |  |  | 099-06790 | 099-06790 | Ohio Medical |  |  | PSAY14254 | Ortho trauma Serofim 7 |  |  |  |  | 099-06790 | 099-06790 | TMC | Memorial Hermann-Texas Medical Center | Ortho trauma Serofim 7 | Storage S216
NO | YES |  |  |  | 099-06949 | 099-06949 | Ohio Medical |  |  | PSAY13813 | TMC-Sarofim 7-Ortho Trauma |  |  |  |  | 099-06949 | 099-06949 | TMC | MHHS-TMC | TMC-Sarofim 7-Ortho Trauma | Storage room
NO | YES |  |  |  | 099-06944 | 099-06944 | Ohio Medical |  |  | PSAY13646 | TMC-Sarofim 7-Ortho Trauma |  |  |  |  | 099-06944 | 099-06944 | TMC | MHHS-TMC | TMC-Sarofim 7-Ortho Trauma | Storage
NO | YES |  |  |  | 099-06948 | 099-06948 | Ohio Medical |  |  | PSAY14243 | TMC-Sarofim 7-Ortho Trauma |  |  |  |  | 099-06948 | 099-06948 | TMC | MHHS-TMC | TMC-Sarofim 7-Ortho Trauma | Storage room
NO | YES |  |  |  | 099-06791 | 099-06791 | Ohio Medical |  |  | PSAY14190 | Ortho trauma Serofim 7 |  |  |  |  | 099-06791 | 099-06791 | TMC | Memorial Hermann-Texas Medical Center | Ortho trauma Serofim 7 | Storage S216
NO | YES |  |  |  | 099-06950 | 099-06950 | Ohio Medical |  |  | PSAY13834 | TMC-Sarofim 7-Ortho Trauma |  |  |  |  | 099-06950 | 099-06950 | TMC | MHHS-TMC | TMC-Sarofim 7-Ortho Trauma | Storage
NO | YES |  |  |  | 099-06946 | 099-06946 | Ohio Medical |  |  | PSAY13920 | TMC-Sarofim 7-Ortho Trauma |  |  |  |  | 099-06946 | 099-06946 | TMC | MHHS-TMC | TMC-Sarofim 7-Ortho Trauma | Storage room
NO | YES |  |  |  | 099-06947 | 099-06947 | Ohio Medical |  |  | PSAY14194 | Ortho trauma Serofim 7 |  |  |  |  | 099-06947 | 099-06947 | TMC | Memorial Hermann-Texas Medical Center | Ortho trauma Serofim 7 | Storage S216
NO | YES |  |  |  | 041-33547 | 041-33547 | Ohio Medical |  |  | PSAY14188 | TMC - OTC 8 |  |  |  |  | 041-33547 | 041-33547 | TMC | Memorial Hermann-Texas Medical Center | TMC - OTC 8 | OTC 8
NO | YES |  |  |  | 099-06953 | 099-06953 | Ohio Medical |  |  | PSAY13539 | TMC-Sarofim 7-Ortho Trauma |  |  |  |  | 099-06953 | 099-06953 | TMC | MHHS-TMC | TMC-Sarofim 7-Ortho Trauma | Storage room
NO | YES |  |  |  | 099-06555 | 099-06555 | Ohio Medical |  |  | PSAY13452 | TMC - OTC 8 |  |  |  |  | 099-06555 | 099-06555 | TMC | Memorial Hermann-Texas Medical Center | TMC - OTC 8 | OTC 8
NO | YES |  |  |  | 099-06951 | 099-06951 | Ohio Medical |  |  | PSAY13502 | TMC-Sarofim 7-Ortho Trauma |  |  |  |  | 099-06951 | 099-06951 | TMC | MHHS-TMC | TMC-Sarofim 7-Ortho Trauma | Storage room
NO | YES |  |  |  | 099-06952 | 099-06952 | Ohio Medical |  |  | PSAY13044 | Ortho trauma Serofim 7 |  |  |  |  | 099-06952 | 099-06952 | TMC | Memorial Hermann-Texas Medical Center | Ortho trauma Serofim 7 | Storage S216
NO | YES |  |  |  | 041-33557 | 041-33557 | Ohio Medical |  |  | PSAY13592 | TMC - OTC 8 |  |  |  |  | 041-33557 | 041-33557 | TMC | Memorial Hermann-Texas Medical Center | TMC - OTC 8 | OTC 8
NO | YES |  |  |  | 099-06957 | 099-06957 | Ohio Medical |  |  | PSAY13352 | TMC-Sarofim 7-Ortho Trauma |  |  |  |  | 099-06957 | 099-06957 | TMC | MHHS-TMC | TMC-Sarofim 7-Ortho Trauma | Storage room
NO | YES |  |  |  | 099-06554 | 099-06554 | Ohio Medical |  |  | PSAY14252 | TMC - OTC 8 |  |  |  |  | 099-06554 | 099-06554 | TMC | Memorial Hermann-Texas Medical Center | TMC - OTC 8 | OTC 8
NO | YES |  |  |  | 041-33567 | 041-33567 | Ohio Medical |  |  | PSAY13828 | TMC-Sarofim 7-Ortho Trauma |  |  |  |  | 041-33567 | 041-33567 | TMC | MHHS-TMC | TMC-Sarofim 7-Ortho Trauma | Storage room
NO | YES |  |  |  | 099-06955 | 099-06955 | Ohio Medical |  |  | PSAY13642 | Ortho trauma Serofim 7 |  |  |  |  | 099-06955 | 099-06955 | TMC | Memorial Hermann-Texas Medical Center | Ortho trauma Serofim 7 | Storage S216
NO | YES |  |  |  | 041-33565 | 041-33565 | Ohio Medical |  |  | PSAY13503 | TMC-Sarofim 7-Ortho Trauma |  |  |  |  | 041-33565 | 041-33565 | TMC | MHHS-TMC | TMC-Sarofim 7-Ortho Trauma | Storage
NO | YES |  |  |  | 041-33544 | 041-33544 | Ohio Medical |  |  | PSAY13645 | TMC - OTC 8 |  |  |  |  | 041-33544 | 041-33544 | TMC | Memorial Hermann-Texas Medical Center | TMC - OTC 8 | OTC 8
NO | YES |  |  |  | 041-33568 | 041-33568 | Ohio Medical |  |  | PSAY13835 | TMC-Sarofim 7-Ortho Trauma |  |  |  |  | 041-33568 | 041-33568 | TMC | MHHS-TMC | TMC-Sarofim 7-Ortho Trauma | Storage room
NO | YES |  |  |  | 099-06945 | 099-06945 | Ohio Medical |  |  | PSAY14321 | Ortho trauma Serofim 7 |  |  |  |  | 099-06945 | 099-06945 | TMC | Memorial Hermann-Texas Medical Center | Ortho trauma Serofim 7 | Storage S216
NO | YES |  |  |  | 041-33551 | 041-33551 | Ohio Medical |  |  | PSAY14196 | TMC - OTC 8 |  |  |  |  | 041-33551 | 041-33551 | TMC | Memorial Hermann-Texas Medical Center | TMC - OTC 8 | OTC 8
NO | YES |  |  |  | 099-06956 | 099-06956 | Ohio Medical |  |  | PSAY13643 | TMC-Sarofim 7-Ortho Trauma |  |  |  |  | 099-06956 | 099-06956 | TMC | MHHS-TMC | TMC-Sarofim 7-Ortho Trauma | Storage
NO | YES |  |  |  | 041-33566 | 041-33566 | Ohio Medical |  |  | PSAY14183 | TMC-Sarofim 7-Ortho Trauma |  |  |  |  | 041-33566 | 041-33566 | TMC | MHHS-TMC | TMC-Sarofim 7-Ortho Trauma | Storage room
NO | YES |  |  |  | 099-06556 | 099-06556 | Ohio Medical |  |  | PSAY13917 | TMC - OTC 8 |  |  |  |  | 099-06556 | 099-06556 | TMC | Memorial Hermann-Texas Medical Center | TMC - OTC 8 | OTC 8
NO | YES |  |  |  | 041-33545 | 041-33545 | Ohio Medical |  |  | PSAY13926 | TMC - OTC 8 |  |  |  |  | 041-33545 | 041-33545 | TMC | Memorial Hermann-Texas Medical Center | TMC - OTC 8 | OTC 8
NO | YES |  |  |  | 041-33552 | 041-33552 | Ohio Medical |  |  | PSAY13350 | TMC - OTC 8 |  |  |  |  | 041-33552 | 041-33552 | TMC | Memorial Hermann-Texas Medical Center | TMC - OTC 8 | OTC 8
NO | YES |  |  |  | 041-33554 | 041-33554 | Ohio Medical |  |  | PSAY13922 | TMC-Sarofim 7-Ortho Trauma |  |  |  |  | 041-33554 | 041-33554 | TMC | MHHS-TMC | TMC-Sarofim 7-Ortho Trauma | Storage room
NO | YES |  |  |  | 041-33555 | 041-33555 | Ohio Medical |  |  | PSAY14228 | TMC-Sarofim 7-Ortho Trauma |  |  |  |  | 041-33555 | 041-33555 | TMC | MHHS-TMC | TMC-Sarofim 7-Ortho Trauma | Storage
NO | YES |  |  |  | 041-33550 | 041-33550 | Ohio Medical |  |  | PSAY13586 | TMC - OTC 8 |  |  |  |  | 041-33550 | 041-33550 | TMC | Memorial Hermann-Texas Medical Center | TMC - OTC 8 | OTC 8
NO | YES |  |  |  | 041-33546 | 041-33546 | Ohio Medical |  |  | PSAY14197 | TMC-Sarofim 7-Ortho Trauma |  |  |  |  | 041-33546 | 041-33546 | TMC | MHHS-TMC | TMC-Sarofim 7-Ortho Trauma | Storage room
NO | YES |  |  |  | 041-33553 | 041-33553 | Ohio Medical |  |  | PSAY14166 | Ortho trauma Serofim 7 |  |  |  |  | 041-33553 | 041-33553 | TMC | Memorial Hermann-Texas Medical Center | Ortho trauma Serofim 7 | Storage S216
NO | YES |  |  |  | 099-06557 | 099-06557 | Ohio Medical |  |  | PSAY14184 | TMC-Sarofim 7-Ortho Trauma |  |  |  |  | 099-06557 | 099-06557 | TMC | MHHS-TMC | TMC-Sarofim 7-Ortho Trauma | Storage
NO | YES |  |  |  | 041-33549 | 041-33549 | Ohio Medical |  |  | PSAY14253 | TMC - OTC 8 |  |  |  |  | 041-33549 | 041-33549 | TMC | Memorial Hermann-Texas Medical Center | TMC - OTC 8 | OTC 8
NO | YES |  |  |  | 041-33548 | 041-33548 | Ohio Medical |  |  | PSAY13546 | TMC-Sarofim 7-Ortho Trauma |  |  |  |  | 041-33548 | 041-33548 | TMC | MHHS-TMC | TMC-Sarofim 7-Ortho Trauma | Storage room
NO | YES |  |  |  | 099-06802 | 099-06802 | Ohio Medical |  |  | PSAY14311 | Biomed |  |  |  |  | 099-06802 | 099-06802 | TMC | Memorial Hermann-Texas Medical Center | Biomed | S3622
NO | YES |  |  |  | 099-06803 | 099-06803 | Ohio Medical |  |  | PSAY14492 | Biomed |  |  |  |  | 099-06803 | 099-06803 | TMC | Memorial Hermann-Texas Medical Center | Biomed | S3622
NO | YES |  |  |  | 099-06804 | 099-06804 | Ohio Medical |  |  | PSAY14250 | Biomed |  |  |  |  | 099-06804 | 099-06804 | TMC | Memorial Hermann-Texas Medical Center | Biomed | S3622
NO | YES |  |  |  | 041-33583 | 041-33583 | Ohio Medical |  |  | PSAY14411 | Biomed |  |  |  |  | 041-33583 | 041-33583 | TMC | Memorial Hermann-Texas Medical Center | Biomed | S3622
NO | YES |  |  |  | 099-06805 | 099-06805 | Ohio Medical |  |  | PSAY14275 | Biomed |  |  |  |  | 099-06805 | 099-06805 | TMC | Memorial Hermann-Texas Medical Center | Biomed | S3622
NO | YES |  |  |  | 041-33672 | 041-33672 | Ohio Medical |  |  | PSAY14348 | Biomed |  |  |  |  | 041-33672 | 041-33672 | TMC | Memorial Hermann-Texas Medical Center | Biomed | S3622
NO | YES |  |  |  | 041-33654 | 041-33654 | Ohio Medical |  |  | PSAY14479 | Biomed |  |  |  |  | 041-33654 | 041-33654 | TMC | Memorial Hermann-Texas Medical Center | Biomed | S3622
NO | YES |  |  |  | 041-33584 | 041-33584 | Ohio Medical |  |  | PSAY14349 | Biomed |  |  |  |  | 041-33584 | 041-33584 | TMC | Memorial Hermann-Texas Medical Center | Biomed | S3622
NO | YES |  |  |  | 041-33626 | 041-33626 | Ohio Medical |  |  | PSAY14415 | Biomed |  |  |  |  | 041-33626 | 041-33626 | TMC | Memorial Hermann-Texas Medical Center | Biomed | S3622
NO | YES |  |  |  | 041-33585 | 041-33585 | Ohio Medical |  |  | PSAY13684 | Biomed |  |  |  |  | 041-33585 | 041-33585 | TMC | Memorial Hermann-Texas Medical Center | Biomed | S3622
NO | YES |  |  |  | 041-33671 | 041-33671 | Ohio Medical |  |  | PSAY14248 | Biomed |  |  |  |  | 041-33671 | 041-33671 | TMC | Memorial Hermann-Texas Medical Center | Biomed | S3622
NO | YES |  |  |  | 041-33655 | 041-33655 | Ohio Medical |  |  | PSAY13868 | Biomed |  |  |  |  | 041-33655 | 041-33655 | TMC | Memorial Hermann-Texas Medical Center | Biomed | S3622
NO | YES |  |  |  | 041-33656 | 041-33656 | Ohio Medical |  |  | PSAY14416 | Biomed |  |  |  |  | 041-33656 | 041-33656 | TMC | Memorial Hermann-Texas Medical Center | Biomed | S3622
NO | YES |  |  |  | 041-33670 | 041-33670 | Ohio Medical |  |  | PSAY13866 | Biomed |  |  |  |  | 041-33670 | 041-33670 | TMC | Memorial Hermann-Texas Medical Center | Biomed | S3622
NO | YES |  |  |  | 041-33663 | 041-33663 | Ohio Medical |  |  | PSAY14497 | Biomed |  |  |  |  | 041-33663 | 041-33663 | TMC | Memorial Hermann-Texas Medical Center | Biomed | S3622
NO | YES |  |  |  | 041-33668 | 041-33668 | Ohio Medical |  |  | PSAY13749 | Biomed |  |  |  |  | 041-33668 | 041-33668 | TMC | Memorial Hermann-Texas Medical Center | Biomed | S3622
NO | YES |  |  |  | 041-33665 | 041-33665 | Ohio Medical |  |  | PSAY14313 | Biomed |  |  |  |  | 041-33665 | 041-33665 | TMC | Memorial Hermann-Texas Medical Center | Biomed | S3622
NO | YES |  |  |  | 041-33669 | 041-33669 | Ohio Medical |  |  | PSAY14494 | Biomed |  |  |  |  | 041-33669 | 041-33669 | TMC | Memorial Hermann-Texas Medical Center | Biomed | S3622
NO | YES |  |  |  | 041-33667 | 041-33667 | Ohio Medical |  |  | PSAY14478 | Biomed |  |  |  |  | 041-33667 | 041-33667 | TMC | Memorial Hermann-Texas Medical Center | Biomed | S3622
NO | YES |  |  |  | 041-33664 | 041-33664 | Ohio Medical |  |  | PSAY13869 | Biomed |  |  |  |  | 041-33664 | 041-33664 | TMC | Memorial Hermann-Texas Medical Center | Biomed | S3622
NO | YES |  |  |  | 041-33666 | 041-33666 | Ohio Medical |  |  | PSAY14020 | Biomed |  |  |  |  | 041-33666 | 041-33666 | TMC | Memorial Hermann-Texas Medical Center | Biomed | S3622
NO | YES |  |  |  | 041-13325 | 041-13325 | Ohio Medical |  |  | JGGM10433 | MEMORIAL CITY - LABOR |  |  |  |  | 041-13325 | 041-13325 | West | Womens Memorial Hermann Memorial City Hospital | MEMORIAL CITY - LABOR | L
YES | YES |  |  |  | 041-13301 | 041-13301 | Ohio Medical |  |  | JGGM10227 | MEMORIAL CITY - LABOR |  |  |  |  | 041-13301 | 041-13301 | West | Womens Memorial Hermann Memorial City Hospital | MEMORIAL CITY - LABOR | L | [6 empty] | REGULATORVACUUM-Ohio Medical-6-1251
YES | YES |  |  |  | 041-14845 | 041-14845 | Ohio Medical |  |  | JGGN16199 | MEMORIAL CITY |  |  |  |  | 041-14845 | 041-14845 | West | Memorial Hermann Memorial City Medical Center | MEMORIAL CITY | MEMORIAL CITY MH6
YES | YES |  |  |  | 041-14848 | 041-14848 | Ohio Medical |  |  | JGGN16198 | MEMORIAL CITY |  |  |  |  | 041-14848 | 041-14848 | West | Memorial Hermann Memorial City Medical Center | MEMORIAL CITY | MEMORIAL CITY MH6
YES | YES |  |  |  | 041-14849 | 041-14849 | Ohio Medical |  |  | JGGN16162 | MEMORIAL CITY |  |  |  |  | 041-14849 | 041-14849 | West | Memorial Hermann Memorial City Medical Center | MEMORIAL CITY | MEMORIAL CITY MH6
YES | YES |  |  |  | 041-13262 | 041-13262 | Ohio Medical |  |  | JGGM10442 | MEMORIAL CITY - MHT - MH6 418 Dialysis Equipment Storage |  |  |  |  | 041-13262 | 041-13262 | West | Memorial Hermann Memorial City Medical Center | MEMORIAL CITY - MHT - MH6 418 Dialysis Equipment Storage | MEMORIAL CITY - MHT - MH6 418 Dialysis Equipment Storage |  |  |  | No pm sticker
YES | YES |  |  |  | 041-13302 | 041-13302 | Ohio Medical |  |  | JGGM10226 | MEMORIAL CITY - MHT - MH6 418 Dialysis Equipment Storage |  |  |  |  | 041-13302 | 041-13302 | West | Memorial Hermann Memorial City Medical Center | MEMORIAL CITY - MHT - MH6 418 Dialysis Equipment Storage | MEMORIAL CITY - MHT - MH6 418 Dialysis Equipment Storage |  |  |  | No pm sticker
YES | YES |  |  |  | 000-00266 | 000-00266 | Ohio Medical |  |  | JGGS04891 | Memorial Hermann - Radiology |  |  |  |  | 000-00266 | 000-00266 | Central | Memorial Hermann Greater Heights Hospital | Memorial Hermann - Radiology | GH- NucMed room |  |  |  | 1 time pm sticker
YES | YES |  |  |  | 129-04271 | 129-04271 | Ohio Medical |  |  | JGGP04801 | Cath lab |  |  |  |  | 129-04271 | 129-04271 | Sugar Land | Memorial Hermann Sugar Land Hospital | Cath lab | CATH LAB | [5 empty] | Regulator, Vacuum | REGULATORVACUUM-Ohio Medical-6-1251 | [23 empty] | REGULATORVACUUM | Regulator, Vacuum | Ohio Medical
YES | YES |  |  |  | 099-08155 | 099-08155 | Ohio Medical |  |  | JGGN03515 | OR |  |  |  |  | 099-08155 | 099-08155 | Central | MHOSH | OR | MHOSH | 3/1/20 | [5 empty] | REGULATORVACUUM-Ohio Medical-6-1251
YES | YES |  |  |  |  | JGGS02362 | Ohio Medical |  |  | JGGS02362 | Endoscopy Department | [5 empty] | JGGS02362 | West | Memorial Hermann - Memorial City | Endoscopy Department | Room 3
YES | YES |  |  |  | 099-12840 | 099-12840 | Ohio Medical |  |  | JGGM26736 | Ace |  |  |  |  | 099-12840 | 099-12840 | TMC | Memorial Hermann-Texas Medical Center | Ace | C444
YES | YES |  |  |  | 069-27393 | 069-27393 | Ohio Medical |  |  | JGGN07207 | Ace |  |  |  |  | 069-27393 | 069-27393 | TMC | Memorial Hermann-Texas Medical Center | Ace | By C409
YES | YES |  |  |  | 099-12836 | 099-12836 | Ohio Medical |  |  | JGGP16332 | Ace |  |  |  |  | 099-12836 | 099-12836 | TMC | Memorial Hermann-Texas Medical Center | Ace | By C331
YES | YES |  |  |  | 069-27903 | 069-27903 | Ohio Medical |  |  | JGGM20778 | 3east |  |  |  |  | 069-27903 | 069-27903 | TMC | Memorial Hermann-Texas Medical Center | 3east | By C 301
YES | YES |  |  |  | 099-13990 | 099-13990 | Ohio Medical |  |  | JGGS02433 | ICU |  |  |  |  | 099-13990 | 099-13990 | TMC | Memorial Hermann-Texas Medical Center | ICU | Suite 528 | [5 empty] | Regulator, Vacuum | REGULATORVACUUM-Ohio Medical-1271 | [22 empty] | Regulator, Vacuum | REGULATORVACUUM | Regulator, Vacuum | Ohio Medical
YES | YES |  |  |  | 099-06672 | 099-06672 | Ohio Medical |  |  | JGGT01861 | SE-L |  |  |  |  | 099-06672 | 099-06672 |  | Memorial Hermann- SE- L | SE-L |  | 4/1/20 |  |  | PM Not Required |  | Regulator, Vacuum | REGULATORVACUUM-Ohio Medical-1271 | [22 empty] | Regulator, Vacuum | REGULATORVACUUM | Regulator, Vacuum | Ohio Medical
YES | YES |  |  |  | 005-00994 | 005-00994 | Ohio Medical |  |  | AHBM 31807 | SE-L |  |  |  |  | 005-00994 | 005-00994 |  | Memorial Hermann- SE- L | SE-L |  | 4/1/20 |  |  | PM Not Required |  | Regulator, Vacuum | REGULATORVACUUM-Ohio Medical-1271 | [22 empty] | Regulator, Vacuum | REGULATORVACUUM | Regulator, Vacuum | Ohio Medical
YES | YES |  |  |  | 005-01394 | 005-01394 | Ohio Medical |  |  | AHCV32508 | SE - NEONATAL ICU |  |  |  |  | 005-01394 | 005-01394 |  | Memorial Hermann- SE- NICU | SE - NEONATAL ICU | NICU | 4/1/20 |  |  | PM Not Required |  | Regulator, Vacuum | REGULATORVACUUM-Ohio Medical-1271 | [22 empty] | Regulator, Vacuum | REGULATORVACUUM | Regulator, Vacuum | Ohio Medical
NO | YES |  |  |  | 099-06562 | 099-06562 | Ohio Medical |  |  | PSAY14133 | Floo 5 Sarefin |  |  |  |  | 099-06562 | 099-06562 |  | Memorial Hermann- Texas Medical Center - 5floor | Floo 5 Sarefin |  | 4/1/20 |  |  | PM Not Required |  | Regulator, Vacuum | REGULATORVACUUM-Ohio Medical-1271 | [22 empty] | Regulator, Vacuum | REGULATORVACUUM | Regulator, Vacuum | Ohio Medical
NO | YES |  |  |  | 099-06563 | 099-06563 | Ohio Medical |  |  | PSAY14399 | Floo 5 Sarefin |  |  |  |  | 099-06563 | 099-06563 |  | Memorial Hermann- Texas Medical Center - 5floor | Floo 5 Sarefin |  | 4/1/20 |  |  | PM Not Required |  | Regulator, Vacuum | REGULATORVACUUM-Ohio Medical-1271 | [22 empty] | Regulator, Vacuum | REGULATORVACUUM | Regulator, Vacuum | Ohio Medical
NO | YES |  |  |  | 099-06565 | 099-06565 | Ohio Medical |  |  | PSAY14169 | Floo 5 Sarefin |  |  |  |  | 099-06565 | 099-06565 |  | Memorial Hermann- Texas Medical Center - 5floor | Floo 5 Sarefin |  | 4/1/20 |  |  | PM Not Required |  | Regulator, Vacuum | REGULATORVACUUM-Ohio Medical-1271 | [22 empty] | Regulator, Vacuum | REGULATORVACUUM | Regulator, Vacuum | Ohio Medical
NO | YES |  |  |  | 099-06568 | 099-06568 | Ohio Medical |  |  | PSAY12918 | Floo 5 Sarefin |  |  |  |  | 099-06568 | 099-06568 |  | Memorial Hermann- Texas Medical Center - 5floor | Floo 5 Sarefin |  | 4/1/20 |  |  | PM Not Required |  | Regulator, Vacuum | REGULATORVACUUM-Ohio Medical-1271 | [22 empty] | Regulator, Vacuum | REGULATORVACUUM | Regulator, Vacuum | Ohio Medical
NO | YES |  |  |  | 099-06567 | 099-06567 | Ohio Medical |  |  | PSAY14173 | Floo 5 Sarefin |  |  |  |  | 099-06567 | 099-06567 |  | Memorial Hermann- Texas Medical Center - 5floor | Floo 5 Sarefin | [6 empty] | Regulator, Vacuum | REGULATORVACUUM-Ohio Medical-1271 | [22 empty] | Regulator, Vacuum | REGULATORVACUUM | Regulator, Vacuum | Ohio Medical
NO | YES |  |  |  | 099-06571 | 099-06571 | Ohio Medical |  |  | PSAY14145 | Floo 5 Sarefin |  |  |  |  | 099-06571 | 099-06571 |  | Memorial Hermann- Texas Medical Center - 5floor | Floo 5 Sarefin |  | 4/1/20 |  |  | PM Not Required |  | Regulator, Vacuum | REGULATORVACUUM-Ohio Medical-1271 | [22 empty] | Regulator, Vacuum | REGULATORVACUUM | Regulator, Vacuum | Ohio Medical
NO | YES |  |  |  | 099-06572 | 099-06572 | Ohio Medical |  |  | PSAY13505 | Floo 5 Sarefin |  |  |  |  | 099-06572 | 099-06572 |  | Memorial Hermann- Texas Medical Center - 5floor | Floo 5 Sarefin |  |  |  |  | PM Not Required |  | Regulator, Vacuum | REGULATORVACUUM-Ohio Medical-1271 | [22 empty] | Regulator, Vacuum | REGULATORVACUUM | Regulator, Vacuum | Ohio Medical
NO | YES |  |  |  | 099-06573 | 099-06573 | Ohio Medical |  |  | PSAY14175 | Floo 5 Sarefin |  |  |  |  | 099-06573 | 099-06573 |  | Memorial Hermann- Texas Medical Center - 5floor | Floo 5 Sarefin |  |  |  |  | PM Not Required |  | Regulator, Vacuum | REGULATORVACUUM-Ohio Medical-1271 | [22 empty] | Regulator, Vacuum | REGULATORVACUUM | Regulator, Vacuum | Ohio Medical
YES | YES |  |  |  | 099-06574 | 099-06574 | Ohio Medical |  |  | PSAY14155 | Floo 5 Sarefin |  |  |  |  | 099-06574 | 099-06574 |  | Memorial Hermann- Texas Medical Center - 5floor | Floo 5 Sarefin |  |  |  |  | PM Not Required |  | Regulator, Vacuum | REGULATORVACUUM-Ohio Medical-1271 | [22 empty] | Regulator, Vacuum | REGULATORVACUUM | Regulator, Vacuum | Ohio Medical
NO | YES |  |  |  | 099-06577 | 099-06577 | Ohio Medical |  |  | PSAY14400 | Floo 5 Sarefin |  |  |  |  | 099-06577 | 099-06577 |  | Memorial Hermann- Texas Medical Center - 5floor | Floo 5 Sarefin |  | 4/1/20 |  |  | PM Not Required |  | Regulator, Vacuum | REGULATORVACUUM-Ohio Medical-1271 | [22 empty] | Regulator, Vacuum | REGULATORVACUUM | Regulator, Vacuum | Ohio Medical
NO | YES |  |  |  | 099-06996 | 099-06996 | Ohio Medical |  |  | PSAY14367 | Floo 5 Sarefin |  |  |  |  | 099-06996 | 099-06996 |  | Memorial Hermann- Texas Medical Center - 5floor | Floo 5 Sarefin |  | 4/1/20 |  |  | PM Not Required |  | Regulator, Vacuum | REGULATORVACUUM-Ohio Medical-1271 | [22 empty] | Regulator, Vacuum | REGULATORVACUUM | Regulator, Vacuum | Ohio Medical
NO | YES |  |  |  | 099-07014 | 099-07014 | Ohio Medical |  |  | PSAY14170 | Floo 5 Sarefin |  |  |  |  | 099-07014 | 099-07014 |  | Memorial Hermann- Texas Medical Center - 5floor | Floo 5 Sarefin |  | 4/1/20 |  |  | PM Not Required |  | Regulator, Vacuum | REGULATORVACUUM-Ohio Medical-1271 | [22 empty] | Regulator, Vacuum | REGULATORVACUUM | Regulator, Vacuum | Ohio Medical
NO | YES |  |  |  | 099-07013 | 099-07013 | Ohio Medical |  |  | PSAY14377 | Floo 5 Sarefin |  |  |  |  | 099-07013 | 099-07013 |  | Memorial Hermann- Texas Medical Center - 5floor | Floo 5 Sarefin |  | 4/1/20 |  |  | PM Not Required |  | Regulator, Vacuum | REGULATORVACUUM-Ohio Medical-1271 | [22 empty] | Regulator, Vacuum | REGULATORVACUUM | Regulator, Vacuum | Ohio Medical
NO | YES |  |  |  | 099-06999 | 099-06999 | Ohio Medical |  |  | PSAY14160 | Floo 5 Sarefin |  |  |  |  | 099-06999 | 099-06999 |  | Memorial Hermann- Texas Medical Center - 5floor | Floo 5 Sarefin |  | 4/1/20 |  |  | PM Not Required |  | Regulator, Vacuum | REGULATORVACUUM-Ohio Medical-1271 | [22 empty] | Regulator, Vacuum | REGULATORVACUUM | Regulator, Vacuum | Ohio Medical
NO | YES |  |  |  | 099-07000 | 099-07000 | Ohio Medical |  |  | PSAY14332 | Floo 5 Sarefin |  |  |  |  | 099-07000 | 099-07000 |  | Memorial Hermann- Texas Medical Center - 5floor | Floo 5 Sarefin |  |  |  |  | PM Not Required |  | Regulator, Vacuum | REGULATORVACUUM-Ohio Medical-1271 | [22 empty] | Regulator, Vacuum | REGULATORVACUUM | Regulator, Vacuum | Ohio Medical
NO | YES |  |  |  | 041-33659 | 041-33659 | Ohio Medical |  |  | PSAY14013 | 5 Floor |  |  |  |  | 041-33659 | 041-33659 |  | Memorial Hermann- Texas Medical Center- S3 | 5 Floor | Storage S3622 | 4/1/20 |  |  | PM Not Required
NO | YES |  |  |  | 041-33657 | 041-33657 | Ohio Medical |  |  | PSAY13751 | 5 Floor |  |  |  |  | 041-33657 | 041-33657 |  | Memorial Hermann- Texas Medical Center- S3 | 5 Floor | Storage S3622 | 4/1/20 |  |  | PM Not Required
NO | YES |  |  |  | 041-33658 | 041-33658 | Ohio Medical |  |  | PSAY14493 | 5 Floor |  |  |  |  | 041-33658 | 041-33658 |  | Memorial Hermann- Texas Medical Center- S3 | 5 Floor | Storage S3622 |  |  |  | PM Not Required
NO | YES |  |  |  | 041-33661 | 041-33661 | Ohio Medical |  |  | PSAY14490 | 5 Floor |  |  |  |  | 041-33661 | 041-33661 |  | Memorial Hermann- Texas Medical Center- S3 | 5 Floor | Storage S3622 | 4/1/20 |  |  | PM Not Required
NO | YES |  |  |  | 041-33660 | 041-33660 | Ohio Medical |  |  | PSAY13870 | 5 Floor |  |  |  |  | 041-33660 | 041-33660 |  | Memorial Hermann- Texas Medical Center- S3 | 5 Floor | Storage S3622 | 4/1/20 |  |  | PM Not Required
NO | YES |  |  |  | 041-33662 | 041-33662 | Ohio Medical |  |  | PSAY14408 | 5 Floor |  |  |  |  | 041-33662 | 041-33662 |  | Memorial Hermann- Texas Medical Center- S3 | 5 Floor | Storage S3622 |  |  |  | PM Not Required
YES | YES |  |  |  | 041-11735 | 041-11735 | Ohio Medical |  |  | JGGM10378 | 4th Floor Pediactrics |  |  |  |  | 041-11735 | 041-11735 | West | Memorial Hermann - Memorial City | 4th Floor Pediactrics | MH4 202 Room 4M02
YES | YES |  |  |  | 099-14940 | 099-14940 | Ohio Medical |  |  | JGGQ23639 | Biomex |  |  |  |  | 099-14940 | 099-14940 | TMC | Memorial Hermann-Texas Medical Center | Biomex | Biomed | [5 empty] | Regulator, Vacuum | REGULATORVACUUM-Ohio Medical-200 | [22 empty] | Regulator, Vacuum | REGULATORVACUUM | Regulator, Vacuum | Ohio Medical
YES | YES | Serial Number Cnf |  |  | 099-09044 | 099-09044 | Ohio Medical |  |  | CNF | TMC - JONES - HYPERBARIC/WOUND CARE (JG) |  |  |  |  | 099-09044 | 099-09044 | TMC | Memorial Hermann Texas Medixal Center | TMC - JONES - HYPERBARIC/WOUND CARE (JG) | Wound care | [5 empty] | Regulator, Vacuum | REGULATORVACUUM-Ohio Medical-200 | [22 empty] | Regulator, Vacuum | REGULATORVACUUM | Regulator, Vacuum | Ohio Medical
YES | YES | Serial Number Cnf |  |  | 069-44818 | 069-44818 | Ohio Medical |  |  | CNF | TMC - JONES - HYPERBARIC/WOUND CARE (JG) |  |  |  |  | 069-44818 | 069-44818 | TMC | Memorial Hermann Texas Medixal Center | TMC - JONES - HYPERBARIC/WOUND CARE (JG) | Wound care | [5 empty] | Regulator, Vacuum | REGULATORVACUUM-Ohio Medical-200 | [22 empty] | Regulator, Vacuum | REGULATORVACUUM | Regulator, Vacuum | Ohio Medical
YES | YES |  |  |  | 069-44856 | 069-44856 | Ohio Medical |  |  | AHCK14818 | TMC - JONES - ENT CLINIC (JB) |  |  |  |  | 069-44856 | 069-44856 | TMC | Memorial Hermann Texas Medical Center | TMC - JONES - ENT CLINIC (JB) | ENT rm 3 | [5 empty] | Regulator, Vacuum | REGULATORVACUUM-Ohio Medical-200 | [22 empty] | Regulator, Vacuum | REGULATORVACUUM | Regulator, Vacuum | Ohio Medical
YES | YES |  |  |  | 069-29379 | 069-29379 | Ohio Medical |  |  | GFHA22396 | TMC - SAROFIM 3 - OR |  |  |  |  | 069-29379 | 069-29379 | TMC | Memorial Hermann Texas Medical Center | TMC - SAROFIM 3 - OR | Sarofim OR 3 | [5 empty] | Regulator, Vacuum | REGULATORVACUUM-Ohio Medical-200 | [22 empty] | Regulator, Vacuum | REGULATORVACUUM | Regulator, Vacuum | Ohio Medical
YES | YES |  |  |  | 099-12033 | 099-12033 | Ohio Medical |  |  | GFFE25226 | OR |  |  |  |  | 099-12033 | 099-12033 | TMC | Memorial Hermann-Texas Medical Center | OR | Room 38 | [5 empty] | Regulator, Vacuum | REGULATORVACUUM-Ohio Medical-200 | [22 empty] | Regulator, Vacuum | REGULATORVACUUM | Regulator, Vacuum | Ohio Medical
YES | YES |  |  |  | 005-01257 | 005-01257 | Ohio Medical |  |  | AHCM92521 | SE - UNIT 4B (WOMENS SERVICES) |  |  |  |  | 005-01257 | 005-01257 | Southeast | Memorial Hermann South East | SE - UNIT 4B (WOMENS SERVICES) | NICU | [5 empty] | Regulator, Vacuum | REGULATORVACUUM-Ohio Medical-200 | [22 empty] | Regulator, Vacuum | REGULATORVACUUM | Regulator, Vacuum | Ohio Medical
YES | YES |  |  |  |  | 099-01155 | Ohio Medical |  |  | BEEL50024 | NE - CLINICAL ENGINEERING | [5 empty] | 099-01155 | Katy | Memorial Hermann Northeast Hospital | NE - CLINICAL ENGINEERING | Biomed Shop | 8/1/19 | 8/1/20
YES | YES | Serial Number Cnf |  |  | 005-08530 | 005-08530 | Ohio Medical |  |  | CNF | SE - UNIT 4B (WOMENS SERVICES) |  |  |  |  | 005-08530 | 005-08530 | Southeast | Memorial Hermann South East | SE - UNIT 4B (WOMENS SERVICES) | NICU | [5 empty] | Equipment Boom/ Column | EQUIPMENTBOOM-Ohio Medical-215 | [22 empty] | Equipment Boom/ Column | EQUIPMENTBOOM | Equipment Boom/ Column | Ohio Medical
YES | YES |  |  |  | 099-07426 | 099-07426 | Ohio Medical | 6-1224 |  | Jghw00408 | SE - OR |  |  |  |  | 099-07426 | 099-07426 | Southeast | Memorial Hermann Southeast Hospital | SE - OR | Room 12 | [5 empty] | Regulator, Vacuum | REGULATORVACUUM-Ohio Medical-6-1224 | [22 empty] | Regulator, Vacuum | REGULATORVACUUM | Regulator, Vacuum | Ohio Medical
YES | YES |  |  |  | 041-12729 | 041-12729 | Ohio Medical | 6-1224 |  | Jggm10219 | Orthapidics |  |  |  |  | 041-12729 | 041-12729 | Mem city | Memorial city - Memorial herman hospital | Orthapidics | Patient room 5m28 |  |  |  | No pm sticker found
YES | YES |  |  |  | 041-05162 | 041-05162 | Ohio Medical | 6-1224 |  | Gffg15363 | Orthapidics |  |  |  |  | 041-05162 | 041-05162 | Mem city | Memorial city - Memorial herman hospital | Orthapidics | Patient room 5m38 |  |  |  | No pm sticker found
YES | YES |  |  |  | 009-34304 | 009-34304 | Ohio Medical | 6-1246 |  | BDKS10099 | SW - HVI - OR |  |  |  |  | 009-34304 | 009-34304 | Southwest | Memorial Hermann Southwest Hospital | SW - HVI - OR | Hvi or 2 |  |  |  | No pm sticker
YES | YES |  |  |  | 133-03560 | 133-03560 | Ohio Medical | 6-1247 |  | BDKK00937 | KATY - Biomed |  |  |  |  | 133-03560 | 133-03560 | Katy | Memorial Hermann Katy Hospital | KATY - Biomed | Biomed storage
YES | YES |  |  |  | 099-12401 | 099-12401 | Ohio Medical | 6-1247 |  | BDKS00541 | TMC - OR - CVOR (7HVI) |  |  |  |  | 099-12401 | 099-12401 | TMC | Memorial Hermann-Texas Medical Center | TMC - OR - CVOR (7HVI) | OR 3
YES | YES |  |  |  | 099-12663 | 099-12663 | Ohio Medical | 6-1247 |  | BDKS000540 | TMC - HVI - OR |  |  |  |  | 099-12663 | 099-12663 | TMC | Memorial Hermann- Texas Medical Center | TMC - HVI - OR | OR 4 |  |  |  | No PM Sticker
NO | YES |  |  |  | 099-04117 | 099-04117 | Ohio Medical | 6-1251 |  | JGGS21889 | Pearland-Radiology |  |  |  |  | 099-04117 | 099-04117 | Pearland | MHHS-Pearland Hospital | Pearland-Radiology | Rf room 1 |  |  |  | No pm |  | Regulator, Vacuum | REGULATORVACUUM-Ohio Medical-6-1251 | [22 empty] | Regulator, Vacuum | REGULATORVACUUM | Regulator, Vacuum | Ohio Medical
NO | YES |  |  |  | 099-04120 | 099-04120 | Ohio Medical | 6-1251 |  | JGGS21928 | Pearland-Emergency Center |  |  |  |  | 099-04120 | 099-04120 | Pearland | MHHS-Pearland Hospital | Pearland-Emergency Center | Triage 1 |  |  |  | No pm |  | Regulator, Vacuum | REGULATORVACUUM-Ohio Medical-6-1251 | [22 empty] | Regulator, Vacuum | REGULATORVACUUM | Regulator, Vacuum | Ohio Medical
YES | YES |  |  |  | 133-03299 | 133-03299 | Ohio Medical | 6-1251 |  | GFFK20626 | KATY - PACU |  |  |  |  | 133-03299 | 133-03299 | Katy | Memorial Hermann Katy Hospital | KATY - PACU | PACU BAY 5 | [5 empty] | Regulator, Vacuum | REGULATORVACUUM-Ohio Medical-6-1251 | [22 empty] | Regulator, Vacuum | REGULATORVACUUM | Regulator, Vacuum | Ohio Medical
YES | YES |  |  |  | 133-03283 | 133-03283 | Ohio Medical | 6-1251 |  | GFFK20641 | KATY - PACU |  |  |  |  | 133-03283 | 133-03283 | Katy | Memorial Hermann Katy Hospital | KATY - PACU | PACU BAY 15 | [5 empty] | Regulator, Vacuum | REGULATORVACUUM-Ohio Medical-6-1251 | [22 empty] | Regulator, Vacuum | REGULATORVACUUM | Regulator, Vacuum | Ohio Medical
YES | YES |  |  |  | 133-03271 | 133-03271 | Ohio Medical | 6-1251 |  | GFFK21049 | KATY - PACU |  |  |  |  | 133-03271 | 133-03271 | Katy | Memorial Hermann Katy Hospital | KATY - PACU | PACU BAY 17 | [5 empty] | Regulator, Vacuum | REGULATORVACUUM-Ohio Medical-6-1251 | [22 empty] | Regulator, Vacuum | REGULATORVACUUM | Regulator, Vacuum | Ohio Medical
YES | YES |  |  |  | 133-03279 | 133-03279 | Ohio Medical | 6-1251 |  | GFFK21010 | KATY - PACU |  |  |  |  | 133-03279 | 133-03279 | Katy | Memorial Hermann Katy Hospital | KATY - PACU | PACU BAY 21 | [5 empty] | Regulator, Vacuum | REGULATORVACUUM-Ohio Medical-6-1251 | [22 empty] | Regulator, Vacuum | REGULATORVACUUM | Regulator, Vacuum | Ohio Medical
YES | YES |  |  |  | 133-02611 | 133-02611 | Ohio Medical | 6-1251 |  | GFFJ29937 | KATY - MED/SURG 5TH FLOOR |  |  |  |  | 133-02611 | 133-02611 | Katy | Memorial Hermann Katy Hospital | KATY - MED/SURG 5TH FLOOR | Nurses station B | [5 empty] | Regulator, Vacuum | REGULATORVACUUM-Ohio Medical-6-1251 | [22 empty] | Regulator, Vacuum | REGULATORVACUUM | Regulator, Vacuum | Ohio Medical
YES | YES |  |  |  | 133-03527 | 133-03527 | Ohio Medical | 6-1251 |  | GFFK21157 | KATY - MED/SURG 6th |  |  |  |  | 133-03527 | 133-03527 | Katy | Memorial Hermann Katy Hospital | KATY - MED/SURG 6th | [6 empty] | Regulator, Vacuum | REGULATORVACUUM-Ohio Medical-6-1251 | [22 empty] | Regulator, Vacuum | REGULATORVACUUM | Regulator, Vacuum | Ohio Medical
YES | YES |  |  |  | 133-03489 | 133-03489 | Ohio Medical | 6-1251 |  | GFFK21170 | KATY - MED/SURG 6th |  |  |  |  | 133-03489 | 133-03489 | Katy | Memorial Hermann Katy Hospital | KATY - MED/SURG 6th | [6 empty] | Regulator, Vacuum | REGULATORVACUUM-Ohio Medical-6-1251 | [22 empty] | Regulator, Vacuum | REGULATORVACUUM | Regulator, Vacuum | Ohio Medical
YES | YES |  |  |  | 133-03491 | 133-03491 | Ohio Medical | 6-1251 |  | GFFK21173 | KATY - MED/SURG 7TH FLOOR |  |  |  |  | 133-03491 | 133-03491 | Katy | Memorial Hermann Katy Hospital | KATY - MED/SURG 7TH FLOOR | [6 empty] | Regulator, Vacuum | REGULATORVACUUM-Ohio Medical-6-1251 | [22 empty] | Regulator, Vacuum | REGULATORVACUUM | Regulator, Vacuum | Ohio Medical
YES | YES |  |  |  | 133-03525 | 133-03525 | Ohio Medical | 6-1251 |  | GFFK21153 | KATY - MED/SURG 7TH FLOOR |  |  |  |  | 133-03525 | 133-03525 | Katy | Memorial Hermann Katy Hospital | KATY - MED/SURG 7TH FLOOR | [6 empty] | Regulator, Vacuum | REGULATORVACUUM-Ohio Medical-6-1251 | [22 empty] | Regulator, Vacuum | REGULATORVACUUM | Regulator, Vacuum | Ohio Medical
YES | YES |  |  |  | 133-03422 | 133-03422 | Ohio Medical | 6-1251 |  | GFFK21042 | KATY - NURSERY |  |  |  |  | 133-03422 | 133-03422 | Katy | Memorial Hermann Katy Hospital | KATY - NURSERY | Nursery level 2 | [5 empty] | Regulator, Vacuum | REGULATORVACUUM-Ohio Medical-6-1251 | [22 empty] | Regulator, Vacuum | REGULATORVACUUM | Regulator, Vacuum | Ohio Medical
YES | YES |  |  |  | 133-03421 | 133-03421 | Ohio Medical | 6-1251 |  | GFFK21041 | KATY - NURSERY |  |  |  |  | 133-03421 | 133-03421 | Katy | Memorial Hermann Katy Hospital | KATY - NURSERY | Nursery level 2 | [5 empty] | Regulator, Vacuum | REGULATORVACUUM-Ohio Medical-6-1251 | [22 empty] | Regulator, Vacuum | REGULATORVACUUM | Regulator, Vacuum | Ohio Medical
YES | YES |  |  |  | 133-03392 | 133-03392 | Ohio Medical | 6-1251 |  | GFFK21121 | KATY - NURSERY |  |  |  |  | 133-03392 | 133-03392 | Katy | Memorial Hermann Katy Hospital | KATY - NURSERY | Nursery level 2 | [5 empty] | Regulator, Vacuum | REGULATORVACUUM-Ohio Medical-6-1251 | [22 empty] | Regulator, Vacuum | REGULATORVACUUM | Regulator, Vacuum | Ohio Medical
YES | YES |  |  |  | 133-07157 | 133-07157 | Ohio Medical | 6-1251 |  | JGGN09613 | Labor and delivery |  |  |  |  | 133-07157 | 133-07157 | Katy | Memorial Hermann Katy Hospital | Labor and delivery | Room 325 | [5 empty] | Regulator, Vacuum | REGULATORVACUUM-Ohio Medical-6-1251 | [22 empty] | Regulator, Vacuum | REGULATORVACUUM | Regulator, Vacuum | Ohio Medical
YES | YES |  |  |  | 133-07152 | 133-07152 | Ohio Medical | 6-1251 |  | JGGN09608 | Labor and delivery |  |  |  |  | 133-07152 | 133-07152 | Katy | Memorial Hermann Katy Hospital | Labor and delivery | Room 325 | [5 empty] | Regulator, Vacuum | REGULATORVACUUM-Ohio Medical-6-1251 | [22 empty] | Regulator, Vacuum | REGULATORVACUUM | Regulator, Vacuum | Ohio Medical
YES | YES |  |  |  | JGGN09609 | 133-07153 | Ohio Medical | 6-1251 |  | JGGN09609 | Labor and delivery |  |  |  |  | JGGN09609 | 133-07153 | Katy | Memorial Hermann Katy Hospital | Labor and delivery | Room 325 | [5 empty] | Regulator, Vacuum | REGULATORVACUUM-Ohio Medical-6-1251 | [22 empty] | Regulator, Vacuum | REGULATORVACUUM | Regulator, Vacuum | Ohio Medical
YES | YES |  |  |  | 133-07154 | 133-07154 | Ohio Medical | 6-1251 |  | JGGN09610 | Labor and delivery |  |  |  |  | 133-07154 | 133-07154 | Katy | Memorial Hermann Katy Hospital | Labor and delivery | Room 325 | [5 empty] | Regulator, Vacuum | REGULATORVACUUM-Ohio Medical-6-1251 | [22 empty] | Regulator, Vacuum | REGULATORVACUUM | Regulator, Vacuum | Ohio Medical
YES | YES |  |  |  | 133-03394 | 133-03394 | Ohio Medical | 6-1251 |  | GFFK21123 | KATY - POSTPARTUM - 2W |  |  |  |  | 133-03394 | 133-03394 | Katy | Memorial Hermann Katy Hospital | KATY - POSTPARTUM - 2W | Treatment room | [5 empty] | Regulator, Vacuum | REGULATORVACUUM-Ohio Medical-6-1251 | [22 empty] | Regulator, Vacuum | REGULATORVACUUM | Regulator, Vacuum | Ohio Medical
YES | YES |  |  |  | 133-03325 | 133-03325 | Ohio Medical | 6-1251 |  | GFFK20584 | KATY - OR |  |  |  |  | 133-03325 | 133-03325 | Katy | Memorial Hermann Katy Hospital | KATY - OR | C SECTION OR recovery | [5 empty] | Regulator, Vacuum | REGULATORVACUUM-Ohio Medical-6-1251 | [22 empty] | Regulator, Vacuum | REGULATORVACUUM | Regulator, Vacuum | Ohio Medical
YES | YES |  |  |  | 133-03401 | 133-03401 | Ohio Medical | 6-1251 |  | GFFK21001 | Katy-NICU |  |  |  |  | 133-03401 | 133-03401 | Katy | Memorial Hermann Katy Hospital | Katy-NICU | E312 | 2/1/20 | 2/1/20 |  |  |  | Regulator, Vacuum | REGULATORVACUUM-Ohio Medical-6-1251 | [22 empty] | Regulator, Vacuum | REGULATORVACUUM | Regulator, Vacuum | Ohio Medical
YES | YES |  |  |  | 133-03000 | 133-03000 | Ohio Medical | 6-1251 |  | GFFK07768 | Biomed |  |  |  |  | 133-03000 | 133-03000 | Katy | Memorial Hermann Katy Hospital | Biomed | Biomed storage | [5 empty] | Regulator, Vacuum | REGULATORVACUUM-Ohio Medical-6-1251 | [22 empty] | Regulator, Vacuum | REGULATORVACUUM | Regulator, Vacuum | Ohio Medical
YES | YES |  |  |  | 133-03239 | 133-03239 | Ohio Medical | 6-1251 |  | GFFK21106 | Biomed |  |  |  |  | 133-03239 | 133-03239 | Katy | Memorial Hermann Katy Hospital | Biomed | Biomed storage | [5 empty] | Regulator, Vacuum | REGULATORVACUUM-Ohio Medical-6-1251 | [22 empty] | Regulator, Vacuum | REGULATORVACUUM | Regulator, Vacuum | Ohio Medical
NO | YES |  |  |  | 099-02669 | 099-02669 | Ohio Medical | 6-1251 |  | GFFK21165 | Katy-Biomedical Services |  |  |  |  | 099-02669 | 099-02669 | Katy | MHHS-Katy | Katy-Biomedical Services | Biomed storage | [5 empty] | Regulator, Vacuum | REGULATORVACUUM-Ohio Medical-6-1251 | [22 empty] | Regulator, Vacuum | REGULATORVACUUM | Regulator, Vacuum | Ohio Medical
YES | YES |  |  |  | 099-02668 | 099-02668 | Ohio Medical | 6-1251 |  | JGGL01053 | KATY - Biomed |  |  |  |  | 099-02668 | 099-02668 | Katy | Memorial Hermann Katy Hospital | KATY - Biomed | Biomed storage | [5 empty] | Regulator, Vacuum | REGULATORVACUUM-Ohio Medical-6-1251 | [22 empty] | Regulator, Vacuum | REGULATORVACUUM | Regulator, Vacuum | Ohio Medical
YES | YES |  |  |  | 133-01907 | 133-01907 | Ohio Medical | 6-1251 |  | GFFB18568 | KATY - Biomed |  |  |  |  | 133-01907 | 133-01907 | Katy | Memorial Hermann Katy Hospital | KATY - Biomed | Biomed storage | [5 empty] | Regulator, Vacuum | REGULATORVACUUM-Ohio Medical-6-1251 | [22 empty] | Regulator, Vacuum | REGULATORVACUUM | Regulator, Vacuum | Ohio Medical
YES | YES |  |  |  | 099-02721 | 099-02721 | Ohio Medical | 6-1251 |  | JGGM04197 | NE - OR holding |  |  |  |  | 099-02721 | 099-02721 | Katy | Memorial Hermann Northeast Hospital | NE - OR holding | Room 7 | 4/1/14 |  |  |  |  | Regulator, Vacuum | REGULATORVACUUM-Ohio Medical-6-1251 | [22 empty] | Regulator, Vacuum | REGULATORVACUUM | Regulator, Vacuum | Ohio Medical
YES | YES |  |  |  | 099-02719 | 099-02719 | Ohio Medical | 6-1251 |  | GFFK11085 | NE - OR holding |  |  |  |  | 099-02719 | 099-02719 | Katy | Memorial Hermann Northeast Hospital | NE - OR holding | Room 10 | 4/1/14 |  |  |  |  | Regulator, Vacuum | REGULATORVACUUM-Ohio Medical-6-1251 | [22 empty] | Regulator, Vacuum | REGULATORVACUUM | Regulator, Vacuum | Ohio Medical
YES | YES |  |  |  | 142-01461 | 142-01461 | Ohio Medical | 6-1251 |  | GFFK11084 | NE - PACU |  |  |  |  | 142-01461 | 142-01461 | Katy | Memorial Hermann Northeast Hospital | NE - PACU | BAY3 | [5 empty] | Regulator, Vacuum | REGULATORVACUUM-Ohio Medical-6-1251 | [22 empty] | Regulator, Vacuum | REGULATORVACUUM | Regulator, Vacuum | Ohio Medical
YES | YES |  |  |  | 142-05029 | 142-05029 | Ohio Medical | 6-1251 |  |  | NE - Pacu |  |  |  |  | 142-05029 | 142-05029 | Katy | Memorial Hermann Northeast Hospital | NE - Pacu | Pacu | 6/1/16 |  |  |  |  | Regulator, Vacuum | REGULATORVACUUM-Ohio Medical-6-1251 | [22 empty] | Regulator, Vacuum | REGULATORVACUUM | Regulator, Vacuum | Ohio Medical
YES | YES |  |  |  | 142-01792 | 142-01792 | Ohio Medical | 6-1251 |  |  | NE - Pacu |  |  |  |  | 142-01792 | 142-01792 | Katy | Memorial Hermann Northeast Hospital | NE - Pacu | Pacu | 10/1/03 |  |  |  |  | Regulator, Vacuum | REGULATORVACUUM-Ohio Medical-6-1251 | [22 empty] | Regulator, Vacuum | REGULATORVACUUM | Regulator, Vacuum | Ohio Medical
YES | YES |  |  |  | 099-01074 | 099-01074 | Ohio Medical | 6-1251 |  |  | NE - ER |  |  |  |  | 099-01074 | 099-01074 | Katy | Memorial Hermann Northeast Hospital | NE - ER | ER10 | [5 empty] | Regulator, Vacuum | REGULATORVACUUM-Ohio Medical-6-1251 | [22 empty] | Regulator, Vacuum | REGULATORVACUUM | Regulator, Vacuum | Ohio Medical
YES | YES |  |  |  | 099-01076 | 099-01076 | Ohio Medical | 6-1251 |  |  | NE - ER |  |  |  |  | 099-01076 | 099-01076 | Katy | Memorial Hermann Northeast Hospital | NE - ER | ER7 | [5 empty] | Regulator, Vacuum | REGULATORVACUUM-Ohio Medical-6-1251 | [22 empty] | Regulator, Vacuum | REGULATORVACUUM | Regulator, Vacuum | Ohio Medical
YES | YES |  |  |  | 099-01078 | 099-01078 | Ohio Medical | 6-1251 |  |  | NE - ER |  |  |  |  | 099-01078 | 099-01078 | Katy | Memorial Hermann Northeast Hospital | NE - ER | Er 2 | [5 empty] | Regulator, Vacuum | REGULATORVACUUM-Ohio Medical-6-1251 | [22 empty] | Regulator, Vacuum | REGULATORVACUUM | Regulator, Vacuum | Ohio Medical
YES | YES |  |  |  | 099-01079 | 099-01079 | Ohio Medical | 6-1251 |  |  | NE - ER |  |  |  |  | 099-01079 | 099-01079 | Katy | Memorial Hermann Northeast Hospital | NE - ER | Er 2 | [5 empty] | Regulator, Vacuum | REGULATORVACUUM-Ohio Medical-6-1251 | [22 empty] | Regulator, Vacuum | REGULATORVACUUM | Regulator, Vacuum | Ohio Medical
YES | YES |  |  |  | 142-05151 | 142-05151 | Ohio Medical | 6-1251 |  |  | NE - ER |  |  |  |  | 142-05151 | 142-05151 | Katy | Memorial Hermann Northeast Hospital | NE - ER | Er 30 | [5 empty] | Regulator, Vacuum | REGULATORVACUUM-Ohio Medical-6-1251 | [22 empty] | Regulator, Vacuum | REGULATORVACUUM | Regulator, Vacuum | Ohio Medical
YES | YES |  |  |  | 099-01081 | 099-01081 | Ohio Medical | 6-1251 |  |  | NE - ER |  |  |  |  | 099-01081 | 099-01081 | Katy | Memorial Hermann Northeast Hospital | NE - ER | Er 30 | [5 empty] | Regulator, Vacuum | REGULATORVACUUM-Ohio Medical-6-1251 | [22 empty] | Regulator, Vacuum | REGULATORVACUUM | Regulator, Vacuum | Ohio Medical
YES | YES |  |  |  | 099-01370 | 099-01370 | Ohio Medical | 6-1251 |  |  | NE - ER |  |  |  |  | 099-01370 | 099-01370 | Katy | Memorial Hermann Northeast Hospital | NE - ER | Er 21 | [5 empty] | Regulator, Vacuum | REGULATORVACUUM-Ohio Medical-6-1251 | [22 empty] | Regulator, Vacuum | REGULATORVACUUM | Regulator, Vacuum | Ohio Medical
YES | YES |  |  |  | 099-01372 | 099-01372 | Ohio Medical | 6-1251 |  |  | NE - ER |  |  |  |  | 099-01372 | 099-01372 | Katy | Memorial Hermann Northeast Hospital | NE - ER | Er 23 | [5 empty] | Regulator, Vacuum | REGULATORVACUUM-Ohio Medical-6-1251 | [22 empty] | Regulator, Vacuum | REGULATORVACUUM | Regulator, Vacuum | Ohio Medical
YES | YES |  |  |  | 099-01357 | 099-01357 | Ohio Medical | 6-1251 |  |  | Clinic decision unit |  |  |  |  | 099-01357 | 099-01357 | Katy | Memorial Hermann Northeast Hospital | Clinic decision unit | Cdu 1 | [5 empty] | Regulator, Vacuum | REGULATORVACUUM-Ohio Medical-6-1251 | [22 empty] | Regulator, Vacuum | REGULATORVACUUM | Regulator, Vacuum | Ohio Medical
YES | YES |  |  |  | 099-01373 | 099-01373 | Ohio Medical | 6-1251 |  |  | Clinic decision unit |  |  |  |  | 099-01373 | 099-01373 | Katy | Memorial Hermann Northeast Hospital | Clinic decision unit | Cdu 2 | [5 empty] | Regulator, Vacuum | REGULATORVACUUM-Ohio Medical-6-1251 | [22 empty] | Regulator, Vacuum | REGULATORVACUUM | Regulator, Vacuum | Ohio Medical
YES | YES |  |  |  | 099-01375 | 099-01375 | Ohio Medical | 6-1251 |  | 099-01375 | Ne - Clinic decision unit |  |  |  |  | 099-01375 | 099-01375 | Katy | Memorial Hermann Northeast Hospital | Ne - Clinic decision unit | Cdu 19 | [5 empty] | Regulator, Vacuum | REGULATORVACUUM-Ohio Medical-6-1251 | [22 empty] | Regulator, Vacuum | REGULATORVACUUM | Regulator, Vacuum | Ohio Medical
YES | YES |  |  |  | 142-05150 | 142-05150 | Ohio Medical | 6-1251 |  |  | Ne - Clinic decision unit |  |  |  |  | 142-05150 | 142-05150 | Katy | Memorial Hermann Northeast Hospital | Ne - Clinic decision unit | Cdu 23 | [5 empty] | Regulator, Vacuum | REGULATORVACUUM-Ohio Medical-6-1251 | [22 empty] | Regulator, Vacuum | REGULATORVACUUM | Regulator, Vacuum | Ohio Medical
YES | YES |  |  |  | 142-05110 | 142-05110 | Ohio Medical | 6-1251 |  |  | NE - Biomed |  |  |  |  | 142-05110 | 142-05110 | Katy | Memorial Hermann Northeast Hospital | NE - Biomed | Biomed |  |  |  | Broken inside |  | Regulator, Vacuum | REGULATORVACUUM-Ohio Medical-6-1251 | [22 empty] | Regulator, Vacuum | REGULATORVACUUM | Regulator, Vacuum | Ohio Medical
YES | YES |  |  |  | 142-05068 | 142-05068 | Ohio Medical | 6-1251 |  |  | NE - Biomed |  |  |  |  | 142-05068 | 142-05068 | Katy | Memorial Hermann Northeast Hospital | NE - Biomed | Biomed |  |  |  | Broken |  | Regulator, Vacuum | REGULATORVACUUM-Ohio Medical-6-1251 | [22 empty] | Regulator, Vacuum | REGULATORVACUUM | Regulator, Vacuum | Ohio Medical
YES | YES |  |  |  | 099-01362 | 099-01362 | Ohio Medical | 6-1251 |  |  | NE - Endoscopy |  |  |  |  | 099-01362 | 099-01362 | Katy | Memorial Hermann Northeast Hospital | NE - Endoscopy | Procedure 3 | [5 empty] | Regulator, Vacuum | REGULATORVACUUM-Ohio Medical-6-1251 | [22 empty] | Regulator, Vacuum | REGULATORVACUUM | Regulator, Vacuum | Ohio Medical
YES | YES |  |  |  | 099-01363 | 099-01363 | Ohio Medical | 6-1251 |  |  | NE - Endoscopy |  |  |  |  | 099-01363 | 099-01363 | Katy | Memorial Hermann Northeast Hospital | NE - Endoscopy | Procedure 3 | [5 empty] | Regulator, Vacuum | REGULATORVACUUM-Ohio Medical-6-1251 | [22 empty] | Regulator, Vacuum | REGULATORVACUUM | Regulator, Vacuum | Ohio Medical
YES | YES |  |  |  | 099-00073 | 099-00073 | Ohio Medical | 6-1251 |  |  | NE - Cardio pulmonary |  |  |  |  | 099-00073 | 099-00073 | Katy | Memorial Hermann Northeast Hospital | NE - Cardio pulmonary | Clean supply | [5 empty] | Regulator, Vacuum | REGULATORVACUUM-Ohio Medical-6-1251 | [22 empty] | Regulator, Vacuum | REGULATORVACUUM | Regulator, Vacuum | Ohio Medical
YES | YES |  |  |  | 099-00071 | 099-00071 | Ohio Medical | 6-1251 |  |  | NE - Cardio pulmonary |  |  |  |  | 099-00071 | 099-00071 | Katy | Memorial Hermann Northeast Hospital | NE - Cardio pulmonary | Clean supply | [5 empty] | Regulator, Vacuum | REGULATORVACUUM-Ohio Medical-6-1251 | [22 empty] | Regulator, Vacuum | REGULATORVACUUM | Regulator, Vacuum | Ohio Medical
YES | YES |  |  |  | 099-00072 | 099-00072 | Ohio Medical | 6-1251 |  |  | NE - Cardio pulmonary |  |  |  |  | 099-00072 | 099-00072 | Katy | Memorial Hermann Northeast Hospital | NE - Cardio pulmonary | Clean supply | [5 empty] | Regulator, Vacuum | REGULATORVACUUM-Ohio Medical-6-1251 | [22 empty] | Regulator, Vacuum | REGULATORVACUUM | Regulator, Vacuum | Ohio Medical
YES | YES |  |  |  | 099-00075 | 099-00075 | Ohio Medical | 6-1251 |  |  | NE - Cardio pulmonary |  |  |  |  | 099-00075 | 099-00075 | Katy | Memorial Hermann Northeast Hospital | NE - Cardio pulmonary | Clean supply | [5 empty] | Regulator, Vacuum | REGULATORVACUUM-Ohio Medical-6-1251 | [22 empty] | Regulator, Vacuum | REGULATORVACUUM | Regulator, Vacuum | Ohio Medical
YES | YES |  |  |  | 099-00074 | 099-00074 | Ohio Medical | 6-1251 |  |  | NE - Cardio pulmonary |  |  |  |  | 099-00074 | 099-00074 | Katy | Memorial Hermann Northeast Hospital | NE - Cardio pulmonary | Clean supply | [5 empty] | Regulator, Vacuum | REGULATORVACUUM-Ohio Medical-6-1251 | [22 empty] | Regulator, Vacuum | REGULATORVACUUM | Regulator, Vacuum | Ohio Medical
YES | YES |  |  |  | 099-00070 | 099-00070 | Ohio Medical | 6-1251 |  |  | NE - Cardio pulmonary |  |  |  |  | 099-00070 | 099-00070 | Katy | Memorial Hermann Northeast Hospital | NE - Cardio pulmonary | Clean supply | [5 empty] | Regulator, Vacuum | REGULATORVACUUM-Ohio Medical-6-1251 | [22 empty] | Regulator, Vacuum | REGULATORVACUUM | Regulator, Vacuum | Ohio Medical
YES | YES |  |  |  | 099-00069 | 099-00069 | Ohio Medical | 6-1251 |  |  | NE - Cardio pulmonary |  |  |  |  | 099-00069 | 099-00069 | Katy | Memorial Hermann Northeast Hospital | NE - Cardio pulmonary | Clean supply | [5 empty] | Regulator, Vacuum | REGULATORVACUUM-Ohio Medical-6-1251 | [22 empty] | Regulator, Vacuum | REGULATORVACUUM | Regulator, Vacuum | Ohio Medical
YES | YES |  |  |  | 099-00068 | 099-00068 | Ohio Medical | 6-1251 |  |  | NE - Cardio pulmonary |  |  |  |  | 099-00068 | 099-00068 | Katy | Memorial Hermann Northeast Hospital | NE - Cardio pulmonary | Clean supply | [5 empty] | Regulator, Vacuum | REGULATORVACUUM-Ohio Medical-6-1251 | [22 empty] | Regulator, Vacuum | REGULATORVACUUM | Regulator, Vacuum | Ohio Medical
YES | YES |  |  |  | 099-00067 | 099-00067 | Ohio Medical | 6-1251 |  |  | NE - Cardio pulmonary |  |  |  |  | 099-00067 | 099-00067 | Katy | Memorial Hermann Northeast Hospital | NE - Cardio pulmonary | Clean supply | [5 empty] | Regulator, Vacuum | REGULATORVACUUM-Ohio Medical-6-1251 | [22 empty] | Regulator, Vacuum | REGULATORVACUUM | Regulator, Vacuum | Ohio Medical
YES | YES |  |  |  | 099-00092 | 099-00092 | Ohio Medical | 6-1251 |  |  | NE - Cardio pulmonary |  |  |  |  | 099-00092 | 099-00092 | Katy | Memorial Hermann Northeast Hospital | NE - Cardio pulmonary | Clean supply | [5 empty] | Regulator, Vacuum | REGULATORVACUUM-Ohio Medical-6-1251 | [22 empty] | Regulator, Vacuum | REGULATORVACUUM | Regulator, Vacuum | Ohio Medical
YES | YES |  |  |  | 099-00066 | 099-00066 | Ohio Medical | 6-1251 |  |  | NE - Cardio pulmonary |  |  |  |  | 099-00066 | 099-00066 | Katy | Memorial Hermann Northeast Hospital | NE - Cardio pulmonary | Clean supply | [5 empty] | Regulator, Vacuum | REGULATORVACUUM-Ohio Medical-6-1251 | [22 empty] | Regulator, Vacuum | REGULATORVACUUM | Regulator, Vacuum | Ohio Medical
YES | YES |  |  |  | 099-00090 | 099-00090 | Ohio Medical | 6-1251 |  |  | NE - Cardio pulmonary |  |  |  |  | 099-00090 | 099-00090 | Katy | Memorial Hermann Northeast Hospital | NE - Cardio pulmonary | Clean supply | [5 empty] | Regulator, Vacuum | REGULATORVACUUM-Ohio Medical-6-1251 | [22 empty] | Regulator, Vacuum | REGULATORVACUUM | Regulator, Vacuum | Ohio Medical
YES | YES |  |  |  | 099-00082 | 099-00082 | Ohio Medical | 6-1251 |  |  | NE - Cardio pulmonary |  |  |  |  | 099-00082 | 099-00082 | Katy | Memorial Hermann Northeast Hospital | NE - Cardio pulmonary | Clean supply | [5 empty] | Regulator, Vacuum | REGULATORVACUUM-Ohio Medical-6-1251 | [22 empty] | Regulator, Vacuum | REGULATORVACUUM | Regulator, Vacuum | Ohio Medical
YES | YES |  |  |  | 099-00032 | 099-00032 | Ohio Medical | 6-1251 |  |  | NE - Cardio pulmonary |  |  |  |  | 099-00032 | 099-00032 | Katy | Memorial Hermann Northeast Hospital | NE - Cardio pulmonary | Clean supply | [5 empty] | Regulator, Vacuum | REGULATORVACUUM-Ohio Medical-6-1251 | [22 empty] | Regulator, Vacuum | REGULATORVACUUM | Regulator, Vacuum | Ohio Medical
YES | YES |  |  |  | 099-00030 | 099-00030 | Ohio Medical | 6-1251 |  |  | NE - Cardio pulmonary |  |  |  |  | 099-00030 | 099-00030 | Katy | Memorial Hermann Northeast Hospital | NE - Cardio pulmonary | Clean supply | [5 empty] | Regulator, Vacuum | REGULATORVACUUM-Ohio Medical-6-1251 | [22 empty] | Regulator, Vacuum | REGULATORVACUUM | Regulator, Vacuum | Ohio Medical
YES | YES |  |  |  | 099-00029 | 099-00029 | Ohio Medical | 6-1251 |  |  | NE - Cardio pulmonary |  |  |  |  | 099-00029 | 099-00029 | Katy | Memorial Hermann Northeast Hospital | NE - Cardio pulmonary | Clean supply | [5 empty] | Regulator, Vacuum | REGULATORVACUUM-Ohio Medical-6-1251 | [22 empty] | Regulator, Vacuum | REGULATORVACUUM | Regulator, Vacuum | Ohio Medical
YES | YES |  |  |  | 099-00028 | 099-00028 | Ohio Medical | 6-1251 |  |  | NE - Cardio pulmonary |  |  |  |  | 099-00028 | 099-00028 | Katy | Memorial Hermann Northeast Hospital | NE - Cardio pulmonary | Clean supply | [5 empty] | Regulator, Vacuum | REGULATORVACUUM-Ohio Medical-6-1251 | [22 empty] | Regulator, Vacuum | REGULATORVACUUM | Regulator, Vacuum | Ohio Medical
YES | YES |  |  |  | 099-03932 | 099-03932 | Ohio Medical | 6-1251 |  |  | NE - Cathlab |  |  |  |  | 099-03932 | 099-03932 | Katy | Memorial Hermann Northeast Hospital | NE - Cathlab | Room 1 | [5 empty] | Regulator, Vacuum | REGULATORVACUUM-Ohio Medical-6-1251 | [22 empty] | Regulator, Vacuum | REGULATORVACUUM | Regulator, Vacuum | Ohio Medical
YES | YES |  |  |  | 099-03931 | 099-03931 | Ohio Medical | 6-1251 |  |  | NE - Cathlab |  |  |  |  | 099-03931 | 099-03931 | Katy | Memorial Hermann Northeast Hospital | NE - Cathlab | Room 1 | [5 empty] | Regulator, Vacuum | REGULATORVACUUM-Ohio Medical-6-1251 | [22 empty] | Regulator, Vacuum | REGULATORVACUUM | Regulator, Vacuum | Ohio Medical
YES | YES |  |  |  | 099-03928 | 099-03928 | Ohio Medical | 6-1251 |  |  | NE - Cathlab |  |  |  |  | 099-03928 | 099-03928 | Katy | Memorial Hermann Northeast Hospital | NE - Cathlab | Room 2 | 6/1/11 |  |  |  |  | Regulator, Vacuum | REGULATORVACUUM-Ohio Medical-6-1251 | [22 empty] | Regulator, Vacuum | REGULATORVACUUM | Regulator, Vacuum | Ohio Medical
YES | YES |  |  |  | 099-03927 | 099-03927 | Ohio Medical | 6-1251 |  |  | NE - Cathlab |  |  |  |  | 099-03927 | 099-03927 | Katy | Memorial Hermann Northeast Hospital | NE - Cathlab | Room 2 | 7/1/15 |  |  |  |  | Regulator, Vacuum | REGULATORVACUUM-Ohio Medical-6-1251 | [22 empty] | Regulator, Vacuum | REGULATORVACUUM | Regulator, Vacuum | Ohio Medical
YES | YES |  |  |  | 099-01339 | 099-01339 | Ohio Medical | 6-1251 |  |  | NE - west |  |  |  |  | 099-01339 | 099-01339 | Katy | Memorial Hermann Northeast Hospital | NE - west | W4-02 | [5 empty] | Regulator, Vacuum | REGULATORVACUUM-Ohio Medical-6-1251 | [22 empty] | Regulator, Vacuum | REGULATORVACUUM | Regulator, Vacuum | Ohio Medical
YES | YES |  |  |  | 099-03924 | 099-03924 | Ohio Medical | 6-1251 |  |  | NE - west |  |  |  |  | 099-03924 | 099-03924 | Katy | Memorial Hermann Northeast Hospital | NE - west | W4-11 | [5 empty] | Regulator, Vacuum | REGULATORVACUUM-Ohio Medical-6-1251 | [22 empty] | Regulator, Vacuum | REGULATORVACUUM | Regulator, Vacuum | Ohio Medical
YES | YES |  |  |  | 099-03920 | 099-03920 | Ohio Medical | 6-1251 |  |  | NE - west |  |  |  |  | 099-03920 | 099-03920 | Katy | Memorial Hermann Northeast Hospital | NE - west | W4-18 | [5 empty] | Regulator, Vacuum | REGULATORVACUUM-Ohio Medical-6-1251 | [22 empty] | Regulator, Vacuum | REGULATORVACUUM | Regulator, Vacuum | Ohio Medical
YES | YES |  |  |  | 099-03918 | 099-03918 | Ohio Medical | 6-1251 |  |  | NE - west |  |  |  |  | 099-03918 | 099-03918 | Katy | Memorial Hermann Northeast Hospital | NE - west | W4-21 | [5 empty] | Regulator, Vacuum | REGULATORVACUUM-Ohio Medical-6-1251 | [22 empty] | Regulator, Vacuum | REGULATORVACUUM | Regulator, Vacuum | Ohio Medical
YES | YES |  |  |  | 099-03919 | 099-03919 | Ohio Medical | 6-1251 |  |  | NE - west |  |  |  |  | 099-03919 | 099-03919 | Katy | Memorial Hermann Northeast Hospital | NE - west | W4-25 | [5 empty] | Regulator, Vacuum | REGULATORVACUUM-Ohio Medical-6-1251 | [22 empty] | Regulator, Vacuum | REGULATORVACUUM | Regulator, Vacuum | Ohio Medical
YES | YES |  |  |  | 099-01342 | 099-01342 | Ohio Medical | 6-1251 |  |  | NE - west |  |  |  |  | 099-01342 | 099-01342 | Katy | Memorial Hermann Northeast Hospital | NE - west | W4-25 | [5 empty] | Regulator, Vacuum | REGULATORVACUUM-Ohio Medical-6-1251 | [22 empty] | Regulator, Vacuum | REGULATORVACUUM | Regulator, Vacuum | Ohio Medical
YES | YES |  |  |  | 099-01345 | 099-01345 | Ohio Medical | 6-1251 |  |  | NE - west |  |  |  |  | 099-01345 | 099-01345 | Katy | Memorial Hermann Northeast Hospital | NE - west | W4-25 | [5 empty] | Regulator, Vacuum | REGULATORVACUUM-Ohio Medical-6-1251 | [22 empty] | Regulator, Vacuum | REGULATORVACUUM | Regulator, Vacuum | Ohio Medical
YES | YES |  |  |  | 099-01348 | 099-01348 | Ohio Medical | 6-1251 |  |  | NE - 3 WEST TOWER |  |  |  |  | 099-01348 | 099-01348 | Katy | Memorial Hermann Northeast Hospital | NE - 3 WEST TOWER | W3-3 | [5 empty] | Regulator, Vacuum | REGULATORVACUUM-Ohio Medical-6-1251 | [22 empty] | Regulator, Vacuum | REGULATORVACUUM | Regulator, Vacuum | Ohio Medical
YES | YES |  |  |  | 099-03155 | 099-03155 | Ohio Medical | 6-1251 |  |  | NE - 3 WEST TOWER |  |  |  |  | 099-03155 | 099-03155 | Katy | Memorial Hermann Northeast Hospital | NE - 3 WEST TOWER | W3-3 | [5 empty] | Regulator, Vacuum | REGULATORVACUUM-Ohio Medical-6-1251 | [22 empty] | Regulator, Vacuum | REGULATORVACUUM | Regulator, Vacuum | Ohio Medical
YES | YES |  |  |  | 099-01635 | 099-01635 | Ohio Medical | 6-1251 |  |  | NE - 3 WEST TOWER |  |  |  |  | 099-01635 | 099-01635 | Katy | Memorial Hermann Northeast Hospital | NE - 3 WEST TOWER | W3-6 | [5 empty] | Regulator, Vacuum | REGULATORVACUUM-Ohio Medical-6-1251 | [22 empty] | Regulator, Vacuum | REGULATORVACUUM | Regulator, Vacuum | Ohio Medical
YES | YES |  |  |  | 099-01637 | 099-01637 | Ohio Medical | 6-1251 |  |  | NE - 3 WEST TOWER |  |  |  |  | 099-01637 | 099-01637 | Katy | Memorial Hermann Northeast Hospital | NE - 3 WEST TOWER | W3-6 | [5 empty] | Regulator, Vacuum | REGULATORVACUUM-Ohio Medical-6-1251 | [22 empty] | Regulator, Vacuum | REGULATORVACUUM | Regulator, Vacuum | Ohio Medical
YES | YES |  |  |  | 099-01638 | 099-01638 | Ohio Medical | 6-1251 |  |  | NE - 3 WEST TOWER |  |  |  |  | 099-01638 | 099-01638 | Katy | Memorial Hermann Northeast Hospital | NE - 3 WEST TOWER | W3-11 | [5 empty] | Regulator, Vacuum | REGULATORVACUUM-Ohio Medical-6-1251 | [22 empty] | Regulator, Vacuum | REGULATORVACUUM | Regulator, Vacuum | Ohio Medical
YES | YES |  |  |  | 099-01639 | 099-01639 | Ohio Medical | 6-1251 |  |  | NE - 3 WEST TOWER |  |  |  |  | 099-01639 | 099-01639 | Katy | Memorial Hermann Northeast Hospital | NE - 3 WEST TOWER | W3-11 | [5 empty] | Regulator, Vacuum | REGULATORVACUUM-Ohio Medical-6-1251 | [22 empty] | Regulator, Vacuum | REGULATORVACUUM | Regulator, Vacuum | Ohio Medical
YES | YES |  |  |  | 099-01643 | 099-01643 | Ohio Medical | 6-1251 |  |  | NE - 3 west tower |  |  |  |  | 099-01643 | 099-01643 | Katy | Memorial Hermann Northeast Hospital | NE - 3 west tower | W3 - 20 | [5 empty] | Regulator, Vacuum | REGULATORVACUUM-Ohio Medical-6-1251 | [22 empty] | Regulator, Vacuum | REGULATORVACUUM | Regulator, Vacuum | Ohio Medical
YES | YES |  |  |  | 099-01644 | 099-01644 | Ohio Medical | 6-1251 |  |  | NE - 3 west tower |  |  |  |  | 099-01644 | 099-01644 | Katy | Memorial Hermann Northeast Hospital | NE - 3 west tower | W3 - 20 | [5 empty] | Regulator, Vacuum | REGULATORVACUUM-Ohio Medical-6-1251 | [22 empty] | Regulator, Vacuum | REGULATORVACUUM | Regulator, Vacuum | Ohio Medical
YES | YES |  |  |  | 099-01646 | 099-01646 | Ohio Medical | 6-1251 |  |  | NE - 3 west tower |  |  |  |  | 099-01646 | 099-01646 | Katy | Memorial Hermann Northeast Hospital | NE - 3 west tower | W3 - 19 | [5 empty] | Regulator, Vacuum | REGULATORVACUUM-Ohio Medical-6-1251 | [22 empty] | Regulator, Vacuum | REGULATORVACUUM | Regulator, Vacuum | Ohio Medical
YES | YES |  |  |  | 099-01647 | 099-01647 | Ohio Medical | 6-1251 |  |  | NE - 3 west tower |  |  |  |  | 099-01647 | 099-01647 | Katy | Memorial Hermann Northeast Hospital | NE - 3 west tower | W3 - 19 | [5 empty] | Regulator, Vacuum | REGULATORVACUUM-Ohio Medical-6-1251 | [22 empty] | Regulator, Vacuum | REGULATORVACUUM | Regulator, Vacuum | Ohio Medical
YES | YES |  |  |  | 099-01649 | 099-01649 | Ohio Medical | 6-1251 |  |  | NE - 3 west tower |  |  |  |  | 099-01649 | 099-01649 | Katy | Memorial Hermann Northeast Hospital | NE - 3 west tower | W3 - 22 | [5 empty] | Regulator, Vacuum | REGULATORVACUUM-Ohio Medical-6-1251 | [22 empty] | Regulator, Vacuum | REGULATORVACUUM | Regulator, Vacuum | Ohio Medical
YES | YES |  |  |  | 099-01650 | 099-01650 | Ohio Medical | 6-1251 |  |  | NE - 3 west tower |  |  |  |  | 099-01650 | 099-01650 | Katy | Memorial Hermann Northeast Hospital | NE - 3 west tower | W3 - 22 | [5 empty] | Regulator, Vacuum | REGULATORVACUUM-Ohio Medical-6-1251 | [22 empty] | Regulator, Vacuum | REGULATORVACUUM | Regulator, Vacuum | Ohio Medical
YES | YES |  |  |  | 099-01653 | 099-01653 | Ohio Medical | 6-1251 |  |  | NE - 3 west tower |  |  |  |  | 099-01653 | 099-01653 | Katy | Memorial Hermann Northeast Hospital | NE - 3 west tower | W3 - 22 | [5 empty] | Regulator, Vacuum | REGULATORVACUUM-Ohio Medical-6-1251 | [22 empty] | Regulator, Vacuum | REGULATORVACUUM | Regulator, Vacuum | Ohio Medical
YES | YES |  |  |  | 099-01615 | 099-01615 | Ohio Medical | 6-1251 |  |  | NE - 3 west tower |  |  |  |  | 099-01615 | 099-01615 | Katy | Memorial Hermann Northeast Hospital | NE - 3 west tower | W3 - 27 | [5 empty] | Regulator, Vacuum | REGULATORVACUUM-Ohio Medical-6-1251 | [22 empty] | Regulator, Vacuum | REGULATORVACUUM | Regulator, Vacuum | Ohio Medical
YES | YES |  |  |  | 099-01625 | 099-01625 | Ohio Medical | 6-1251 |  |  | NE-2 |  |  |  |  | 099-01625 | 099-01625 | Katy | Memorial Hermann Northeast Hospital | NE-2 | W2 - 01 | [5 empty] | Regulator, Vacuum | REGULATORVACUUM-Ohio Medical-6-1251 | [22 empty] | Regulator, Vacuum | REGULATORVACUUM | Regulator, Vacuum | Ohio Medical
YES | YES |  |  |  | 099-01624 | 099-01624 | Ohio Medical | 6-1251 |  |  | NE-2 |  |  |  |  | 099-01624 | 099-01624 | Katy | Memorial Hermann Northeast Hospital | NE-2 | W2 - 01 | [5 empty] | Regulator, Vacuum | REGULATORVACUUM-Ohio Medical-6-1251 | [22 empty] | Regulator, Vacuum | REGULATORVACUUM | Regulator, Vacuum | Ohio Medical
YES | YES |  |  |  | 099-01623 | 099-01623 | Ohio Medical | 6-1251 |  |  | NE-2 |  |  |  |  | 099-01623 | 099-01623 | Katy | Memorial Hermann Northeast Hospital | NE-2 | W2 - 05 | [5 empty] | Regulator, Vacuum | REGULATORVACUUM-Ohio Medical-6-1251 | [22 empty] | Regulator, Vacuum | REGULATORVACUUM | Regulator, Vacuum | Ohio Medical
YES | YES |  |  |  | 099-01628 | 099-01628 | Ohio Medical | 6-1251 |  |  | NE-2 |  |  |  |  | 099-01628 | 099-01628 | Katy | Memorial Hermann Northeast Hospital | NE-2 | W2 - 05 | [5 empty] | Regulator, Vacuum | REGULATORVACUUM-Ohio Medical-6-1251 | [22 empty] | Regulator, Vacuum | REGULATORVACUUM | Regulator, Vacuum | Ohio Medical
YES | YES |  |  |  | 099-01630 | 099-01630 | Ohio Medical | 6-1251 |  |  | NE-2 |  |  |  |  | 099-01630 | 099-01630 | Katy | Memorial Hermann Northeast Hospital | NE-2 | W2 - 05 | [5 empty] | Regulator, Vacuum | REGULATORVACUUM-Ohio Medical-6-1251 | [22 empty] | Regulator, Vacuum | REGULATORVACUUM | Regulator, Vacuum | Ohio Medical
YES | YES |  |  |  | 099-01620 | 099-01620 | Ohio Medical | 6-1251 |  |  | NE-2 |  |  |  |  | 099-01620 | 099-01620 | Katy | Memorial Hermann Northeast Hospital | NE-2 | W2 - 05 | [5 empty] | Regulator, Vacuum | REGULATORVACUUM-Ohio Medical-6-1251 | [22 empty] | Regulator, Vacuum | REGULATORVACUUM | Regulator, Vacuum | Ohio Medical
YES | YES |  |  |  | 099-01619 | 099-01619 | Ohio Medical | 6-1251 |  |  | NE-2 |  |  |  |  | 099-01619 | 099-01619 | Katy | Memorial Hermann Northeast Hospital | NE-2 | W2 - 11 | [5 empty] | Regulator, Vacuum | REGULATORVACUUM-Ohio Medical-6-1251 | [22 empty] | Regulator, Vacuum | REGULATORVACUUM | Regulator, Vacuum | Ohio Medical
YES | YES |  |  |  | 099-01618 | 099-01618 | Ohio Medical | 6-1251 |  |  | NE-2 |  |  |  |  | 099-01618 | 099-01618 | Katy | Memorial Hermann Northeast Hospital | NE-2 | W2 - 11 | [5 empty] | Regulator, Vacuum | REGULATORVACUUM-Ohio Medical-6-1251 | [22 empty] | Regulator, Vacuum | REGULATORVACUUM | Regulator, Vacuum | Ohio Medical
YES | YES |  |  |  | 099-01617 | 099-01617 | Ohio Medical | 6-1251 |  |  | NE-2 |  |  |  |  | 099-01617 | 099-01617 | Katy | Memorial Hermann Northeast Hospital | NE-2 | W2 - 21 | [5 empty] | Regulator, Vacuum | REGULATORVACUUM-Ohio Medical-6-1251 | [22 empty] | Regulator, Vacuum | REGULATORVACUUM | Regulator, Vacuum | Ohio Medical
YES | YES |  |  |  | 099-01616 | 099-01616 | Ohio Medical | 6-1251 |  |  | NE-2 |  |  |  |  | 099-01616 | 099-01616 | Katy | Memorial Hermann Northeast Hospital | NE-2 | W2 - 21 | [5 empty] | Regulator, Vacuum | REGULATORVACUUM-Ohio Medical-6-1251 | [22 empty] | Regulator, Vacuum | REGULATORVACUUM | Regulator, Vacuum | Ohio Medical
YES | YES |  |  |  | 099-01606 | 099-01606 | Ohio Medical | 6-1251 |  |  | NE-2 |  |  |  |  | 099-01606 | 099-01606 | Katy | Memorial Hermann Northeast Hospital | NE-2 | W2 - 21 | [5 empty] | Regulator, Vacuum | REGULATORVACUUM-Ohio Medical-6-1251 | [22 empty] | Regulator, Vacuum | REGULATORVACUUM | Regulator, Vacuum | Ohio Medical
YES | YES |  |  |  | 099-01604 | 099-01604 | Ohio Medical | 6-1251 |  |  | NE-2 |  |  |  |  | 099-01604 | 099-01604 | Katy | Memorial Hermann Northeast Hospital | NE-2 | W2 - 27 | [5 empty] | Regulator, Vacuum | REGULATORVACUUM-Ohio Medical-6-1251 | [22 empty] | Regulator, Vacuum | REGULATORVACUUM | Regulator, Vacuum | Ohio Medical
YES | YES |  |  |  | 099-01608 | 099-01608 | Ohio Medical | 6-1251 |  |  | NE-2 |  |  |  |  | 099-01608 | 099-01608 | Katy | Memorial Hermann Northeast Hospital | NE-2 | W2 - 30 | [5 empty] | Regulator, Vacuum | REGULATORVACUUM-Ohio Medical-6-1251 | [22 empty] | Regulator, Vacuum | REGULATORVACUUM | Regulator, Vacuum | Ohio Medical
YES | YES |  |  |  | 099-01609 | 099-01609 | Ohio Medical | 6-1251 |  |  | NE-2 |  |  |  |  | 099-01609 | 099-01609 | Katy | Memorial Hermann Northeast Hospital | NE-2 | W2 - 30 | [5 empty] | Regulator, Vacuum | REGULATORVACUUM-Ohio Medical-6-1251 | [22 empty] | Regulator, Vacuum | REGULATORVACUUM | Regulator, Vacuum | Ohio Medical
YES | YES |  |  |  | 099-01783 | 099-01783 | Ohio Medical | 6-1251 |  | JGGM04193 | NE - 2 |  |  |  |  | 099-01783 | 099-01783 | Katy | Memorial Hermann Northeast Hospital | NE - 2 | [6 empty] | Regulator, Vacuum | REGULATORVACUUM-Ohio Medical-6-1251 | [22 empty] | Regulator, Vacuum | REGULATORVACUUM | Regulator, Vacuum | Ohio Medical
YES | YES |  |  |  | 142-01300 | 142-01300 | Ohio Medical | 6-1251 |  | JGGM04203 | [5 empty] | 142-01300 | 142-01300 | Katy | Memorial Hermann Northeast Hospital |  | Floor 2 |  |  |  | N/A |  | Regulator, Vacuum | REGULATORVACUUM-Ohio Medical-6-1251 | [22 empty] | Regulator, Vacuum | REGULATORVACUUM | Regulator, Vacuum | Ohio Medical
YES | YES |  |  |  | 099-01662 | 099-01662 | Ohio Medical | 6-1251 |  | JGGM04196 | [5 empty] | 099-01662 | 099-01662 | Katy | Memorial Hermann Northeast Hospital |  | 2 South | [5 empty] | Regulator, Vacuum | REGULATORVACUUM-Ohio Medical-6-1251 | [22 empty] | Regulator, Vacuum | REGULATORVACUUM | Regulator, Vacuum | Ohio Medical
YES | YES |  |  |  | 099-01846 | 099-01846 | Ohio Medical | 6-1251 |  | JGGR16955 | SC CCC - (NE) - EMERGENCY ROOM |  |  |  |  | 099-01846 | 099-01846 | Katy | Memorial Hermann Convenient Care Center in Summer Creek (Summer Creek CCC) | SC CCC - (NE) - EMERGENCY ROOM | Nurses station |  |  |  | One time safety |  | Regulator, Vacuum | REGULATORVACUUM-Ohio Medical-6-1251 | [22 empty] | Regulator, Vacuum | REGULATORVACUUM | Regulator, Vacuum | Ohio Medical
YES | YES |  |  |  | 099-01847 | 099-01847 | Ohio Medical | 6-1251 |  | JGGR16953 | SC CCC - (NE) - EMERGENCY ROOM |  |  |  |  | 099-01847 | 099-01847 | Katy | Memorial Hermann Convenient Care Center in Summer Creek (Summer Creek CCC) | SC CCC - (NE) - EMERGENCY ROOM | Nurses station |  |  |  | One time safety |  | Regulator, Vacuum | REGULATORVACUUM-Ohio Medical-6-1251 | [22 empty] | Regulator, Vacuum | REGULATORVACUUM | Regulator, Vacuum | Ohio Medical
YES | YES |  |  |  | 099-01851 | 099-01851 | Ohio Medical | 6-1251 |  | JGGR16943 | SC CCC - (NE) - EMERGENCY ROOM |  |  |  |  | 099-01851 | 099-01851 | Katy | Memorial Hermann Convenient Care Center in Summer Creek (Summer Creek CCC) | SC CCC - (NE) - EMERGENCY ROOM | Nurses station |  |  |  | One time safety |  | Regulator, Vacuum | REGULATORVACUUM-Ohio Medical-6-1251 | [22 empty] | Regulator, Vacuum | REGULATORVACUUM | Regulator, Vacuum | Ohio Medical
YES | YES |  |  |  | 099-01852 | 099-01852 | Ohio Medical | 6-1251 |  | JGGR16942 | SC CCC - (NE) - EMERGENCY ROOM |  |  |  |  | 099-01852 | 099-01852 | Katy | Memorial Hermann Convenient Care Center in Summer Creek (Summer Creek CCC) | SC CCC - (NE) - EMERGENCY ROOM | Nurses station | [5 empty] | Regulator, Vacuum | REGULATORVACUUM-Ohio Medical-6-1251 | [22 empty] | Regulator, Vacuum | REGULATORVACUUM | Regulator, Vacuum | Ohio Medical
YES | YES |  |  |  | 099-01853 | 099-01853 | Ohio Medical | 6-1251 |  | JGGR16948 | SC CCC - (NE) - EMERGENCY ROOM |  |  |  |  | 099-01853 | 099-01853 | Katy | Memorial Hermann Convenient Care Center in Summer Creek (Summer Creek CCC) | SC CCC - (NE) - EMERGENCY ROOM | Treatment room 8 |  |  |  | One time safety |  | Regulator, Vacuum | REGULATORVACUUM-Ohio Medical-6-1251 | [22 empty] | Regulator, Vacuum | REGULATORVACUUM | Regulator, Vacuum | Ohio Medical
YES | YES | Serial Number Cnf |  |  | 099-01861 | 099-01861 | Ohio Medical | 6-1251 |  | Cnf | Summer creek er |  |  |  |  | 099-01861 | 099-01861 | Katy | Memorial Hermann Convenient Care Center in Summer Creek (Summer Creek CCC) | Summer creek er | Treatment room 4 |  |  |  | In use |  | Regulator, Vacuum | REGULATORVACUUM-Ohio Medical-6-1251 | [22 empty] | Regulator, Vacuum | REGULATORVACUUM | Regulator, Vacuum | Ohio Medical
YES | YES | Serial Number Cnf |  |  | 099-01862 | 099-01862 | Ohio Medical | 6-1251 |  | Cnf | Summer creek er |  |  |  |  | 099-01862 | 099-01862 | Katy | Memorial Hermann Convenient Care Center in Summer Creek (Summer Creek CCC) | Summer creek er | Treatment room 4 | [5 empty] | Regulator, Vacuum | REGULATORVACUUM-Ohio Medical-6-1251 | [22 empty] | Regulator, Vacuum | REGULATORVACUUM | Regulator, Vacuum | Ohio Medical
YES | YES |  |  |  | 099-01902 | 099-01902 | Ohio Medical | 6-1251 |  | JGGR16957 | Summer creek er |  |  |  |  | 099-01902 | 099-01902 | Katy | Memorial Hermann Convenient Care Center in Summer Creek (Summer Creek CCC) | Summer creek er | Treatment room 5 | [5 empty] | Regulator, Vacuum | REGULATORVACUUM-Ohio Medical-6-1251 | [22 empty] | Regulator, Vacuum | REGULATORVACUUM | Regulator, Vacuum | Ohio Medical
YES | YES |  |  |  | 099-01903 | 099-01903 | Ohio Medical | 6-1251 |  | JGGR16950 | Summer creek er |  |  |  |  | 099-01903 | 099-01903 | Katy | Memorial Hermann Convenient Care Center in Summer Creek (Summer Creek CCC) | Summer creek er | Treatment room 5 | [5 empty] | Regulator, Vacuum | REGULATORVACUUM-Ohio Medical-6-1251 | [22 empty] | Regulator, Vacuum | REGULATORVACUUM | Regulator, Vacuum | Ohio Medical
YES | YES |  |  |  | 099-01817 | 099-01817 | Ohio Medical | 6-1251 |  | JGGR16954 | Summer creek er |  |  |  |  | 099-01817 | 099-01817 | Katy | Memorial Hermann Convenient Care Center in Summer Creek (Summer Creek CCC) | Summer creek er | Nurses station |  |  |  | Note says broken |  | Regulator, Vacuum | REGULATORVACUUM-Ohio Medical-6-1251 | [22 empty] | Regulator, Vacuum | REGULATORVACUUM | Regulator, Vacuum | Ohio Medical
YES | YES |  |  |  | JGGU 11660 | JGGU 11660 | Ohio Medical | 6-1251 |  | JGGU 11660 | SP CCC - (SL) - EMERGENCY ROOM |  |  |  |  | JGGU 11660 | JGGU 11660 | Sugar Land | Memorial Hermann Convenient Care Center at Sienna Plantation (Sienna CCC) (#B) | SP CCC - (SL) - EMERGENCY ROOM | Exam room 7 |  |  |  | No asset tags, serial is asset. |  | Regulator, Vacuum | REGULATORVACUUM-Ohio Medical-6-1251 | [22 empty] | Regulator, Vacuum | REGULATORVACUUM | Regulator, Vacuum | Ohio Medical
YES | YES |  |  |  | 099-00921 | 099-00921 | Ohio Medical | 6-1251 |  | JGGT02804 | SUGAR LAND - EDUCATION |  |  |  |  | 099-00921 | 099-00921 | Sugar Land |  | SUGAR LAND - EDUCATION |  |  |  |  | No pm |  | Regulator, Vacuum | REGULATORVACUUM-Ohio Medical-6-1251 | [22 empty] | Regulator, Vacuum | REGULATORVACUUM | Regulator, Vacuum | Ohio Medical
YES | YES |  |  |  | 099-00930 | 099-00930 | Ohio Medical | 6-1251 |  | PSAY15473 | SUGAR LAND - MED/SURG - EAST 5TH |  |  |  |  | 099-00930 | 099-00930 | Sugar Land |  | SUGAR LAND - MED/SURG - EAST 5TH |  |  |  |  | No pm |  | Regulator, Vacuum | REGULATORVACUUM-Ohio Medical-6-1251 | [22 empty] | Regulator, Vacuum | REGULATORVACUUM | Regulator, Vacuum | Ohio Medical
YES | YES |  |  |  | 010868825000208521PSAY15493 | 010868825000208521PSAY15493 | Ohio Medical | 6-1251 |  | 010868825000208521PSAY15493 | 5 east |  |  |  |  | 010868825000208521PSAY15493 | 010868825000208521PSAY15493 | Sugar Land | Memorial Hermann Sugar Land Hospital | 5 east | Room e530 | [5 empty] | Regulator, Vacuum | REGULATORVACUUM-Ohio Medical-6-1251 | [22 empty] | Regulator, Vacuum | REGULATORVACUUM | Regulator, Vacuum | Ohio Medical
YES | YES |  |  |  | 142-08929 | 142-08929 | Ohio Medical | 6-1251 |  | PSAY15476 | SUGAR LAND - MED/SURG - EAST 5TH |  |  |  |  | 142-08929 | 142-08929 | Sugar Land |  | SUGAR LAND - MED/SURG - EAST 5TH |  |  |  |  | No pm |  | Regulator, Vacuum | REGULATORVACUUM-Ohio Medical-6-1251 | [22 empty] | Regulator, Vacuum | REGULATORVACUUM | Regulator, Vacuum | Ohio Medical
YES | YES |  |  |  | 142-08931 | 142-08931 | Ohio Medical | 6-1251 |  | PSAY15500 | SUGAR LAND - MED/SURG - EAST 5TH |  |  |  |  | 142-08931 | 142-08931 | Sugar Land |  | SUGAR LAND - MED/SURG - EAST 5TH |  |  |  |  | No pm |  | Regulator, Vacuum | REGULATORVACUUM-Ohio Medical-6-1251 | [22 empty] | Regulator, Vacuum | REGULATORVACUUM | Regulator, Vacuum | Ohio Medical
YES | YES |  |  |  | 129-31549 | 129-31549 | Ohio Medical | 6-1251 |  | 010868825000208521PSAY15521 | SUGAR LAND - MED/SURG - EAST 5TH |  |  |  |  | 129-31549 | 129-31549 | Sugar Land | Memorial Hermann Sugar Land Hospital | SUGAR LAND - MED/SURG - EAST 5TH | E529 | [5 empty] | Regulator, Vacuum | REGULATORVACUUM-Ohio Medical-6-1251 | [22 empty] | Regulator, Vacuum | REGULATORVACUUM | Regulator, Vacuum | Ohio Medical
YES | YES |  |  |  | 129-31590 | 129-31590 | Ohio Medical | 6-1251 |  | PSAY15514 | SUGAR LAND - MED/SURG - EAST 5TH |  |  |  |  | 129-31590 | 129-31590 | Sugar Land | Memorial Hermann Sugar Land Hospital | SUGAR LAND - MED/SURG - EAST 5TH | E528 | [5 empty] | Regulator, Vacuum | REGULATORVACUUM-Ohio Medical-6-1251 | [22 empty] | Regulator, Vacuum | REGULATORVACUUM | Regulator, Vacuum | Ohio Medical
YES | YES |  |  |  | 142-08933 | 142-08933 | Ohio Medical | 6-1251 |  | PSAY15496 | SUGAR LAND - MED/SURG - EAST 5TH |  |  |  |  | 142-08933 | 142-08933 | Sugar Land |  | SUGAR LAND - MED/SURG - EAST 5TH |  |  |  |  | No pm |  | Regulator, Vacuum | REGULATORVACUUM-Ohio Medical-6-1251 | [22 empty] | Regulator, Vacuum | REGULATORVACUUM | Regulator, Vacuum | Ohio Medical
YES | YES |  |  |  | 142-08934 | 142-08934 | Ohio Medical | 6-1251 |  | PSAY15481 | SUGAR LAND - MED/SURG - EAST 5TH |  |  |  |  | 142-08934 | 142-08934 | Sugar Land |  | SUGAR LAND - MED/SURG - EAST 5TH |  |  |  |  | No pm |  | Regulator, Vacuum | REGULATORVACUUM-Ohio Medical-6-1251 | [22 empty] | Regulator, Vacuum | REGULATORVACUUM | Regulator, Vacuum | Ohio Medical
YES | YES |  |  |  | 129-31593 | 129-31593 | Ohio Medical | 6-1251 |  | PSAY15502 | 5 east |  |  |  |  | 129-31593 | 129-31593 | Sugar Land | Memorial Hermann Sugar Land Hospital | 5 east | By room 527 | [5 empty] | Regulator, Vacuum | REGULATORVACUUM-Ohio Medical-6-1251 | [22 empty] | Regulator, Vacuum | REGULATORVACUUM | Regulator, Vacuum | Ohio Medical
YES | YES |  |  |  | 129-31595 | 129-31595 | Ohio Medical | 6-1251 |  | PSAY15523 | 5 east |  |  |  |  | 129-31595 | 129-31595 | Sugar Land | Memorial Hermann Sugar Land Hospital | 5 east | By room 526 | [5 empty] | Regulator, Vacuum | REGULATORVACUUM-Ohio Medical-6-1251 | [22 empty] | Regulator, Vacuum | REGULATORVACUUM | Regulator, Vacuum | Ohio Medical
YES | YES |  |  |  | 142-08936 | 142-08936 | Ohio Medical | 6-1251 |  | PSAY15516 | SUGAR LAND - TELEMETRY |  |  |  |  | 142-08936 | 142-08936 | Sugar Land |  | SUGAR LAND - TELEMETRY |  |  |  |  | No pm |  | Regulator, Vacuum | REGULATORVACUUM-Ohio Medical-6-1251 | [22 empty] | Regulator, Vacuum | REGULATORVACUUM | Regulator, Vacuum | Ohio Medical
YES | YES |  |  |  | 129-31597 | 129-31597 | Ohio Medical | 6-1251 |  | PSAY15532 | SUGAR LAND - MED/SURG - EAST 5TH |  |  |  |  | 129-31597 | 129-31597 | Sugar Land | Memorial Hermann Sugar Land Hospital | SUGAR LAND - MED/SURG - EAST 5TH | By room 525 | [5 empty] | Regulator, Vacuum | REGULATORVACUUM-Ohio Medical-6-1251 | [22 empty] | Regulator, Vacuum | REGULATORVACUUM | Regulator, Vacuum | Ohio Medical
YES | YES |  |  |  | 129-31598 | 129-31598 | Ohio Medical | 6-1251 |  | PSAY15501 | SUGAR LAND - MED/SURG - EAST 5TH |  |  |  |  | 129-31598 | 129-31598 | Sugar Land | Memorial Hermann Sugar Land Hospital | SUGAR LAND - MED/SURG - EAST 5TH | By room 525 | [5 empty] | Regulator, Vacuum | REGULATORVACUUM-Ohio Medical-6-1251 | [22 empty] | Regulator, Vacuum | REGULATORVACUUM | Regulator, Vacuum | Ohio Medical
YES | YES |  |  |  | 142-08938 | 142-08938 | Ohio Medical | 6-1251 |  | PSAY15543 | SUGAR LAND - MED/SURG - EAST 5TH |  |  |  |  | 142-08938 | 142-08938 | Sugar Land |  | SUGAR LAND - MED/SURG - EAST 5TH |  |  |  |  | No pm |  | Regulator, Vacuum | REGULATORVACUUM-Ohio Medical-6-1251 | [22 empty] | Regulator, Vacuum | REGULATORVACUUM | Regulator, Vacuum | Ohio Medical
YES | YES |  |  |  | 129-31600 | 129-31600 | Ohio Medical | 6-1251 |  | PSAY15475 | SUGAR LAND - MED/SURG - EAST 5TH |  |  |  |  | 129-31600 | 129-31600 | Sugar Land | Memorial Hermann Sugar Land Hospital | SUGAR LAND - MED/SURG - EAST 5TH | [6 empty] | Regulator, Vacuum | REGULATORVACUUM-Ohio Medical-6-1251 | [22 empty] | Regulator, Vacuum | REGULATORVACUUM | Regulator, Vacuum | Ohio Medical
YES | YES | Serial Number Cnf |  |  | 142-08942 | 142-08942 | Ohio Medical | 6-1251 |  | Cnf | SUGAR LAND - MED/SURG - EAST 5TH |  |  |  |  | 142-08942 | 142-08942 | Sugar Land |  | SUGAR LAND - MED/SURG - EAST 5TH |  |  |  |  | No pm |  | Regulator, Vacuum | REGULATORVACUUM-Ohio Medical-6-1251 | [22 empty] | Regulator, Vacuum | REGULATORVACUUM | Regulator, Vacuum | Ohio Medical
YES | YES |  |  |  | 129-04269 | 129-04269 | Ohio Medical | 6-1251 |  | JGGP04803 | SUGAR LAND - MED/SURG - EAST 5TH |  |  |  |  | 129-04269 | 129-04269 | Sugar Land |  | SUGAR LAND - MED/SURG - EAST 5TH |  |  |  |  | No pm |  | Regulator, Vacuum | REGULATORVACUUM-Ohio Medical-6-1251 | [22 empty] | Regulator, Vacuum | REGULATORVACUUM | Regulator, Vacuum | Ohio Medical
YES | YES | Serial Number Cnf |  |  | 129-04274 | 129-04274 | Ohio Medical | 6-1251 |  | Cnf | SUGAR LAND - IMU |  |  |  |  | 129-04274 | 129-04274 | Sugar Land | Memorial Hermann Sugar Land Hospital | SUGAR LAND - IMU | Room 324 |  |  |  | In use |  | Regulator, Vacuum | REGULATORVACUUM-Ohio Medical-6-1251 | [22 empty] | Regulator, Vacuum | REGULATORVACUUM | Regulator, Vacuum | Ohio Medical
YES | YES |  |  |  | 129-04296 | 129-04296 | Ohio Medical | 6-1251 |  | JGGP07315 | OR |  |  |  |  | 129-04296 | 129-04296 | Sugar Land | Memorial Hermann Sugar Land Hospital | OR | OR | [5 empty] | Regulator, Vacuum | REGULATORVACUUM-Ohio Medical-6-1251 | [22 empty] | Regulator, Vacuum | REGULATORVACUUM | Regulator, Vacuum | Ohio Medical
YES | YES |  |  |  | 145-01541 | 145-01541 | Ohio Medical | 6-1251 |  | JGGT02803 | SUGAR LAND - OR |  |  |  |  | 145-01541 | 145-01541 | Sugar Land | Memorial Hermann Sugar Land Hospital | SUGAR LAND - OR | OR 8 | [5 empty] | Regulator, Vacuum | REGULATORVACUUM-Ohio Medical-6-1251 | [22 empty] | Regulator, Vacuum | REGULATORVACUUM | Regulator, Vacuum | Ohio Medical
YES | YES |  |  |  | 129-04287 | 129-04287 | Ohio Medical | 6-1251 |  | JGGP07318 | OR |  |  |  |  | 129-04287 | 129-04287 | Sugar Land | Memorial Hermann Sugar Land Hospital | OR | OR | [5 empty] | Regulator, Vacuum | REGULATORVACUUM-Ohio Medical-6-1251 | [22 empty] | Regulator, Vacuum | REGULATORVACUUM | Regulator, Vacuum | Ohio Medical
YES | YES |  |  |  | 129-04337 | 129-04337 | Ohio Medical | 6-1251 |  | JGGP13142 | Day Surgery |  |  |  |  | 129-04337 | 129-04337 | Sugar Land | Memorial Hermann Sugar Land Hospital | Day Surgery | Day Surgery | [5 empty] | Regulator, Vacuum | REGULATORVACUUM-Ohio Medical-6-1251 | [22 empty] | Regulator, Vacuum | REGULATORVACUUM | Regulator, Vacuum | Ohio Medical
YES | YES |  |  |  | 129-04338 | 129-04338 | Ohio Medical | 6-1251 |  | JGGP13143 | PACU |  |  |  |  | 129-04338 | 129-04338 | Sugar Land | Memorial Hermann Sugar Land Hospital | PACU | PACU | [5 empty] | Regulator, Vacuum | REGULATORVACUUM-Ohio Medical-6-1251 | [22 empty] | Regulator, Vacuum | REGULATORVACUUM | Regulator, Vacuum | Ohio Medical
YES | YES |  |  |  | 129-00236 | 129-00236 | Ohio Medical | 6-1251 |  | AHBK05616 | PACU |  |  |  |  | 129-00236 | 129-00236 | Sugar Land | Memorial Hermann Sugar Land Hospital | PACU | PACU | [5 empty] | Regulator, Vacuum | REGULATORVACUUM-Ohio Medical-6-1251 | [22 empty] | Regulator, Vacuum | REGULATORVACUUM | Regulator, Vacuum | Ohio Medical
YES | YES |  |  |  | 005-33301 | 005-33301 | Ohio Medical | 6-1251 |  | PSAY15519 | Observation |  |  |  |  | 005-33301 | 005-33301 | Sugar Land | Memorial Hermann Sugar Land Hospital | Observation | Observation | [5 empty] | Regulator, Vacuum | REGULATORVACUUM-Ohio Medical-6-1251 | [22 empty] | Regulator, Vacuum | REGULATORVACUUM | Regulator, Vacuum | Ohio Medical
YES | YES |  |  |  | 129-00523 | 129-00523 | Ohio Medical | 6-1251 |  | AHBK05592 | Nuclear medicine |  |  |  |  | 129-00523 | 129-00523 | Sugar Land | Memorial Hermann Sugar Land Hospital | Nuclear medicine | Nuclear medicine | [5 empty] | Regulator, Vacuum | REGULATORVACUUM-Ohio Medical-6-1251 | [22 empty] | Regulator, Vacuum | REGULATORVACUUM | Regulator, Vacuum | Ohio Medical
YES | YES |  |  |  | 129-04270 | 129-04270 | Ohio Medical | 6-1251 |  | JGGP04800 | Nuclear medicine |  |  |  |  | 129-04270 | 129-04270 | Sugar Land | Memorial Hermann Sugar Land Hospital | Nuclear medicine | Nuclear medicine | [5 empty] | Regulator, Vacuum | REGULATORVACUUM-Ohio Medical-6-1251 | [22 empty] | Regulator, Vacuum | REGULATORVACUUM | Regulator, Vacuum | Ohio Medical
YES | YES |  |  |  | 005-33304 | 005-33304 | Ohio Medical | 6-1251 |  | JGGT05883 | ER |  |  |  |  | 005-33304 | 005-33304 | Sugar Land | Memorial Hermann Sugar Land Hospital | ER | ER | [5 empty] | Regulator, Vacuum | REGULATORVACUUM-Ohio Medical-6-1251 | [22 empty] | Regulator, Vacuum | REGULATORVACUUM | Regulator, Vacuum | Ohio Medical
YES | YES |  |  |  | 005-33306 | 005-33306 | Ohio Medical | 6-1251 |  | JGGT05881 | [5 empty] | 005-33306 | 005-33306 | Sugar Land | Memorial Hermann Sugar Land Hospital |  | ERER | [5 empty] | Regulator, Vacuum | REGULATORVACUUM-Ohio Medical-6-1251 | [22 empty] | Regulator, Vacuum | REGULATORVACUUM | Regulator, Vacuum | Ohio Medical
YES | YES |  |  |  | 129-02613 | 129-02613 | Ohio Medical | 6-1251 |  | GFFG12069 | L |  |  |  |  | 129-02613 | 129-02613 | Sugar Land | Memorial Hermann Sugar Land Hospital | L | L | [5 empty] | Regulator, Vacuum | REGULATORVACUUM-Ohio Medical-6-1251 | [22 empty] | Regulator, Vacuum | REGULATORVACUUM | Regulator, Vacuum | Ohio Medical
NO | YES | Asset Tag 129-06304 |  |  | 129-06304 | 129-06304 | Ohio Medical | 6-1251 |  | JGGU12269 | Nursery |  |  |  |  | 129-06304 | 129-06304 | Sugar Land | Memorial Hermann Sugar Land Hospital | Nursery | Nursery | [5 empty] | Regulator, Vacuum | REGULATORVACUUM-Ohio Medical-6-1251 | [22 empty] | Regulator, Vacuum | REGULATORVACUUM | Regulator, Vacuum | Ohio Medical
YES | YES |  |  |  | 142-09168 | 142-09168 | Ohio Medical | 6-1251 |  | JGGP07013 | CATH LAB |  |  |  |  | 142-09168 | 142-09168 | Sugar Land | Memorial Hermann Sugar Land Hospital | CATH LAB | CATH LAB | [5 empty] | Regulator, Vacuum | REGULATORVACUUM-Ohio Medical-6-1251 | [22 empty] | Regulator, Vacuum | REGULATORVACUUM | Regulator, Vacuum | Ohio Medical
YES | YES |  |  |  | 029-13630 | 029-13630 | Ohio Medical | 6-1251 |  | PSAY07649 | Labor / Delivery OR |  |  |  |  | 029-13630 | 029-13630 | Woodlands | Memorial Hermann Hospital Woodlands | Labor / Delivery OR | OR 1 |  |  |  | No p.m. |  | Regulator, Vacuum | REGULATORVACUUM-Ohio Medical-6-1251 | [22 empty] | Regulator, Vacuum | REGULATORVACUUM | Regulator, Vacuum | Ohio Medical
YES | YES |  |  |  | 029-13631 | 029-13631 | Ohio Medical | 6-1251 |  | PSAY07775 | Labor / Delivery OR |  |  |  |  | 029-13631 | 029-13631 | Woodlands | Memorial Hermann Hospital Woodlands | Labor / Delivery OR | OR 1 |  |  |  | No p.m. |  | Regulator, Vacuum | REGULATORVACUUM-Ohio Medical-6-1251 | [22 empty] | Regulator, Vacuum | REGULATORVACUUM | Regulator, Vacuum | Ohio Medical
YES | YES |  |  |  | 029-13640 | 029-13640 | Ohio Medical | 6-1251 |  | JGGV00134 | WOODLANDS - ER |  |  |  |  | 029-13640 | 029-13640 | Woodlands | Memorial Hermann Hospital Woodlands | WOODLANDS - ER | Room 6 | [5 empty] | Regulator, Vacuum | REGULATORVACUUM-Ohio Medical-6-1251 | [22 empty] | Regulator, Vacuum | REGULATORVACUUM | Regulator, Vacuum | Ohio Medical
NO | YES |  |  |  | 029-13644 | 029-13644 | Ohio Medical | 6-1251 |  | JGGV13481 | Woodlands-ER |  |  |  |  | 029-13644 | 029-13644 | Woodlands | MHHS-Woodlands | Woodlands-ER | Room 9 | [5 empty] | Regulator, Vacuum | REGULATORVACUUM-Ohio Medical-6-1251 | [22 empty] | Regulator, Vacuum | REGULATORVACUUM | Regulator, Vacuum | Ohio Medical
NO | YES |  |  |  | 029-13642 | 029-13642 | Ohio Medical | 6-1251 |  | JGGV13476 | Woodlands-ER |  |  |  |  | 029-13642 | 029-13642 | Woodlands | MHHS-Woodlands | Woodlands-ER | Room 9 | [5 empty] | Regulator, Vacuum | REGULATORVACUUM-Ohio Medical-6-1251 | [22 empty] | Regulator, Vacuum | REGULATORVACUUM | Regulator, Vacuum | Ohio Medical
NO | YES |  |  |  | 029-13708 | 029-13708 | Ohio Medical | 6-1251 |  | JGGV07757 | Woodlands-PCU5 |  |  |  |  | 029-13708 | 029-13708 | Woodlands | MHHS-Woodlands | Woodlands-PCU5 | Room E566 |  |  |  | No p.m. |  | Regulator, Vacuum | REGULATORVACUUM-Ohio Medical-6-1251 | [22 empty] | Regulator, Vacuum | REGULATORVACUUM | Regulator, Vacuum | Ohio Medical
NO | YES |  |  |  | 029-13710 | 029-13710 | Ohio Medical | 6-1251 |  | JGGV11892 | Woodlands-PCU5 |  |  |  |  | 029-13710 | 029-13710 | Woodlands | MHHS-Woodlands | Woodlands-PCU5 | Room E565 |  |  |  | No p.m. |  | Regulator, Vacuum | REGULATORVACUUM-Ohio Medical-6-1251 | [22 empty] | Regulator, Vacuum | REGULATORVACUUM | Regulator, Vacuum | Ohio Medical
YES | YES |  |  |  | 029-13711 | 029-13711 | Ohio Medical | 6-1251 |  | JGGV11885 | East Tower 5th Floor |  |  |  |  | 029-13711 | 029-13711 | Woodlands | Memorial Hermann Hospital Woodlands | East Tower 5th Floor | Room E565 |  |  |  | No p.m. |  | Regulator, Vacuum | REGULATORVACUUM-Ohio Medical-6-1251 | [22 empty] | Regulator, Vacuum | REGULATORVACUUM | Regulator, Vacuum | Ohio Medical
NO | YES |  |  |  | 029-13713 | 029-13713 | Ohio Medical | 6-1251 |  | JGGV11897 | Woodlands-PCU5 |  |  |  |  | 029-13713 | 029-13713 | Woodlands | MHHS-Woodlands | Woodlands-PCU5 | Room E564 |  |  |  | No p.m. |  | Regulator, Vacuum | REGULATORVACUUM-Ohio Medical-6-1251 | [22 empty] | Regulator, Vacuum | REGULATORVACUUM | Regulator, Vacuum | Ohio Medical
NO | YES |  |  |  | 029-13714 | 029-13714 | Ohio Medical | 6-1251 |  | JGGV07791 | Woodlands-PCU5 |  |  |  |  | 029-13714 | 029-13714 | Woodlands | MHHS-Woodlands | Woodlands-PCU5 | Room E564 |  |  |  | No p.m. |  | Regulator, Vacuum | REGULATORVACUUM-Ohio Medical-6-1251 | [22 empty] | Regulator, Vacuum | REGULATORVACUUM | Regulator, Vacuum | Ohio Medical
NO | YES |  |  |  | 029-13716 | 029-13716 | Ohio Medical | 6-1251 |  | JGGV11890 | Woodlands-PCU5 |  |  |  |  | 029-13716 | 029-13716 | Woodlands | MHHS-Woodlands | Woodlands-PCU5 | Soiled Utility | [5 empty] | Regulator, Vacuum | REGULATORVACUUM-Ohio Medical-6-1251 | [22 empty] | Regulator, Vacuum | REGULATORVACUUM | Regulator, Vacuum | Ohio Medical
NO | YES |  |  |  | 029-13717 | 029-13717 | Ohio Medical | 6-1251 |  | JGGV11883 | Woodlands-PCU5 |  |  |  |  | 029-13717 | 029-13717 | Woodlands | MHHS-Woodlands | Woodlands-PCU5 | Room E563 |  |  |  | No p.m. |  | Regulator, Vacuum | REGULATORVACUUM-Ohio Medical-6-1251 | [22 empty] | Regulator, Vacuum | REGULATORVACUUM | Regulator, Vacuum | Ohio Medical
YES | YES |  |  |  | 029-05383 | 029-05383 | Ohio Medical | 6-1251 |  | JGGM24236 | East Tower 5th Floor |  |  |  |  | 029-05383 | 029-05383 | Woodlands | Memorial Hermann Hospital Woodlands | East Tower 5th Floor | Room E563 |  |  |  | No p.m. |  | Regulator, Vacuum | REGULATORVACUUM-Ohio Medical-6-1251 | [22 empty] | Regulator, Vacuum | REGULATORVACUUM | Regulator, Vacuum | Ohio Medical
NO | YES |  |  |  | 029-13718 | 029-13718 | Ohio Medical | 6-1251 |  | JGGV11881 | Woodlands-PCU5 |  |  |  |  | 029-13718 | 029-13718 | Woodlands | MHHS-Woodlands | Woodlands-PCU5 | Room E562 |  |  |  | No p.m. |  | Regulator, Vacuum | REGULATORVACUUM-Ohio Medical-6-1251 | [22 empty] | Regulator, Vacuum | REGULATORVACUUM | Regulator, Vacuum | Ohio Medical
NO | YES |  |  |  | 029-13719 | 029-13719 | Ohio Medical | 6-1251 |  | JGGV07764 | Woodlands-PCU5 |  |  |  |  | 029-13719 | 029-13719 | Woodlands | MHHS-Woodlands | Woodlands-PCU5 | Room E561 |  |  |  | No p.m. |  | Regulator, Vacuum | REGULATORVACUUM-Ohio Medical-6-1251 | [22 empty] | Regulator, Vacuum | REGULATORVACUUM | Regulator, Vacuum | Ohio Medical
NO | YES |  |  |  | 029-13721 | 029-13721 | Ohio Medical | 6-1251 |  | JGGV11889 | Woodlands-PCU5 |  |  |  |  | 029-13721 | 029-13721 | Woodlands | MHHS-Woodlands | Woodlands-PCU5 | Nurse Station 1 |  |  |  | No p.m. |  | Regulator, Vacuum | REGULATORVACUUM-Ohio Medical-6-1251 | [22 empty] | Regulator, Vacuum | REGULATORVACUUM | Regulator, Vacuum | Ohio Medical
YES | YES |  |  |  | 029-13645 | 029-13645 | Ohio Medical | 6-1251 |  |  | East Tower 5th Floor |  |  |  |  | 029-13645 | 029-13645 | Woodlands | Memorial Hermann Hospital Woodlands | East Tower 5th Floor | Room E511 | [5 empty] | Regulator, Vacuum | REGULATORVACUUM-Ohio Medical-6-1251 | [22 empty] | Regulator, Vacuum | REGULATORVACUUM | Regulator, Vacuum | Ohio Medical
YES | YES |  |  |  | 029-13647 | 029-13647 | Ohio Medical | 6-1251 |  |  | East Tower 5th Floor |  |  |  |  | 029-13647 | 029-13647 | Woodlands | Memorial Hermann Hospital Woodlands | East Tower 5th Floor | Room E513 |  |  |  | Patient use |  | Regulator, Vacuum | REGULATORVACUUM-Ohio Medical-6-1251 | [22 empty] | Regulator, Vacuum | REGULATORVACUUM | Regulator, Vacuum | Ohio Medical
YES | YES |  |  |  | 029-13648 | 029-13648 | Ohio Medical | 6-1251 |  |  | East Tower 5th Floor |  |  |  |  | 029-13648 | 029-13648 | Woodlands | Memorial Hermann Hospital Woodlands | East Tower 5th Floor | Room E513 |  |  |  | Patient use |  | Regulator, Vacuum | REGULATORVACUUM-Ohio Medical-6-1251 | [22 empty] | Regulator, Vacuum | REGULATORVACUUM | Regulator, Vacuum | Ohio Medical
YES | YES |  |  |  | 029-13654 | 029-13654 | Ohio Medical | 6-1251 |  |  | East Tower 5th Floor |  |  |  |  | 029-13654 | 029-13654 | Woodlands | Memorial Hermann Hospital Woodlands | East Tower 5th Floor | Room E516 |  |  |  | In use |  | Regulator, Vacuum | REGULATORVACUUM-Ohio Medical-6-1251 | [22 empty] | Regulator, Vacuum | REGULATORVACUUM | Regulator, Vacuum | Ohio Medical
NO | YES |  |  |  | 029-13656 | 029-13656 | Ohio Medical | 6-1251 |  | JGGV12502 | Woodlands-PCU5 |  |  |  |  | 029-13656 | 029-13656 | Woodlands | MHHS-Woodlands | Woodlands-PCU5 | Room E514 | [5 empty] | Regulator, Vacuum | REGULATORVACUUM-Ohio Medical-6-1251 | [22 empty] | Regulator, Vacuum | REGULATORVACUUM | Regulator, Vacuum | Ohio Medical
NO | YES |  |  |  | 029-13661 | 029-13661 | Ohio Medical | 6-1251 |  | JGGV07798 | Woodlands-PCU5 |  |  |  |  | 029-13661 | 029-13661 | Woodlands | MHHS-Woodlands | Woodlands-PCU5 | Room E556 |  |  |  | No p.m. |  | Regulator, Vacuum | REGULATORVACUUM-Ohio Medical-6-1251 | [22 empty] | Regulator, Vacuum | REGULATORVACUUM | Regulator, Vacuum | Ohio Medical
NO | YES |  |  |  | 029-13662 | 029-13662 | Ohio Medical | 6-1251 |  | JGGV07763 | Woodlands-PCU5 |  |  |  |  | 029-13662 | 029-13662 | Woodlands | MHHS-Woodlands | Woodlands-PCU5 | Room E555 |  |  |  | No p.m. |  | Regulator, Vacuum | REGULATORVACUUM-Ohio Medical-6-1251 | [22 empty] | Regulator, Vacuum | REGULATORVACUUM | Regulator, Vacuum | Ohio Medical
NO | YES |  |  |  | 029-13663 | 029-13663 | Ohio Medical | 6-1251 |  | JGGV07799 | Woodlands-PCU5 |  |  |  |  | 029-13663 | 029-13663 | Woodlands | MHHS-Woodlands | Woodlands-PCU5 | Room E555 |  |  |  | No p.m. |  | Regulator, Vacuum | REGULATORVACUUM-Ohio Medical-6-1251 | [22 empty] | Regulator, Vacuum | REGULATORVACUUM | Regulator, Vacuum | Ohio Medical
NO | YES |  |  |  | 029-13855 | 029-13855 | Ohio Medical | 6-1251 |  | JGGV11863 | Woodlands-PCU5 |  |  |  |  | 029-13855 | 029-13855 | Woodlands | MHHS-Woodlands | Woodlands-PCU5 | Room E554 |  |  |  | No p.m. |  | Regulator, Vacuum | REGULATORVACUUM-Ohio Medical-6-1251 | [22 empty] | Regulator, Vacuum | REGULATORVACUUM | Regulator, Vacuum | Ohio Medical
YES | YES |  |  |  | 029-13856 | 029-13856 | Ohio Medical | 6-1251 |  | JGGV0777 | East Tower 5th Floor |  |  |  |  | 029-13856 | 029-13856 | Woodlands | Memorial Hermann Hospital Woodlands | East Tower 5th Floor | Room E554 |  |  |  | No p.m. |  | Regulator, Vacuum | REGULATORVACUUM-Ohio Medical-6-1251 | [22 empty] | Regulator, Vacuum | REGULATORVACUUM | Regulator, Vacuum | Ohio Medical
NO | YES |  |  |  | 029-13862 | 029-13862 | Ohio Medical | 6-1251 |  | JGGV07754 | Woodlands-PCU5 |  |  |  |  | 029-13862 | 029-13862 | Woodlands | MHHS-Woodlands | Woodlands-PCU5 | Equipment Storage |  |  |  | No p.m. |  | Regulator, Vacuum | REGULATORVACUUM-Ohio Medical-6-1251 | [22 empty] | Regulator, Vacuum | REGULATORVACUUM | Regulator, Vacuum | Ohio Medical
NO | YES |  |  |  | 029-13863 | 029-13863 | Ohio Medical | 6-1251 |  | JGGV07254 | Woodlands-PCU5 |  |  |  |  | 029-13863 | 029-13863 | Woodlands | MHHS-Woodlands | Woodlands-PCU5 | Equipment Storage |  |  |  | No p.m. |  | Regulator, Vacuum | REGULATORVACUUM-Ohio Medical-6-1251 | [22 empty] | Regulator, Vacuum | REGULATORVACUUM | Regulator, Vacuum | Ohio Medical
NO | YES |  |  |  | 029-13864 | 029-13864 | Ohio Medical | 6-1251 |  | JGGV07767 | Woodlands-PCU5 |  |  |  |  | 029-13864 | 029-13864 | Woodlands | MHHS-Woodlands | Woodlands-PCU5 | Equipment Storage |  |  |  | No p.m. |  | Regulator, Vacuum | REGULATORVACUUM-Ohio Medical-6-1251 | [22 empty] | Regulator, Vacuum | REGULATORVACUUM | Regulator, Vacuum | Ohio Medical
NO | YES |  |  |  | 029-13866 | 029-13866 | Ohio Medical | 6-1251 |  | JGGV11871 | Woodlands-PCU5 |  |  |  |  | 029-13866 | 029-13866 | Woodlands | MHHS-Woodlands | Woodlands-PCU5 | Room E526 |  |  |  | No p.m. |  | Regulator, Vacuum | REGULATORVACUUM-Ohio Medical-6-1251 | [22 empty] | Regulator, Vacuum | REGULATORVACUUM | Regulator, Vacuum | Ohio Medical
NO | YES |  |  |  | 029-13868 | 029-13868 | Ohio Medical | 6-1251 |  | JGGV07792 | Woodlands-PCU5 |  |  |  |  | 029-13868 | 029-13868 | Woodlands | MHHS-Woodlands | Woodlands-PCU5 | Room E525 |  |  |  | No p.m. |  | Regulator, Vacuum | REGULATORVACUUM-Ohio Medical-6-1251 | [22 empty] | Regulator, Vacuum | REGULATORVACUUM | Regulator, Vacuum | Ohio Medical
YES | YES |  |  |  | 029-13871 | 029-13871 | Ohio Medical | 6-1251 |  |  | East Tower 5th Floor |  |  |  |  | 029-13871 | 029-13871 | Woodlands | Memorial Hermann Hospital Woodlands | East Tower 5th Floor | Room E524 |  |  |  | In use |  | Regulator, Vacuum | REGULATORVACUUM-Ohio Medical-6-1251 | [22 empty] | Regulator, Vacuum | REGULATORVACUUM | Regulator, Vacuum | Ohio Medical
NO | YES |  |  |  | 029-13873 | 029-13873 | Ohio Medical | 6-1251 |  | JGGV07784 | Woodlands-PCU5 |  |  |  |  | 029-13873 | 029-13873 | Woodlands | MHHS-Woodlands | Woodlands-PCU5 | Room E524 | [5 empty] | Regulator, Vacuum | REGULATORVACUUM-Ohio Medical-6-1251 | [22 empty] | Regulator, Vacuum | REGULATORVACUUM | Regulator, Vacuum | Ohio Medical
YES | YES |  |  |  | 029-13874 | 029-13874 | Ohio Medical | 6-1251 |  |  | East Tower 5th Floor |  |  |  |  | 029-13874 | 029-13874 | Woodlands | Memorial Hermann Hospital Woodlands | East Tower 5th Floor | Room E552 |  |  |  | In use |  | Regulator, Vacuum | REGULATORVACUUM-Ohio Medical-6-1251 | [22 empty] | Regulator, Vacuum | REGULATORVACUUM | Regulator, Vacuum | Ohio Medical
YES | YES |  |  |  | 029-13875 | 029-13875 | Ohio Medical | 6-1251 |  |  | East Tower 5th Floor |  |  |  |  | 029-13875 | 029-13875 | Woodlands | Memorial Hermann Hospital Woodlands | East Tower 5th Floor | Room E552 |  |  |  | In use |  | Regulator, Vacuum | REGULATORVACUUM-Ohio Medical-6-1251 | [22 empty] | Regulator, Vacuum | REGULATORVACUUM | Regulator, Vacuum | Ohio Medical
YES | YES |  |  |  | 029-13876 | 029-13876 | Ohio Medical | 6-1251 |  |  | East Tower 5th Floor |  |  |  |  | 029-13876 | 029-13876 | Woodlands | Memorial Hermann Hospital Woodlands | East Tower 5th Floor | Room E546 |  |  |  | In use |  | Regulator, Vacuum | REGULATORVACUUM-Ohio Medical-6-1251 | [22 empty] | Regulator, Vacuum | REGULATORVACUUM | Regulator, Vacuum | Ohio Medical
NO | YES |  |  |  | 029-13877 | 029-13877 | Ohio Medical | 6-1251 |  | JGGV11869 | Woodlands-PCU5 |  |  |  |  | 029-13877 | 029-13877 | Woodlands | MHHS-Woodlands | Woodlands-PCU5 | Equipment Room | [5 empty] | Regulator, Vacuum | REGULATORVACUUM-Ohio Medical-6-1251 | [22 empty] | Regulator, Vacuum | REGULATORVACUUM | Regulator, Vacuum | Ohio Medical
NO | YES |  |  |  | 029-13879 | 029-13879 | Ohio Medical | 6-1251 |  | JGGV11878 | Woodlands-PCU5 |  |  |  |  | 029-13879 | 029-13879 | Woodlands | MHHS-Woodlands | Woodlands-PCU5 | Room E543 | [5 empty] | Regulator, Vacuum | REGULATORVACUUM-Ohio Medical-6-1251 | [22 empty] | Regulator, Vacuum | REGULATORVACUUM | Regulator, Vacuum | Ohio Medical
NO | YES |  |  |  | 029-13880 | 029-13880 | Ohio Medical | 6-1251 |  | JGGV11860 | Woodlands-PCU5 |  |  |  |  | 029-13880 | 029-13880 | Woodlands | MHHS-Woodlands | Woodlands-PCU5 | Room E542 | [5 empty] | Regulator, Vacuum | REGULATORVACUUM-Ohio Medical-6-1251 | [22 empty] | Regulator, Vacuum | REGULATORVACUUM | Regulator, Vacuum | Ohio Medical
YES | YES |  |  |  | 029-13881 | 029-13881 | Ohio Medical | 6-1251 |  |  | East Tower 5th Floor |  |  |  |  | 029-13881 | 029-13881 | Woodlands | Memorial Hermann Hospital Woodlands | East Tower 5th Floor | Room E542 |  |  |  | In use on patient |  | Regulator, Vacuum | REGULATORVACUUM-Ohio Medical-6-1251 | [22 empty] | Regulator, Vacuum | REGULATORVACUUM | Regulator, Vacuum | Ohio Medical
YES | YES |  |  |  | 029-13884 | 029-13884 | Ohio Medical | 6-1251 |  |  | East Tower 5th Floor |  |  |  |  | 029-13884 | 029-13884 | Woodlands | Memorial Hermann Hospital Woodlands | East Tower 5th Floor | Room E541 |  |  |  | In use |  | Regulator, Vacuum | REGULATORVACUUM-Ohio Medical-6-1251 | [22 empty] | Regulator, Vacuum | REGULATORVACUUM | Regulator, Vacuum | Ohio Medical
NO | YES |  |  |  | 029-13887 | 029-13887 | Ohio Medical | 6-1251 |  | JGGV11874 | Woodlands-PCU5 |  |  |  |  | 029-13887 | 029-13887 | Woodlands | MHHS-Woodlands | Woodlands-PCU5 | Room E536 | [5 empty] | Regulator, Vacuum | REGULATORVACUUM-Ohio Medical-6-1251 | [22 empty] | Regulator, Vacuum | REGULATORVACUUM | Regulator, Vacuum | Ohio Medical
YES | YES |  |  |  | 029-13888 | 029-13888 | Ohio Medical | 6-1251 |  | JGGV07753 | East Tower 5th Floor |  |  |  |  | 029-13888 | 029-13888 | Woodlands | Memorial Hermann Hospital Woodlands | East Tower 5th Floor | Room E535 | [5 empty] | Regulator, Vacuum | REGULATORVACUUM-Ohio Medical-6-1251 | [22 empty] | Regulator, Vacuum | REGULATORVACUUM | Regulator, Vacuum | Ohio Medical
YES | YES |  |  |  | 029-13722 | 029-13722 | Ohio Medical | 6-1251 |  |  | East Tower 5th Floor |  |  |  |  | 029-13722 | 029-13722 | Woodlands | Memorial Hermann Hospital Woodlands | East Tower 5th Floor | Room E534 |  |  |  | In use |  | Regulator, Vacuum | REGULATORVACUUM-Ohio Medical-6-1251 | [22 empty] | Regulator, Vacuum | REGULATORVACUUM | Regulator, Vacuum | Ohio Medical
NO | YES |  |  |  | 029-13728 | 029-13728 | Ohio Medical | 6-1251 |  | JGGV07782 | Woodlands-PCU5 |  |  |  |  | 029-13728 | 029-13728 | Woodlands | MHHS-Woodlands | Woodlands-PCU5 | Room E533 | [5 empty] | Regulator, Vacuum | REGULATORVACUUM-Ohio Medical-6-1251 | [22 empty] | Regulator, Vacuum | REGULATORVACUUM | Regulator, Vacuum | Ohio Medical
NO | YES |  |  |  | 029-13730 | 029-13730 | Ohio Medical | 6-1251 |  | JGGV11868 | Woodlands-PCU5 |  |  |  |  | 029-13730 | 029-13730 | Woodlands | MHHS-Woodlands | Woodlands-PCU5 | Room E532 | [5 empty] | Regulator, Vacuum | REGULATORVACUUM-Ohio Medical-6-1251 | [22 empty] | Regulator, Vacuum | REGULATORVACUUM | Regulator, Vacuum | Ohio Medical
NO | YES |  |  |  | 029-13732 | 029-13732 | Ohio Medical | 6-1251 |  | JGGV07776 | Woodlands-PCU5 |  |  |  |  | 029-13732 | 029-13732 | Woodlands | MHHS-Woodlands | Woodlands-PCU5 | Room E532 | [5 empty] | Regulator, Vacuum | REGULATORVACUUM-Ohio Medical-6-1251 | [22 empty] | Regulator, Vacuum | REGULATORVACUUM | Regulator, Vacuum | Ohio Medical
YES | YES |  |  |  | 029-13734 | 029-13734 | Ohio Medical | 6-1251 |  | JGGV07752 | East Tower 5th Floor |  |  |  |  | 029-13734 | 029-13734 | Woodlands | Memorial Hermann Hospital Woodlands | East Tower 5th Floor | Room E531 | [5 empty] | Regulator, Vacuum | REGULATORVACUUM-Ohio Medical-6-1251 | [22 empty] | Regulator, Vacuum | REGULATORVACUUM | Regulator, Vacuum | Ohio Medical
NO | YES |  |  |  | 029-13735 | 029-13735 | Ohio Medical | 6-1251 |  | JGGV07785 | Woodlands-PCU5 |  |  |  |  | 029-13735 | 029-13735 | Woodlands | MHHS-Woodlands | Woodlands-PCU5 | Room E531 | [5 empty] | Regulator, Vacuum | REGULATORVACUUM-Ohio Medical-6-1251 | [22 empty] | Regulator, Vacuum | REGULATORVACUUM | Regulator, Vacuum | Ohio Medical
NO | YES |  |  |  | 029-13375 | 029-13375 | Ohio Medical | 6-1251 |  | JGGV12503 | Woodlands-PCU5 |  |  |  |  | 029-13375 | 029-13375 | Woodlands | MHHS-Woodlands | Woodlands-PCU5 | Room E553 |  |  |  | No p.m. |  | Regulator, Vacuum | REGULATORVACUUM-Ohio Medical-6-1251 | [22 empty] | Regulator, Vacuum | REGULATORVACUUM | Regulator, Vacuum | Ohio Medical
YES | YES |  |  |  | 029-13376 | 029-13376 | Ohio Medical | 6-1251 |  |  | WOODLANDS - East Tower 5th Floor |  |  |  |  | 029-13376 | 029-13376 | Woodlands | Memorial Hermann Hospital boyfriends | WOODLANDS - East Tower 5th Floor | Room E553 |  |  |  | No p.m. |  | Regulator, Vacuum | REGULATORVACUUM-Ohio Medical-6-1251 | [22 empty] | Regulator, Vacuum | REGULATORVACUUM | Regulator, Vacuum | Ohio Medical
YES | YES |  |  |  | 029-05368 | 029-05368 | Ohio Medical | 6-1251 |  |  | West Tower 6 Floor |  |  |  |  | 029-05368 | 029-05368 | Woodlands | Herman memorial hospital Woodlands | West Tower 6 Floor | Room 6243 |  |  |  | Not p.m. |  | Regulator, Vacuum | REGULATORVACUUM-Ohio Medical-6-1251 | [22 empty] | Regulator, Vacuum | REGULATORVACUUM | Regulator, Vacuum | Ohio Medical
YES | YES |  |  |  | 099-08420 | 099-08420 | Ohio Medical | 6-1251 |  | JGGU03350 | GH 5 north |  |  |  |  | 099-08420 | 099-08420 |  |  | GH 5 north | Room 522 | [5 empty] | Regulator, Vacuum | REGULATORVACUUM-Ohio Medical-6-1251 | [22 empty] | Regulator, Vacuum | REGULATORVACUUM | Regulator, Vacuum | Ohio Medical
YES | YES |  |  |  | 013-16357 | 013-16357 | Ohio Medical | 6-1251 |  | JGGM02403 | Floor 6 |  |  |  |  | 013-16357 | 013-16357 | Southwest | Memorial Hermann Southwest Hospital | Floor 6 | Floor 6 | [5 empty] | Regulator, Vacuum | REGULATORVACUUM-Ohio Medical-6-1251 | [22 empty] | Regulator, Vacuum | REGULATORVACUUM | Regulator, Vacuum | Ohio Medical
YES | YES |  |  |  | 099-13692 | 099-13692 | Ohio Medical | 6-1251 |  | JGGS11021 | SW - ER |  |  |  |  | 099-13692 | 099-13692 | Southwest | Memorial Hermann Southwest Hospital Emergency Center | SW - ER | Pod b 29 | [5 empty] | Regulator, Vacuum | REGULATORVACUUM-Ohio Medical-6-1251 | [22 empty] | Regulator, Vacuum | REGULATORVACUUM | Regulator, Vacuum | Ohio Medical
YES | YES |  |  |  | 099-14985 | 099-14985 | Ohio Medical | 6-1251 |  | JGGM02423 | SW - Biomed |  |  |  |  | 099-14985 | 099-14985 | Southwest | Memorial Hermann Southwest Hospital | SW - Biomed | Biomed | [5 empty] | Regulator, Vacuum | REGULATORVACUUM-Ohio Medical-6-1251 | [22 empty] | Regulator, Vacuum | REGULATORVACUUM | Regulator, Vacuum | Ohio Medical
YES | YES |  |  |  | 013-08430 | 013-08430 | Ohio Medical | 6-1251 |  |  | SW - 6th Medicine Unit |  |  |  |  | 013-08430 | 013-08430 | Southwest | Memorial Hermann Southwest Hospital | SW - 6th Medicine Unit | B wing | [5 empty] | Regulator, Vacuum | REGULATORVACUUM-Ohio Medical-6-1251 | [22 empty] | Regulator, Vacuum | REGULATORVACUUM | Regulator, Vacuum | Ohio Medical
YES | YES |  |  |  | 013-11476 | 013-11476 | Ohio Medical | 6-1251 |  |  | SW - 6th Medicine Unit |  |  |  |  | 013-11476 | 013-11476 | Southwest | Memorial Hermann Southwest Hospital | SW - 6th Medicine Unit | B wing | [5 empty] | Regulator, Vacuum | REGULATORVACUUM-Ohio Medical-6-1251 | [22 empty] | Regulator, Vacuum | REGULATORVACUUM | Regulator, Vacuum | Ohio Medical
YES | YES |  |  |  | 099-12054 | 099-12054 | Ohio Medical | 6-1251 |  | JGGS11023 | Emergancy room |  |  |  |  | 099-12054 | 099-12054 | Southwest | Memorial Hermann Southwest Hospital | Emergancy room | Pod B Room 34 | [5 empty] | Regulator, Vacuum | REGULATORVACUUM-Ohio Medical-6-1251 | [22 empty] | Regulator, Vacuum | REGULATORVACUUM | Regulator, Vacuum | Ohio Medical
YES | YES |  |  |  | 099-14095 | 099-14095 | Ohio Medical | 6-1251 |  | JGGS11010 | SW - ER |  |  |  |  | 099-14095 | 099-14095 | Southwest | Memorial Hermann Southwest Hospital | SW - ER | Pod-B #30
YES | YES |  |  |  | 099-13300 | 099-13300 | Ohio Medical | 6-1251 |  | JGG11019 | ER |  |  |  |  | 099-13300 | 099-13300 | Southwest | Memorial Hermann Southwest Hospital | ER | Pod B 32 |  |  |  | One time inspection |  | Regulator, Vacuum | REGULATORVACUUM-Ohio Medical-6-1251 | [22 empty] | Regulator, Vacuum | REGULATORVACUUM | Regulator, Vacuum | Ohio Medical
NO | YES |  |  |  | 099-14877 | 099-14877 | Ohio Medical | 6-1251 |  | PSAY13739 | TMC-Hermann-Pedi ER (1Hp) |  |  |  |  | 099-14877 | 099-14877 | TMC | MHHS-TMC | TMC-Hermann-Pedi ER (1Hp) | Nursing | [5 empty] | Regulator, Vacuum | REGULATORVACUUM-Ohio Medical-6-1251 | [22 empty] | Regulator, Vacuum | REGULATORVACUUM | Regulator, Vacuum | Ohio Medical
NO | YES |  |  |  | 099-14876 | 099-14876 | Ohio Medical | 6-1251 |  | PSAY13748 | TMC-Hermann-Pedi ER (1Hp) |  |  |  |  | 099-14876 | 099-14876 | TMC | MHHS-TMC | TMC-Hermann-Pedi ER (1Hp) | Nursing | [5 empty] | Regulator, Vacuum | REGULATORVACUUM-Ohio Medical-6-1251 | [22 empty] | Regulator, Vacuum | REGULATORVACUUM | Regulator, Vacuum | Ohio Medical
YES | YES |  |  |  | 099-14667 | 099-14667 | Ohio Medical | 6-1251 |  | JGGR08136 | TMC - HVI - CVIMU (8HVI) |  |  |  |  | 099-14667 | 099-14667 | TMC | Memorial Hermann-Texas Medical Center | TMC - HVI - CVIMU (8HVI) | CVIMU (8HVI) | [5 empty] | Regulator, Vacuum | REGULATORVACUUM-Ohio Medical-6-1251 | [22 empty] | Regulator, Vacuum | REGULATORVACUUM | Regulator, Vacuum | Ohio Medical
YES | YES |  |  |  | 099-13749 | 099-13749 | Ohio Medical | 6-1251 |  | JGGN04532 | HVI CMIMU |  |  |  |  | 099-13749 | 099-13749 | TMC | Memorial Hermann- Texas Medical Center | HVI CMIMU | Room 21 |  |  |  | No PM Sticker |  | Regulator, Vacuum | REGULATORVACUUM-Ohio Medical-6-1251 | [22 empty] | Regulator, Vacuum | REGULATORVACUUM | Regulator, Vacuum | Ohio Medical
YES | YES |  |  |  | 099-13750 | 099-13750 | Ohio Medical | 6-1251 |  | JGGR08113 | HVI CV IMU |  |  |  |  | 099-13750 | 099-13750 | TMC | Memorial Hermann- texas medical center | HVI CV IMU | Room 21 | 3/1/20 |  |  | No PM Sticker |  | Regulator, Vacuum | REGULATORVACUUM-Ohio Medical-6-1251 | [22 empty] | Regulator, Vacuum | REGULATORVACUUM | Regulator, Vacuum | Ohio Medical
NO | YES |  |  |  | 099-14657 | 099-14657 | Ohio Medical | 6-1251 |  | JGGT03738 | TMC-HVI-CVICU (8Hvi) |  |  |  |  | 099-14657 | 099-14657 | TMC | MHHS-TMC | TMC-HVI-CVICU (8Hvi) | CVIMU (8HVI) | [5 empty] | Regulator, Vacuum | REGULATORVACUUM-Ohio Medical-6-1251 | [22 empty] | Regulator, Vacuum | REGULATORVACUUM | Regulator, Vacuum | Ohio Medical
NO | YES |  |  |  | 099-13753 | 099-13753 | Ohio Medical | 6-1251 |  | JGGT02285 | TMC-HVI-CVIMU (8Hvi) |  |  |  |  | 099-13753 | 099-13753 | TMC | MHHS-TMC | TMC-HVI-CVIMU (8Hvi) | Room 24 |  |  |  | No PM Sticker |  | Regulator, Vacuum | REGULATORVACUUM-Ohio Medical-6-1251 | [22 empty] | Regulator, Vacuum | REGULATORVACUUM | Regulator, Vacuum | Ohio Medical
NO | YES |  |  |  | 099-14654 | 099-14654 | Ohio Medical | 6-1251 |  | JGGW04537 | TMC-HVI-CVICU (8Hvi) |  |  |  |  | 099-14654 | 099-14654 | TMC | MHHS-TMC | TMC-HVI-CVICU (8Hvi) | CVIMU (8HVI) | [5 empty] | Regulator, Vacuum | REGULATORVACUUM-Ohio Medical-6-1251 | [22 empty] | Regulator, Vacuum | REGULATORVACUUM | Regulator, Vacuum | Ohio Medical
YES | YES |  |  |  | 069-28137 | 069-28137 | Ohio Medical | 6-1251 |  |  | TMC - HVI - CVIMU (8HVI) |  |  |  |  | 069-28137 | 069-28137 | TMC | Memorial Hermann-Texas Medical Center | TMC - HVI - CVIMU (8HVI) | CVIMU (8HVI) | [5 empty] | Regulator, Vacuum | REGULATORVACUUM-Ohio Medical-6-1251 | [22 empty] | Regulator, Vacuum | REGULATORVACUUM | Regulator, Vacuum | Ohio Medical
YES | YES |  |  |  | 099-13755 | 099-13755 | Ohio Medical | 6-1251 |  | 010868825000208521JGGV20483 | HVI CVIM |  |  |  |  | 099-13755 | 099-13755 | TMC | Memorial Hermann- Texas Medical Center | HVI CVIM | Room 24 |  |  | 3/1/20 | No PM Sticker |  | Regulator, Vacuum | REGULATORVACUUM-Ohio Medical-6-1251 | [22 empty] | Regulator, Vacuum | REGULATORVACUUM | Regulator, Vacuum | Ohio Medical
YES | YES |  |  |  | 099-14706 | 099-14706 | Ohio Medical | 6-1251 |  |  | TMC - HVI - CVIMU (8HVI) |  |  |  |  | 099-14706 | 099-14706 | TMC | Memorial Hermann-Texas Medical Center | TMC - HVI - CVIMU (8HVI) | CVIMU (8HVI) | [5 empty] | Regulator, Vacuum | REGULATORVACUUM-Ohio Medical-6-1251 | [22 empty] | Regulator, Vacuum | REGULATORVACUUM | Regulator, Vacuum | Ohio Medical
YES | YES |  |  |  | 099-12276 | 099-12276 | Ohio Medical | 6-1251 |  | JGGN17054 | HVI CVIM |  |  |  |  | 099-12276 | 099-12276 | TMC | Memorial Hermann- Texas Medical Center | HVI CVIM | Room 26 | 3/1/20 |  |  | No PM Sticker |  | Regulator, Vacuum | REGULATORVACUUM-Ohio Medical-6-1251 | [22 empty] | Regulator, Vacuum | REGULATORVACUUM | Regulator, Vacuum | Ohio Medical
YES | YES |  |  |  | 099-12275 | 099-12275 | Ohio Medical | 6-1251 |  | 010868825000208521JGGW18821 | HVI CVIM |  |  |  |  | 099-12275 | 099-12275 | TMC | Memorial Hermann- Texas Medical Center | HVI CVIM | Room 26 |  |  |  | No PM Sticker |  | Regulator, Vacuum | REGULATORVACUUM-Ohio Medical-6-1251 | [22 empty] | Regulator, Vacuum | REGULATORVACUUM | Regulator, Vacuum | Ohio Medical
YES | YES |  |  |  | 099-12273 | 099-12273 | Ohio Medical | 6-1251 |  | JGGS22581 | HVI CVIM |  |  |  |  | 099-12273 | 099-12273 | TMC | Memorial Hermann- Texas Medical Center | HVI CVIM | Room 102 |  |  |  | No PM Sticker |  | Regulator, Vacuum | REGULATORVACUUM-Ohio Medical-6-1251 | [22 empty] | Regulator, Vacuum | REGULATORVACUUM | Regulator, Vacuum | Ohio Medical
NO | YES |  |  |  | 099-12272 | 099-12272 | Ohio Medical | 6-1251 |  | JGGN17053 | TMC-HVI-CVIMU (8Hvi) |  |  |  |  | 099-12272 | 099-12272 | TMC | MHHS-TMC | TMC-HVI-CVIMU (8Hvi) | Room 102 |  |  |  | No PM Sticker |  | Regulator, Vacuum | REGULATORVACUUM-Ohio Medical-6-1251 | [22 empty] | Regulator, Vacuum | REGULATORVACUUM | Regulator, Vacuum | Ohio Medical
YES | YES |  |  |  | 099-12271 | 099-12271 | Ohio Medical | 6-1251 |  | JGGT03957 | HVI CVIM |  |  |  |  | 099-12271 | 099-12271 | TMC | Memorial Hermann- Texas Medical Center | HVI CVIM | Room 102 |  |  |  | No PM Sticker |  | Regulator, Vacuum | REGULATORVACUUM-Ohio Medical-6-1251 | [22 empty] | Regulator, Vacuum | REGULATORVACUUM | Regulator, Vacuum | Ohio Medical
YES | YES |  |  |  | 099-12270 | 099-12270 | Ohio Medical | 6-1251 |  | JGGP16328 | HVI CVIM |  |  |  |  | 099-12270 | 099-12270 | TMC | Memorial Hermann- Texas Medical Center | HVI CVIM | Room 102 |  |  |  | No PM Sticker |  | Regulator, Vacuum | REGULATORVACUUM-Ohio Medical-6-1251 | [22 empty] | Regulator, Vacuum | REGULATORVACUUM | Regulator, Vacuum | Ohio Medical
YES | YES |  |  |  | 099-14693 | 099-14693 | Ohio Medical | 6-1251 |  | PSAY01862 | TMC - HVI - CVIMU (8HVI) |  |  |  |  | 099-14693 | 099-14693 | TMC | Memorial Hermann-Texas Medical Center | TMC - HVI - CVIMU (8HVI) | CVIMU (8HVI) | [5 empty] | Regulator, Vacuum | REGULATORVACUUM-Ohio Medical-6-1251 | [22 empty] | Regulator, Vacuum | REGULATORVACUUM | Regulator, Vacuum | Ohio Medical
YES | YES |  |  |  |  | 069-35788 | Ohio Medical | 6-1251 |  |  | TMC - HVI - CVICU (8HVI) | [5 empty] | 069-35788 | TMC | Memorial Hermann-Texas Medical Center | TMC - HVI - CVICU (8HVI) | CVIMU (8HVI) | [5 empty] | Regulator, Vacuum | REGULATORVACUUM-Ohio Medical-6-1251 | [22 empty] | Regulator, Vacuum | REGULATORVACUUM | Regulator, Vacuum | Ohio Medical
YES | YES |  |  |  | 069-21909 | 069-21909 | Ohio Medical | 6-1251 |  |  | TMC - HVI - CVICU (8HVI) |  |  |  |  | 069-21909 | 069-21909 | TMC | Memorial Hermann-Texas Medical Center | TMC - HVI - CVICU (8HVI) | CVIMU (8HVI) | [5 empty] | Regulator, Vacuum | REGULATORVACUUM-Ohio Medical-6-1251 | [22 empty] | Regulator, Vacuum | REGULATORVACUUM | Regulator, Vacuum | Ohio Medical
YES | YES |  |  |  | 099-12263 | 099-12263 | Ohio Medical | 6-1251 |  | JGGP07253 | HvI CVIMU |  |  |  |  | 099-12263 | 099-12263 | TCM | Memorial Hermann- Texas Medical Center | HvI CVIMU | Room 818 |  |  |  | No PM Sticker |  | Regulator, Vacuum | REGULATORVACUUM-Ohio Medical-6-1251 | [22 empty] | Regulator, Vacuum | REGULATORVACUUM | Regulator, Vacuum | Ohio Medical
YES | YES |  |  |  | 099-14783 | 099-14783 | Ohio Medical | 6-1251 |  |  | TMC - HVI - CVICU (8HVI) |  |  |  |  | 099-14783 | 099-14783 | TMC | Memorial Hermann-Texas Medical Center | TMC - HVI - CVICU (8HVI) | CVIMU (8HVI) | [5 empty] | Regulator, Vacuum | REGULATORVACUUM-Ohio Medical-6-1251 | [22 empty] | Regulator, Vacuum | REGULATORVACUUM | Regulator, Vacuum | Ohio Medical
YES | YES |  |  |  | 099-14784 | 099-14784 | Ohio Medical | 6-1251 |  |  | TMC - HVI - CVICU (8HVI) |  |  |  |  | 099-14784 | 099-14784 | TMC | Memorial Hermann-Texas Medical Center | TMC - HVI - CVICU (8HVI) | CVIMU (8HVI) | [5 empty] | Regulator, Vacuum | REGULATORVACUUM-Ohio Medical-6-1251 | [22 empty] | Regulator, Vacuum | REGULATORVACUUM | Regulator, Vacuum | Ohio Medical
YES | YES |  |  |  | 099-14781 | 099-14781 | Ohio Medical | 6-1251 |  |  | TMC - HVI - CVICU (8HVI) |  |  |  |  | 099-14781 | 099-14781 | TMC | Memorial Hermann-Texas Medical Center | TMC - HVI - CVICU (8HVI) | CVIMU (8HVI) | [5 empty] | Regulator, Vacuum | REGULATORVACUUM-Ohio Medical-6-1251 | [22 empty] | Regulator, Vacuum | REGULATORVACUUM | Regulator, Vacuum | Ohio Medical
YES | YES |  |  |  | 099-12260 | 099-12260 | Ohio Medical | 6-1251 |  | JGGN06571 | TMC - HVI - CIMU |  |  |  |  | 099-12260 | 099-12260 | TMC | Memorial Hermann- Texas Medical Center | TMC - HVI - CIMU | CIMU 03 |  |  |  | No PM Sticker |  | Regulator, Vacuum | REGULATORVACUUM-Ohio Medical-6-1251 | [22 empty] | Regulator, Vacuum | REGULATORVACUUM | Regulator, Vacuum | Ohio Medical
YES | YES |  |  |  | 099-12279 | 099-12279 | Ohio Medical | 6-1251 |  | JGGW23431 | TMC - HVI - CIMU |  |  |  |  | 099-12279 | 099-12279 | TMC | Memorial Hermann- Texas Medical Center | TMC - HVI - CIMU | CIMU 05 | 3/1/20 |  |  | No PM Sticker |  | Regulator, Vacuum | REGULATORVACUUM-Ohio Medical-6-1251 | [22 empty] | Regulator, Vacuum | REGULATORVACUUM | Regulator, Vacuum | Ohio Medical
YES | YES |  |  |  | 099-14775 | 099-14775 | Ohio Medical | 6-1251 |  | JGGW23420 | TMC - HVI - CVICU (5HVI) |  |  |  |  | 099-14775 | 099-14775 | TMC | Memorial Hermann-Texas Medical Center | TMC - HVI - CVICU (5HVI) | CVIMU (8HVI) | [5 empty] | Regulator, Vacuum | REGULATORVACUUM-Ohio Medical-6-1251 | [22 empty] | Regulator, Vacuum | REGULATORVACUUM | Regulator, Vacuum | Ohio Medical
YES | YES |  |  |  | 099-12281 | 099-12281 | Ohio Medical | 6-1251 |  | JGGN06568 | TMC - HVI - CIMU |  |  |  |  | 099-12281 | 099-12281 | TMC | Memorial Hermann- Texas Medical Center | TMC - HVI - CIMU | CIMU 05 |  |  |  | No PM Sticker |  | Regulator, Vacuum | REGULATORVACUUM-Ohio Medical-6-1251 | [22 empty] | Regulator, Vacuum | REGULATORVACUUM | Regulator, Vacuum | Ohio Medical
YES | YES |  |  |  | 099-14772 | 099-14772 | Ohio Medical | 6-1251 |  | JGGS22582 | TMC - HVI - CVICU (5HVI) |  |  |  |  | 099-14772 | 099-14772 | TMC | Memorial Hermann-Texas Medical Center | TMC - HVI - CVICU (5HVI) | CVIMU (8HVI) | [5 empty] | Regulator, Vacuum | REGULATORVACUUM-Ohio Medical-6-1251 | [22 empty] | Regulator, Vacuum | REGULATORVACUUM | Regulator, Vacuum | Ohio Medical
YES | YES |  |  |  | 099-14770 | 099-14770 | Ohio Medical | 6-1251 |  |  | TMC - HVI - CVICU (5HVI) |  |  |  |  | 099-14770 | 099-14770 | TMC | Memorial Hermann-Texas Medical Center | TMC - HVI - CVICU (5HVI) | CVIMU (8HVI) | [5 empty] | Regulator, Vacuum | REGULATORVACUUM-Ohio Medical-6-1251 | [22 empty] | Regulator, Vacuum | REGULATORVACUUM | Regulator, Vacuum | Ohio Medical
YES | YES |  |  |  | 099-14741 | 099-14741 | Ohio Medical | 6-1251 |  |  | TMC - HVI - CVICU (5HVI) |  |  |  |  | 099-14741 | 099-14741 | TMC | Memorial Hermann-Texas Medical Center | TMC - HVI - CVICU (5HVI) | CVIMU (8HVI) | [5 empty] | Regulator, Vacuum | REGULATORVACUUM-Ohio Medical-6-1251 | [22 empty] | Regulator, Vacuum | REGULATORVACUUM | Regulator, Vacuum | Ohio Medical
YES | YES |  |  |  | 099-12290 | 099-12290 | Ohio Medical | 6-1251 |  | JGGR08096 | TMC - HVI - CIMU (4HVI) |  |  |  |  | 099-12290 | 099-12290 | TMC | Memorial Hermann- Texas Medical Center | TMC - HVI - CIMU (4HVI) | IMU 21 |  |  |  | No PM Sticker |  | Regulator, Vacuum | REGULATORVACUUM-Ohio Medical-6-1251 | [22 empty] | Regulator, Vacuum | REGULATORVACUUM | Regulator, Vacuum | Ohio Medical
YES | YES |  |  |  | 099-14735 | 099-14735 | Ohio Medical | 6-1251 |  |  | TMC - HVI - CVICU (5HVI) |  |  |  |  | 099-14735 | 099-14735 | TMC | Memorial Hermann-Texas Medical Center | TMC - HVI - CVICU (5HVI) | CVICU (5HVI) | [5 empty] | Regulator, Vacuum | REGULATORVACUUM-Ohio Medical-6-1251 | [22 empty] | Regulator, Vacuum | REGULATORVACUUM | Regulator, Vacuum | Ohio Medical
YES | YES |  |  |  | 099-14734 | 099-14734 | Ohio Medical | 6-1251 |  |  | TMC - HVI - CVICU (5HVI) |  |  |  |  | 099-14734 | 099-14734 | TMC | Memorial Hermann-Texas Medical Center | TMC - HVI - CVICU (5HVI) | CVICU (5HVI) | [5 empty] | Regulator, Vacuum | REGULATORVACUUM-Ohio Medical-6-1251 | [22 empty] | Regulator, Vacuum | REGULATORVACUUM | Regulator, Vacuum | Ohio Medical
YES | YES |  |  |  | 099-14732 | 099-14732 | Ohio Medical | 6-1251 |  |  | TMC - HVI - CVICU (5HVI) |  |  |  |  | 099-14732 | 099-14732 | TMC | Memorial Hermann-Texas Medical Center | TMC - HVI - CVICU (5HVI) | CVICU (5HVI) | [5 empty] | Regulator, Vacuum | REGULATORVACUUM-Ohio Medical-6-1251 | [22 empty] | Regulator, Vacuum | REGULATORVACUUM | Regulator, Vacuum | Ohio Medical
YES | YES |  |  |  | 099-12292 | 099-12292 | Ohio Medical | 6-1251 |  | JGGN16831 | TMC - HVI - CIMU (4HVI) |  |  |  |  | 099-12292 | 099-12292 | TMC | Memorial Hermann- Texas Medical Center | TMC - HVI - CIMU (4HVI) | IMU 26 |  |  |  | No PM Sticker |  | Regulator, Vacuum | REGULATORVACUUM-Ohio Medical-6-1251 | [22 empty] | Regulator, Vacuum | REGULATORVACUUM | Regulator, Vacuum | Ohio Medical
YES | YES |  |  |  | 099-14726 | 099-14726 | Ohio Medical | 6-1251 |  | JGGN16853 | TMC - HVI - CVICU (5HVI) |  |  |  |  | 099-14726 | 099-14726 | TMC | Memorial Hermann-Texas Medical Center | TMC - HVI - CVICU (5HVI) | CVICU (5HVI) | [5 empty] | Regulator, Vacuum | REGULATORVACUUM-Ohio Medical-6-1251 | [22 empty] | Regulator, Vacuum | REGULATORVACUUM | Regulator, Vacuum | Ohio Medical
YES | YES |  |  |  | 099-12296 | 099-12296 | Ohio Medical | 6-1251 |  | JGGN16837 | TMC - HVI - CIMU (4HVI) |  |  |  |  | 099-12296 | 099-12296 | TMC | Memorial Hermann- Texas Medical Center | TMC - HVI - CIMU (4HVI) | CIMU 30 |  |  |  | No PM Sticker |  | Regulator, Vacuum | REGULATORVACUUM-Ohio Medical-6-1251 | [22 empty] | Regulator, Vacuum | REGULATORVACUUM | Regulator, Vacuum | Ohio Medical
YES | YES |  |  |  | 099-12374 | 099-12374 | Ohio Medical | 6-1251 |  | JGGW23434 | TMC - HVI - CIMU (4HVI) |  |  |  |  | 099-12374 | 099-12374 | TMC | Memorial Hermann- Texas Medical Center | TMC - HVI - CIMU (4HVI) | CIMU 30 |  |  |  | No PM Sticker |  | Regulator, Vacuum | REGULATORVACUUM-Ohio Medical-6-1251 | [22 empty] | Regulator, Vacuum | REGULATORVACUUM | Regulator, Vacuum | Ohio Medical
YES | YES |  |  |  | 099-14719 | 099-14719 | Ohio Medical | 6-1251 |  | JGGN06567 | TMC - HVI - CVICU (5HVI) |  |  |  |  | 099-14719 | 099-14719 | TMC | Memorial Hermann-Texas Medical Center | TMC - HVI - CVICU (5HVI) | CVICU (5HVI) | [5 empty] | Regulator, Vacuum | REGULATORVACUUM-Ohio Medical-6-1251 | [22 empty] | Regulator, Vacuum | REGULATORVACUUM | Regulator, Vacuum | Ohio Medical
YES | YES |  |  |  | 099-14717 | 099-14717 | Ohio Medical | 6-1251 |  |  | TMC - HVI - CCU (4HVI) |  |  |  |  | 099-14717 | 099-14717 | TMC | Memorial Hermann-Texas Medical Center | TMC - HVI - CCU (4HVI) | CCU (4HVI) | [5 empty] | Regulator, Vacuum | REGULATORVACUUM-Ohio Medical-6-1251 | [22 empty] | Regulator, Vacuum | REGULATORVACUUM | Regulator, Vacuum | Ohio Medical
YES | YES |  |  |  | 099-14715 | 099-14715 | Ohio Medical | 6-1251 |  |  | TMC - HVI - CCU (4HVI) |  |  |  |  | 099-14715 | 099-14715 | TMC | Memorial Hermann-Texas Medical Center | TMC - HVI - CCU (4HVI) | CCU (4HVI) | [5 empty] | Regulator, Vacuum | REGULATORVACUUM-Ohio Medical-6-1251 | [22 empty] | Regulator, Vacuum | REGULATORVACUUM | Regulator, Vacuum | Ohio Medical
YES | YES |  |  |  | 099-12376 | 099-12376 | Ohio Medical | 6-1251 |  | JGGQ23556 | TMC - HVI - CIMU |  |  |  |  | 099-12376 | 099-12376 | TMC | Memorial Hermann- Texas Medical Center | TMC - HVI - CIMU | CCU 13 | 3/1/20 |  |  | No PM Sticker |  | Regulator, Vacuum | REGULATORVACUUM-Ohio Medical-6-1251 | [22 empty] | Regulator, Vacuum | REGULATORVACUUM | Regulator, Vacuum | Ohio Medical
YES | YES |  |  |  | 099-12379 | 099-12379 | Ohio Medical | 6-1251 |  | JGGN06563 | TMC - HVI - CIMU |  |  |  |  | 099-12379 | 099-12379 | TMC | Memorial Hermann- Texas Medical Center | TMC - HVI - CIMU | CCU 13 |  |  |  | No PM Sticker |  | Regulator, Vacuum | REGULATORVACUUM-Ohio Medical-6-1251 | [22 empty] | Regulator, Vacuum | REGULATORVACUUM | Regulator, Vacuum | Ohio Medical
YES | YES |  |  |  | 069-27014 | 069-27014 | Ohio Medical | 6-1251 |  |  | TMC - CATH LAB - HOLDING (2HVI) |  |  |  |  | 069-27014 | 069-27014 | TMC | Memorial Hermann-Texas Medical Center | TMC - CATH LAB - HOLDING (2HVI) | HOLDING (2HVI) | [5 empty] | Regulator, Vacuum | REGULATORVACUUM-Ohio Medical-6-1251 | [22 empty] | Regulator, Vacuum | REGULATORVACUUM | Regulator, Vacuum | Ohio Medical
YES | YES |  |  |  | 069-27017 | 069-27017 | Ohio Medical | 6-1251 |  | JGGM06071 | TMC - CATH LAB - HOLDING (2HVI) |  |  |  |  | 069-27017 | 069-27017 | TMC | Memorial Hermann-Texas Medical Center | TMC - CATH LAB - HOLDING (2HVI) | HOLDING (2HVI) | [5 empty] | Regulator, Vacuum | REGULATORVACUUM-Ohio Medical-6-1251 | [22 empty] | Regulator, Vacuum | REGULATORVACUUM | Regulator, Vacuum | Ohio Medical
YES | YES |  |  |  | 069-27011 | 069-27011 | Ohio Medical | 6-1251 |  | JGGM06069 | TMC - HVI - CATH Lab |  |  |  |  | 069-27011 | 069-27011 | TMC | Memorial Hermann- Texas Medical Center | TMC - HVI - CATH Lab | Room 122 | [5 empty] | Regulator, Vacuum | REGULATORVACUUM-Ohio Medical-6-1251 | [22 empty] | Regulator, Vacuum | REGULATORVACUUM | Regulator, Vacuum | Ohio Medical
YES | YES |  |  |  | 069-27012 | 069-27012 | Ohio Medical | 6-1251 |  | JGGM06070 | TMC - CATH LAB - HOLDING (2HVI) |  |  |  |  | 069-27012 | 069-27012 | TMC | Memorial Hermann-Texas Medical Center | TMC - CATH LAB - HOLDING (2HVI) | HOLDING (2HVI) | [5 empty] | Regulator, Vacuum | REGULATORVACUUM-Ohio Medical-6-1251 | [22 empty] | Regulator, Vacuum | REGULATORVACUUM | Regulator, Vacuum | Ohio Medical
YES | YES |  |  |  | 069-27009 | 069-27009 | Ohio Medical | 6-1251 |  | JGGM06061 | TMC - CATH LAB - HOLDING (2HVI) |  |  |  |  | 069-27009 | 069-27009 | TMC | Memorial Hermann-Texas Medical Center | TMC - CATH LAB - HOLDING (2HVI) | HOLDING (2HVI) | [5 empty] | Regulator, Vacuum | REGULATORVACUUM-Ohio Medical-6-1251 | [22 empty] | Regulator, Vacuum | REGULATORVACUUM | Regulator, Vacuum | Ohio Medical
YES | YES |  |  |  | 069-27010 | 069-27010 | Ohio Medical | 6-1251 |  | JGGM06062 | TMC - CATH LAB - HOLDING (2HVI) |  |  |  |  | 069-27010 | 069-27010 | TMC | Memorial Hermann-Texas Medical Center | TMC - CATH LAB - HOLDING (2HVI) | HOLDING (2HVI) | [5 empty] | Regulator, Vacuum | REGULATORVACUUM-Ohio Medical-6-1251 | [22 empty] | Regulator, Vacuum | REGULATORVACUUM | Regulator, Vacuum | Ohio Medical
YES | YES |  |  |  | 069-27015 | 069-27015 | Ohio Medical | 6-1251 |  | JGGM06067 | TMC - CATH LAB - HOLDING (2HVI) |  |  |  |  | 069-27015 | 069-27015 | TMC | Memorial Hermann-Texas Medical Center | TMC - CATH LAB - HOLDING (2HVI) | HOLDING (2HVI) | [5 empty] | Regulator, Vacuum | REGULATORVACUUM-Ohio Medical-6-1251 | [22 empty] | Regulator, Vacuum | REGULATORVACUUM | Regulator, Vacuum | Ohio Medical
YES | YES |  |  |  | 099-12389 | 099-12389 | Ohio Medical | 6-1251 |  | JGGM06068 | TMC - HVI - CATH Lab |  |  |  |  | 099-12389 | 099-12389 | TMC | Memorial Hermann- Texas Medical Center | TMC - HVI - CATH Lab | Room 115 |  |  | 3/1/20 | No PM Sticker |  | Regulator, Vacuum | REGULATORVACUUM-Ohio Medical-6-1251 | [22 empty] | Regulator, Vacuum | REGULATORVACUUM | Regulator, Vacuum | Ohio Medical
YES | YES |  |  |  | 069-27016 | 069-27016 | Ohio Medical | 6-1251 |  | JGGM06065 | TMC - CATH LAB - HOLDING (2HVI) |  |  |  |  | 069-27016 | 069-27016 | TMC | Memorial Hermann-Texas Medical Center | TMC - CATH LAB - HOLDING (2HVI) | HOLDING (2HVI) | [5 empty] | Regulator, Vacuum | REGULATORVACUUM-Ohio Medical-6-1251 | [22 empty] | Regulator, Vacuum | REGULATORVACUUM | Regulator, Vacuum | Ohio Medical
YES | YES |  |  |  | 099-14684 | 099-14684 | Ohio Medical | 6-1251 |  | JGGT02123 | TMC - CATH LAB - ADULT (2HVI) |  |  |  |  | 099-14684 | 099-14684 | TMC | Memorial Hermann-Texas Medical Center | TMC - CATH LAB - ADULT (2HVI) | OR6 | [5 empty] | Regulator, Vacuum | REGULATORVACUUM-Ohio Medical-6-1251 | [22 empty] | Regulator, Vacuum | REGULATORVACUUM | Regulator, Vacuum | Ohio Medical
YES | YES |  |  |  | 099-14683 | 099-14683 | Ohio Medical | 6-1251 |  |  | TMC - CATH LAB - ADULT (2HVI) |  |  |  |  | 099-14683 | 099-14683 | TMC | Memorial Hermann-Texas Medical Center | TMC - CATH LAB - ADULT (2HVI) | OR6 | [5 empty] | Regulator, Vacuum | REGULATORVACUUM-Ohio Medical-6-1251 | [22 empty] | Regulator, Vacuum | REGULATORVACUUM | Regulator, Vacuum | Ohio Medical
YES | YES |  |  |  | 099-12448 | 099-12448 | Ohio Medical | 6-1251 |  |  | TMC - PACU - HVI (7HVI) |  |  |  |  | 099-12448 | 099-12448 | TMC | Memorial Hermann-Texas Medical Center | TMC - PACU - HVI (7HVI) | PACU - HVI (7HVI) | [5 empty] | Regulator, Vacuum | REGULATORVACUUM-Ohio Medical-6-1251 | [22 empty] | Regulator, Vacuum | REGULATORVACUUM | Regulator, Vacuum | Ohio Medical
YES | YES |  |  |  | 099-12447 | 099-12447 | Ohio Medical | 6-1251 |  |  | TMC - OR - CVOR (7HVI) |  |  |  |  | 099-12447 | 099-12447 | TMC | Memorial Hermann-Texas Medical Center | TMC - OR - CVOR (7HVI) | CVOR (7HVI) | [5 empty] | Regulator, Vacuum | REGULATORVACUUM-Ohio Medical-6-1251 | [22 empty] | Regulator, Vacuum | REGULATORVACUUM | Regulator, Vacuum | Ohio Medical
YES | YES |  |  |  | 099-12441 | 099-12441 | Ohio Medical | 6-1251 |  | JGGM04177 | TMC - OR - CVOR (7HVI) |  |  |  |  | 099-12441 | 099-12441 | TMC | Memorial Hermann-Texas Medical Center | TMC - OR - CVOR (7HVI) | CVOR (7HVI) | [5 empty] | Regulator, Vacuum | REGULATORVACUUM-Ohio Medical-6-1251 | [22 empty] | Regulator, Vacuum | REGULATORVACUUM | Regulator, Vacuum | Ohio Medical
YES | YES |  |  |  | 099-12664 | 099-12664 | Ohio Medical | 6-1251 |  |  | TMC - HVI - OR |  |  |  |  | 099-12664 | 099-12664 | TMC | Memorial Hermann- Texas Medical Center | TMC - HVI - OR | OR 4 |  |  |  | No PM Sticker |  | Regulator, Vacuum | REGULATORVACUUM-Ohio Medical-6-1251 | [22 empty] | Regulator, Vacuum | REGULATORVACUUM | Regulator, Vacuum | Ohio Medical
YES | YES | Serial Number 105 |  |  | 069-19467 | 069-19467 | Ohio Medical | 6-1251 |  |  | TMC - OR - CVOR (7HVI) |  |  |  |  | 069-19467 | 069-19467 | TMC | Memorial Hermann-Texas Medical Center | TMC - OR - CVOR (7HVI) | CVOR (7HVI) | [5 empty] | Regulator, Vacuum | REGULATORVACUUM-Ohio Medical-6-1251 | [22 empty] | Regulator, Vacuum | REGULATORVACUUM | Regulator, Vacuum | Ohio Medical
YES | YES |  |  |  | 099-12460 | 099-12460 | Ohio Medical | 6-1251 |  | JGGM04184 | TMC - PACU - HVI (7HVI) |  |  |  |  | 099-12460 | 099-12460 | TMC | Memorial Hermann-Texas Medical Center | TMC - PACU - HVI (7HVI) | PACU - HVI (7HVI) | [5 empty] | Regulator, Vacuum | REGULATORVACUUM-Ohio Medical-6-1251 | [22 empty] | Regulator, Vacuum | REGULATORVACUUM | Regulator, Vacuum | Ohio Medical
YES | YES |  |  |  | 099-12769 | 099-12769 | Ohio Medical | 6-1251 |  | JGGN07976 | HVIC 8th |  |  |  |  | 099-12769 | 099-12769 | TMC | Memorial Hermann-Texas Medical Center | HVIC 8th | 8th | [5 empty] | Regulator, Vacuum | REGULATORVACUUM-Ohio Medical-6-1251 | [22 empty] | Regulator, Vacuum | REGULATORVACUUM | Regulator, Vacuum | Ohio Medical
YES | YES |  |  |  | 099-12768 | 099-12768 | Ohio Medical | 6-1251 |  | JGGN02426 | HVIC 8th |  |  |  |  | 099-12768 | 099-12768 | TMC | Memorial Hermann-Texas Medical Center | HVIC 8th | 8th | [5 empty] | Regulator, Vacuum | REGULATORVACUUM-Ohio Medical-6-1251 | [22 empty] | Regulator, Vacuum | REGULATORVACUUM | Regulator, Vacuum | Ohio Medical
YES | YES |  |  |  | 099-12766 | 099-12766 | Ohio Medical | 6-1251 |  | PSAY01868 | TMC - HVI - CVICU (8HVI) |  |  |  |  | 099-12766 | 099-12766 | TMC | Memorial Hermann-Texas Medical Center | TMC - HVI - CVICU (8HVI) | CVICU (8HVI) | [5 empty] | Regulator, Vacuum | REGULATORVACUUM-Ohio Medical-6-1251 | [22 empty] | Regulator, Vacuum | REGULATORVACUUM | Regulator, Vacuum | Ohio Medical
NO | YES |  |  |  | 099-12764 | 099-12764 | Ohio Medical | 6-1251 |  | PSAY14273 | TMC-Sarofim 1-Adult ER |  |  |  |  | 099-12764 | 099-12764 | TMC | MHHS-TMC | TMC-Sarofim 1-Adult ER | TMC - SAROFIM 1 - ADULT ER CT | [5 empty] | Regulator, Vacuum | REGULATORVACUUM-Ohio Medical-6-1251 | [22 empty] | Regulator, Vacuum | REGULATORVACUUM | Regulator, Vacuum | Ohio Medical
NO | YES |  |  |  | 099-12763 | 099-12763 | Ohio Medical | 6-1251 |  | PSAY13441 | TMC-Sarofim 1-Adult ER |  |  |  |  | 099-12763 | 099-12763 | TMC | MHHS-TMC | TMC-Sarofim 1-Adult ER | TMC - SAROFIM 1 - ADULT ER CT | [5 empty] | Regulator, Vacuum | REGULATORVACUUM-Ohio Medical-6-1251 | [22 empty] | Regulator, Vacuum | REGULATORVACUUM | Regulator, Vacuum | Ohio Medical
NO | YES |  |  |  | 099-12758 | 099-12758 | Ohio Medical | 6-1251 |  | PSAY13558 | TMC-Sarofim 1-Adult ER |  |  |  |  | 099-12758 | 099-12758 | TMC | MHHS-TMC | TMC-Sarofim 1-Adult ER | TMC - SAROFIM 1 - ADULT T16 | [5 empty] | Regulator, Vacuum | REGULATORVACUUM-Ohio Medical-6-1251 | [22 empty] | Regulator, Vacuum | REGULATORVACUUM | Regulator, Vacuum | Ohio Medical
YES | YES |  |  |  | 099-12550 | 099-12550 | Ohio Medical | 6-1251 |  |  | TMC - HVI - ER |  |  |  |  | 099-12550 | 099-12550 | TMC | Memorial Hermann- Texas Medical Center | TMC - HVI - ER | Trauma 06 |  |  |  | No PM Sticker |  | Regulator, Vacuum | REGULATORVACUUM-Ohio Medical-6-1251 | [22 empty] | Regulator, Vacuum | REGULATORVACUUM | Regulator, Vacuum | Ohio Medical
NO | YES |  |  |  | 099-12756 | 099-12756 | Ohio Medical | 6-1251 |  | PSAY13560 | TMC-Sarofim 1-Adult ER |  |  |  |  | 099-12756 | 099-12756 | TMC | MHHS-TMC | TMC-Sarofim 1-Adult ER | TMC - SAROFIM 1 - ADULT T16 | [5 empty] | Regulator, Vacuum | REGULATORVACUUM-Ohio Medical-6-1251 | [22 empty] | Regulator, Vacuum | REGULATORVACUUM | Regulator, Vacuum | Ohio Medical
YES | YES |  |  |  | 099-12570 | 099-12570 | Ohio Medical | 6-1251 |  |  | TMC - ER |  |  |  |  | 099-12570 | 099-12570 | TMC | Memorial Hermann- Texas Medical Center | TMC - ER | Trauma 06 |  |  |  | No PM Sticker |  | Regulator, Vacuum | REGULATORVACUUM-Ohio Medical-6-1251 | [22 empty] | Regulator, Vacuum | REGULATORVACUUM | Regulator, Vacuum | Ohio Medical
YES | YES |  |  |  | 099-11175 | 099-11175 | Ohio Medical | 6-1251 |  |  | TMC - CULLEN - ONCOLOGY/HEMATOLOGY (4C) |  |  |  |  | 099-11175 | 099-11175 | TMC | Memorial Hermann-Texas Medical Center | TMC - CULLEN - ONCOLOGY/HEMATOLOGY (4C) | ONCOLOGY/HEMATOLOGY | [5 empty] | Regulator, Vacuum | REGULATORVACUUM-Ohio Medical-6-1251 | [22 empty] | Regulator, Vacuum | REGULATORVACUUM | Regulator, Vacuum | Ohio Medical
YES | YES |  |  |  | 099-11173 | 099-11173 | Ohio Medical | 6-1251 |  |  | TMC - CULLEN - ONCOLOGY/HEMATOLOGY (4C) |  |  |  |  | 099-11173 | 099-11173 | TMC | Memorial Hermann-Texas Medical Center | TMC - CULLEN - ONCOLOGY/HEMATOLOGY (4C) | ONCOLOGY/HEMATOLOGY | [5 empty] | Regulator, Vacuum | REGULATORVACUUM-Ohio Medical-6-1251 | [22 empty] | Regulator, Vacuum | REGULATORVACUUM | Regulator, Vacuum | Ohio Medical
YES | YES |  |  |  | 099-12707 | 099-12707 | Ohio Medical | 6-1251 |  | JGGP11411 | TMC - CULLEN - ONCOLOGY/HEMATOLOGY (4C) |  |  |  |  | 099-12707 | 099-12707 | TMC | TMC | TMC - CULLEN - ONCOLOGY/HEMATOLOGY (4C) | [6 empty] | Regulator, Vacuum | REGULATORVACUUM-Ohio Medical-6-1251 | [22 empty] | Regulator, Vacuum | REGULATORVACUUM | Regulator, Vacuum | Ohio Medical
YES | YES |  |  |  | 099-11415 | 099-11415 | Ohio Medical | 6-1251 |  |  | TMC - Oncology |  |  |  |  | 099-11415 | 099-11415 | TMC | Memorial Hermann- Texas Medical Center | TMC - Oncology | Central Monitoring |  |  |  | No PM Sticker |  | Regulator, Vacuum | REGULATORVACUUM-Ohio Medical-6-1251 | [22 empty] | Regulator, Vacuum | REGULATORVACUUM | Regulator, Vacuum | Ohio Medical
YES | YES |  |  |  | 099-11166 | 099-11166 | Ohio Medical | 6-1251 |  |  | TMC - CULLEN - GENERAL MEDICINE (3C) |  |  |  |  | 099-11166 | 099-11166 | TMC | Memorial Hermann-Texas Medical Center | TMC - CULLEN - GENERAL MEDICINE (3C) | Cullen (3E) | [5 empty] | Regulator, Vacuum | REGULATORVACUUM-Ohio Medical-6-1251 | [22 empty] | Regulator, Vacuum | REGULATORVACUUM | Regulator, Vacuum | Ohio Medical
YES | YES |  |  |  | 099-11161 | 099-11161 | Ohio Medical | 6-1251 |  | JGGP11450 | TMC - CULLEN - GENERAL MEDICINE (3C) |  |  |  |  | 099-11161 | 099-11161 | TMC | Memorial Hermann-Texas Medical Center | TMC - CULLEN - GENERAL MEDICINE (3C) | Cullen (3E) | [5 empty] | Regulator, Vacuum | REGULATORVACUUM-Ohio Medical-6-1251 | [22 empty] | Regulator, Vacuum | REGULATORVACUUM | Regulator, Vacuum | Ohio Medical
YES | YES |  |  |  | 099-11232 | 099-11232 | Ohio Medical | 6-1251 |  | JGGW19218 | TMC - CULLEN - GENERAL MEDICINE (3C) |  |  |  |  | 099-11232 | 099-11232 | TMC | Memorial Hermann-Texas Medical Center | TMC - CULLEN - GENERAL MEDICINE (3C) | Cullen (3E) | [5 empty] | Regulator, Vacuum | REGULATORVACUUM-Ohio Medical-6-1251 | [22 empty] | Regulator, Vacuum | REGULATORVACUUM | Regulator, Vacuum | Ohio Medical
YES | YES |  |  |  | 099-11409 | 099-11409 | Ohio Medical | 6-1251 |  |  | General Medicine |  |  |  |  | 099-11409 | 099-11409 | TMC | Memorial Hermann- Texas Medical Center | General Medicine | Hall way |  |  |  | No PM Sticker |  | Regulator, Vacuum | REGULATORVACUUM-Ohio Medical-6-1251 | [22 empty] | Regulator, Vacuum | REGULATORVACUUM | Regulator, Vacuum | Ohio Medical
YES | YES |  |  |  | 099-11230 | 099-11230 | Ohio Medical | 6-1251 |  | PSAY22775 | TMC - CULLEN - GENERAL MEDICINE (3C) |  |  |  |  | 099-11230 | 099-11230 | TMC | Memorial Hermann-Texas Medical Center | TMC - CULLEN - GENERAL MEDICINE (3C) | Cullen (3E) | [5 empty] | Regulator, Vacuum | REGULATORVACUUM-Ohio Medical-6-1251 | [22 empty] | Regulator, Vacuum | REGULATORVACUUM | Regulator, Vacuum | Ohio Medical
YES | YES |  |  |  | 099-11407 | 099-11407 | Ohio Medical | 6-1251 |  |  | General Medicine |  |  |  |  | 099-11407 | 099-11407 | TMC | Memorial Hermann- Texas Medical Center | General Medicine | C364 | 3/1/20 |  | 3/1/20 | No PM Sticker |  | Regulator, Vacuum | REGULATORVACUUM-Ohio Medical-6-1251 | [22 empty] | Regulator, Vacuum | REGULATORVACUUM | Regulator, Vacuum | Ohio Medical
YES | YES |  |  |  | 099-11227 | 099-11227 | Ohio Medical | 6-1251 |  | JGG | TMC - CULLEN - GENERAL MEDICINE (3C) |  |  |  |  | 099-11227 | 099-11227 | TMC | Memorial Hermann-Texas Medical Center | TMC - CULLEN - GENERAL MEDICINE (3C) | Cullen (3W) | [5 empty] | Regulator, Vacuum | REGULATORVACUUM-Ohio Medical-6-1251 | [22 empty] | Regulator, Vacuum | REGULATORVACUUM | Regulator, Vacuum | Ohio Medical
YES | YES |  |  |  | 099-11404 | 099-11404 | Ohio Medical | 6-1251 |  |  | General Medicine |  |  |  |  | 099-11404 | 099-11404 | TMC | Memorial Hermann- Texas Medical Center | General Medicine | C357 |  |  |  | No PM Sticker |  | Regulator, Vacuum | REGULATORVACUUM-Ohio Medical-6-1251 | [22 empty] | Regulator, Vacuum | REGULATORVACUUM | Regulator, Vacuum | Ohio Medical
YES | YES |  |  |  | 069-34030 | 069-34030 | Ohio Medical | 6-1251 |  |  | TMC - c5 |  |  |  |  | 069-34030 | 069-34030 | TMC | Memorial Hermann-Texas Medical Center | TMC - c5 | C5 | [5 empty] | Regulator, Vacuum | REGULATORVACUUM-Ohio Medical-6-1251 | [22 empty] | Regulator, Vacuum | REGULATORVACUUM | Regulator, Vacuum | Ohio Medical
YES | YES |  |  |  | 099-11221 | 099-11221 | Ohio Medical | 6-1251 |  |  | TMC - c5 |  |  |  |  | 099-11221 | 099-11221 | TMC | Memorial Hermann-Texas Medical Center | TMC - c5 | C5 | [5 empty] | Regulator, Vacuum | REGULATORVACUUM-Ohio Medical-6-1251 | [22 empty] | Regulator, Vacuum | REGULATORVACUUM | Regulator, Vacuum | Ohio Medical
YES | YES |  |  |  | 099-11445 | 099-11445 | Ohio Medical | 6-1251 |  |  | 5 West Cullen |  |  |  |  | 099-11445 | 099-11445 | TMC | Memorial Hermann-Texas Medical Center | 5 West Cullen | C504 |  |  | 3/1/20 | No PM Sticker |  | Regulator, Vacuum | REGULATORVACUUM-Ohio Medical-6-1251 | [22 empty] | Regulator, Vacuum | REGULATORVACUUM | Regulator, Vacuum | Ohio Medical
YES | YES |  |  |  | 099-11517 | 099-11517 | Ohio Medical | 6-1251 |  |  | TMC - MICU |  |  |  |  | 099-11517 | 099-11517 | TMC | Memorial Hermann-Texas Medical Center | TMC - MICU | MICU | [5 empty] | Regulator, Vacuum | REGULATORVACUUM-Ohio Medical-6-1251 | [22 empty] | Regulator, Vacuum | REGULATORVACUUM | Regulator, Vacuum | Ohio Medical
YES | YES |  |  |  | 099-11515 | 099-11515 | Ohio Medical | 6-1251 |  |  | TMC - MICU |  |  |  |  | 099-11515 | 099-11515 | TMC | Memorial Hermann-Texas Medical Center | TMC - MICU | MICU | [5 empty] | Regulator, Vacuum | REGULATORVACUUM-Ohio Medical-6-1251 | [22 empty] | Regulator, Vacuum | REGULATORVACUUM | Regulator, Vacuum | Ohio Medical
YES | YES |  |  |  | 099-11450 | 099-11450 | Ohio Medical | 6-1251 |  | PSAY16917 | MICU 09 |  |  |  |  | 099-11450 | 099-11450 |  | Memorial Hermann-Texas Medical Center | MICU 09 | West Cullen TMC | 3/1/20 |  |  | No PM Sticker |  | Regulator, Vacuum | REGULATORVACUUM-Ohio Medical-6-1251 | [22 empty] | Regulator, Vacuum | REGULATORVACUUM | Regulator, Vacuum | Ohio Medical
YES | YES |  |  |  | 099-11512 | 099-11512 | Ohio Medical | 6-1251 |  |  | TMC - MICU |  |  |  |  | 099-11512 | 099-11512 | TMC | Memorial Hermann-Texas Medical Center | TMC - MICU | MICU | [5 empty] | Regulator, Vacuum | REGULATORVACUUM-Ohio Medical-6-1251 | [22 empty] | Regulator, Vacuum | REGULATORVACUUM | Regulator, Vacuum | Ohio Medical
YES | YES |  |  |  | 099-11457 | 099-11457 | Ohio Medical | 6-1251 |  | JGGT02124 | Dialesys |  |  |  |  | 099-11457 | 099-11457 |  | Memorial Hermann-Texas Medical Center | Dialesys | West Cullen TMC |  |  |  | No PM Sticker |  | Regulator, Vacuum | REGULATORVACUUM-Ohio Medical-6-1251 | [22 empty] | Regulator, Vacuum | REGULATORVACUUM | Regulator, Vacuum | Ohio Medical
YES | YES |  |  |  | 099-11456 | 099-11456 | Ohio Medical | 6-1251 |  |  | Bay 3 |  |  |  |  | 099-11456 | 099-11456 |  | Memorial Hermann-Texas Medical Center | Bay 3 | West Cullen TMC |  |  |  | No PM Sticker |  | Regulator, Vacuum | REGULATORVACUUM-Ohio Medical-6-1251 | [22 empty] | Regulator, Vacuum | REGULATORVACUUM | Regulator, Vacuum | Ohio Medical
YES | YES |  |  |  | 099-11454 | 099-11454 | Ohio Medical | 6-1251 |  | JGGN02702 | J951 |  |  |  |  | 099-11454 | 099-11454 |  | Memorial Hermann-Texas Medical Center | J951 | West Cullen TMC |  |  |  | No PM Sticker |  | Regulator, Vacuum | REGULATORVACUUM-Ohio Medical-6-1251 | [22 empty] | Regulator, Vacuum | REGULATORVACUUM | Regulator, Vacuum | Ohio Medical
NO | YES |  |  |  | 099-11502 | 099-11502 | Ohio Medical | 6-1251 |  | JGGW04546 | TMC-Jones-Apheresis (9J) |  |  |  |  | 099-11502 | 099-11502 | TMC | MHHS-TMC | TMC-Jones-Apheresis (9J) | J9 | [5 empty] | Regulator, Vacuum | REGULATORVACUUM-Ohio Medical-6-1251 | [22 empty] | Regulator, Vacuum | REGULATORVACUUM | Regulator, Vacuum | Ohio Medical
YES | YES |  |  |  | 099-11501 | 099-11501 | Ohio Medical | 6-1251 |  | PSAY06852 | TMC - JONES - APHERESIS (9J) |  |  |  |  | 099-11501 | 099-11501 | TMC | Memorial Hermann-Texas Medical Center | TMC - JONES - APHERESIS (9J) | J9 | [5 empty] | Regulator, Vacuum | REGULATORVACUUM-Ohio Medical-6-1251 | [22 empty] | Regulator, Vacuum | REGULATORVACUUM | Regulator, Vacuum | Ohio Medical
YES | YES |  |  |  | 099-11496 | 099-11496 | Ohio Medical | 6-1251 |  |  | TMC - JONES - APHERESIS (9J) |  |  |  |  | 099-11496 | 099-11496 | TMC | Memorial Hermann-Texas Medical Center | TMC - JONES - APHERESIS (9J) | J9 | [5 empty] | Regulator, Vacuum | REGULATORVACUUM-Ohio Medical-6-1251 | [22 empty] | Regulator, Vacuum | REGULATORVACUUM | Regulator, Vacuum | Ohio Medical
YES | YES |  |  |  | 099-11557 | 099-11557 | Ohio Medical | 6-1251 |  | JGGS18363 | J920 |  |  |  |  | 099-11557 | 099-11557 |  | Memorial Hermann-Texas Medical Center | J920 | 9Johns TMC |  |  |  | No PM Sticker |  | Regulator, Vacuum | REGULATORVACUUM-Ohio Medical-6-1251 | [22 empty] | Regulator, Vacuum | REGULATORVACUUM | Regulator, Vacuum | Ohio Medical
YES | YES |  |  |  | 069-27907 | 069-27907 | Ohio Medical | 6-1251 |  |  | TMC - JONES - APHERESIS (9J) |  |  |  |  | 069-27907 | 069-27907 | TMC | Memorial Hermann-Texas Medical Center | TMC - JONES - APHERESIS (9J) | J9 | [5 empty] | Regulator, Vacuum | REGULATORVACUUM-Ohio Medical-6-1251 | [22 empty] | Regulator, Vacuum | REGULATORVACUUM | Regulator, Vacuum | Ohio Medical
YES | YES |  |  |  | 099-11492 | 099-11492 | Ohio Medical | 6-1251 |  | JGGV04309 | TMC - JONES - APHERESIS (9J) |  |  |  |  | 099-11492 | 099-11492 | TMC | Memorial Hermann-Texas Medical Center | TMC - JONES - APHERESIS (9J) | J9 | [5 empty] | Regulator, Vacuum | REGULATORVACUUM-Ohio Medical-6-1251 | [22 empty] | Regulator, Vacuum | REGULATORVACUUM | Regulator, Vacuum | Ohio Medical
NO | YES |  |  |  | 099-11491 | 099-11491 | Ohio Medical | 6-1251 |  | PSAY13919 | TMC - Transional care unit (8) |  |  |  |  | 099-11491 | 099-11491 | TMC | Memorial Hermann-Texas Medical Center | TMC - Transional care unit (8) | TCU8 | [5 empty] | Regulator, Vacuum | REGULATORVACUUM-Ohio Medical-6-1251 | [22 empty] | Regulator, Vacuum | REGULATORVACUUM | Regulator, Vacuum | Ohio Medical
YES | YES |  |  |  | 099-11569 | 099-11569 | Ohio Medical | 6-1251 |  |  | NICU5 |  |  |  |  | 099-11569 | 099-11569 |  | TMC | NICU5 | TMC - Johns - NICu |  |  |  | No PM Sticker |  | Regulator, Vacuum | REGULATORVACUUM-Ohio Medical-6-1251 | [22 empty] | Regulator, Vacuum | REGULATORVACUUM | Regulator, Vacuum | Ohio Medical
YES | YES |  |  |  | 069-27919 | 069-27919 | Ohio Medical | 6-1251 |  |  | TMC - neuroscience |  |  |  |  | 069-27919 | 069-27919 | TMC | Memorial Hermann-Texas Medical Center | TMC - neuroscience | neuroscience | [5 empty] | Regulator, Vacuum | REGULATORVACUUM-Ohio Medical-6-1251 | [22 empty] | Regulator, Vacuum | REGULATORVACUUM | Regulator, Vacuum | Ohio Medical
YES | YES |  |  |  | 099-11471 | 099-11471 | Ohio Medical | 6-1251 |  |  | TMC - neuroscience |  |  |  |  | 099-11471 | 099-11471 | TMC | Memorial Hermann-Texas Medical Center | TMC - neuroscience | neuroscience | [5 empty] | Regulator, Vacuum | REGULATORVACUUM-Ohio Medical-6-1251 | [22 empty] | Regulator, Vacuum | REGULATORVACUUM | Regulator, Vacuum | Ohio Medical
YES | YES |  |  |  | 099-11468 | 099-11468 | Ohio Medical | 6-1251 |  |  | TMC - neuroscience |  |  |  |  | 099-11468 | 099-11468 | TMC | Memorial Hermann-Texas Medical Center | TMC - neuroscience | neuroscience | [5 empty] | Regulator, Vacuum | REGULATORVACUUM-Ohio Medical-6-1251 | [22 empty] | Regulator, Vacuum | REGULATORVACUUM | Regulator, Vacuum | Ohio Medical
YES | YES |  |  |  | 099-11212 | 099-11212 | Ohio Medical | 6-1251 |  |  | Tmc - Acute care |  |  |  |  | 099-11212 | 099-11212 | TMC | Memorial Hermann-Texas Medical Center | Tmc - Acute care | Acute care | [5 empty] | Regulator, Vacuum | REGULATORVACUUM-Ohio Medical-6-1251 | [22 empty] | Regulator, Vacuum | REGULATORVACUUM | Regulator, Vacuum | Ohio Medical
YES | YES |  |  |  | 099-11207 | 099-11207 | Ohio Medical | 6-1251 |  | JGGN02687 | TMC - JONES - NEURO ACUTE CARE (5J) |  |  |  |  | 099-11207 | 099-11207 | TMC | Memorial Hermann-Texas Medical Center | TMC - JONES - NEURO ACUTE CARE (5J) | NEURO ACUTE CARE (5J) | [5 empty] | Regulator, Vacuum | REGULATORVACUUM-Ohio Medical-6-1251 | [22 empty] | Regulator, Vacuum | REGULATORVACUUM | Regulator, Vacuum | Ohio Medical
YES | YES |  |  |  | 099-11527 | 099-11527 | Ohio Medical | 6-1251 |  | JGGV21070 | J521 |  |  |  |  | 099-11527 | 099-11527 |  | TMC | J521 | TMC - 5Johns |  |  |  | No PM Sticker |  | Regulator, Vacuum | REGULATORVACUUM-Ohio Medical-6-1251 | [22 empty] | Regulator, Vacuum | REGULATORVACUUM | Regulator, Vacuum | Ohio Medical
YES | YES |  |  |  | 099-11529 | 099-11529 | Ohio Medical | 6-1251 |  |  | J511 |  |  |  |  | 099-11529 | 099-11529 |  | TMC | J511 | TMC - 5Johns |  |  |  | In use on patient |  | Regulator, Vacuum | REGULATORVACUUM-Ohio Medical-6-1251 | [22 empty] | Regulator, Vacuum | REGULATORVACUUM | Regulator, Vacuum | Ohio Medical
YES | YES |  |  |  | 099-11530 | 099-11530 | Ohio Medical | 6-1251 |  |  | J511 |  |  |  |  | 099-11530 | 099-11530 |  | TMC | J511 | TMC - 5Johns |  |  |  | In use on patient |  | Regulator, Vacuum | REGULATORVACUUM-Ohio Medical-6-1251 | [22 empty] | Regulator, Vacuum | REGULATORVACUUM | Regulator, Vacuum | Ohio Medical
YES | YES |  |  |  | 099-11194 | 099-11194 | Ohio Medical | 6-1251 |  |  | TMC - JONES - NEURO IMU (3J) |  |  |  |  | 099-11194 | 099-11194 | TMC | Memorial Hermann-Texas Medical Center | TMC - JONES - NEURO IMU (3J) | NEURO IMU (3J) | [5 empty] | Regulator, Vacuum | REGULATORVACUUM-Ohio Medical-6-1251 | [22 empty] | Regulator, Vacuum | REGULATORVACUUM | Regulator, Vacuum | Ohio Medical
YES | YES |  |  |  | 099-11537 | 099-11537 | Ohio Medical | 6-1251 |  | JGGM26727 | Neuro Elective Unit 29 |  |  |  |  | 099-11537 | 099-11537 |  | TMC | Neuro Elective Unit 29 | TMC 4Johns |  |  |  | No PM Sticker |  | Regulator, Vacuum | REGULATORVACUUM-Ohio Medical-6-1251 | [22 empty] | Regulator, Vacuum | REGULATORVACUUM | Regulator, Vacuum | Ohio Medical
YES | YES |  |  |  | 099-11190 | 099-11190 | Ohio Medical | 6-1251 |  | JGGT03718 | TMC - JONES - NEURO ELECTIVE (4J) |  |  |  |  | 099-11190 | 099-11190 | TMC | Memorial Hermann-Texas Medical Center | TMC - JONES - NEURO ELECTIVE (4J) | NEURO ELECTIVE (4J) | [5 empty] | Regulator, Vacuum | REGULATORVACUUM-Ohio Medical-6-1251 | [22 empty] | Regulator, Vacuum | REGULATORVACUUM | Regulator, Vacuum | Ohio Medical
YES | YES |  |  |  | 099-11189 | 099-11189 | Ohio Medical | 6-1251 |  | JGGU07401 | TMC - JONES - NEURO ELECTIVE (4J) |  |  |  |  | 099-11189 | 099-11189 | TMC | Childrens ER - Texas Medical Center | TMC - JONES - NEURO ELECTIVE (4J) | NVIC | [5 empty] | Regulator, Vacuum | REGULATORVACUUM-Ohio Medical-6-1251 | [22 empty] | Regulator, Vacuum | REGULATORVACUUM | Regulator, Vacuum | Ohio Medical
YES | YES |  |  |  | 099-11542 | 099-11542 | Ohio Medical | 6-1251 |  | JGGS18387 | Storage |  |  |  |  | 099-11542 | 099-11542 |  | TMC | Storage | TMC 4Johns Neuro Elective |  |  |  | No PM Sticker |  | Regulator, Vacuum | REGULATORVACUUM-Ohio Medical-6-1251 | [22 empty] | Regulator, Vacuum | REGULATORVACUUM | Regulator, Vacuum | Ohio Medical
YES | YES |  |  |  | 099-11545 | 099-11545 | Ohio Medical | 6-1251 |  | JGGS18376 | Storage |  |  |  |  | 099-11545 | 099-11545 |  | TMC | Storage | TMC 4Johns Neuro Elective |  |  |  | No PM Sticker |  | Regulator, Vacuum | REGULATORVACUUM-Ohio Medical-6-1251 | [22 empty] | Regulator, Vacuum | REGULATORVACUUM | Regulator, Vacuum | Ohio Medical
YES | YES |  |  |  | 099-11541 | 099-11541 | Ohio Medical | 6-1251 |  | JGGT03741 | Storage |  |  |  |  | 099-11541 | 099-11541 |  | TMC | Storage | TMC 4Johns Neuro Elective |  |  |  | No PM Sticker |  | Regulator, Vacuum | REGULATORVACUUM-Ohio Medical-6-1251 | [22 empty] | Regulator, Vacuum | REGULATORVACUUM | Regulator, Vacuum | Ohio Medical
YES | YES |  |  |  | 099-11547 | 099-11547 | Ohio Medical | 6-1251 |  | JGGT03731 | [5 empty] | 099-11547 | 099-11547 | [7 empty] | No PM Sticker |  | Regulator, Vacuum | REGULATORVACUUM-Ohio Medical-6-1251 | [22 empty] | Regulator, Vacuum | REGULATORVACUUM | Regulator, Vacuum | Ohio Medical
YES | YES |  |  |  | 099-11546 | 099-11546 | Ohio Medical | 6-1251 |  | JGGT03733 | [5 empty] | 099-11546 | 099-11546 |  |  |  |  | 3/1/20 |  |  | No PM Sticker |  | Regulator, Vacuum | REGULATORVACUUM-Ohio Medical-6-1251 | [22 empty] | Regulator, Vacuum | REGULATORVACUUM | Regulator, Vacuum | Ohio Medical
YES | YES |  |  |  | 099-11548 | 099-11548 | Ohio Medical | 6-1251 |  | JGGS18382 | Stroke unit storage |  |  |  |  | 099-11548 | 099-11548 |  | TMC | Stroke unit storage | TMC 4Johns Neuro Elective | 3/1/20 |  |  | No PM Sticker |  | Regulator, Vacuum | REGULATORVACUUM-Ohio Medical-6-1251 | [22 empty] | Regulator, Vacuum | REGULATORVACUUM | Regulator, Vacuum | Ohio Medical
YES | YES |  |  |  | 099-11958 | 099-11958 | Ohio Medical | 6-1251 |  | JGGU07012 | Epilepsy PEDI HD1012 |  |  |  |  | 099-11958 | 099-11958 |  | Memorial Hermann- Texas Medica Center | Epilepsy PEDI HD1012 | Childrens Epilepsy PEDI |  |  |  | No PM Sticker |  | Regulator, Vacuum | REGULATORVACUUM-Ohio Medical-6-1251 | [22 empty] | Regulator, Vacuum | REGULATORVACUUM | Regulator, Vacuum | Ohio Medical
YES | YES |  |  |  | 099-05066 | 099-05066 | Ohio Medical | 6-1251 |  | Nsn | PICU |  |  |  |  | 099-05066 | 099-05066 |  | TMC | PICU | Memorial Hermann- texas medical center | 3/1/20 |  |  | No PM Sticker |  | Regulator, Vacuum | REGULATORVACUUM-Ohio Medical-6-1251 | [22 empty] | Regulator, Vacuum | REGULATORVACUUM | Regulator, Vacuum | Ohio Medical
YES | YES |  |  |  | 099-05067 | 099-05067 | Ohio Medical | 6-1251 |  | Nsn | PICU |  |  |  |  | 099-05067 | 099-05067 |  | TMC | PICU | Memorial Hermann- texas medical center | 3/1/20 |  |  | No PM Sticker In use on patient |  | Regulator, Vacuum | REGULATORVACUUM-Ohio Medical-6-1251 | [22 empty] | Regulator, Vacuum | REGULATORVACUUM | Regulator, Vacuum | Ohio Medical
YES | YES |  |  |  | 069-27882 | 069-27882 | Ohio Medical | 6-1251 |  | Nsn | PICU |  |  |  |  | 069-27882 | 069-27882 |  | TMC | PICU | Memorial Hermann- texas medical center | 3/1/20 |  |  | No PM Sticker |  | Regulator, Vacuum | REGULATORVACUUM-Ohio Medical-6-1251 | [22 empty] | Regulator, Vacuum | REGULATORVACUUM | Regulator, Vacuum | Ohio Medical
YES | YES |  |  |  | 099-05073 | 099-05073 | Ohio Medical | 6-1251 |  | Nsn | PICU H797 |  |  |  |  | 099-05073 | 099-05073 |  | TMC | PICU H797 | Memorial Hermann- texas medical center | 3/1/20 |  |  | No PM Sticker |  | Regulator, Vacuum | REGULATORVACUUM-Ohio Medical-6-1251 | [22 empty] | Regulator, Vacuum | REGULATORVACUUM | Regulator, Vacuum | Ohio Medical
YES | YES |  |  |  | 099-11443 | 099-11443 | Ohio Medical | 6-1251 | [7 empty] | 099-11443 | 099-11443 | [9 empty] | Regulator, Vacuum | REGULATORVACUUM-Ohio Medical-6-1251 | [22 empty] | Regulator, Vacuum | REGULATORVACUUM | Regulator, Vacuum | Ohio Medical
YES | YES |  |  |  | 099-05342 | 099-05342 | Ohio Medical | 6-1251 |  |  | TMC - HERMANN - COU (1R) |  |  |  |  | 099-05342 | 099-05342 | TMC | Memorial Hermann-Texas Medical Center | TMC - HERMANN - COU (1R) | HERMANN - COU (1R) | [5 empty] | Regulator, Vacuum | REGULATORVACUUM-Ohio Medical-6-1251 | [22 empty] | Regulator, Vacuum | REGULATORVACUUM | Regulator, Vacuum | Ohio Medical
YES | YES | Serial Number Cnf |  |  | 099-09391 | 099-09391 | Ohio Medical | 6-1251 |  | Cnf | TMC - HERMANN - COU (1R) |  |  |  |  | 099-09391 | 099-09391 | TMC | Memorial Hermann-Texas Medical Center | TMC - HERMANN - COU (1R) | [6 empty] | Regulator, Vacuum | REGULATORVACUUM-Ohio Medical-6-1251 | [22 empty] | Regulator, Vacuum | REGULATORVACUUM | Regulator, Vacuum | Ohio Medical
YES | YES | Serial Number Cnf |  |  | 099-09398 | 099-09398 | Ohio Medical | 6-1251 |  | Cnf | TMC - GI/ENDO - ADULT (1J) |  |  |  |  | 099-09398 | 099-09398 | TMC | Memorial Hermann-Texas Medical Center | TMC - GI/ENDO - ADULT (1J) | Bay | [5 empty] | Regulator, Vacuum | REGULATORVACUUM-Ohio Medical-6-1251 | [22 empty] | Regulator, Vacuum | REGULATORVACUUM | Regulator, Vacuum | Ohio Medical
YES | YES | Serial Number Cnf |  |  | 099-09411 | 099-09411 | Ohio Medical | 6-1251 |  | Cnf | TMC - GI/ENDO - ADULT (1J) |  |  |  |  | 099-09411 | 099-09411 | TMC | Memorial Hermann-Texas Medical Center | TMC - GI/ENDO - ADULT (1J) | Bay | [5 empty] | Regulator, Vacuum | REGULATORVACUUM-Ohio Medical-6-1251 | [22 empty] | Regulator, Vacuum | REGULATORVACUUM | Regulator, Vacuum | Ohio Medical
YES | YES | Serial Number Cnf |  |  | 069-44670 | 069-44670 | Ohio Medical | 6-1251 |  | Cnf | TMC - GI/ENDO - ADULT (1J) |  |  |  |  | 069-44670 | 069-44670 | TMC | Memorial Hermann-Texas Medical Center | TMC - GI/ENDO - ADULT (1J) | Bay | [5 empty] | Regulator, Vacuum | REGULATORVACUUM-Ohio Medical-6-1251 | [22 empty] | Regulator, Vacuum | REGULATORVACUUM | Regulator, Vacuum | Ohio Medical
YES | YES |  |  |  | 069-44671 | 069-44671 | Ohio Medical | 6-1251 |  | JGGN04958 | TMC - GI/ENDO - ADULT (1J) |  |  |  |  | 069-44671 | 069-44671 | TMC | Memorial Hermann-Texas Medical Center | TMC - GI/ENDO - ADULT (1J) | Bay | [5 empty] | Regulator, Vacuum | REGULATORVACUUM-Ohio Medical-6-1251 | [22 empty] | Regulator, Vacuum | REGULATORVACUUM | Regulator, Vacuum | Ohio Medical
YES | YES | Serial Number Cnf |  |  | 069-44673 | 069-44673 | Ohio Medical | 6-1251 |  | Cnf | TMC - SAROFIM 8 - HVI ICU |  |  |  |  | 069-44673 | 069-44673 | TMC | Memorial Hermann-Texas Medical Center | TMC - SAROFIM 8 - HVI ICU | [6 empty] | Regulator, Vacuum | REGULATORVACUUM-Ohio Medical-6-1251 | [22 empty] | Regulator, Vacuum | REGULATORVACUUM | Regulator, Vacuum | Ohio Medical
YES | YES | Serial Number Cnf |  |  | 069-44684 | 069-44684 | Ohio Medical | 6-1251 |  | Cnf | TMC - SAROFIM 8 - HVI ICU |  |  |  |  | 069-44684 | 069-44684 | TMC | Memorial Hermann-Texas Medical Center | TMC - SAROFIM 8 - HVI ICU | [6 empty] | Regulator, Vacuum | REGULATORVACUUM-Ohio Medical-6-1251 | [22 empty] | Regulator, Vacuum | REGULATORVACUUM | Regulator, Vacuum | Ohio Medical
YES | YES | Serial Number Cnf |  |  | 069-44683 | 069-44683 | Ohio Medical | 6-1251 |  | Cnf | TMC - SAROFIM 8 - HVI ICU |  |  |  |  | 069-44683 | 069-44683 | TMC | Memorial Hermann-Texas Medical Center | TMC - SAROFIM 8 - HVI ICU | [6 empty] | Regulator, Vacuum | REGULATORVACUUM-Ohio Medical-6-1251 | [22 empty] | Regulator, Vacuum | REGULATORVACUUM | Regulator, Vacuum | Ohio Medical
YES | YES | Serial Number Cnf |  |  | 069-44680 | 069-44680 | Ohio Medical | 6-1251 |  | Cnf | TMC - SAROFIM 8 - HVI ICU |  |  |  |  | 069-44680 | 069-44680 | TMC | Memorial Hermann-Texas Medical Center | TMC - SAROFIM 8 - HVI ICU | [6 empty] | Regulator, Vacuum | REGULATORVACUUM-Ohio Medical-6-1251 | [22 empty] | Regulator, Vacuum | REGULATORVACUUM | Regulator, Vacuum | Ohio Medical
YES | YES | Serial Number Cnf |  |  | 069-44681 | 069-44681 | Ohio Medical | 6-1251 |  | Cnf | TMC - SAROFIM 8 - HVI ICU |  |  |  |  | 069-44681 | 069-44681 | TMC | Memorial Hermann-Texas Medical Center | TMC - SAROFIM 8 - HVI ICU | [6 empty] | Regulator, Vacuum | REGULATORVACUUM-Ohio Medical-6-1251 | [22 empty] | Regulator, Vacuum | REGULATORVACUUM | Regulator, Vacuum | Ohio Medical
YES | YES | Serial Number Cnf |  |  | 069-44678 | 069-44678 | Ohio Medical | 6-1251 |  | Cnf | TMC - SAROFIM 8 - HVI ICU |  |  |  |  | 069-44678 | 069-44678 | TMC | Memorial Hermann-Texas Medical Center | TMC - SAROFIM 8 - HVI ICU | [6 empty] | Regulator, Vacuum | REGULATORVACUUM-Ohio Medical-6-1251 | [22 empty] | Regulator, Vacuum | REGULATORVACUUM | Regulator, Vacuum | Ohio Medical
YES | YES | Serial Number Cnf |  |  | 069-44677 | 069-44677 | Ohio Medical | 6-1251 |  | Cnf | TMC - SAROFIM 8 - HVI ICU |  |  |  |  | 069-44677 | 069-44677 | TMC | Memorial Hermann-Texas Medical Center | TMC - SAROFIM 8 - HVI ICU | [6 empty] | Regulator, Vacuum | REGULATORVACUUM-Ohio Medical-6-1251 | [22 empty] | Regulator, Vacuum | REGULATORVACUUM | Regulator, Vacuum | Ohio Medical
YES | YES | Serial Number Cnf |  |  | 069-44686 | 069-44686 | Ohio Medical | 6-1251 |  | Cnf | TMC - SAROFIM 8 - HVI ICU |  |  |  |  | 069-44686 | 069-44686 | TMC | Memorial Hermann-Texas Medical Center | TMC - SAROFIM 8 - HVI ICU | [6 empty] | Regulator, Vacuum | REGULATORVACUUM-Ohio Medical-6-1251 | [22 empty] | Regulator, Vacuum | REGULATORVACUUM | Regulator, Vacuum | Ohio Medical
YES | YES | Serial Number Cnf |  |  | 069-44687 | 069-44687 | Ohio Medical | 6-1251 |  | Cnf | TMC - SAROFIM 8 - HVI ICU |  |  |  |  | 069-44687 | 069-44687 | TMC | Memorial Hermann-Texas Medical Center | TMC - SAROFIM 8 - HVI ICU | [6 empty] | Regulator, Vacuum | REGULATORVACUUM-Ohio Medical-6-1251 | [22 empty] | Regulator, Vacuum | REGULATORVACUUM | Regulator, Vacuum | Ohio Medical
YES | YES | Serial Number Cnf |  |  | 099-09367 | 099-09367 | Ohio Medical | 6-1251 |  | Cnf | TMC - JONES - HYPERBARIC/WOUND CARE (JG) |  |  |  |  | 099-09367 | 099-09367 | TMC | Memorial Hermann-Texas Medical Center | TMC - JONES - HYPERBARIC/WOUND CARE (JG) | Exam 7 | [5 empty] | Regulator, Vacuum | REGULATORVACUUM-Ohio Medical-6-1251 | [22 empty] | Regulator, Vacuum | REGULATORVACUUM | Regulator, Vacuum | Ohio Medical
NO | YES |  |  |  | 069-44800 | 069-44800 | Ohio Medical | 6-1251 |  | JGGP00179 | TMC - Jones - Hyper |  |  |  |  | 069-44800 | 069-44800 | TMC | Memorial Hermann-Texas Medical Center | TMC - Jones - Hyper | [6 empty] | Regulator, Vacuum | REGULATORVACUUM-Ohio Medical-6-1251 | [22 empty] | Regulator, Vacuum | REGULATORVACUUM | Regulator, Vacuum | Ohio Medical
NO | YES |  |  |  | 069-44796 | 069-44796 | Ohio Medical | 6-1251 |  | PSAY14132 | TMC-Sarofim 2-Adult Pre Op |  |  |  |  | 069-44796 | 069-44796 | TMC | MHHS-TMC | TMC-Sarofim 2-Adult Pre Op | ADULT PRE OP | [5 empty] | Regulator, Vacuum | REGULATORVACUUM-Ohio Medical-6-1251 | [22 empty] | Regulator, Vacuum | REGULATORVACUUM | Regulator, Vacuum | Ohio Medical
NO | YES |  |  |  | 069-44874 | 069-44874 | Ohio Medical | 6-1251 |  | PSAY14410 | TMC-Sarofim 2-Adult Pre Op |  |  |  |  | 069-44874 | 069-44874 | TMC | MHHS-TMC | TMC-Sarofim 2-Adult Pre Op | [6 empty] | Regulator, Vacuum | REGULATORVACUUM-Ohio Medical-6-1251 | [22 empty] | Regulator, Vacuum | REGULATORVACUUM | Regulator, Vacuum | Ohio Medical
NO | YES |  |  |  | 099-09103 | 099-09103 | Ohio Medical | 6-1251 |  | PSAY14015 | TMC-Sarofim 2-Adult Pre Op |  |  |  |  | 099-09103 | 099-09103 | TMC | MHHS-TMC | TMC-Sarofim 2-Adult Pre Op | ADULT PRE OP | [5 empty] | Regulator, Vacuum | REGULATORVACUUM-Ohio Medical-6-1251 | [22 empty] | Regulator, Vacuum | REGULATORVACUUM | Regulator, Vacuum | Ohio Medical
NO | YES |  |  |  | 069-44875 | 069-44875 | Ohio Medical | 6-1251 |  | PSAY14025 | TMC-Sarofim 2-Adult Pre Op |  |  |  |  | 069-44875 | 069-44875 | TMC | MHHS-TMC | TMC-Sarofim 2-Adult Pre Op | [6 empty] | Regulator, Vacuum | REGULATORVACUUM-Ohio Medical-6-1251 | [22 empty] | Regulator, Vacuum | REGULATORVACUUM | Regulator, Vacuum | Ohio Medical
NO | YES |  |  |  | 099-09102 | 099-09102 | Ohio Medical | 6-1251 |  | PSAY14021 | TMC-Sarofim 2-Adult Pre Op |  |  |  |  | 099-09102 | 099-09102 | TMC | MHHS-TMC | TMC-Sarofim 2-Adult Pre Op | ADULT PRE OP | [5 empty] | Regulator, Vacuum | REGULATORVACUUM-Ohio Medical-6-1251 | [22 empty] | Regulator, Vacuum | REGULATORVACUUM | Regulator, Vacuum | Ohio Medical
YES | YES | Serial Number Cnf |  |  | 099-09364 | 099-09364 | Ohio Medical | 6-1251 |  | Cnf | TMC - SAROFIM 2 - ADULT PRE OP |  |  |  |  | 099-09364 | 099-09364 | TMC | Memorial Hermann-Texas Medical Center | TMC - SAROFIM 2 - ADULT PRE OP | [6 empty] | Regulator, Vacuum | REGULATORVACUUM-Ohio Medical-6-1251 | [22 empty] | Regulator, Vacuum | REGULATORVACUUM | Regulator, Vacuum | Ohio Medical
NO | YES |  |  |  | 099-09101 | 099-09101 | Ohio Medical | 6-1251 |  | PSAY14353 | TMC-Sarofim 2-Adult Pre Op |  |  |  |  | 099-09101 | 099-09101 | TMC | MHHS-TMC | TMC-Sarofim 2-Adult Pre Op | ADULT PRE OP | [5 empty] | Regulator, Vacuum | REGULATORVACUUM-Ohio Medical-6-1251 | [22 empty] | Regulator, Vacuum | REGULATORVACUUM | Regulator, Vacuum | Ohio Medical
NO | YES |  |  |  | 099-09363 | 099-09363 | Ohio Medical | 6-1251 |  | PSAY13805 | TMC-Sarofim 2-Adult Pre Op |  |  |  |  | 099-09363 | 099-09363 | TMC | MHHS-TMC | TMC-Sarofim 2-Adult Pre Op | PACU 3 | [5 empty] | Regulator, Vacuum | REGULATORVACUUM-Ohio Medical-6-1251 | [22 empty] | Regulator, Vacuum | REGULATORVACUUM | Regulator, Vacuum | Ohio Medical
NO | YES |  |  |  | 099-09362 | 099-09362 | Ohio Medical | 6-1251 |  | PSAY13034 | TMC-Sarofim 2-Adult Pre Op |  |  |  |  | 099-09362 | 099-09362 | TMC | MHHS-TMC | TMC-Sarofim 2-Adult Pre Op | PACU 3 | [5 empty] | Regulator, Vacuum | REGULATORVACUUM-Ohio Medical-6-1251 | [22 empty] | Regulator, Vacuum | REGULATORVACUUM | Regulator, Vacuum | Ohio Medical
NO | YES |  |  |  | 099-09100 | 099-09100 | Ohio Medical | 6-1251 |  | PSAY13768 | TMC-Sarofim 2-Adult PACU |  |  |  |  | 099-09100 | 099-09100 | TMC | MHHS-TMC | TMC-Sarofim 2-Adult PACU | ADULT PACU | [5 empty] | Regulator, Vacuum | REGULATORVACUUM-Ohio Medical-6-1251 | [22 empty] | Regulator, Vacuum | REGULATORVACUUM | Regulator, Vacuum | Ohio Medical
NO | YES |  |  |  | 099-09099 | 099-09099 | Ohio Medical | 6-1251 |  | PSAY13612 | TMC-Sarofim 2-Adult PACU |  |  |  |  | 099-09099 | 099-09099 | TMC | MHHS-TMC | TMC-Sarofim 2-Adult PACU | ADULT PACU | [5 empty] | Regulator, Vacuum | REGULATORVACUUM-Ohio Medical-6-1251 | [22 empty] | Regulator, Vacuum | REGULATORVACUUM | Regulator, Vacuum | Ohio Medical
NO | YES |  |  |  | 099-09357 | 099-09357 | Ohio Medical | 6-1251 |  | PSAY13895 | TMC-Sarofim 2-Adult Pre Op |  |  |  |  | 099-09357 | 099-09357 | TMC | MHHS-TMC | TMC-Sarofim 2-Adult Pre Op | PACU 12 | [5 empty] | Regulator, Vacuum | REGULATORVACUUM-Ohio Medical-6-1251 | [22 empty] | Regulator, Vacuum | REGULATORVACUUM | Regulator, Vacuum | Ohio Medical
NO | YES |  |  |  | 099-09358 | 099-09358 | Ohio Medical | 6-1251 |  | PSAY13872 | TMC-Sarofim 2-Adult Pre Op |  |  |  |  | 099-09358 | 099-09358 | TMC | MHHS-TMC | TMC-Sarofim 2-Adult Pre Op | PACU 12 | [5 empty] | Regulator, Vacuum | REGULATORVACUUM-Ohio Medical-6-1251 | [22 empty] | Regulator, Vacuum | REGULATORVACUUM | Regulator, Vacuum | Ohio Medical
YES | YES |  |  |  | 099-09098 | 099-09098 | Ohio Medical | 6-1251 |  | PSAY13894j | TMC - SAROFIM 2 - ADULT PACU |  |  |  |  | 099-09098 | 099-09098 | TMC | Memorial Hermann-Texas Medical Center | TMC - SAROFIM 2 - ADULT PACU | ADULT PACU | [5 empty] | Regulator, Vacuum | REGULATORVACUUM-Ohio Medical-6-1251 | [22 empty] | Regulator, Vacuum | REGULATORVACUUM | Regulator, Vacuum | Ohio Medical
NO | YES |  |  |  | 099-09097 | 099-09097 | Ohio Medical | 6-1251 |  | PSAY13035 | TMC-Sarofim 2-Adult PACU |  |  |  |  | 099-09097 | 099-09097 | TMC | MHHS-TMC | TMC-Sarofim 2-Adult PACU | ADULT PACU | [5 empty] | Regulator, Vacuum | REGULATORVACUUM-Ohio Medical-6-1251 | [22 empty] | Regulator, Vacuum | REGULATORVACUUM | Regulator, Vacuum | Ohio Medical
NO | YES |  |  |  | 099-09360 | 099-09360 | Ohio Medical | 6-1251 |  | PSAY13846 | TMC-Sarofim 2-Adult Pre Op |  |  |  |  | 099-09360 | 099-09360 | TMC | MHHS-TMC | TMC-Sarofim 2-Adult Pre Op | PACU 11 | [5 empty] | Regulator, Vacuum | REGULATORVACUUM-Ohio Medical-6-1251 | [22 empty] | Regulator, Vacuum | REGULATORVACUUM | Regulator, Vacuum | Ohio Medical
NO | YES |  |  |  | 099-09359 | 099-09359 | Ohio Medical | 6-1251 |  | PSAY13100 | TMC-Sarofim 2-Adult Pre Op |  |  |  |  | 099-09359 | 099-09359 | TMC | MHHS-TMC | TMC-Sarofim 2-Adult Pre Op | PACU 11 | [5 empty] | Regulator, Vacuum | REGULATORVACUUM-Ohio Medical-6-1251 | [22 empty] | Regulator, Vacuum | REGULATORVACUUM | Regulator, Vacuum | Ohio Medical
NO | YES |  |  |  | 099-09361 | 099-09361 | Ohio Medical | 6-1251 |  | PSAY13896 | TMC-Sarofim 2-Adult Pre Op |  |  |  |  | 099-09361 | 099-09361 | TMC | MHHS-TMC | TMC-Sarofim 2-Adult Pre Op | PACU 10 | [5 empty] | Regulator, Vacuum | REGULATORVACUUM-Ohio Medical-6-1251 | [22 empty] | Regulator, Vacuum | REGULATORVACUUM | Regulator, Vacuum | Ohio Medical
NO | YES |  |  |  | 099-09865 | 099-09865 | Ohio Medical | 6-1251 |  | PSAY13614 | TMC-Sarofim 2-Adult Pre Op |  |  |  |  | 099-09865 | 099-09865 | TMC | MHHS-TMC | TMC-Sarofim 2-Adult Pre Op | PACU 10 | [5 empty] | Regulator, Vacuum | REGULATORVACUUM-Ohio Medical-6-1251 | [22 empty] | Regulator, Vacuum | REGULATORVACUUM | Regulator, Vacuum | Ohio Medical
NO | YES |  |  |  | 099-09061 | 099-09061 | Ohio Medical | 6-1251 |  | SHAY00528 | TMC-Sarofim 3-OR |  |  |  |  | 099-09061 | 099-09061 | TMC | MHHS-TMC | TMC-Sarofim 3-OR | SAROFIM 3 - OR | [5 empty] | Regulator, Vacuum | REGULATORVACUUM-Ohio Medical-6-1251 | [22 empty] | Regulator, Vacuum | REGULATORVACUUM | Regulator, Vacuum | Ohio Medical
NO | YES |  |  |  | 099-09065 | 099-09065 | Ohio Medical | 6-1251 |  | PSAY13847 | TMC-Sarofim 3-PACU |  |  |  |  | 099-09065 | 099-09065 | TMC | MHHS-TMC | TMC-Sarofim 3-PACU | PACU | [5 empty] | Regulator, Vacuum | REGULATORVACUUM-Ohio Medical-6-1251 | [22 empty] | Regulator, Vacuum | REGULATORVACUUM | Regulator, Vacuum | Ohio Medical
NO | YES |  |  |  | 099-09847 | 099-09847 | Ohio Medical | 6-1251 |  | PSAY13898 | TMC - PACU - HERMANN (3HP) |  |  |  |  | 099-09847 | 099-09847 | TMC | Memorial Hermann-Texas Medical Center | TMC - PACU - HERMANN (3HP) | PACU 3 | [5 empty] | Regulator, Vacuum | REGULATORVACUUM-Ohio Medical-6-1251 | [22 empty] | Regulator, Vacuum | REGULATORVACUUM | Regulator, Vacuum | Ohio Medical
NO | YES |  |  |  | 099-09066 | 099-09066 | Ohio Medical | 6-1251 |  | PSAY13848 | TMC-Sarofim 3-PACU |  |  |  |  | 099-09066 | 099-09066 | TMC | MHHS-TMC | TMC-Sarofim 3-PACU | PACU | [5 empty] | Regulator, Vacuum | REGULATORVACUUM-Ohio Medical-6-1251 | [22 empty] | Regulator, Vacuum | REGULATORVACUUM | Regulator, Vacuum | Ohio Medical
NO | YES |  |  |  | 099-09849 | 099-09849 | Ohio Medical | 6-1251 |  | PSAY13782 | TMC-Sarofim 3-PACU |  |  |  |  | 099-09849 | 099-09849 | TMC | MHHS-TMC | TMC-Sarofim 3-PACU | Pacu 12 | [5 empty] | Regulator, Vacuum | REGULATORVACUUM-Ohio Medical-6-1251 | [22 empty] | Regulator, Vacuum | REGULATORVACUUM | Regulator, Vacuum | Ohio Medical
NO | YES |  |  |  | 099-09850 | 099-09850 | Ohio Medical | 6-1251 |  | PSAY14276 | TMC-Sarofim 3-PACU |  |  |  |  | 099-09850 | 099-09850 | TMC | MHHS-TMC | TMC-Sarofim 3-PACU | Pacu 12 | [5 empty] | Regulator, Vacuum | REGULATORVACUUM-Ohio Medical-6-1251 | [22 empty] | Regulator, Vacuum | REGULATORVACUUM | Regulator, Vacuum | Ohio Medical
NO | YES |  |  |  | 099-09049 | 099-09049 | Ohio Medical | 6-1251 |  | PSAY13900 | TMC-Sarofim 3-PACU |  |  |  |  | 099-09049 | 099-09049 | TMC | MHHS-TMC | TMC-Sarofim 3-PACU | PACU | [5 empty] | Regulator, Vacuum | REGULATORVACUUM-Ohio Medical-6-1251 | [22 empty] | Regulator, Vacuum | REGULATORVACUUM | Regulator, Vacuum | Ohio Medical
NO | YES |  |  |  | 099-09853 | 099-09853 | Ohio Medical | 6-1251 |  | PSAY13897 | TMC-Sarofim 3-PACU |  |  |  |  | 099-09853 | 099-09853 | TMC | MHHS-TMC | TMC-Sarofim 3-PACU | PACU 21 | [5 empty] | Regulator, Vacuum | REGULATORVACUUM-Ohio Medical-6-1251 | [22 empty] | Regulator, Vacuum | REGULATORVACUUM | Regulator, Vacuum | Ohio Medical
NO | YES |  |  |  | 099-09096 | 099-09096 | Ohio Medical | 6-1251 |  | PSAY14496 | TMC-Sarofim 3-PACU |  |  |  |  | 099-09096 | 099-09096 | TMC | MHHS-TMC | TMC-Sarofim 3-PACU | PACU | [5 empty] | Regulator, Vacuum | REGULATORVACUUM-Ohio Medical-6-1251 | [22 empty] | Regulator, Vacuum | REGULATORVACUUM | Regulator, Vacuum | Ohio Medical
NO | YES |  |  |  | 099-09869 | 099-09869 | Ohio Medical | 6-1251 |  | PSAY13856 | TMC-Sarofim 3-PACU |  |  |  |  | 099-09869 | 099-09869 | TMC | MHHS-TMC | TMC-Sarofim 3-PACU | PACU 21 | [5 empty] | Regulator, Vacuum | REGULATORVACUUM-Ohio Medical-6-1251 | [22 empty] | Regulator, Vacuum | REGULATORVACUUM | Regulator, Vacuum | Ohio Medical
YES | YES |  |  |  | 099-07129 | 099-07129 | Ohio Medical | 6-1251 |  | AHBK10653 | Surgery |  |  |  |  | 099-07129 | 099-07129 | TMC | Memorial Hermann-Texas Medical Center | Surgery | OR2 05 | [5 empty] | Regulator, Vacuum | REGULATORVACUUM-Ohio Medical-6-1251 | [22 empty] | Regulator, Vacuum | REGULATORVACUUM | Regulator, Vacuum | Ohio Medical
YES | YES |  |  |  | 069-45000 | 069-45000 | Ohio Medical | 6-1251 |  | JGGS02424 | TMC - PACU - ADULT (2HP) |  |  |  |  | 069-45000 | 069-45000 | TMC | Memorial Hermann-Texas Medical Center | TMC - PACU - ADULT (2HP) | Pacu 11 | [5 empty] | Regulator, Vacuum | REGULATORVACUUM-Ohio Medical-6-1251 | [22 empty] | Regulator, Vacuum | REGULATORVACUUM | Regulator, Vacuum | Ohio Medical
YES | YES |  |  |  | 069-19335 | 069-19335 | Ohio Medical | 6-1251 |  | GFHH00324 | Memorial Hermann- Texas Medical Center Childrens OR |  |  |  |  | 069-19335 | 069-19335 |  | TMC | Memorial Hermann- Texas Medical Center Childrens OR | Bay 9 |  |  |  | PM Not Required |  | Regulator, Vacuum | REGULATORVACUUM-Ohio Medical-6-1251 | [22 empty] | Regulator, Vacuum | REGULATORVACUUM | Regulator, Vacuum | Ohio Medical
NO | YES |  |  |  | 069-44947 | 069-44947 | Ohio Medical | 6-1251 |  | JGGM26724 | TMC-PACU-Adult (2Hp) |  |  |  |  | 069-44947 | 069-44947 | TMC | MHHS-TMC | TMC-PACU-Adult (2Hp) | Pacu 7 | [5 empty] | Regulator, Vacuum | REGULATORVACUUM-Ohio Medical-6-1251 | [22 empty] | Regulator, Vacuum | REGULATORVACUUM | Regulator, Vacuum | Ohio Medical
YES | YES |  |  |  | 099-07238 | 099-07238 | Ohio Medical | 6-1251 |  | JGGT15453 | TMC - RADIOLOGY - IR/ANGIO |  |  |  |  | 099-07238 | 099-07238 | TMC | Memorial Hermann-Texas Medical Center | TMC - RADIOLOGY - IR/ANGIO | RADIOLOGY - IR/ANGIO | [5 empty] | Regulator, Vacuum | REGULATORVACUUM-Ohio Medical-6-1251 | [22 empty] | Regulator, Vacuum | REGULATORVACUUM | Regulator, Vacuum | Ohio Medical
YES | YES |  |  |  | 099-07236 | 099-07236 | Ohio Medical | 6-1251 |  |  | TMC - RADIOLOGY - IR/ANGIO |  |  |  |  | 099-07236 | 099-07236 | TMC | Memorial Hermann-Texas Medical Center | TMC - RADIOLOGY - IR/ANGIO | RADIOLOGY - IR/ANGIO | [5 empty] | Regulator, Vacuum | REGULATORVACUUM-Ohio Medical-6-1251 | [22 empty] | Regulator, Vacuum | REGULATORVACUUM | Regulator, Vacuum | Ohio Medical
YES | YES |  |  |  | 099-07233 | 099-07233 | Ohio Medical | 6-1251 |  | JGGT02115 | TMC - RADIOLOGY - IR/ANGIO |  |  |  |  | 099-07233 | 099-07233 | TMC | Memorial Hermann-Texas Medical Center | TMC - RADIOLOGY - IR/ANGIO | RADIOLOGY - IR/ANGIO | [5 empty] | Regulator, Vacuum | REGULATORVACUUM-Ohio Medical-6-1251 | [22 empty] | Regulator, Vacuum | REGULATORVACUUM | Regulator, Vacuum | Ohio Medical
YES | YES |  |  |  | 099-07834 | 099-07834 | Ohio Medical | 6-1251 |  | PSAY01842 | SE - Emergancy Center |  |  |  |  | 099-07834 | 099-07834 | Southeast | Memorial Hermann Southeast Hospital | SE - Emergancy Center | Room 11 | [5 empty] | Regulator, Vacuum | REGULATORVACUUM-Ohio Medical-6-1251 | [22 empty] | Regulator, Vacuum | REGULATORVACUUM | Regulator, Vacuum | Ohio Medical
YES | YES |  |  |  | C3864 | 099-07272 | Ohio Medical | 6-1251 |  |  | SE - EMERGENCY CENTER |  |  |  |  | C3864 | 099-07272 | Southeast | Memorial Hermann Southeast Hospital | SE - EMERGENCY CENTER | ER | [5 empty] | Regulator, Vacuum | REGULATORVACUUM-Ohio Medical-6-1251 | [22 empty] | Regulator, Vacuum | REGULATORVACUUM | Regulator, Vacuum | Ohio Medical
YES | YES | Serial Number Cnf |  |  | 099-07373 | 099-07373 | Ohio Medical | 6-1251 |  | Cnf | SE - Emergancy Center |  |  |  |  | 099-07373 | 099-07373 | Southeast | Memorial Hermann Southeast Hospital | SE - Emergancy Center | Room 4 | [5 empty] | Regulator, Vacuum | REGULATORVACUUM-Ohio Medical-6-1251 | [22 empty] | Regulator, Vacuum | REGULATORVACUUM | Regulator, Vacuum | Ohio Medical
YES | YES |  |  |  | 099-07270 | 099-07270 | Ohio Medical | 6-1251 |  |  | SE - EMERGENCY CENTER |  |  |  |  | 099-07270 | 099-07270 | Southeast | Memorial Hermann Southeast Hospital | SE - EMERGENCY CENTER | ER | [5 empty] | Regulator, Vacuum | REGULATORVACUUM-Ohio Medical-6-1251 | [22 empty] | Regulator, Vacuum | REGULATORVACUUM | Regulator, Vacuum | Ohio Medical
YES | YES |  |  |  | 099-07264 | 099-07264 | Ohio Medical | 6-1251 |  | JGGU15851 | CDU |  |  |  |  | 099-07264 | 099-07264 | Southeast | Memorial Hermann Southeast Hospital | CDU | CDU | [5 empty] | Regulator, Vacuum | REGULATORVACUUM-Ohio Medical-6-1251 | [22 empty] | Regulator, Vacuum | REGULATORVACUUM | Regulator, Vacuum | Ohio Medical
NO | YES |  |  |  | 099-09770 | 099-09770 | Ohio Medical | 6-1251 |  | JGGU15862 | SE-CDU (Old) |  |  |  |  | 099-09770 | 099-09770 | Southeast | MHHS-Southeast | SE-CDU (Old) | [6 empty] | Regulator, Vacuum | REGULATORVACUUM-Ohio Medical-6-1251 | [22 empty] | Regulator, Vacuum | REGULATORVACUUM | Regulator, Vacuum | Ohio Medical
YES | YES |  |  |  | 099-09757 | 099-09757 | Ohio Medical | 6-1251 |  |  | CDU |  |  |  |  | 099-09757 | 099-09757 | Southeast | Memorial Hermann Southeast Hospital | CDU | CDU | [5 empty] | Regulator, Vacuum | REGULATORVACUUM-Ohio Medical-6-1251 | [22 empty] | Regulator, Vacuum | REGULATORVACUUM | Regulator, Vacuum | Ohio Medical
YES | YES |  |  |  | 069-44931 | 069-44931 | Ohio Medical | 6-1251 |  | JGGR16914 | SE - OR - PREOP |  |  |  |  | 069-44931 | 069-44931 | Southeast | Memorial Hermann Southeast Hospital | SE - OR - PREOP | OR - PREOP | [5 empty] | Regulator, Vacuum | REGULATORVACUUM-Ohio Medical-6-1251 | [22 empty] | Regulator, Vacuum | REGULATORVACUUM | Regulator, Vacuum | Ohio Medical
YES | YES |  |  |  | 099-07300 | 099-07300 | Ohio Medical | 6-1251 |  | JGGR16903 | SE - Pre-OP |  |  |  |  | 099-07300 | 099-07300 | Southeast | Memorial Hermann Southeast Hospital | SE - Pre-OP | Room 20 | [5 empty] | Regulator, Vacuum | REGULATORVACUUM-Ohio Medical-6-1251 | [22 empty] | Regulator, Vacuum | REGULATORVACUUM | Regulator, Vacuum | Ohio Medical
YES | YES |  |  |  | 069-44927 | 069-44927 | Ohio Medical | 6-1251 |  | jggr16905 | SE - OR - PREOP |  |  |  |  | 069-44927 | 069-44927 | Southeast | Memorial Hermann Southeast Hospital | SE - OR - PREOP | OR - PREOP | [5 empty] | Regulator, Vacuum | REGULATORVACUUM-Ohio Medical-6-1251 | [22 empty] | Regulator, Vacuum | REGULATORVACUUM | Regulator, Vacuum | Ohio Medical
YES | YES |  |  |  | 069-44925 | 069-44925 | Ohio Medical | 6-1251 |  | JGGR16910 | SE - OR - PREOP |  |  |  |  | 069-44925 | 069-44925 | Southeast | Memorial Hermann Southeast Hospital | SE - OR - PREOP | OR - PREOP | [5 empty] | Regulator, Vacuum | REGULATORVACUUM-Ohio Medical-6-1251 | [22 empty] | Regulator, Vacuum | REGULATORVACUUM | Regulator, Vacuum | Ohio Medical
YES | YES |  |  |  | 099-07303 | 099-07303 | Ohio Medical | 6-1251 |  | JGGR16899 | SE - Pre-OP |  |  |  |  | 099-07303 | 099-07303 | Southeast | Memorial Hermann Southeast Hospital | SE - Pre-OP | Room 20 | [5 empty] | Regulator, Vacuum | REGULATORVACUUM-Ohio Medical-6-1251 | [22 empty] | Regulator, Vacuum | REGULATORVACUUM | Regulator, Vacuum | Ohio Medical
YES | YES |  |  |  | 099-06095 | 099-06095 | Ohio Medical | 6-1251 |  | JGGR16909 | SE - OR |  |  |  |  | 099-06095 | 099-06095 |  | Memorial Hermann- SE - CATH LAB | SE - OR | PreOp 8 | 4/1/20 |  |  | PM Not Required |  | Regulator, Vacuum | REGULATORVACUUM-Ohio Medical-6-1251 | [22 empty] | Regulator, Vacuum | REGULATORVACUUM | Regulator, Vacuum | Ohio Medical
YES | YES |  |  |  | 069-44922 | 069-44922 | Ohio Medical | 6-1251 |  | JGGR16897 | SE - OR - PREOP |  |  |  |  | 069-44922 | 069-44922 | Southeast | Memorial Hermann Southeast Hospital | SE - OR - PREOP | OR - PREOP | [5 empty] | Regulator, Vacuum | REGULATORVACUUM-Ohio Medical-6-1251 | [22 empty] | Regulator, Vacuum | REGULATORVACUUM | Regulator, Vacuum | Ohio Medical
YES | YES |  |  |  | 069-44921 | 069-44921 | Ohio Medical | 6-1251 |  | JGGR16898 | SE - OR - PREOP |  |  |  |  | 069-44921 | 069-44921 | Southeast | Memorial Hermann Southeast Hospital | SE - OR - PREOP | OR - PREOP | [5 empty] | Regulator, Vacuum | REGULATORVACUUM-Ohio Medical-6-1251 | [22 empty] | Regulator, Vacuum | REGULATORVACUUM | Regulator, Vacuum | Ohio Medical
NO | YES |  |  |  | 005-09426 | 005-09426 | Ohio Medical | 6-1251 |  | GFFS01859 | SE-Esophageal Disease Center |  |  |  |  | 005-09426 | 005-09426 | Southeast | MHHS-Southeast | SE-Esophageal Disease Center | W2 304 isolation rm | [5 empty] | Regulator, Vacuum | REGULATORVACUUM-Ohio Medical-6-1251 | [22 empty] | Regulator, Vacuum | REGULATORVACUUM | Regulator, Vacuum | Ohio Medical
NO | YES |  |  |  | 099-06502 | 099-06502 | Ohio Medical | 6-1251 |  | JGGU21241 | SE-Esophageal Disease Center |  |  |  |  | 099-06502 | 099-06502 | Southeast | MHHS-Southeast | SE-Esophageal Disease Center | Nurse station | [5 empty] | Regulator, Vacuum | REGULATORVACUUM-Ohio Medical-6-1251 | [22 empty] | Regulator, Vacuum | REGULATORVACUUM | Regulator, Vacuum | Ohio Medical
YES | YES |  |  |  | 099-06690 | 099-06690 | Ohio Medical | 6-1251 |  | JGGU17483 | SE - ICU |  |  |  |  | 099-06690 | 099-06690 | Southeast | Memorial Hermann Southeast Hospital | SE - ICU | Biomed shop | [5 empty] | Regulator, Vacuum | REGULATORVACUUM-Ohio Medical-6-1251 | [22 empty] | Regulator, Vacuum | REGULATORVACUUM | Regulator, Vacuum | Ohio Medical
YES | YES |  |  |  | 005-09567 | 005-09567 | Ohio Medical | 6-1251 |  | GFFS01855 | BioMed |  |  |  |  | 005-09567 | 005-09567 | Southeast | Memorial Hermann Southeast Hospital | BioMed | BioMed Shop | [5 empty] | Regulator, Vacuum | REGULATORVACUUM-Ohio Medical-6-1251 | [22 empty] | Regulator, Vacuum | REGULATORVACUUM | Regulator, Vacuum | Ohio Medical
YES | YES |  |  |  | 005-04360 | 005-04360 | Ohio Medical | 6-1251 |  | GFFP04826 | BioMed |  |  |  |  | 005-04360 | 005-04360 | Southeast | Memorial Hermann Southeast Hospital | BioMed | BioMed Shop | [5 empty] | Regulator, Vacuum | REGULATORVACUUM-Ohio Medical-6-1251 | [22 empty] | Regulator, Vacuum | REGULATORVACUUM | Regulator, Vacuum | Ohio Medical
YES | YES |  |  |  | 099-06484 | 099-06484 | Ohio Medical | 6-1251 |  | JGGW05523 | BioMed |  |  |  |  | 099-06484 | 099-06484 | Southeast | Memorial Hermann Southeast Hospital | BioMed | BioMed Shop | [5 empty] | Regulator, Vacuum | REGULATORVACUUM-Ohio Medical-6-1251 | [22 empty] | Regulator, Vacuum | REGULATORVACUUM | Regulator, Vacuum | Ohio Medical
NO | YES |  |  |  | 099-06675 | 099-06675 | Ohio Medical | 6-1251 |  | JGGV03062 | SE-Unit 3A (IMU) |  |  |  |  | 099-06675 | 099-06675 | Southeast | MHHS-Southeast | SE-Unit 3A (IMU) | Biomed shop | [5 empty] | Regulator, Vacuum | REGULATORVACUUM-Ohio Medical-6-1251 | [22 empty] | Regulator, Vacuum | REGULATORVACUUM | Regulator, Vacuum | Ohio Medical
YES | YES |  |  |  | 005-08527 | 005-08527 | Ohio Medical | 6-1251 |  | JGGP12954 | SE-Labor and delivery |  |  |  |  | 005-08527 | 005-08527 | Southeast | Memorial Hermann Southeast Hospital | SE-Labor and delivery | [6 empty] | Regulator, Vacuum | REGULATORVACUUM-Ohio Medical-6-1251 | [22 empty] | Regulator, Vacuum | REGULATORVACUUM | Regulator, Vacuum | Ohio Medical
YES | YES |  |  |  | 005-08529 | 005-08529 | Ohio Medical | 6-1251 |  | JGGP12955 | SE- Central Supply |  |  |  |  | 005-08529 | 005-08529 | Southeast | Memorial Hermann Southeast Hospital | SE- Central Supply | Family Life RM 408 | [5 empty] | Regulator, Vacuum | REGULATORVACUUM-Ohio Medical-6-1251 | [22 empty] | Regulator, Vacuum | REGULATORVACUUM | Regulator, Vacuum | Ohio Medical
YES | YES |  |  |  | 005-08537 | 005-08537 | Ohio Medical | 6-1251 |  | JGGP12971 | SE - UNIT 4B (WOMENS SERVICES) |  |  |  |  | 005-08537 | 005-08537 | Southeast | Memorial Hermann Southeast Hospital | SE - UNIT 4B (WOMENS SERVICES) | [6 empty] | Regulator, Vacuum | REGULATORVACUUM-Ohio Medical-6-1251 | [22 empty] | Regulator, Vacuum | REGULATORVACUUM | Regulator, Vacuum | Ohio Medical
YES | YES |  |  |  | 099-06758 | 099-06758 | Ohio Medical | 6-1251 |  | JGGS23374 | SE - NEONATAL ICU |  |  |  |  | 099-06758 | 099-06758 | Southeast | Memorial Hermann Southeast Hospital | SE - NEONATAL ICU | [6 empty] | Regulator, Vacuum | REGULATORVACUUM-Ohio Medical-6-1251 | [22 empty] | Regulator, Vacuum | REGULATORVACUUM | Regulator, Vacuum | Ohio Medical
YES | YES |  |  |  | 005-08545 | 005-08545 | Ohio Medical | 6-1251 |  | JGGP12957 | SE - L |  |  |  |  | 005-08545 | 005-08545 | Southeast | Memorial Hermann Southeast Hospital | SE - L | [6 empty] | Regulator, Vacuum | REGULATORVACUUM-Ohio Medical-6-1251 | [22 empty] | Regulator, Vacuum | REGULATORVACUUM | Regulator, Vacuum | Ohio Medical
YES | YES |  |  |  | 005-08534 | 005-08534 | Ohio Medical | 6-1251 |  | JGGP12962 | SE - L |  |  |  |  | 005-08534 | 005-08534 | Southeast | Memorial Hermann Southeast Hospital | SE - L | [6 empty] | Regulator, Vacuum | REGULATORVACUUM-Ohio Medical-6-1251 | [22 empty] | Regulator, Vacuum | REGULATORVACUUM | Regulator, Vacuum | Ohio Medical
YES | YES |  |  |  | 005-08546 | 005-08546 | Ohio Medical | 6-1251 |  | JGGP12970 | SE - L |  |  |  |  | 005-08546 | 005-08546 | Southeast | Memorial Hermann Southeast Hospital | SE - L | [6 empty] | Regulator, Vacuum | REGULATORVACUUM-Ohio Medical-6-1251 | [22 empty] | Regulator, Vacuum | REGULATORVACUUM | Regulator, Vacuum | Ohio Medical
NO | YES |  |  |  | 099-06500 | 099-06500 | Ohio Medical | 6-1251 |  | AHCM32511 | SE- NICU |  |  |  |  | 099-06500 | 099-06500 | Southeast | Memorial Hermann Southeast Hospital | SE- NICU | E4 005.11A | [5 empty] | Regulator, Vacuum | REGULATORVACUUM-Ohio Medical-6-1251 | [22 empty] | Regulator, Vacuum | REGULATORVACUUM | Regulator, Vacuum | Ohio Medical
NO | YES | Asset Tag 099-06860 |  |  | 099-06860 | 099-06860 | Ohio Medical | 6-1251 |  | PSAY13307 | Sarofim Pavilion |  |  |  |  | 099-06860 | 099-06860 | TMC | Memorial Hermann-Texas Medical Center | Sarofim Pavilion | Floor 5 | [5 empty] | Regulator, Vacuum | REGULATORVACUUM-Ohio Medical-6-1251 | [22 empty] | Regulator, Vacuum | REGULATORVACUUM | Regulator, Vacuum | Ohio Medical
NO | YES |  |  |  | 099-06859 | 099-06859 | Ohio Medical | 6-1251 |  | PSAY13309 | Sarofim Pavilion |  |  |  |  | 099-06859 | 099-06859 | TMC | Memorial Hermann-Texas Medical Center | Sarofim Pavilion | Floor 5 | [5 empty] | Regulator, Vacuum | REGULATORVACUUM-Ohio Medical-6-1251 | [22 empty] | Regulator, Vacuum | REGULATORVACUUM | Regulator, Vacuum | Ohio Medical
NO | YES |  |  |  | 099-06857 | 099-06857 | Ohio Medical | 6-1251 |  | PSAY13106 | Sarofim Pavilion |  |  |  |  | 099-06857 | 099-06857 | TMC | Memorial Hermann-Texas Medical Center | Sarofim Pavilion | Floor 5 | [5 empty] | Regulator, Vacuum | REGULATORVACUUM-Ohio Medical-6-1251 | [22 empty] | Regulator, Vacuum | REGULATORVACUUM | Regulator, Vacuum | Ohio Medical
NO | YES |  |  |  | 041-33282 | 041-33282 | Ohio Medical | 6-1251 |  | PSAY13353 | OTAC |  |  |  |  | 041-33282 | 041-33282 | TMC | Memorial Hermann-Texas Medical Center | OTAC | S7 03 | [5 empty] | Regulator, Vacuum | REGULATORVACUUM-Ohio Medical-6-1251 | [22 empty] | Regulator, Vacuum | REGULATORVACUUM | Regulator, Vacuum | Ohio Medical
NO | YES |  |  |  | 099-06855 | 099-06855 | Ohio Medical | 6-1251 |  | PSAY14138 | Sarofim Pavilion |  |  |  |  | 099-06855 | 099-06855 | TMC | Memorial Hermann-Texas Medical Center | Sarofim Pavilion | Floor 5 | [5 empty] | Regulator, Vacuum | REGULATORVACUUM-Ohio Medical-6-1251 | [22 empty] | Regulator, Vacuum | REGULATORVACUUM | Regulator, Vacuum | Ohio Medical
NO | YES |  |  |  | 099-06852 | 099-06852 | Ohio Medical | 6-1251 |  | PSAY14374 | Sarofim Pavilion |  |  |  |  | 099-06852 | 099-06852 | TMC | Memorial Hermann-Texas Medical Center | Sarofim Pavilion | Clean supply | [5 empty] | Regulator, Vacuum | REGULATORVACUUM-Ohio Medical-6-1251 | [22 empty] | Regulator, Vacuum | REGULATORVACUUM | Regulator, Vacuum | Ohio Medical
NO | YES |  |  |  | 099-06851 | 099-06851 | Ohio Medical | 6-1251 |  | PSAY14143 | Sarofim Pavilion |  |  |  |  | 099-06851 | 099-06851 | TMC | Memorial Hermann-Texas Medical Center | Sarofim Pavilion | Clean supply | [5 empty] | Regulator, Vacuum | REGULATORVACUUM-Ohio Medical-6-1251 | [22 empty] | Regulator, Vacuum | REGULATORVACUUM | Regulator, Vacuum | Ohio Medical
NO | YES |  |  |  | 041-33285 | 041-33285 | Ohio Medical | 6-1251 |  | PSAY14241 | OTAC |  |  |  |  | 041-33285 | 041-33285 | TMC | Memorial Hermann-Texas Medical Center | OTAC | S7 04 | [5 empty] | Regulator, Vacuum | REGULATORVACUUM-Ohio Medical-6-1251 | [22 empty] | Regulator, Vacuum | REGULATORVACUUM | Regulator, Vacuum | Ohio Medical
NO | YES |  |  |  | 099-06850 | 099-06850 | Ohio Medical | 6-1251 |  | PSAY13315 | Sarofim Pavilion |  |  |  |  | 099-06850 | 099-06850 | TMC | Memorial Hermann-Texas Medical Center | Sarofim Pavilion | Clean supply | [5 empty] | Regulator, Vacuum | REGULATORVACUUM-Ohio Medical-6-1251 | [22 empty] | Regulator, Vacuum | REGULATORVACUUM | Regulator, Vacuum | Ohio Medical
NO | YES |  |  |  | 041-33286 | 041-33286 | Ohio Medical | 6-1251 |  | PSAY13836 | OTAC |  |  |  |  | 041-33286 | 041-33286 | TMC | Memorial Hermann-Texas Medical Center | OTAC | S7 04 | [5 empty] | Regulator, Vacuum | REGULATORVACUUM-Ohio Medical-6-1251 | [22 empty] | Regulator, Vacuum | REGULATORVACUUM | Regulator, Vacuum | Ohio Medical
YES | YES |  |  |  | 099-06847 | 099-06847 | Ohio Medical | 6-1251 |  |  | Sarofim Pavilion - BURN UNIT |  |  |  |  | 099-06847 | 099-06847 | TMC | Memorial Hermann-Texas Medical Center | Sarofim Pavilion - BURN UNIT | [6 empty] | Regulator, Vacuum | REGULATORVACUUM-Ohio Medical-6-1251 | [22 empty] | Regulator, Vacuum | REGULATORVACUUM | Regulator, Vacuum | Ohio Medical
NO | YES |  |  |  | 099-06848 | 099-06848 | Ohio Medical | 6-1251 |  | PSAY12917 | TMC-Sarofim 5-Burn Unit |  |  |  |  | 099-06848 | 099-06848 | TMC | MHHS-TMC | TMC-Sarofim 5-Burn Unit | [6 empty] | Regulator, Vacuum | REGULATORVACUUM-Ohio Medical-6-1251 | [22 empty] | Regulator, Vacuum | REGULATORVACUUM | Regulator, Vacuum | Ohio Medical
NO | YES |  |  |  | 099-06845 | 099-06845 | Ohio Medical | 6-1251 |  | PSAY14147 | TMC-Sarofim 5-Burn Unit |  |  |  |  | 099-06845 | 099-06845 | TMC | MHHS-TMC | TMC-Sarofim 5-Burn Unit | [6 empty] | Regulator, Vacuum | REGULATORVACUUM-Ohio Medical-6-1251 | [22 empty] | Regulator, Vacuum | REGULATORVACUUM | Regulator, Vacuum | Ohio Medical
NO | YES |  |  |  | 099-06844 | 099-06844 | Ohio Medical | 6-1251 |  | PSAY13313 | TMC-Sarofim 5-Burn Unit |  |  |  |  | 099-06844 | 099-06844 | TMC | MHHS-TMC | TMC-Sarofim 5-Burn Unit | [6 empty] | Regulator, Vacuum | REGULATORVACUUM-Ohio Medical-6-1251 | [22 empty] | Regulator, Vacuum | REGULATORVACUUM | Regulator, Vacuum | Ohio Medical
NO | YES |  |  |  | 041-33387 | 041-33387 | Ohio Medical | 6-1251 |  | PSAY14171 | TMC-Sarofim 5-Burn Unit |  |  |  |  | 041-33387 | 041-33387 | TMC | MHHS-TMC | TMC-Sarofim 5-Burn Unit | [6 empty] | Regulator, Vacuum | REGULATORVACUUM-Ohio Medical-6-1251 | [22 empty] | Regulator, Vacuum | REGULATORVACUUM | Regulator, Vacuum | Ohio Medical
NO | YES |  |  |  | 041-33386 | 041-33386 | Ohio Medical | 6-1251 |  | PSAY14401 | TMC-Sarofim 5-Burn Unit |  |  |  |  | 041-33386 | 041-33386 | TMC | MHHS-TMC | TMC-Sarofim 5-Burn Unit | [6 empty] | Regulator, Vacuum | REGULATORVACUUM-Ohio Medical-6-1251 | [22 empty] | Regulator, Vacuum | REGULATORVACUUM | Regulator, Vacuum | Ohio Medical
NO | YES |  |  |  | 041-33383 | 041-33383 | Ohio Medical | 6-1251 |  | PSAY14385 | TMC-Sarofim 5-Burn Unit |  |  |  |  | 041-33383 | 041-33383 | TMC | MHHS-TMC | TMC-Sarofim 5-Burn Unit | [6 empty] | Regulator, Vacuum | REGULATORVACUUM-Ohio Medical-6-1251 | [22 empty] | Regulator, Vacuum | REGULATORVACUUM | Regulator, Vacuum | Ohio Medical
NO | YES |  |  |  | 041-33382 | 041-33382 | Ohio Medical | 6-1251 |  | PSAY13103 | TMC-Sarofim 5-Burn Unit |  |  |  |  | 041-33382 | 041-33382 | TMC | MHHS-TMC | TMC-Sarofim 5-Burn Unit | [6 empty] | Regulator, Vacuum | REGULATORVACUUM-Ohio Medical-6-1251 | [22 empty] | Regulator, Vacuum | REGULATORVACUUM | Regulator, Vacuum | Ohio Medical
NO | YES |  |  |  | 041-33290 | 041-33290 | Ohio Medical | 6-1251 |  | PSAY14234 | OTAC |  |  |  |  | 041-33290 | 041-33290 | TMC | Memorial Hermann-Texas Medical Center | OTAC | S7 06 | [5 empty] | Regulator, Vacuum | REGULATORVACUUM-Ohio Medical-6-1251 | [22 empty] | Regulator, Vacuum | REGULATORVACUUM | Regulator, Vacuum | Ohio Medical
NO | YES |  |  |  | 041-33381 | 041-33381 | Ohio Medical | 6-1251 |  | PSAY14128 | TMC-Sarofim 5-Burn Unit |  |  |  |  | 041-33381 | 041-33381 | TMC | MHHS-TMC | TMC-Sarofim 5-Burn Unit | [6 empty] | Regulator, Vacuum | REGULATORVACUUM-Ohio Medical-6-1251 | [22 empty] | Regulator, Vacuum | REGULATORVACUUM | Regulator, Vacuum | Ohio Medical
NO | YES |  |  |  | 041-33380 | 041-33380 | Ohio Medical | 6-1251 |  | PSAY14421 | TMC-Sarofim 5-Burn Unit |  |  |  |  | 041-33380 | 041-33380 | TMC | MHHS-TMC | TMC-Sarofim 5-Burn Unit | [6 empty] | Regulator, Vacuum | REGULATORVACUUM-Ohio Medical-6-1251 | [22 empty] | Regulator, Vacuum | REGULATORVACUUM | Regulator, Vacuum | Ohio Medical
NO | YES |  |  |  | 041-33377 | 041-33377 | Ohio Medical | 6-1251 |  | PSAY14309 | TMC-Sarofim 5-Burn Unit |  |  |  |  | 041-33377 | 041-33377 | TMC | MHHS-TMC | TMC-Sarofim 5-Burn Unit | [6 empty] | Regulator, Vacuum | REGULATORVACUUM-Ohio Medical-6-1251 | [22 empty] | Regulator, Vacuum | REGULATORVACUUM | Regulator, Vacuum | Ohio Medical
NO | YES |  |  |  | 041-33378 | 041-33378 | Ohio Medical | 6-1251 |  | PSAY14151 | TMC-Sarofim 5-Burn Unit |  |  |  |  | 041-33378 | 041-33378 | TMC | MHHS-TMC | TMC-Sarofim 5-Burn Unit | [6 empty] | Regulator, Vacuum | REGULATORVACUUM-Ohio Medical-6-1251 | [22 empty] | Regulator, Vacuum | REGULATORVACUUM | Regulator, Vacuum | Ohio Medical
NO | YES |  |  |  | 041-33256 | 041-33256 | Ohio Medical | 6-1251 |  | PSAY13529 | OTAC |  |  |  |  | 041-33256 | 041-33256 | TMC | Memorial Hermann-Texas Medical Center | OTAC | S7 07 | [5 empty] | Regulator, Vacuum | REGULATORVACUUM-Ohio Medical-6-1251 | [22 empty] | Regulator, Vacuum | REGULATORVACUUM | Regulator, Vacuum | Ohio Medical
NO | YES |  |  |  | 041-33370 | 041-33370 | Ohio Medical | 6-1251 |  | PSAY14180 | OTC 8 |  |  |  |  | 041-33370 | 041-33370 | TMC | Memorial Hermann-Texas Medical Center | OTC 8 | Nursing | [5 empty] | Regulator, Vacuum | REGULATORVACUUM-Ohio Medical-6-1251 | [22 empty] | Regulator, Vacuum | REGULATORVACUUM | Regulator, Vacuum | Ohio Medical
NO | YES |  |  |  | 041-33371 | 041-33371 | Ohio Medical | 6-1251 |  | PSAY13594 | OTC 8 |  |  |  |  | 041-33371 | 041-33371 | TMC | Memorial Hermann-Texas Medical Center | OTC 8 | Nursing | [5 empty] | Regulator, Vacuum | REGULATORVACUUM-Ohio Medical-6-1251 | [22 empty] | Regulator, Vacuum | REGULATORVACUUM | Regulator, Vacuum | Ohio Medical
NO | YES |  |  |  | 041-33372 | 041-33372 | Ohio Medical | 6-1251 |  | PSAY14251 | OTC 8 |  |  |  |  | 041-33372 | 041-33372 | TMC | Memorial Hermann-Texas Medical Center | OTC 8 | Nursing | [5 empty] | Regulator, Vacuum | REGULATORVACUUM-Ohio Medical-6-1251 | [22 empty] | Regulator, Vacuum | REGULATORVACUUM | Regulator, Vacuum | Ohio Medical
NO | YES |  |  |  | 041-33373 | 041-33373 | Ohio Medical | 6-1251 |  | PSAY13924 | OTC 8 |  |  |  |  | 041-33373 | 041-33373 | TMC | Memorial Hermann-Texas Medical Center | OTC 8 | Nursing | [5 empty] | Regulator, Vacuum | REGULATORVACUUM-Ohio Medical-6-1251 | [22 empty] | Regulator, Vacuum | REGULATORVACUUM | Regulator, Vacuum | Ohio Medical
NO | YES |  |  |  | 041-33540 | 041-33540 | Ohio Medical | 6-1251 |  | PSAY13637 | OTC 8 |  |  |  |  | 041-33540 | 041-33540 | TMC | Memorial Hermann-Texas Medical Center | OTC 8 | Nursing | [5 empty] | Regulator, Vacuum | REGULATORVACUUM-Ohio Medical-6-1251 | [22 empty] | Regulator, Vacuum | REGULATORVACUUM | Regulator, Vacuum | Ohio Medical
NO | YES |  |  |  | 041-33541 | 041-33541 | Ohio Medical | 6-1251 |  | PSAY13554 | [5 empty] | 041-33541 | 041-33541 | [9 empty] | Regulator, Vacuum | REGULATORVACUUM-Ohio Medical-6-1251 | [22 empty] | Regulator, Vacuum | REGULATORVACUUM | Regulator, Vacuum | Ohio Medical
NO | YES |  |  |  | 041-33542 | 041-33542 | Ohio Medical | 6-1251 |  | PSAY14247 | [5 empty] | 041-33542 | 041-33542 | [9 empty] | Regulator, Vacuum | REGULATORVACUUM-Ohio Medical-6-1251 | [22 empty] | Regulator, Vacuum | REGULATORVACUUM | Regulator, Vacuum | Ohio Medical
NO | YES |  |  |  | 041-33543 | 041-33543 | Ohio Medical | 6-1251 |  | PSAY13556 | [5 empty] | 041-33543 | 041-33543 | [9 empty] | Regulator, Vacuum | REGULATORVACUUM-Ohio Medical-6-1251 | [22 empty] | Regulator, Vacuum | REGULATORVACUUM | Regulator, Vacuum | Ohio Medical
NO | YES |  |  |  | 041-12582 | 041-12582 | Ohio Medical | 6-1251 |  | JGGM10459 | Memorial City-Postpartum |  |  |  |  | 041-12582 | 041-12582 | West | MHHS-Mem City | Memorial City-Postpartum | MH2 101
NO | YES |  |  |  | 041-14025 | 041-14025 | Ohio Medical | 6-1251 |  | JGGM14224 | Memorial City-Postpartum |  |  |  |  | 041-14025 | 041-14025 | West | MHHS-Mem City | Memorial City-Postpartum | MH2 102
NO | YES |  |  |  | 041-11982 | 041-11982 | Ohio Medical | 6-1251 |  | JGGM10302 | Memorial City-Postpartum |  |  |  |  | 041-11982 | 041-11982 | West | MHHS-Mem City | Memorial City-Postpartum | MH2 103
NO | YES |  |  |  | 041-13317 |  | Ohio Medical | 6-1251 |  | JGGM10431 | [5 empty] | 041-13317 |  | West | Women?s Memorial Hermann Memorial City Hospital |  | Memorial City - Labor
YES | YES |  |  |  | 041-09864 | 041-09864 | Ohio Medical | 6-1251 |  | GFFK08102 | Memorial City-Labor |  |  |  |  | 041-09864 | 041-09864 | West | Women?s Memorial Hermann Memorial City Hospital | Memorial City-Labor | Post Bay 1 | [6 empty] | REGULATORVACUUM-Ohio Medical-6-1251
NO | YES |  |  |  | 041-09868 | 041-09868 | Ohio Medical | 6-1251 |  | GFFK08099 | Memorial City-Labor |  |  |  |  | 041-09868 | 041-09868 | West | Women?s Memorial Hermann Memorial City Hospital | Memorial City-Labor | Post Bay 1
YES | YES |  |  |  | 041-12745 | 041-12745 | Ohio Medical | 6-1251 |  | JGGM10229 | MEMORIAL CITY - MH5 |  |  |  |  | 041-12745 | 041-12745 | West | Memorial Hermann Memorial City Medical Center | MEMORIAL CITY - MH5 | MH5 33
YES | YES |  |  |  | JGGS02331 | JGGS02331 | Ohio Medical | 6-1251 |  | JGGS02331 | MEMORIAL CITY - DIGESTIVE DISEASE CENTER |  |  |  |  | JGGS02331 | JGGS02331 | West | Memorial Hermann Memorial City Medical Center | MEMORIAL CITY - DIGESTIVE DISEASE CENTER | MEMORIAL CITY - DIGESTIVE
YES | YES |  |  |  | JGGS02347 | JGGS02347 | Ohio Medical | 6-1251 |  | JGGS02347 | MEMORIAL CITY - DIGESTIVE DISEASE CENTER |  |  |  |  | JGGS02347 | JGGS02347 | West | Memorial Hermann Memorial City Medical Center | MEMORIAL CITY - DIGESTIVE DISEASE CENTER | MEMORIAL CITY - DIGESTIVE
YES | YES |  |  |  | JGGS02358 | JGGS02358 | Ohio Medical | 6-1251 |  | JGGS02358 | MEMORIAL CITY - DIGESTIVE DISEASE CENTER |  |  |  |  | JGGS02358 | JGGS02358 | West | Memorial Hermann Memorial City Medical Center | MEMORIAL CITY - DIGESTIVE DISEASE CENTER | MEMORIAL CITY - DIGESTIVE
YES | YES |  |  |  | JGGS02344 | JGGS02344 | Ohio Medical | 6-1251 |  | JGGS02344 | MEMORIAL CITY - DIGESTIVE DISEASE CENTER |  |  |  |  | JGGS02344 | JGGS02344 | West | Memorial Hermann Memorial City Medical Center | MEMORIAL CITY - DIGESTIVE DISEASE CENTER | MEMORIAL CITY - DIGESTIVE
YES | YES |  |  |  | 041-14850 | 041-14850 | Ohio Medical | 6-1251 |  | JGGN16183 | MEMORIAL CITY - DIGESTIVE DISEASE CENTER |  |  |  |  | 041-14850 | 041-14850 | West | Memorial Hermann Memorial City Medical Center | MEMORIAL CITY - DIGESTIVE DISEASE CENTER | Central Supply |  |  |  | No pm sticker
YES | YES |  |  |  | 133-06106 | 133-06106 | Ohio Medical | 6-1251 |  | JGGM06010 | MEMORIAL CITY - DIGESTIVE DISEASE CENTER |  |  |  |  | 133-06106 | 133-06106 | West | Memorial Hermann Memorial City Medical Center | MEMORIAL CITY - DIGESTIVE DISEASE CENTER | Central Supply |  |  |  | No pm sticker
YES | YES |  |  |  | 041-12797 | 041-12797 | Ohio Medical | 6-1251 |  | JGGM10447 | MEMORIAL CITY MOR |  |  |  |  | 041-12797 | 041-12797 | West | Memorial Hermann Memorial City Medical Center | MEMORIAL CITY MOR | MEMORIAL CUTY MOR
YES | YES |  |  |  | 041-06167 | 041-06167 | Ohio Medical | 6-1251 |  | GFHG06489 | MEMORIAL CITY MOR |  |  |  |  | 041-06167 | 041-06167 | West | Memorial Hermann Memorial City Medical Center | MEMORIAL CITY MOR | MEMORIAL CITY MOR
YES | YES |  |  |  | 041-06207 | 041-06207 | Ohio Medical | 6-1251 |  | GFHG10887 | MEMORIAL CITY MOR |  |  |  |  | 041-06207 | 041-06207 | West | Memorial Hermann Memorial City Medical Center | MEMORIAL CITY MOR | MEMORIAL CITY MOR
YES | YES |  |  |  | 041-12778 | 041-12778 | Ohio Medical | 6-1251 |  | JGGM10248 | Memorial City -MHT - Med/Surg |  |  |  |  | 041-12778 | 041-12778 | West | Memorial Hermann Memorial City Medical Center | Memorial City -MHT - Med/Surg | MH 6 Room 6M40
YES | YES |  |  |  | 041-14847 | 041-14847 | Ohio Medical | 6-1251 |  | JGGN16197 | Memorial City MHT/Med Surg |  |  |  |  | 041-14847 | 041-14847 | West | Memorial Hermann - Memorial City | Memorial City MHT/Med Surg | MH6 102 Room 6M39
YES | YES |  |  |  | 041-12774 | 041-12774 | Ohio Medical | 6-1251 |  | JGGM10252 | Memorial City MHT/Med Surg |  |  |  |  | 041-12774 | 041-12774 | West | Memorial Hermann - Memorial City | Memorial City MHT/Med Surg | MH6 102 Room 6M39
YES | YES |  |  |  | 041-12792 | 041-12792 | Ohio Medical | 6-1251 |  | JGGM10437 | Memorial City MHT/Med Surg |  |  |  |  | 041-12792 | 041-12792 | West | Memorial Hermann - Memorial City | Memorial City MHT/Med Surg | MH6 202 Room 6M02
YES | YES |  |  |  | 041-12780 | 041-12780 | Ohio Medical | 6-1251 |  | JGGM10241 | Memorial City MHT/Med Surg |  |  |  |  | 041-12780 | 041-12780 | West | Memorial Hermann - Memorial City | Memorial City MHT/Med Surg | MH6 202 Room 6M02
YES | YES |  |  |  | 041-12678 | 041-12678 | Ohio Medical | 6-1251 |  | JGGM10335 | Memorial City MHT/Med Surg |  |  |  |  | 041-12678 | 041-12678 | West | Memorial Hermann - Memorial City | Memorial City MHT/Med Surg | MH6 418 Dialysis Equipment Storage
YES | YES |  |  |  | 041-14844 | 041-14844 | Ohio Medical | 6-1251 |  | JGGN16292 | Memorial City MHT/Med Surg |  |  |  |  | 041-14844 | 041-14844 | West | Memorial Hermann - Memorial City | Memorial City MHT/Med Surg | MH6 418 Dialysis Equipment Storage |  |  |  | Broken Face
YES | YES |  |  |  | 099-03355 | 099-03355 | Ohio Medical | 6-1251 |  | JGGS11025 | SW - ER |  |  |  |  | 099-03355 | 099-03355 | Southwest | Memorial Hermann Southwest Hospital Emergency Center | SW - ER | ER POD B RM 27
YES | YES |  |  |  | 041-34822 | 041-34822 | Ohio Medical | 6-1251 |  | JGGS11012 | SW - ER |  |  |  |  | 041-34822 | 041-34822 | Southwest | Memorial Hermann Southwest | SW - ER | SW - ER
YES | YES |  |  |  | 069-44640 | 069-44640 | Ohio Medical | 66-1251 |  |  | TMC - Phase 1 day surgery |  |  |  |  | 069-44640 | 069-44640 | TMC | Memorial Hermann-Texas Medical Center | TMC - Phase 1 day surgery | Phase 1 day surgery | [6 empty] | REGULATORVACUUM-OhmedaMedical-66-1251
YES | YES |  |  |  | 069-44638 | 069-44638 | Ohio Medical | 66-1251 |  |  | TMC - Phase 1 day surgery |  |  |  |  | 069-44638 | 069-44638 | TMC | Memorial Hermann-Texas Medical Center | TMC - Phase 1 day surgery | Phase 1 day surgery | [6 empty] | REGULATORVACUUM-OhmedaMedical-66-1251
NO | YES |  |  |  | 069-44632 | 069-44632 | Ohio Medical | 66-1251 |  | PSAY14126 | Sarafim |  |  |  |  | 069-44632 | 069-44632 | TMC | Memorial Hermann-Texas Medical Center | Sarafim | S8-33
NO | YES |  |  |  | 069-44784 | 069-44784 | Ohio Medical | 66-1251 |  | PSAY14285 | Sarafim |  |  |  |  | 069-44784 | 069-44784 | TMC | Memorial Hermann-Texas Medical Center | Sarafim | S8-33
NO | YES |  |  |  | 069-44786 | 069-44786 | Ohio Medical | 66-1251 |  | PSAY14281 | Sarafim |  |  |  |  | 069-44786 | 069-44786 | TMC | Memorial Hermann-Texas Medical Center | Sarafim | S8-33
NO | YES |  |  |  | 069-44785 | 069-44785 | Ohio Medical | 66-1251 |  | PSAY14125 | Sarafim |  |  |  |  | 069-44785 | 069-44785 | TMC | Memorial Hermann-Texas Medical Center | Sarafim | S8-33
NO | YES |  |  |  | 069-44787 | 069-44787 | Ohio Medical | 66-1251 |  | PSAY14286 | Sarafim |  |  |  |  | 069-44787 | 069-44787 | TMC | Memorial Hermann-Texas Medical Center | Sarafim | S8-31
NO | YES |  |  |  | 069-44788 | 069-44788 | Ohio Medical | 66-1251 |  | PSAY14256 | Sarafim |  |  |  |  | 069-44788 | 069-44788 | TMC | Memorial Hermann-Texas Medical Center | Sarafim | S8-31
NO | YES |  |  |  | 069-44791 | 069-44791 | Ohio Medical | 66-1251 |  | PSAY14324 | Sarafim |  |  |  |  | 069-44791 | 069-44791 | TMC | Memorial Hermann-Texas Medical Center | Sarafim | S8-31
NO | YES |  |  |  | 069-44790 | 069-44790 | Ohio Medical | 66-1251 |  | PSAY14279 | Sarafim |  |  |  |  | 069-44790 | 069-44790 | TMC | Memorial Hermann-Texas Medical Center | Sarafim | S8-31
NO | YES |  |  |  | RUX124 |  | OHIO MEDICAL |  |  | CDG00254 | Rental | MHHS-Woodlands |  |  |  | RUX124 |  | Woodlands |  | Rental | [7 empty] | ASPIRATORSUCTPUMP-Ohio Medical-Care-e-vac 3 |  | CARE-E-VAC III |  |  | ASPIRATORSUCTPUMP-Ohio Medical-Care-e-vac 3 | [6 empty] | Verified as Rental |  |  | MHHS-Woodlands
NO | YES | Serial Number CDR0589 |  |  | RUX398 |  | OHIO MEDICAL |  |  | CDR0589 | Rental | MHHS-Woodlands |  |  |  | RUX398 |  | Woodlands |  | Rental | [7 empty] | ASPIRATORSUCTPUMP-Ohio Medical-Care-e-vac 3 |  | CARE-E-VAC III |  |  | ASPIRATORSUCTPUMP-Ohio Medical-Care-e-vac 3 | [6 empty] | Verified as Rental |  |  | MHHS-Woodlands
NO | YES |  |  |  | RUX399 |  | OHIO MEDICAL |  |  | CDR0578 | Rental | MHHS-Woodlands |  |  |  | RUX399 |  | Woodlands |  | Rental | [7 empty] | ASPIRATORSUCTPUMP-Ohio Medical-Care-e-vac 3 |  | CARE-E-VAC III |  |  | ASPIRATORSUCTPUMP-Ohio Medical-Care-e-vac 3 | [6 empty] | Verified as Rental |  |  | MHHS-Woodlands
YES | YES |  |  |  | RUX0389 | 099-01189 | Ohio Medical |  |  | CDR0569 | [5 empty] | RUX0389 | 099-01189 | Katy | Memorial Hermann Northeast Hospital |  | Endo | 2/1/20 | 8/1/20
NO | YES | Serial Number CDR0589 |  |  | 029-13587 | 029-13587 | Ohio Medical |  |  | CDR0589 | TIRR - WOODLANDS INPATIENT |  |  |  |  | 029-13587 | 029-13587 |  |  | TIRR - WOODLANDS INPATIENT | Storage
YES | YES |  |  |  | 099-12463 | 099-12463 | Ohio Medical | 881vr-300-oh-t |  |  | TMC - OR - CVOR (7HVI) |  |  |  |  | 099-12463 | 099-12463 | TMC | Memorial Hermann-Texas Medical Center | TMC - OR - CVOR (7HVI) | CVOR (7HVI | [6 empty] | REGULATORVACUUM-Genstar Tech-881VR-300-OH-D
YES | YES |  |  |  | 029-13751 | 029-13751 | Ohio Medical | Admittent suction unit |  | 010868825000208521PSAY07962 | Neurology |  |  |  |  | 029-13751 | 029-13751 | Woodlands | Woodland memorial hospital | Neurology | E451
YES | YES |  |  |  | 029-13752 | 029-13752 | Ohio Medical | Admittent suction unit |  | PSAY07902 | Neurology |  |  |  |  | 029-13752 | 029-13752 | Woodlands | Woodland memorial hospital | Neurology | E451
YES | YES |  |  |  | 029-13753 | 029-13753 | Ohio Medical | Admittent suction unit |  | PSAY07959 | WOODLANDS - NEUROLOGY |  |  |  |  | 029-13753 | 029-13753 | Woodlands | Woodland memorial hospital | WOODLANDS - NEUROLOGY | E454
YES | YES |  |  |  | 029-13754 | 029-13754 | Ohio Medical | Admittent suction unit |  | PSAY07955 | WOODLANDS - NEUROLOGY |  |  |  |  | 029-13754 | 029-13754 | Woodlands | Woodland memorial hospital | WOODLANDS - NEUROLOGY | E454
YES | YES |  |  |  | 029-13756 | 029-13756 | Ohio Medical | Admittent suction unit |  | Psay07938 | WOODLANDS - NEUROLOGY |  |  |  |  | 029-13756 | 029-13756 | Woodlands | Woodland memorial hospital | WOODLANDS - NEUROLOGY | E425
YES | YES |  |  |  | 029-13757 | 029-13757 | Ohio Medical | Admittent suction unit |  | Psay07985 | WOODLANDS - NEUROLOGY |  |  |  |  | 029-13757 | 029-13757 | Woodlands | Woodland memorial hospital | WOODLANDS - NEUROLOGY | E425
YES | YES |  |  |  | 029-13758 | 029-13758 | Ohio Medical | Admittent suction unit |  | Psay07939 | WOODLANDS - NEUROLOGY |  |  |  |  | 029-13758 | 029-13758 | Woodlands | Woodland memorial hospital | WOODLANDS - NEUROLOGY | E424
YES | YES |  |  |  | 029-13759 | 029-13759 | Ohio Medical | Admittent suction unit |  | Psay07953 | WOODLANDS - NEUROLOGY |  |  |  |  | 029-13759 | 029-13759 | Woodlands | Woodland memorial hospital | WOODLANDS - NEUROLOGY | E424
YES | YES |  |  |  | 029-13440 | 029-13440 | Ohio Medical | Admittent suction unit |  | Psay07992 | WOODLANDS - NEUROLOGY |  |  |  |  | 029-13440 | 029-13440 | Woodlands | Woodland memorial hospital | WOODLANDS - NEUROLOGY | E421
YES | YES |  |  |  | 029-13441 | 029-13441 | Ohio Medical | Admittent suction unit |  | Psay07983 | WOODLANDS - NEUROLOGY |  |  |  |  | 029-13441 | 029-13441 | Woodlands | Woodland memorial hospital | WOODLANDS - NEUROLOGY | E421
YES | YES |  |  |  | 074-06432 | 074-06432 | Ohio Medical | Admittent suction unit |  | Psay07973 | WOODLANDS - NEUROLOGY |  |  |  |  | 074-06432 | 074-06432 | Woodlands | Woodland memorial hospital | WOODLANDS - NEUROLOGY | E423
YES | YES |  |  |  | 074-06433 | 074-06433 | Ohio Medical | Admittent suction unit |  | Psay07993 | WOODLANDS - NEUROLOGY |  |  |  |  | 074-06433 | 074-06433 | Woodlands | Woodland memorial hospital | WOODLANDS - NEUROLOGY | E423
YES | YES |  |  |  | 074-06434 | 074-06434 | Ohio Medical | Admittent suction unit |  | Psay07926 | WOODLANDS - NEUROLOGY |  |  |  |  | 074-06434 | 074-06434 | Woodlands | Woodland memorial hospital | WOODLANDS - NEUROLOGY | E422
YES | YES |  |  |  | 074-06435 | 074-06435 | Ohio Medical | Admittent suction unit |  | Psay07994 | WOODLANDS - NEUROLOGY |  |  |  |  | 074-06435 | 074-06435 | Woodlands | Woodland memorial hospital | WOODLANDS - NEUROLOGY | E422
YES | YES |  |  |  | 074-06436 | 074-06436 | Ohio Medical | Admittent suction unit |  | Psay07954 | WOODLANDS - NEUROLOGY |  |  |  |  | 074-06436 | 074-06436 | Woodlands | Woodland memorial hospital | WOODLANDS - NEUROLOGY | E426
YES | YES |  |  |  | 074-06437 | 074-06437 | Ohio Medical | Admittent suction unit |  | Psay07937 | WOODLANDS - NEUROLOGY |  |  |  |  | 074-06437 | 074-06437 | Woodlands | Woodland memorial hospital | WOODLANDS - NEUROLOGY | E426
YES | YES |  |  |  | 074-06439 | 074-06439 | Ohio Medical | Admittent suction unit |  | PSAY07974 | WOODLANDS - NEUROLOGY |  |  |  |  | 074-06439 | 074-06439 | Woodlands | Woodland memorial hospital | WOODLANDS - NEUROLOGY | E416
YES | YES |  |  |  | 074-06438 | 074-06438 | Ohio Medical | Admittent suction unit |  | PSAY07975 | WOODLANDS - NEUROLOGY |  |  |  |  | 074-06438 | 074-06438 | Woodlands | Woodland memorial hospital | WOODLANDS - NEUROLOGY | E416
YES | YES |  |  |  | 074-06440 | 074-06440 | Ohio Medical | Admittent suction unit |  | PSAY07981 | WOODLANDS - NEUROLOGY |  |  |  |  | 074-06440 | 074-06440 | Woodlands | Woodland memorial hospital | WOODLANDS - NEUROLOGY | E414
YES | YES |  |  |  | 074-06441 | 074-06441 | Ohio Medical | Admittent suction unit |  | PSAY07982 | WOODLANDS - NEUROLOGY |  |  |  |  | 074-06441 | 074-06441 | Woodlands | Woodland memorial hospital | WOODLANDS - NEUROLOGY | E414
YES | YES |  |  |  | 074-06442 | 074-06442 | Ohio Medical | Admittent suction unit |  | PSAY07951 | WOODLANDS - NEUROLOGY |  |  |  |  | 074-06442 | 074-06442 | Woodlands | Woodland memorial hospital | WOODLANDS - NEUROLOGY | E412
YES | YES |  |  |  | 074-06443 | 074-06443 | Ohio Medical | Admittent suction unit |  | PSAY07984 | WOODLANDS - NEUROLOGY |  |  |  |  | 074-06443 | 074-06443 | Woodlands | Woodland memorial hospital | WOODLANDS - NEUROLOGY | E412
YES | YES |  |  |  | 074-06444 | 074-06444 | Ohio Medical | Admittent suction unit |  | PSAY07991 | Neuroscience |  |  |  |  | 074-06444 | 074-06444 | Woodland memorial hospital | Neurology | Neuroscience | E411
YES | YES |  |  |  | 074-06445 | 074-06445 | Ohio Medical | Admittent suction unit |  | PSAY07972 | Neuroscience |  |  |  |  | 074-06445 | 074-06445 | Woodland memorial hospital | Neurology | Neuroscience | E411
YES | YES |  |  |  | 074-06446 | 074-06446 | Ohio Medical | Admittent suction unit |  | PSAY07952 | Neuroscience |  |  |  |  | 074-06446 | 074-06446 | Woodland memorial hospital | Neurology | Neuroscience | E411
YES | YES |  |  |  | 074-06447 | 074-06447 | Ohio Medical | Admittent suction unit |  | PSAY07956 | Neuroscience |  |  |  |  | 074-06447 | 074-06447 | Woodland memorial hospital | Neurology | Neuroscience | E411
YES | YES |  |  |  | 074-06450 | 074-06450 | Ohio Medical | Admittent suction unit |  | PSAY07909 | Neuroscience |  |  |  |  | 074-06450 | 074-06450 | Woodland memorial hospital | Neurology | Neuroscience | E465
YES | YES |  |  |  | 074-06449 | 074-06449 | Ohio Medical | Admittent suction unit |  | PSAY07908 | Neuroscience |  |  |  |  | 074-06449 | 074-06449 | Woodland memorial hospital | Neurology | Neuroscience | E465
YES | YES |  |  |  | 074-06452 | 074-06452 | Ohio Medical | Admittent suction unit |  | PSAY07966 | Neuroscience ICU |  |  |  |  | 074-06452 | 074-06452 | Woodland memorial hospital | Neurology | Neuroscience ICU | E441
YES | YES |  |  |  | 074-06453 | 074-06453 | Ohio Medical | Admittent suction unit |  | PSAY07968 | Neuroscience ICU |  |  |  |  | 074-06453 | 074-06453 | Woodland memorial hospital | Neurology | Neuroscience ICU | E441
YES | YES |  |  |  | 074-06454 | 074-06454 | Ohio Medical | Admittent suction unit |  | PSAY07931 | Neuroscience ICU |  |  |  |  | 074-06454 | 074-06454 | Woodland memorial hospital | Neurology | Neuroscience ICU | E441
YES | YES |  |  |  | 074-06456 | 074-06456 | Ohio Medical | Admittent suction unit |  | PSAY07944 | Neuroscience ICU |  |  |  |  | 074-06456 | 074-06456 | Woodland memorial hospital | Neurology | Neuroscience ICU | E442
YES | YES |  |  |  | 074-06457 | 074-06457 | Ohio Medical | Admittent suction unit |  | PSAY07990 | Neuroscience ICU |  |  |  |  | 074-06457 | 074-06457 | Woodland memorial hospital | Neurology | Neuroscience ICU | E442
YES | YES |  |  |  | 074-06458 | 074-06458 | Ohio Medical | Admittent suction unit |  | PSAY07978 | Neuroscience ICU |  |  |  |  | 074-06458 | 074-06458 | Woodland memorial hospital | Neurology | Neuroscience ICU | E441
YES | YES |  |  |  | 074-06460 | 074-06460 | Ohio Medical | Admittent suction unit |  | PSAY07976 | Neuroscience ICU |  |  |  |  | 074-06460 | 074-06460 | Woodland memorial hospital | Neurology | Neuroscience ICU | E443
YES | YES |  |  |  | 074-06461 | 074-06461 | Ohio Medical | Admittent suction unit |  | PSAY07989 | Neuroscience ICU |  |  |  |  | 074-06461 | 074-06461 | Woodland memorial hospital | Neurology | Neuroscience ICU | E443
YES | YES |  |  |  | 074-06462 | 074-06462 | Ohio Medical | Admittent suction unit |  | PSAY07943 | Neuroscience ICU |  |  |  |  | 074-06462 | 074-06462 | Woodland memorial hospital | Neurology | Neuroscience ICU | E443
YES | YES |  |  |  | 074-06464 | 074-06464 | Ohio Medical | Admittent suction unit |  | PSAY07970 | Neuroscience ICU |  |  |  |  | 074-06464 | 074-06464 | Woodland memorial hospital | Neurology | Neuroscience ICU | E434
YES | YES |  |  |  | 074-06465 | 074-06465 | Ohio Medical | Admittent suction unit |  | PSAY07929 | Neuroscience ICU |  |  |  |  | 074-06465 | 074-06465 | Woodland memorial hospital | Neurology | Neuroscience ICU | E434
YES | YES |  |  |  | 074-06466 | 074-06466 | Ohio Medical | Admittent suction unit |  | PSAY07964 | Neuroscience ICU |  |  |  |  | 074-06466 | 074-06466 | Woodland memorial hospital | Neurology | Neuroscience ICU | E434
YES | YES |  |  |  | 074-06401 | 074-06401 | Ohio Medical | Admittent suction unit |  | PSAY07958 | Neuroscience ICU |  |  |  |  | 074-06401 | 074-06401 | Woodlands | Woodlan memorial hospital | Neuroscience ICU | E446
YES | YES |  |  |  | 074-06407 | 074-06407 | Ohio Medical | Admittent suction unit |  | PSAY07928 | Neuroscience ICU |  |  |  |  | 074-06407 | 074-06407 | Woodlands | Woodlan memorial hospital | Neuroscience ICU | Neuroscience 436
YES | YES |  |  |  | 074-06406 | 074-06406 | Ohio Medical | Admittent suction unit |  | PSAY07927 | Neuroscience ICU |  |  |  |  | 074-06406 | 074-06406 | Woodlands | Woodlan memorial hospital | Neuroscience ICU | Neuroscience 436
YES | YES |  |  |  | 074-06408 | 074-06408 | Ohio Medical | Admittent suction unit |  |  | Neuroscience ICU |  |  |  |  | 074-06408 | 074-06408 | Woodlands | Woodlan memorial hospital | Neuroscience ICU | Neuroscience 436 |  |  |  | On patient
YES | YES |  |  |  | 074-06410 | 074-06410 | Ohio Medical | Admittent suction unit |  | PSAY07941 | Neuroscience ICU |  |  |  |  | 074-06410 | 074-06410 | Woodlands | Woodland memorial hospital | Neuroscience ICU | E435
YES | YES |  |  |  | 029-05372 | 029-05372 | Ohio Medical | Admittent suction unit |  | JGGM24261 | Endoscopy |  |  |  |  | 029-05372 | 029-05372 | Woodlands | Woodland memorial hospital | Endoscopy | Rm 1
NO | YES | Asset Tag 133-07110 |  |  | 133-07110 | 133-07110 | Ohio Medical | Air-Oxygen Blender |  | 187809B | Katy-Ob Special Observation-3E |  |  |  |  | 133-07110 | 133-07110 | Katy | MHHS-Katy | Katy-Ob Special Observation-3E | E312 | 5/1/20 | 5/1/19
YES | YES |  |  |  | 029-05957 | 029-05957 | Ohio Medical | Care-e-vac 3 |  | CRJ0452 | West Tower 6 |  |  |  |  | 029-05957 | 029-05957 | Woodlands | Memorial Hermann Hospital Woodlands | West Tower 6 | Crash Cart | 5/1/19 |  | 5/1/20 |  |  | Aspirator (Suction Pump) | ASPIRATORSUCTPUMP-Ohio Medical-Care-e-vac 3 | [22 empty] | Aspirator (Suction Pump) | ASPIRATORSUCTPUMP | Aspirator (Suction Pump) | Ohio Medical
YES | YES | [5 empty] | Ohio Medical | Care-e-vac 3 |  | CDJ0457 | MICU | [6 empty] | Woodland | Woodland memorial hospital | MICU | Alcove next to 3103 | 5/1/19 |  | 5/1/20 |  |  | Aspirator (Suction Pump) | ASPIRATORSUCTPUMP-Ohio Medical-Care-e-vac 3 | [22 empty] | Aspirator (Suction Pump) | ASPIRATORSUCTPUMP | Aspirator (Suction Pump) | Ohio Medical
NO | YES |  |  |  | 029-05945 | 029-05945 | Ohio Medical | Care-e-vac 3 |  | CDJ0460 | WOODLANDS - RADIOLOGY |  |  |  |  | 029-05945 | 029-05945 | Woodlands |  | WOODLANDS - RADIOLOGY | Radiology |  |  |  | Battery checked 2/2020
YES | YES |  |  |  | 005-00222 | 005-00222 | Ohio Medical | Cnf |  | AHBM3176 | SE - ESOPHAGEAL DISEASE CENTER |  |  |  |  | 005-00222 | 005-00222 | Southeast | Memorial Hermann Southeast Hospital | SE - ESOPHAGEAL DISEASE CENTER | Room 2 |  |  |  | No pm |  |  | .needs class
NO | YES |  |  |  | 005-04643 | 005-04643 | Ohio Medical | Cnf |  | GFFJ03584 | SE-Esophageal Disease Center |  |  |  |  | 005-04643 | 005-04643 | Southeast | MHHS-Southeast | SE-Esophageal Disease Center | Endo 3 |  |  |  | No pm
NO | YES |  |  |  | 005-01948 | 005-01948 | Ohio Medical | Cnf |  | GFFE11900 | SE-Esophageal Disease Center |  |  |  |  | 005-01948 | 005-01948 | Southeast | MHHS-Southeast | SE-Esophageal Disease Center | Endo 3 |  |  |  | No pm
YES | YES |  |  |  | 099-06886 | 099-06886 | Ohio Medical | Cnf |  | A ageCM32675 | SE - LABOR |  |  |  |  | 099-06886 | 099-06886 | Southeast | Memorial Hermann Southeast Hospital | SE - LABOR | Sub sterile |  |  |  | No pm |  |  | .needs class
YES | YES | Serial Number Cnf |  |  | 013-02575 | 013-02575 | Ohio Medical | Continuous |  | CNF | SW - Endoscopy |  |  |  |  | 013-02575 | 013-02575 | Memorial Hermann Hospital - Southwest | Memorial Hermann Hospital - Southwest | SW - Endoscopy | Endo Bay 8
YES | YES |  |  |  | 029-07386 | 029-07386 | Ohio Medical | Intermitten suction unit |  | Jggr02806 | WOODLANDS - PACU |  |  |  |  | 029-07386 | 029-07386 | Woodlands | Memorial Hermann Hospital Woodlands | WOODLANDS - PACU | PACU 23
YES | YES |  |  |  | 029-07399 | 029-07399 | Ohio Medical | Intermitten suction unit |  | Jggr02801 | WOODLANDS - PACU |  |  |  |  | 029-07399 | 029-07399 | Woodlands | Memorial Hermann Hospital Woodlands | WOODLANDS - PACU | PACU 23
YES | YES |  |  |  | 029-07389 | 029-07389 | Ohio Medical | Intermitten suction unit |  | Jggr02804 | WOODLANDS - PACU |  |  |  |  | 029-07389 | 029-07389 | Woodlands | Memorial Hermann Hospital Woodlands | WOODLANDS - PACU | PACU 21
YES | YES |  |  |  | 029-07410 | 029-07410 | Ohio Medical | Intermitten suction unit |  | Jggr02859 | WOODLANDS - PACU |  |  |  |  | 029-07410 | 029-07410 | Woodlands | Memorial Hermann Hospital Woodlands | WOODLANDS - PACU | PACU 21
YES | YES |  |  |  | 029-07390 | 029-07390 | Ohio Medical | Intermitten suction unit |  | Jggr02792 | WOODLANDS - PACU |  |  |  |  | 029-07390 | 029-07390 | Woodlands | Memorial Hermann Hospital Woodlands | WOODLANDS - PACU | PACU 19
YES | YES |  |  |  | 029-02326 | 029-02326 | Ohio Medical | Intermitten suction unit |  | Gfff34302 | WOODLANDS - PACU |  |  |  |  | 029-02326 | 029-02326 | Woodlands | Memorial Hermann Hospital Woodlands | WOODLANDS - PACU | OB w213 | 3/1/20
YES | YES |  |  |  | 029-01106 | 029-01106 | Ohio Medical | Intermitten suction unit |  | Gffd02692 | Women?Aos center |  |  |  |  | 029-01106 | 029-01106 | Woodlands | Morial Herman hospital Woodlands | Women?Aos center | OB w213
YES | YES |  |  |  | 029-13387 | 029-13387 | Ohio Medical | Intermitten suction unit |  |  | WOODLANDS - NICU |  |  |  |  | 029-13387 | 029-13387 | Woodlands | MH Hospital woodlands | WOODLANDS - NICU | NICU 27
YES | YES |  |  |  | 029-13388 | 029-13388 | Ohio Medical | Intermitten suction unit |  |  | WOODLANDS - NICU |  |  |  |  | 029-13388 | 029-13388 | Woodlands | MH Hospital woodlands | WOODLANDS - NICU | NICU 27
YES | YES |  |  |  | 029-13389 | 029-13389 | Ohio Medical | Intermitten suction unit |  | NSN | WOODLANDS - NICU |  |  |  |  | 029-13389 | 029-13389 | Woodlands | MH Hospital woodlands | WOODLANDS - NICU | NICU 27
YES | YES |  |  |  | 029-13390 | 029-13390 | Ohio Medical | Intermitten suction unit |  |  | WOODLANDS - NICU |  |  |  |  | 029-13390 | 029-13390 | Woodlands | MH Hospital woodlands | WOODLANDS - NICU | NICU 26
YES | YES |  |  |  | 029-13392 | 029-13392 | Ohio Medical | Intermitten suction unit |  |  | WOODLANDS - NICU |  |  |  |  | 029-13392 | 029-13392 | Woodlands | MH Hospital woodlands | WOODLANDS - NICU | NICU 26
YES | YES |  |  |  | 029-13394 | 029-13394 | Ohio Medical | Intermitten suction unit |  |  | WOODLANDS - NICU |  |  |  |  | 029-13394 | 029-13394 | Woodlands | MH Hospital woodlands | WOODLANDS - NICU | NICU 26
YES | YES |  |  |  | 029-13395 | 029-13395 | Ohio Medical | Intermitten suction unit |  |  | WOODLANDS - NICU |  |  |  |  | 029-13395 | 029-13395 | Woodlands | MH Hospital woodlands | WOODLANDS - NICU | NICU 26
YES | YES |  |  |  | 029-13497 | 029-13497 | Ohio Medical | Intermitten Suction Unit |  |  | OB |  |  |  |  | 029-13497 | 029-13497 | Woodlands | Memorial Hermann Hospital Woodlands | OB | Room 1254
YES | YES |  |  |  | 029-13476 | 029-13476 | Ohio Medical | Intermitten suction unit |  |  | NICU 29 |  |  |  |  | 029-13476 | 029-13476 | Woodlands | MH Hospital Woodlands | NICU 29
YES | YES |  |  |  | 029-13475 | 029-13475 | Ohio Medical | Intermitten suction unit |  |  | NICU |  |  |  |  | 029-13475 | 029-13475 | Woodlands | MH Hospital Woodlands | NICU
YES | YES |  |  |  | 029-13477 | 029-13477 | Ohio Medical | Intermitten suction unit |  |  | NICU |  |  |  |  | 029-13477 | 029-13477 | Woodlands | MH Hospital Woodlands | NICU
YES | YES |  |  |  | 029-13479 | 029-13479 | Ohio Medical | Intermitten suction unit |  |  | NICU |  |  |  |  | 029-13479 | 029-13479 | Woodlands | MH Hospital Woodlands | NICU
YES | YES |  |  |  | 029-13481 | 029-13481 | Ohio Medical | Intermitten suction unit |  |  | NICU |  |  |  |  | 029-13481 | 029-13481 | Woodlands | MH Hospital Woodlands | NICU
YES | YES |  |  |  | 029-13482 | 029-13482 | Ohio Medical | Intermitten suction unit |  |  | NICU |  |  |  |  | 029-13482 | 029-13482 | Woodlands | MH Hospital Woodlands | NICU
YES | YES |  |  |  | 029-13484 | 029-13484 | Ohio Medical | Intermitten suction unit |  |  | NICU |  |  |  |  | 029-13484 | 029-13484 | Woodlands | MH Hospital Woodlands | NICU | Hallway
YES | YES |  |  |  | 099-00694 | 099-00694 | Ohio Medical | Intermittent |  | AHBK11058 | NE - 2nd - NICU |  |  |  |  | 099-00694 | 099-00694 | Katy | Memorial Hermann Northeast Hospital | NE - 2nd - NICU
YES | YES |  |  |  | 099-02401 | 099-02401 | Ohio Medical | Intermittent |  |  | NE - NICU |  |  |  |  | 099-02401 | 099-02401 | Katy | Memorial Hermann Northeast Hospital | NE - NICU
YES | YES |  |  |  | 142-09276 | 142-09276 | Ohio Medical | Intermittent |  | 010868825000208521PSAY15517 | SUGAR LAND - Observation |  |  |  |  | 142-09276 | 142-09276 | Sugar Land | Memorial Hermann Sugar Land Hospital | SUGAR LAND - Observation | Room 3
YES | YES |  |  |  | 142-09277 | 142-09277 | Ohio Medical | Intermittent |  | PSAY15531 | SUGAR LAND - Observation |  |  |  |  | 142-09277 | 142-09277 | Sugar Land | Memorial Hermann Sugar Land Hospital | SUGAR LAND - Observation | Room 6
YES | YES |  |  |  | 142-09278 | 142-09278 | Ohio Medical | Intermittent |  | PSAY15544 | SUGAR LAND - Observation |  |  |  |  | 142-09278 | 142-09278 | Sugar Land | Memorial Hermann Sugar Land Hospital | SUGAR LAND - Observation | Room 7
YES | YES |  |  |  | 142-09279 | 142-09279 | Ohio Medical | Intermittent |  | PSAY15529 | SUGAR LAND - Observation |  |  |  |  | 142-09279 | 142-09279 | Sugar Land | Memorial Hermann Sugar Land Hospital | SUGAR LAND - Observation | Room 4 | 3/1/20
YES | YES | Asset Tag 142-09280 |  |  | 142-09280 | 142-09280 | Ohio Medical | Intermittent |  | PSAY15515 | SUGAR LAND - Observation |  |  |  |  | 142-09280 | 142-09280 | Sugar Land | Memorial Hermann Sugar Land Hospital | SUGAR LAND - Observation | Room 2 | 3/1/20
YES | YES |  |  |  | 129-00305 | 129-00305 | Ohio Medical | Intermittent |  | AHBK05594 | SUGAR LAND - Nuclear Medicine |  |  |  |  | 129-00305 | 129-00305 | Sugar Land | Memorial Hermann Sugar Land Hospital | SUGAR LAND - Nuclear Medicine | W1 328.4
YES | YES |  |  |  | 129-00355 | 129-00355 | Ohio Medical | Intermittent |  | AHBK05583 | Labor |  |  |  |  | 129-00355 | 129-00355 | Sugar Land | Memorial Hermann Sugar Land Hospital | Labor | Suite 305
YES | YES |  |  |  | 129-31536 | 129-31536 | Ohio Medical | Intermittent Suction |  |  | East 5 |  |  |  |  | 129-31536 | 129-31536 | Sugar Land | Memorial Hermann Sugar Land Hospital | East 5
YES | YES |  |  |  | 129-00552 | 129-00552 | Ohio Medical | Intermittent Suction Unit |  | AHBK05681 | Radiology |  |  |  |  | 129-00552 | 129-00552 | Sugar Land | Memorial Hermann Sugar Land Hospital | Radiology | XRay 241
YES | YES |  |  |  | 129-02008 | 129-02008 | Ohio Medical | Intermittent Suction Unit |  | GFFG28247 | Radiology |  |  |  |  | 129-02008 | 129-02008 | Sugar Land | Memorial Hermann Sugar Land Hospital | Radiology | XRay 239
YES | YES |  |  |  | 129-02608 | 129-02608 | Ohio Medical | Intermittent Suction Unit |  | GFFK12064 | SUGAR LAND - ER |  |  |  |  | 129-02608 | 129-02608 | Sugar Land | Memorial Hermann Sugar Land Hospital | SUGAR LAND - ER | ER Pedi 3
YES | YES |  |  |  | 129-02727 | 129-02727 | Ohio Medical | Intermittent Suction Unit |  | GFFK14663 | Pedi IMU |  |  |  |  | 129-02727 | 129-02727 | Sugar Land | Memorial Hermann Sugar Land Hospital | Pedi IMU | Pedi IMU 528
YES | YES |  |  |  | 029-13472 | 029-13472 | Ohio Medical | Intermittent suction unit |  |  | Emergency department |  |  |  |  | 029-13472 | 029-13472 | Woodlands | Memorial Hermann Hospital Woodlands | Emergency department | ER2
YES | YES |  |  |  | 029-13473 | 029-13473 | Ohio Medical | Intermittent suction unit |  |  | Emergency department |  |  |  |  | 029-13473 | 029-13473 | Woodlands | Memorial Hermann Hospital Woodlands | Emergency department | ER2
YES | YES |  |  |  | 029-13745 | 029-13745 | Ohio medical | Intermittent suction unit |  |  | Emergency department |  |  |  |  | 029-13745 | 029-13745 | Woodlands | Memorial Hermann Hospital woodlands | Emergency department | ER 7
YES | YES |  |  |  | 029-13511 | 029-13511 | Ohio Medical | Intermittent suction unit |  |  | Inpatient Rehab |  |  |  |  | 029-13511 | 029-13511 | Woodlands | Memorial Hermann Hospital Woodlands | Inpatient Rehab | E756
YES | YES |  |  |  | 000-00292 | 000-00292 | Ohio Medical | Intermittent suction unit |  | JGGS04900 | GH - ER |  |  |  |  | 000-00292 | 000-00292 | Central | Memorial Hermann Greater Heights Hospital | GH - ER | Rm 30
YES | YES |  |  |  | 000-00265 | 000-00265 | Ohio Medical | Intermittent suction unit |  | JGGS04903 | GH - ER |  |  |  |  | 000-00265 | 000-00265 | Central | Memorial Hermann Greater Heights Hospital | GH - ER | Rm 20
YES | YES |  |  |  | 000-00290 | 000-00290 | Ohio Medical | Intermittent suction unit |  | JGGS04896 | ER |  |  |  |  | 000-00290 | 000-00290 | Central | Memorial Hermann Greater Heights Hospital | ER | Rm 13
YES | YES |  |  |  | 009-01217 | 009-01217 | Ohio Medical | Intermittent Suction Unit |  |  | GH - ER |  |  |  |  | 009-01217 | 009-01217 | Central | Memorial Hermann Hospital River Heights | GH - ER | Clean Storage
YES | YES |  |  |  | 009-04535 | 009-04535 | Ohio Medical | Intermittent Suction Unit |  |  | CVICU |  |  |  |  | 009-04535 | 009-04535 | Central | Memorial Hermann Hospital greater heights | CVICU | CVICU2
YES | YES |  |  |  | 009-04544 | 009-04544 | Ohio Medical | Intermittent Suction Unit |  |  | CVICU |  |  |  |  | 009-04544 | 009-04544 | Central | Memorial Hermann Hospital greater heights | CVICU | CVICU2
YES | YES |  |  |  | 013-02557 | 013-02557 | Ohio Medical | Intermittent Suction Unit |  |  | SW - ENDOSCOPY |  |  |  |  | 013-02557 | 013-02557 | Southwest | Memorial Hermann Southwest Hospital | SW - ENDOSCOPY | Bay 26 |  |  |  | Unit full
YES | YES |  |  |  | 099-11284 | 099-11284 | Ohio Medical | Intermittent Suction Unit |  |  | TMC - JONES - TX TRAUMA (6J) |  |  |  |  | 099-11284 | 099-11284 | TMC | Memorial Hermann-Texas Medical Center | TMC - JONES - TX TRAUMA (6J) | J4/473
YES | YES |  |  |  | 069-23170 | 069-23170 | Ohio Medical | Intermittent Suction Unit |  | AHBk10624 | TMC - OR - ANESTHESIA (2HP) |  |  |  |  | 069-23170 | 069-23170 | TMC | Memorial Hermann-Texas Medical Center | TMC - OR - ANESTHESIA (2HP) | OR 48
YES | YES |  |  |  | 005-00900 | 005-00900 | Ohio Medical | Intermittent suction unit |  | Ahbm31758 | SE - OR |  |  |  |  | 005-00900 | 005-00900 | Southeast | Memorial Hermann Southeast Hospital | SE - OR | Room 12
YES | YES |  |  |  | 099-08827 | 099-08827 | Ohio Medical | Intermittent Suction Unit Model 1251 |  | JGGS11016 | SW - ER |  |  |  |  | 099-08827 | 099-08827 | Southwest | Memorial Hermann Southwest Hospital Emergency Center | SW - ER | Room 1 | 6/1/13 |  |  | New Add - One Time Inspection Sticker
YES | YES |  |  |  | 041-34719 | 041-34719 | Ohio Medical | Intermittent Vacuum Regulator |  | PNAY00480 | MEMORIAL CITY - MHT - NICU |  |  |  |  | 041-34719 | 041-34719 | West | Memorial Hermann Memorial City Medical Center | MEMORIAL CITY - MHT - NICU | RM 4M34
YES | YES |  |  |  | 099-04456 | 099-04456 | Ohio Medical | ISU |  |  | PEARLAND - EMERGENCY CENTER |  |  |  |  | 099-04456 | 099-04456 | Pearland | Memorial Hermann Pearland Hospital | PEARLAND - EMERGENCY CENTER | Treatment 9
YES | YES |  |  |  | 099-04459 | 099-04459 | Ohio Medical | ISU |  |  | PEARLAND - EMERGENCY CENTER |  |  |  |  | 099-04459 | 099-04459 | Pearland | Memorial Hermann Pearland Hospital | PEARLAND - EMERGENCY CENTER | Treatment 9
YES | YES |  |  |  | 099-04086 | 099-04086 | Ohio Medical | ISU |  |  | PEARLAND - EMERGENCY CENTER |  |  |  |  | 099-04086 | 099-04086 | Pearland | Memorial Hermann Pearland Hospital | PEARLAND - EMERGENCY CENTER | Treatment 12
YES | YES |  |  |  | 099-04087 | 099-04087 | Ohio Medical | ISU |  |  | PEARLAND - EMERGENCY CENTER |  |  |  |  | 099-04087 | 099-04087 | Pearland | Memorial Hermann Pearland Hospital | PEARLAND - EMERGENCY CENTER | Treatment 12
YES | YES |  |  |  | 099-04090 | 099-04090 | Ohio Medical | ISU |  |  | PEARLAND - EMERGENCY CENTER |  |  |  |  | 099-04090 | 099-04090 | Pearland | Memorial Hermann Pearland Hospital | PEARLAND - EMERGENCY CENTER | Treatment 2
YES | YES |  |  |  | 099-04091 | 099-04091 | Ohio Medical | ISU |  |  | PEARLAND - EMERGENCY CENTER |  |  |  |  | 099-04091 | 099-04091 | Pearland | Memorial Hermann Pearland Hospital | PEARLAND - EMERGENCY CENTER | Treatment 2
YES | YES |  |  |  | 099-04094 | 099-04094 | Ohio Medical | ISU |  |  | PEARLAND - EMERGENCY CENTER |  |  |  |  | 099-04094 | 099-04094 | Pearland | Memorial Hermann Pearland Hospital | PEARLAND - EMERGENCY CENTER | Treatment 3
YES | YES |  |  |  | 099-04098 | 099-04098 | Ohio Medical | ISU |  |  | PEARLAND - EMERGENCY CENTER |  |  |  |  | 099-04098 | 099-04098 | Pearland | Memorial Hermann Pearland Hospital | PEARLAND - EMERGENCY CENTER | Treatment 3
YES | YES |  |  |  | 129-02082 | 129-02082 | Ohio Medical | ISU |  |  | Nursery |  |  |  |  | 129-02082 | 129-02082 | Sugar Land | Memorial Hermann Sugar Land Hospital | Nursery | Nursery |  |  | 3/1/20 | Unable to remove from wall, Serial#
YES | YES |  |  |  | 129-04273 | 129-04273 | Ohio Medical | ISU |  |  | Cath Lab |  |  |  |  | 129-04273 | 129-04273 | Sugar Land | Memorial Hermann Sugar Land Hospital | Cath Lab | Prep/Recovery 2 |  |  |  | Unabel to see
YES | YES |  |  |  | 142-09286 | 142-09286 | Ohio Medical | ISU 1251 |  | JGGT05888 | Pediatric ER |  |  |  |  | 142-09286 | 142-09286 | Sugar Land | Memorial Hermann Sugar Land Hospital | Pediatric ER | Room 2
YES | YES |  |  |  | 129-31661 | 129-31661 | Ohio Medical | ISU 1251 |  | JGGT05887 | SUGAR LAND - PEDI ED |  |  |  |  | 129-31661 | 129-31661 | Sugar Land | Memorial Hermann Sugar Land Hospital | SUGAR LAND - PEDI ED | Room 7
YES | YES |  |  |  | C4169 | C4169 | Ohio Medical | Ohio 200 |  | AHBM31826 | Radiology |  |  |  |  | C4169 | C4169 | Southeast | Memorial Hermann Southeast Hospital | Radiology | Room 1 |  |  |  | No pm sticker | Regulator
YES | YES |  |  |  | 029-13448 | 029-13448 | Ohio Medical | P 13A |  | PSAY07910 | NEUROSCIENCE |  |  |  |  | 029-13448 | 029-13448 | Woodlands | MEMORIAL HERMAN HOSPITAL WOODLAND | NEUROSCIENCE | E463 | 3/1/20
YES | YES |  |  |  | 029-13454 | 029-13454 | Ohio medical | P13A |  | PSAY07988 no | Neuroscience |  |  |  |  | 029-13454 | 029-13454 | Woodlands | Memorial Hermann Woodlands Hospital | Neuroscience | E453 | 3/1/20
YES | YES |  |  |  | 029-13447 | 029-13447 | Ohio Medical | P1SA |  | PSAY07905 | Neuroscience |  |  |  |  | 029-13447 | 029-13447 | Woodlands | Memorial Herman Hospital Woodland | Neuroscience | E463
YES | YES | Serial Number PsAY07 |  |  |  | 074-06396 | Ohio Medical | P1SA |  | PsAY07 | Neuroscience | [5 empty] | 074-06396 | Woodlands | MEMORIAL HERMAN HOSPITAL Woodland | Neuroscience | E446
YES | YES |  |  |  | 074-06397 | 074-06397 | Ohio Medical | P1SA |  | PSAY07977jnu | Neuroscience |  |  |  |  | 074-06397 | 074-06397 | Woodlands | MEMORIAL HERMAN HOSPITAL Woodland | Neuroscience | E446
YES | YES |  |  |  |  | 074-06411 | Ohio Medical | P1SA |  | Psayo7942 | Neuroscience E435 | [5 empty] | 074-06411 | Woodlands | Memorial Hermann Hospital Woodlands | Neuroscience E435 | Neuroscience | 3/1/20 |  | 3/1/20
YES | YES | Serial Number PsAY07 |  |  |  | 029-13932 | Ohio Medical | P1SA |  | PSAY07 | Neuroscience E435 | [5 empty] | 029-13932 |  | Memorial Hermann Hospital Woodlands | Neuroscience E435 | Neuroscience | 3/1/20 |  | 3/1/20
YES | YES |  |  |  | 099-06674 | 099-06674 | Ohio Medical | PC38A |  | JGHW00403 | SE - UNIT 3A (IMU) |  |  |  |  | 099-06674 | 099-06674 | Southeast | Memorial Hermann Southeast Hospital | SE - UNIT 3A (IMU) | Biomed shop
YES | YES |  |  |  | 099-07755 | 099-07755 | Ohio Medical | PC3HA |  | JGHW38065 | SE - OR |  |  |  |  | 099-07755 | 099-07755 | Southeast | Memorial Hermann Southeast Hospital | SE - OR | OR14 |  |  | 4/1/20
YES | YES |  |  |  | 099-07754 | 099-07754 | Ohio Medical | PC3HA |  | JGHW38064 | SE - OR |  |  |  |  | 099-07754 | 099-07754 | Southeast | Memorial Hermann Southeast Hospital | SE - OR | OR14
YES | YES |  |  |  | 005-04324 | 005-04324 | Ohio Medical | PC3HA |  |  | SE - OR |  |  |  |  | 005-04324 | 005-04324 | Southeast | Memorial Hermann Southeast Hospital | SE - OR | OR14
NO | YES |  |  |  | 005-12982 | 005-12982 | Ohio Medical | PISA |  | PSAY05982 | SE-Dialysis | MHHS-Southeast |  | Scale, Infant |  | 005-12982 | 005-12982 | Southeast | MHHS-Southeast | SE-Dialysis | [5 empty] | SCALES, PATIENT | Regulator, Vacuum | SCALEINFANT-Health O Meter-553KL | SCALEINFANT | 553KL |  |  |  | Health O Meter | Scale, Infant |  | SCALEINFANT-Health O Meter-553KL |  |  |  |  | Covered PM Repair - Biomedical | MHHS-Southeast | [7 empty] | Regulator, Vacuum | REGULATORVACUUM | Regulator, Vacuum | Ohio Medical
YES | YES |  |  |  | 151-04681 | 151-04681 | Ohio Medical | PISA |  | PSAY26268 | CY - ICU |  |  |  |  | 151-04681 | 151-04681 | Northwest | Memorial Hermann Cypress Hospital | CY - ICU | ICU 2 | [5 empty] | Regulator, Vacuum | REGULATORVACUUM-Ohio Medical-PISA | [22 empty] | Regulator, Vacuum | REGULATORVACUUM | Regulator, Vacuum | Ohio Medical
YES | YES |  |  |  | 099-00261 | 099-00261 | Ohio Medical | PISA |  | 010868825000208521JGGX02284 | 1st floor |  |  |  |  | 099-00261 | 099-00261 | Katy | Katy | 1st floor | ER |  |  |  | No pm |  | Regulator, Vacuum | REGULATORVACUUM-Ohio Medical-PISA | [22 empty] | Regulator, Vacuum | REGULATORVACUUM | Regulator, Vacuum | Ohio Medical
YES | YES |  |  |  | 000-00269 | 000-00269 | Ohio Medical | PISA |  | JGGS04895 | 1st floor |  |  |  |  | 000-00269 | 000-00269 | Katy | Katy | 1st floor | ER |  |  |  | No pm |  | Regulator, Vacuum | REGULATORVACUUM-Ohio Medical-PISA | [22 empty] | Regulator, Vacuum | REGULATORVACUUM | Regulator, Vacuum | Ohio Medical
YES | YES |  |  |  | 099-01698 | 099-01698 | Ohio Medical | PISA |  | 010868825000208521PSAY09410 | SC CCC - (NE) - EMERGENCY ROOM |  |  |  |  | 099-01698 | 099-01698 | NorthEast |  | SC CCC - (NE) - EMERGENCY ROOM |  |  |  |  | No pm |  | Regulator, Vacuum | REGULATORVACUUM-Ohio Medical-PISA | [22 empty] | Regulator, Vacuum | REGULATORVACUUM | Regulator, Vacuum | Ohio Medical
YES | YES |  |  |  | 099-01900 | 099-01900 | Ohio Medical | PISA |  | 010868825000208521PSAY09409 | SC CCC - (NE) - EMERGENCY ROOM |  |  |  |  | 099-01900 | 099-01900 | NorthEast |  | SC CCC - (NE) - EMERGENCY ROOM |  |  |  |  | No pm |  | Regulator, Vacuum | REGULATORVACUUM-Ohio Medical-PISA | [22 empty] | Regulator, Vacuum | REGULATORVACUUM | Regulator, Vacuum | Ohio Medical
YES | YES |  |  |  | 099-01899 | 099-01899 | Ohio Medical | PISA |  | 010868825000208521PSAY09408 | SC CCC - (NE) - EMERGENCY ROOM |  |  |  |  | 099-01899 | 099-01899 | NorthEast |  | SC CCC - (NE) - EMERGENCY ROOM |  |  |  |  | No pm |  | Regulator, Vacuum | REGULATORVACUUM-Ohio Medical-PISA | [22 empty] | Regulator, Vacuum | REGULATORVACUUM | Regulator, Vacuum | Ohio Medical
YES | YES |  |  |  | 099-01897 | 099-01897 | Ohio Medical | PISA |  | PSAY09405 | SC CCC - (NE) - EMERGENCY ROOM |  |  |  |  | 099-01897 | 099-01897 | NorthEast |  | SC CCC - (NE) - EMERGENCY ROOM |  |  |  |  | No pm |  | Regulator, Vacuum | REGULATORVACUUM-Ohio Medical-PISA | [22 empty] | Regulator, Vacuum | REGULATORVACUUM | Regulator, Vacuum | Ohio Medical
YES | YES |  |  |  | 099-01896 | 099-01896 | Ohio Medical | PISA |  | PSAY09406 | SC CCC - (NE) - EMERGENCY ROOM |  |  |  |  | 099-01896 | 099-01896 | NorthEast |  | SC CCC - (NE) - EMERGENCY ROOM |  |  |  |  | No pm |  | Regulator, Vacuum | REGULATORVACUUM-Ohio Medical-PISA | [22 empty] | Regulator, Vacuum | REGULATORVACUUM | Regulator, Vacuum | Ohio Medical
YES | YES | Serial Number Cnf |  |  | 099-01892 | 099-01892 | Ohio Medical | PISA |  | Cnf | SC CCC - (NE) - EMERGENCY ROOM |  |  |  |  | 099-01892 | 099-01892 | NorthEast |  | SC CCC - (NE) - EMERGENCY ROOM |  |  |  |  | No pm |  | Regulator, Vacuum | REGULATORVACUUM-Ohio Medical-PISA | [22 empty] | Regulator, Vacuum | REGULATORVACUUM | Regulator, Vacuum | Ohio Medical
YES | YES | Serial Number Cnf |  |  | 099-01889 | 099-01889 | Ohio Medical | PISA |  | Cnf | [5 empty] | 099-01889 | 099-01889 | [7 empty] | No pm |  | Regulator, Vacuum | REGULATORVACUUM-Ohio Medical-PISA | [22 empty] | Regulator, Vacuum | REGULATORVACUUM | Regulator, Vacuum | Ohio Medical
YES | YES | Serial Number Cnf |  |  | 099-01888 | 099-01888 | Ohio Medical | PISA |  | Cnf | [5 empty] | 099-01888 | 099-01888 | [7 empty] | No pm |  | Regulator, Vacuum | REGULATORVACUUM-Ohio Medical-PISA | [22 empty] | Regulator, Vacuum | REGULATORVACUUM | Regulator, Vacuum | Ohio Medical
YES | YES | Serial Number Cnf |  |  | 099-01885 | 099-01885 | Ohio Medical | PISA |  | Cnf | SC CCC - (NE) - EMERGENCY ROOM |  |  |  |  | 099-01885 | 099-01885 | NorthEast |  | SC CCC - (NE) - EMERGENCY ROOM |  |  |  |  | No pm |  | Regulator, Vacuum | REGULATORVACUUM-Ohio Medical-PISA | [22 empty] | Regulator, Vacuum | REGULATORVACUUM | Regulator, Vacuum | Ohio Medical
YES | YES | Serial Number Cnf |  |  | 099-01884 | 099-01884 | Ohio Medical | PISA |  | Cnf | SC CCC - (NE) - EMERGENCY ROOM |  |  |  |  | 099-01884 | 099-01884 | NorthEast |  | SC CCC - (NE) - EMERGENCY ROOM | [6 empty] | Regulator, Vacuum | REGULATORVACUUM-Ohio Medical-PISA | [22 empty] | Regulator, Vacuum | REGULATORVACUUM | Regulator, Vacuum | Ohio Medical
YES | YES | Serial Number Cnf |  |  | 099-01882 | 099-01882 | Ohio Medical | PISA |  | Cnf | SC CCC - (NE) - EMERGENCY ROOM |  |  |  |  | 099-01882 | 099-01882 | NorthEast |  | SC CCC - (NE) - EMERGENCY ROOM |  |  |  |  | No pm |  | Regulator, Vacuum | REGULATORVACUUM-Ohio Medical-PISA | [22 empty] | Regulator, Vacuum | REGULATORVACUUM | Regulator, Vacuum | Ohio Medical
YES | YES | Serial Number Cnf |  |  | 099-01910 | 099-01910 | Ohio Medical | PISA |  | Cnf | SC CCC - (NE) - EMERGENCY ROOM |  |  |  |  | 099-01910 | 099-01910 | NorthEast |  | SC CCC - (NE) - EMERGENCY ROOM |  | 2/1/20 |  |  | No pm |  | Regulator, Vacuum | REGULATORVACUUM-Ohio Medical-PISA | [22 empty] | Regulator, Vacuum | REGULATORVACUUM | Regulator, Vacuum | Ohio Medical
YES | YES | Serial Number Cnf |  |  | 099-00937 | 099-00937 | Ohio Medical | PISA |  | Cnf | NE - IMU1 |  |  |  |  | 099-00937 | 099-00937 | NorthEast |  | NE - IMU1 |  |  |  |  | No pm |  | Regulator, Vacuum | REGULATORVACUUM-Ohio Medical-PISA | [22 empty] | Regulator, Vacuum | REGULATORVACUUM | Regulator, Vacuum | Ohio Medical
YES | YES |  |  |  | 129-31538 | 129-31538 | Ohio Medical | PISA |  | 010868825000208521PSAY15494 | East 5 |  |  |  |  | 129-31538 | 129-31538 | Sugar Land | Memorial Hermann Sugar Land Hospital | East 5 | [6 empty] | Regulator, Vacuum | REGULATORVACUUM-Ohio Medical-PISA | [22 empty] | Regulator, Vacuum | REGULATORVACUUM | Regulator, Vacuum | Ohio Medical
YES | YES |  |  |  | 129-31540 | 129-31541 | Ohio Medical | PISA |  | 010868825000208521PSAY15528 | East 5 |  |  |  |  | 129-31540 | 129-31541 | Sugar Land | Memorial Hermann Sugar Land Hospital | East 5 | [6 empty] | Regulator, Vacuum | REGULATORVACUUM-Ohio Medical-PISA | [22 empty] | Regulator, Vacuum | REGULATORVACUUM | Regulator, Vacuum | Ohio Medical
YES | YES |  |  |  | 129-31546 | 129-31546 | Ohio Medical | PISA |  | 010868825000208521PSAY15495 | East 5 |  |  |  |  | 129-31546 | 129-31546 | Sugar Land | Memorial Hermann Sugar Land Hospital | East 5 | [6 empty] | Regulator, Vacuum | REGULATORVACUUM-Ohio Medical-PISA | [22 empty] | Regulator, Vacuum | REGULATORVACUUM | Regulator, Vacuum | Ohio Medical
YES | YES |  |  |  | 129-31548 | 129-31548 | Ohio Medical | PISA |  | 010868825000208521PSAY15524 | East 5 |  |  |  |  | 129-31548 | 129-31548 | Sugar Land | Memorial Hermann Sugar Land Hospital | East 5 | [6 empty] | Regulator, Vacuum | REGULATORVACUUM-Ohio Medical-PISA | [22 empty] | Regulator, Vacuum | REGULATORVACUUM | Regulator, Vacuum | Ohio Medical
YES | YES | Serial Number Cnf |  |  | 129-04289 | 129-04289 | Ohio Medical | PISA |  | Cnf | [5 empty] | 129-04289 | 129-04289 | Sugar Land | [6 empty] | No pm |  | Regulator, Vacuum | REGULATORVACUUM-Ohio Medical-PISA | [22 empty] | Regulator, Vacuum | REGULATORVACUUM | Regulator, Vacuum | Ohio Medical
YES | YES | Serial Number Cnf |  |  | 129-04300 | 129-04300 | Ohio Medical | PISA |  | Cnf | SUGAR LAND - OR |  |  |  |  | 129-04300 | 129-04300 | Sugar Land |  | SUGAR LAND - OR |  |  |  |  | No pm |  | Regulator, Vacuum | REGULATORVACUUM-Ohio Medical-PISA | [22 empty] | Regulator, Vacuum | REGULATORVACUUM | Regulator, Vacuum | Ohio Medical
YES | YES |  |  |  | 129-04336 | 129-04336 | Ohio Medical | PISA |  | JGGP13141 | SUGAR LAND - PACU |  |  |  |  | 129-04336 | 129-04336 | Sugar Land |  | SUGAR LAND - PACU |  |  |  |  | No pm |  | Regulator, Vacuum | REGULATORVACUUM-Ohio Medical-PISA | [22 empty] | Regulator, Vacuum | REGULATORVACUUM | Regulator, Vacuum | Ohio Medical
YES | YES |  |  |  | 129-04294 | 129-04294 | Ohio Medical | PISA |  | JGGP07313 | SUGAR LAND - PACU |  |  |  |  | 129-04294 | 129-04294 | Sugar Land |  | SUGAR LAND - PACU |  |  |  |  | No pm |  | Regulator, Vacuum | REGULATORVACUUM-Ohio Medical-PISA | [22 empty] | Regulator, Vacuum | REGULATORVACUUM | Regulator, Vacuum | Ohio Medical
YES | YES |  |  |  | 129-04291 | 129-04291 | Ohio Medical | PISA |  | JGGP07310 | SUGAR LAND - PACU |  |  |  |  | 129-04291 | 129-04291 | Sugar Land |  | SUGAR LAND - PACU |  |  |  |  | No pm |  | Regulator, Vacuum | REGULATORVACUUM-Ohio Medical-PISA | [22 empty] | Regulator, Vacuum | REGULATORVACUUM | Regulator, Vacuum | Ohio Medical
YES | YES |  |  |  | 129-04299 | 129-04299 | Ohio Medical | PISA |  | JGGP07319 | SUGAR LAND - PACU |  |  |  |  | 129-04299 | 129-04299 | Sugar Land |  | SUGAR LAND - PACU |  |  |  |  | No pm |  | Regulator, Vacuum | REGULATORVACUUM-Ohio Medical-PISA | [22 empty] | Regulator, Vacuum | REGULATORVACUUM | Regulator, Vacuum | Ohio Medical
YES | YES |  |  |  | 129-04297 | 129-04297 | Ohio Medical | PISA |  | JGGP07316 | SUGAR LAND - PACU |  |  |  |  | 129-04297 | 129-04297 | Sugar Land |  | SUGAR LAND - PACU |  |  |  |  | No pm |  | Regulator, Vacuum | REGULATORVACUUM-Ohio Medical-PISA | [22 empty] | Regulator, Vacuum | REGULATORVACUUM | Regulator, Vacuum | Ohio Medical
YES | YES |  |  |  | 129-02664 | 129-02664 | Ohio Medical | PISA |  | GFFK14600 | SUGAR LAND - PACU |  |  |  |  | 129-02664 | 129-02664 | Sugar Land |  | SUGAR LAND - PACU |  |  |  |  | No pm |  | Regulator, Vacuum | REGULATORVACUUM-Ohio Medical-PISA | [22 empty] | Regulator, Vacuum | REGULATORVACUUM | Regulator, Vacuum | Ohio Medical
YES | YES |  |  |  | 129-04293 | 129-04293 | Ohio Medical | PISA |  | JGGP07312 | SUGAR LAND - PACU |  |  |  |  | 129-04293 | 129-04293 | Sugar Land |  | SUGAR LAND - PACU |  |  |  |  | No pm |  | Regulator, Vacuum | REGULATORVACUUM-Ohio Medical-PISA | [22 empty] | Regulator, Vacuum | REGULATORVACUUM | Regulator, Vacuum | Ohio Medical
YES | YES |  |  |  | 129-00460 | 129-00460 | Ohio Medical | PISA |  |  | Sugar Land OR |  |  |  |  | 129-00460 | 129-00460 | Sugar Land | Memorial Hermann Sugar Land Hospital | Sugar Land OR | PACU | [5 empty] | Regulator, Vacuum | REGULATORVACUUM-Ohio Medical-PISA | [22 empty] | Regulator, Vacuum | REGULATORVACUUM | Regulator, Vacuum | Ohio Medical
YES | YES |  |  |  | 129-00459 | 129-00459 | Ohio Medical | PISA |  | AHBQ00290 | Sugar Land OR |  |  |  |  | 129-00459 | 129-00459 | Sugar Land | Memorial Hermann Sugar Land Hospital | Sugar Land OR | PACU | [5 empty] | Regulator, Vacuum | REGULATORVACUUM-Ohio Medical-PISA | [22 empty] | Regulator, Vacuum | REGULATORVACUUM | Regulator, Vacuum | Ohio Medical
YES | YES |  |  |  | 129-02641 | 129-02641 | Ohio Medical | PISA |  | GFFK12097 | Pacu |  |  |  |  | 129-02641 | 129-02641 | Sugar Land |  | Pacu |  |  |  |  | No pm |  | Regulator, Vacuum | REGULATORVACUUM-Ohio Medical-PISA | [22 empty] | Regulator, Vacuum | REGULATORVACUUM | Regulator, Vacuum | Ohio Medical
YES | YES |  |  |  | 005-33320 | 005-33320 | Ohio Medical | PISA |  | PSAY15526 | Obs |  |  |  |  | 005-33320 | 005-33320 | Sugar Land | Memorial Hermann Sugar Land Hospital | Obs | Obs 0 | 3/1/20 |  |  |  |  | Regulator, Vacuum | REGULATORVACUUM-Ohio Medical-PISA | [22 empty] | Regulator, Vacuum | REGULATORVACUUM | Regulator, Vacuum | Ohio Medical
YES | YES |  |  |  | 005-33321 | 005-33321 | Ohio Medical | PISA |  | PSAY 15452 | Obs |  |  |  |  | 005-33321 | 005-33321 | Sugar Land | Memorial Hermann Sugar Land Hospital | Obs | Obs 8 | [5 empty] | Regulator, Vacuum | REGULATORVACUUM-Ohio Medical-PISA | [22 empty] | Regulator, Vacuum | REGULATORVACUUM | Regulator, Vacuum | Ohio Medical
YES | YES |  |  |  | 005-33322 | 005-33322 | Ohio Medical | PISA |  | PSAY15520 | Obs |  |  |  |  | 005-33322 | 005-33322 | Sugar Land | Memorial Hermann Sugar Land Hospital | Obs | Obs 11 | [5 empty] | Regulator, Vacuum | REGULATORVACUUM-Ohio Medical-PISA | [22 empty] | Regulator, Vacuum | REGULATORVACUUM | Regulator, Vacuum | Ohio Medical
YES | YES |  |  |  | 005-33323 | 005-33323 | Ohio Medical | PISA |  | PSAY15530 | Obs |  |  |  |  | 005-33323 | 005-33323 | Sugar Land | Memorial Hermann Sugar Land Hospital | Obs | Obs 12 | [5 empty] | Regulator, Vacuum | REGULATORVACUUM-Ohio Medical-PISA | [22 empty] | Regulator, Vacuum | REGULATORVACUUM | Regulator, Vacuum | Ohio Medical
YES | YES |  |  |  | 142-09463 | 142-09463 | Ohio Medical | PISA |  | PSAZ04276 | WOODLANDS - TERRAMONT ER (CLINIC) |  |  |  |  | 142-09463 | 142-09463 | Woodlands | Memorial Hermann 24-Hour Emergency Care | WOODLANDS - TERRAMONT ER (CLINIC) | Treatment 3 |  |  |  | New add |  | Regulator, Vacuum | REGULATORVACUUM-Ohio Medical-PISA | [22 empty] | Regulator, Vacuum | REGULATORVACUUM | Regulator, Vacuum | Ohio Medical
YES | YES |  |  |  | 029-13235 | 029-13235 | Ohio Medical | PISA |  | PSAY07788 | WOODLANDS - NICU (NEW) |  |  |  |  | 029-13235 | 029-13235 | Woodlands | Memorial Hermann The Woodlands Medical Center | WOODLANDS - NICU (NEW) | NICU | [5 empty] | Regulator, Vacuum | REGULATORVACUUM-Ohio Medical-PISA | [22 empty] | Regulator, Vacuum | REGULATORVACUUM | Regulator, Vacuum | Ohio Medical
YES | YES |  |  |  | 029-13452 | 029-13452 | Ohio Medical | PISA |  | PSAY07963 | Neuroscience |  |  |  |  | 029-13452 | 029-13452 | Woodlands | Memorial Herman Hospital woodland | Neuroscience | E456 | [5 empty] | Regulator, Vacuum | REGULATORVACUUM-Ohio Medical-PISA | [22 empty] | Regulator, Vacuum | REGULATORVACUUM | Regulator, Vacuum | Ohio Medical
YES | YES |  |  |  | 029-13438 | 029-13438 | Ohio Medical | PISA |  | PSAY07940 | Neuroscience |  |  |  |  | 029-13438 | 029-13438 | Woodlands | Memorial Hermann Hospital Woodlands | Neuroscience | Neuroscience E455 | 6/1/19 |  | 6/1/20 | Please remove PM |  | Regulator, Vacuum | REGULATORVACUUM-Ohio Medical-PISA | [22 empty] | Regulator, Vacuum | REGULATORVACUUM | Regulator, Vacuum | Ohio Medical
YES | YES |  |  |  | 029-13439 | 029-13439 | Ohio Medical | PISA |  | PSAY07936 | Neuroscience |  |  |  |  | 029-13439 | 029-13439 | Woodlands | Memorial Hermann Hospital Woodlands | Neuroscience | Neuroscience E455 | 3/1/20 |  |  | Please remove PM |  | Regulator, Vacuum | REGULATORVACUUM-Ohio Medical-PISA | [22 empty] | Regulator, Vacuum | REGULATORVACUUM | Regulator, Vacuum | Ohio Medical
YES | YES |  |  |  | 074-06470 | 074-06470 | Ohio Medical | PISA |  | PSAY07965 | Neurospine |  |  |  |  | 074-06470 | 074-06470 | Woodlands | Memorial Hermann Hospital Woodlands | Neurospine | Neurospine E462 | [5 empty] | Regulator, Vacuum | REGULATORVACUUM-Ohio Medical-PISA | [22 empty] | Regulator, Vacuum | REGULATORVACUUM | Regulator, Vacuum | Ohio Medical
YES | YES |  |  |  | 074-06471 | 074-06471 | Ohio Medical | PISA |  | PSAY08000 | Neuroscience |  |  |  |  | 074-06471 | 074-06471 | Woodlands | Memorial Hermann Hospital Woodlands | Neuroscience | Neuroscience E462 | [5 empty] | Regulator, Vacuum | REGULATORVACUUM-Ohio Medical-PISA | [22 empty] | Regulator, Vacuum | REGULATORVACUUM | Regulator, Vacuum | Ohio Medical
YES | YES |  |  |  | 074-06473 | 074-06473 | Ohio Medical | PISA |  | PSAY07904 | Neuroscience |  |  |  |  | 074-06473 | 074-06473 | Woodlands | Memorial Hermann Hospital Woodlands | Neuroscience | Neuroscience E461 | [5 empty] | Regulator, Vacuum | REGULATORVACUUM-Ohio Medical-PISA | [22 empty] | Regulator, Vacuum | REGULATORVACUUM | Regulator, Vacuum | Ohio Medical
YES | YES |  |  |  | 074-06474 | 074-06474 | Ohio Medical | PISA |  | PSAY07930 | Neuroscience |  |  |  |  | 074-06474 | 074-06474 | Woodlands | Memorial Hermann Hospital Woodlands | Neuroscience | Neuroscience E461 | [5 empty] | Regulator, Vacuum | REGULATORVACUUM-Ohio Medical-PISA | [22 empty] | Regulator, Vacuum | REGULATORVACUUM | Regulator, Vacuum | Ohio Medical
YES | YES |  |  |  | 074-06475 | 074-06475 | Ohio Medical | PISA |  | PSAY07996 | Neuroscience |  |  |  |  | 074-06475 | 074-06475 | Woodlands | Memorial Hermann Hospital Woodlands | Neuroscience | Neuroscience E464 | [5 empty] | Regulator, Vacuum | REGULATORVACUUM-Ohio Medical-PISA | [22 empty] | Regulator, Vacuum | REGULATORVACUUM | Regulator, Vacuum | Ohio Medical
YES | YES |  |  |  | 074-06476 | 074-06476 | Ohio Medical | PISA |  | PSAY07925 | Neuroscience |  |  |  |  | 074-06476 | 074-06476 | Woodlands | Memorial Hermann Hospital Woodlands | Neuroscience | Neuroscience E464 | [5 empty] | Regulator, Vacuum | REGULATORVACUUM-Ohio Medical-PISA | [22 empty] | Regulator, Vacuum | REGULATORVACUUM | Regulator, Vacuum | Ohio Medical
YES | YES |  |  |  | 074-06479 | 074-06479 | Ohio Medical | PISA |  | PSAY07980 | ICU |  |  |  |  | 074-06479 | 074-06479 | Woodlands | Memorial Hermann Hospital Woodlands | ICU | ICU E445 | [5 empty] | Regulator, Vacuum | REGULATORVACUUM-Ohio Medical-PISA | [22 empty] | Regulator, Vacuum | REGULATORVACUUM | Regulator, Vacuum | Ohio Medical
YES | YES |  |  |  | 074-06480 | 074-06480 | Ohio Medical | PISA |  | PSAY07933 | ICU |  |  |  |  | 074-06480 | 074-06480 | Woodlands | Memorial Hermann Hospital Woodlands | ICU | ICU E445 | [5 empty] | Regulator, Vacuum | REGULATORVACUUM-Ohio Medical-PISA | [22 empty] | Regulator, Vacuum | REGULATORVACUUM | Regulator, Vacuum | Ohio Medical
YES | YES |  |  |  | 074-06482 | 074-06482 | Ohio Medical | PISA |  | PSAY07979 | ICU |  |  |  |  | 074-06482 | 074-06482 | Woodlands | Memorial Hermann Hospital Woodlands | ICU | ICU E445 | [5 empty] | Regulator, Vacuum | REGULATORVACUUM-Ohio Medical-PISA | [22 empty] | Regulator, Vacuum | REGULATORVACUUM | Regulator, Vacuum | Ohio Medical
YES | YES |  |  |  | 074-06483 | 074-06483 | Ohio Medical | PISA |  | PSAY07960 | ICU |  |  |  |  | 074-06483 | 074-06483 | Woodlands | Memorial Hermann Hospital Woodlands | ICU | ICU E444 | [5 empty] | Regulator, Vacuum | REGULATORVACUUM-Ohio Medical-PISA | [22 empty] | Regulator, Vacuum | REGULATORVACUUM | Regulator, Vacuum | Ohio Medical
YES | YES |  |  |  | 074-06484 | 074-06484 | Ohio Medical | PISA |  | PSAY07957 | ICU |  |  |  |  | 074-06484 | 074-06484 | Woodlands | Memorial Hermann Hospital Woodlands | ICU | ICU E444 | [5 empty] | Regulator, Vacuum | REGULATORVACUUM-Ohio Medical-PISA | [22 empty] | Regulator, Vacuum | REGULATORVACUUM | Regulator, Vacuum | Ohio Medical
YES | YES |  |  |  | 074-06486 | 074-06486 | Ohio Medical | PISA |  | PSAY07935 | ICU |  |  |  |  | 074-06486 | 074-06486 | Woodlands | Memorial Hermann Hospital Woodlands | ICU | ICU E444 | [5 empty] | Regulator, Vacuum | REGULATORVACUUM-Ohio Medical-PISA | [22 empty] | Regulator, Vacuum | REGULATORVACUUM | Regulator, Vacuum | Ohio Medical
YES | YES |  |  |  | 074-06494 | 074-06494 | Ohio Medical | PISA |  | PSAY07999 | ICU |  |  |  |  | 074-06494 | 074-06494 | Woodlands | Memorial Hermann Hospital Woodlands | ICU | ICU E433 | [5 empty] | Regulator, Vacuum | REGULATORVACUUM-Ohio Medical-PISA | [22 empty] | Regulator, Vacuum | REGULATORVACUUM | Regulator, Vacuum | Ohio Medical
YES | YES |  |  |  | 074-06495 | 074-06495 | Ohio Medical | PISA |  | PSAY07961 | ICU |  |  |  |  | 074-06495 | 074-06495 | Woodlands | Memorial Hermann Hospital Woodlands | ICU | ICU E433 | [5 empty] | Regulator, Vacuum | REGULATORVACUUM-Ohio Medical-PISA | [22 empty] | Regulator, Vacuum | REGULATORVACUUM | Regulator, Vacuum | Ohio Medical
YES | YES |  |  |  | 074-06498 | 074-06498 | Ohio Medical | PISA |  | PSAY07921 | ICU |  |  |  |  | 074-06498 | 074-06498 | Woodlands | Memorial Hermann Hospital Woodlands | ICU | ICU E433 | [5 empty] | Regulator, Vacuum | REGULATORVACUUM-Ohio Medical-PISA | [22 empty] | Regulator, Vacuum | REGULATORVACUUM | Regulator, Vacuum | Ohio Medical
YES | YES |  |  |  | 029-13949 | 029-13949 | Ohio Medical | PISA |  | PSAY07997 | Neuroscience |  |  |  |  | 029-13949 | 029-13949 | Woodlands | Memorial Hermann Hospital Woodlands | Neuroscience | Neuroscience E431 | [5 empty] | Regulator, Vacuum | REGULATORVACUUM-Ohio Medical-PISA | [22 empty] | Regulator, Vacuum | REGULATORVACUUM | Regulator, Vacuum | Ohio Medical
YES | YES |  |  |  | 029-13946 | 029-13946 | Ohio Medical | PISA |  | PSAY07903 | Neuroscience |  |  |  |  | 029-13946 | 029-13946 | Woodlands | Memorial Hermann Hospital Woodlands | Neuroscience | Neuroscience E431 | [5 empty] | Regulator, Vacuum | REGULATORVACUUM-Ohio Medical-PISA | [22 empty] | Regulator, Vacuum | REGULATORVACUUM | Regulator, Vacuum | Ohio Medical
YES | YES |  |  |  | 029-13945 | 029-13945 | Ohio Medical | PISA |  | PSAY07901 | Neuroscience |  |  |  |  | 029-13945 | 029-13945 | Woodlands | Memorial Hermann Hospital Woodlands | Neuroscience | Neuroscience E431 | [5 empty] | Regulator, Vacuum | REGULATORVACUUM-Ohio Medical-PISA | [22 empty] | Regulator, Vacuum | REGULATORVACUUM | Regulator, Vacuum | Ohio Medical
YES | YES |  |  |  | 099-08329 | 099-08329 | Ohio Medical | PISA |  | PSAX01803 | CVICU |  |  |  |  | 099-08329 | 099-08329 | Central | Memorial Hermann Hospital greater heights | CVICU | CVICU2 | [5 empty] | Regulator, Vacuum | REGULATORVACUUM-Ohio Medical-PISA | [22 empty] | Regulator, Vacuum | REGULATORVACUUM | Regulator, Vacuum | Ohio Medical
YES | YES |  |  |  | 099-08328 | 099-08328 | Ohio Medical | PISA |  | JGGW19279 | CVICU |  |  |  |  | 099-08328 | 099-08328 | Central | Memorial Hermann Hospital greater heights | CVICU | CVICU2 | [5 empty] | Regulator, Vacuum | REGULATORVACUUM-Ohio Medical-PISA | [22 empty] | Regulator, Vacuum | REGULATORVACUUM | Regulator, Vacuum | Ohio Medical
YES | YES |  |  |  | 013-34061 | 013-34061 | Ohio Medical | PISA |  | PSAY13404 | Floor 7 |  |  |  |  | 013-34061 | 013-34061 | Southwest | Memorial Hermann Southwest Hospital | Floor 7 | Floor 7 | [5 empty] | Regulator, Vacuum | REGULATORVACUUM-Ohio Medical-PISA | [22 empty] | Regulator, Vacuum | REGULATORVACUUM | Regulator, Vacuum | Ohio Medical
YES | YES |  |  |  | 013-34081 | 013-34081 | Ohio Medical | PISA |  | PSAY13364 | ICU |  |  |  |  | 013-34081 | 013-34081 | Southwest | Memorial Hermann Southwest Hospital | ICU | ICU41 | [5 empty] | Regulator, Vacuum | REGULATORVACUUM-Ohio Medical-PISA | [22 empty] | Regulator, Vacuum | REGULATORVACUUM | Regulator, Vacuum | Ohio Medical
YES | YES |  |  |  | 013-34079 | 013-34079 | Ohio Medical | PISA |  | PSAY13361 | Floor 7 |  |  |  |  | 013-34079 | 013-34079 | Southwest | Memorial Hermann Southwest Hospital | Floor 7 | Floor 7 | [5 empty] | Regulator, Vacuum | REGULATORVACUUM-Ohio Medical-PISA | [22 empty] | Regulator, Vacuum | REGULATORVACUUM | Regulator, Vacuum | Ohio Medical
YES | YES |  |  |  | 013-34083 | 013-34083 | Ohio Medical | PISA |  | PSAY13358 | SW - ICU - NEURO |  |  |  |  | 013-34083 | 013-34083 | Southwest | Memorial Hermann Southwest Hospital | SW - ICU - NEURO | Room H7 - ICU 47 |  |  |  | New Add |  | Regulator, Vacuum | REGULATORVACUUM-Ohio Medical-PISA | [22 empty] | Regulator, Vacuum | REGULATORVACUUM | Regulator, Vacuum | Ohio Medical
YES | YES |  |  |  | 013-34058 | 013-34058 | Ohio Medical | PISA |  | PSAY13375 | ICU |  |  |  |  | 013-34058 | 013-34058 | Southwest | Memorial Hermann Southwest Hospital | ICU | ICU41 | [5 empty] | Regulator, Vacuum | REGULATORVACUUM-Ohio Medical-PISA | [22 empty] | Regulator, Vacuum | REGULATORVACUUM | Regulator, Vacuum | Ohio Medical
YES | YES |  |  |  | 013-34070 | 013-34070 | Ohio Medical | PISA |  | PSAY13365 | Floor 7 |  |  |  |  | 013-34070 | 013-34070 | Southwest | Memorial Hermann Southwest Hospital | Floor 7 | Floor 7 | [5 empty] | Regulator, Vacuum | REGULATORVACUUM-Ohio Medical-PISA | [22 empty] | Regulator, Vacuum | REGULATORVACUUM | Regulator, Vacuum | Ohio Medical
YES | YES |  |  |  | 013-34060 | 013-34060 | Ohio Medical | PISA |  |  | SW - ICU - NEURO |  |  |  |  | 013-34060 | 013-34060 | Southwest | Memorial Hermann Southwest Hospital | SW - ICU - NEURO | Room H7 - ICU 47 |  |  |  | New Add - in use |  | Regulator, Vacuum | REGULATORVACUUM-Ohio Medical-PISA | [22 empty] | Regulator, Vacuum | REGULATORVACUUM | Regulator, Vacuum | Ohio Medical
YES | YES |  |  |  | 013-34059 | 013-34059 | Ohio Medical | PISA |  | PSAY13376 | ICU |  |  |  |  | 013-34059 | 013-34059 | Southwest | Memorial Hermann Southwest Hospital | ICU | ICU42 | [5 empty] | Regulator, Vacuum | REGULATORVACUUM-Ohio Medical-PISA | [22 empty] | Regulator, Vacuum | REGULATORVACUUM | Regulator, Vacuum | Ohio Medical
YES | YES |  |  |  | 013-34053 | 013-34053 | Ohio Medical | PISA |  | PSAY13373 | ICU |  |  |  |  | 013-34053 | 013-34053 | Southwest | Memorial Hermann Southwest Hospital | ICU | ICU42 | [5 empty] | Regulator, Vacuum | REGULATORVACUUM-Ohio Medical-PISA | [22 empty] | Regulator, Vacuum | REGULATORVACUUM | Regulator, Vacuum | Ohio Medical
YES | YES |  |  |  | 013-34057 | 013-34057 | Ohio Medical | PISA |  |  | SW - ICU - NEURO |  |  |  |  | 013-34057 | 013-34057 | Southwest | Memorial Hermann Southwest Hospital | SW - ICU - NEURO | Room H7 - ICU 47 |  |  |  | New Add |  | Regulator, Vacuum | REGULATORVACUUM-Ohio Medical-PISA | [22 empty] | Regulator, Vacuum | REGULATORVACUUM | Regulator, Vacuum | Ohio Medical
NO | YES |  |  |  | 099-13421 | 099-13421 | Ohio Medical | PISA |  | JGGM27111 | Biomed Shop |  |  |  |  | 099-13421 | 099-13421 | TMC | Memorial Hermann-Texas Medical Center | Biomed Shop | Biomed Shop |  |  |  | New Add |  | Regulator, Vacuum | REGULATORVACUUM-Ohio Medical-PISA | [22 empty] | Regulator, Vacuum | REGULATORVACUUM | Regulator, Vacuum | Ohio Medical
NO | YES |  |  |  | 010868825000208521PSAY13788 | 099-13287 | Ohio Medical | PISA |  | PSAY13788 | Er |  |  |  |  | 010868825000208521PSAY13788 | 099-13287 | TMC | Memorial Hermann-Texas Medical Center | Er | Triage | 3/1/20 |  |  | No PM Sticker |  | Regulator, Vacuum | REGULATORVACUUM-Ohio Medical-PISA | [22 empty] | Regulator, Vacuum | REGULATORVACUUM | Regulator, Vacuum | Ohio Medical
NO | YES |  |  |  | 099-13288 | 099-13288 | Ohio Medical | PISA |  | PSAY14482 | Er |  |  |  |  | 099-13288 | 099-13288 | TMC | Memorial Hermann-Texas Medical Center | Er | 11Trauma | 3/1/20 |  |  | No PM Sticker |  | Regulator, Vacuum | REGULATORVACUUM-Ohio Medical-PISA | [22 empty] | Regulator, Vacuum | REGULATORVACUUM | Regulator, Vacuum | Ohio Medical
NO | YES |  |  |  | 099-12167 | 099-12167 | Ohio Medical | PISA |  | PSAY13756 | TMC-Hermann-Pedi ER (1Hp) |  |  |  |  | 099-12167 | 099-12167 | TMC | MHHS-TMC | TMC-Hermann-Pedi ER (1Hp) | Pedi 27 |  |  |  | New Add |  | Regulator, Vacuum | REGULATORVACUUM-Ohio Medical-PISA | [22 empty] | Regulator, Vacuum | REGULATORVACUUM | Regulator, Vacuum | Ohio Medical
NO | YES |  |  |  | 099-12168 | 099-12168 | Ohio Medical | PISA |  | PSAY13747 | TMC-Hermann-Pedi ER (1Hp) |  |  |  |  | 099-12168 | 099-12168 | TMC | MHHS-TMC | TMC-Hermann-Pedi ER (1Hp) | Pedi 27 |  |  |  | New Add - No PM Required Sticker |  | Regulator, Vacuum | REGULATORVACUUM-Ohio Medical-PISA | [22 empty] | Regulator, Vacuum | REGULATORVACUUM | Regulator, Vacuum | Ohio Medical
NO | YES |  |  |  | 099-13289 | 099-13289 | Ohio Medical | PISA |  | PSAY13483 | Er |  |  |  |  | 099-13289 | 099-13289 | TMC | Memorial Hermann-Texas Medical Center | Er | Trauma | 3/1/20 |  |  | No PM Sticker |  | Regulator, Vacuum | REGULATORVACUUM-Ohio Medical-PISA | [22 empty] | Regulator, Vacuum | REGULATORVACUUM | Regulator, Vacuum | Ohio Medical
NO | YES |  |  |  | 099-12169 | 099-12169 | Ohio Medical | PISA |  | PSAY13744 | TMC-Hermann-Pedi ER (1Hp) |  |  |  |  | 099-12169 | 099-12169 | TMC | MHHS-TMC | TMC-Hermann-Pedi ER (1Hp) | Pedi 28 |  |  |  | New Add - No PM Required Sticker |  | Regulator, Vacuum | REGULATORVACUUM-Ohio Medical-PISA | [22 empty] | Regulator, Vacuum | REGULATORVACUUM | Regulator, Vacuum | Ohio Medical
NO | YES |  |  |  | 099-12170 | 099-12170 | Ohio Medical | PISA |  | PSAY13731 | TMC-Hermann-Pedi ER (1Hp) |  |  |  |  | 099-12170 | 099-12170 | TMC | MHHS-TMC | TMC-Hermann-Pedi ER (1Hp) | Pedi 28 |  |  |  | New Add - No PM Required Sticker |  | Regulator, Vacuum | REGULATORVACUUM-Ohio Medical-PISA | [22 empty] | Regulator, Vacuum | REGULATORVACUUM | Regulator, Vacuum | Ohio Medical
NO | YES |  |  |  | 099-14975 | 099-14975 | Ohio Medical | PISA |  | PSAY13755 | TMC-Hermann-Pedi ER (1Hp) |  |  |  |  | 099-14975 | 099-14975 | TMC | MHHS-TMC | TMC-Hermann-Pedi ER (1Hp) | TMC - HERMANN - PEDI ER (1HP) | [5 empty] | Regulator, Vacuum | REGULATORVACUUM-Ohio Medical-PISA | [22 empty] | Regulator, Vacuum | REGULATORVACUUM | Regulator, Vacuum | Ohio Medical
NO | YES |  |  |  | 099-14900 | 099-14900 | Ohio Medical | PISA |  | PSAY13735 | TMC-Hermann-Pedi ER (1Hp) |  |  |  |  | 099-14900 | 099-14900 | TMC | MHHS-TMC | TMC-Hermann-Pedi ER (1Hp) | TMC - HERMANN - PEDI ER (1HP) | [5 empty] | Regulator, Vacuum | REGULATORVACUUM-Ohio Medical-PISA | [22 empty] | Regulator, Vacuum | REGULATORVACUUM | Regulator, Vacuum | Ohio Medical
NO | YES |  |  |  | 099-13902 | 099-13902 | Ohio Medical | PISA |  | PSAY13564 | Er |  |  |  |  | 099-13902 | 099-13902 | TMC | Memorial Hermann-Texas Medical Center | Er |  | 3/1/20 |  |  | No PM Sticker |  | Regulator, Vacuum | REGULATORVACUUM-Ohio Medical-PISA | [22 empty] | Regulator, Vacuum | REGULATORVACUUM | Regulator, Vacuum | Ohio Medical
NO | YES |  |  |  | 099-14901 | 099-14901 | Ohio Medical | PISA |  | PSAY14310 | TMC-Hermann-Adult ER (1Hp) |  |  |  |  | 099-14901 | 099-14901 | TMC | MHHS-TMC | TMC-Hermann-Adult ER (1Hp) | TMC - HERMANN - ADULTER ER | [5 empty] | Regulator, Vacuum | REGULATORVACUUM-Ohio Medical-PISA | [22 empty] | Regulator, Vacuum | REGULATORVACUUM | Regulator, Vacuum | Ohio Medical
NO | YES |  |  |  | 099-14902 | 099-14902 | Ohio Medical | PISA |  | PSAY14018 | TMC-Hermann-Adult ER (1Hp) |  |  |  |  | 099-14902 | 099-14902 | TMC | MHHS-TMC | TMC-Hermann-Adult ER (1Hp) | TMC - HERMANN - ADULTER ER | [5 empty] | Regulator, Vacuum | REGULATORVACUUM-Ohio Medical-PISA | [22 empty] | Regulator, Vacuum | REGULATORVACUUM | Regulator, Vacuum | Ohio Medical
NO | YES |  |  |  | 099-14903 | 099-14903 | Ohio Medical | PISA |  | PSAY13682 | TMC-Hermann-Adult ER (1Hp) |  |  |  |  | 099-14903 | 099-14903 | TMC | MHHS-TMC | TMC-Hermann-Adult ER (1Hp) | TMC - HERMANN - ADULTER ER | [5 empty] | Regulator, Vacuum | REGULATORVACUUM-Ohio Medical-PISA | [22 empty] | Regulator, Vacuum | REGULATORVACUUM | Regulator, Vacuum | Ohio Medical
NO | YES |  |  |  | 099-14904 | 099-14904 | Ohio Medical | PISA |  | PSAY14162 | TMC-Hermann-Adult ER (1Hp) |  |  |  |  | 099-14904 | 099-14904 | TMC | MHHS-TMC | TMC-Hermann-Adult ER (1Hp) | TMC - HERMANN - ADULTER ER | 3/1/20 |  |  |  |  | Regulator, Vacuum | REGULATORVACUUM-Ohio Medical-PISA | [22 empty] | Regulator, Vacuum | REGULATORVACUUM | Regulator, Vacuum | Ohio Medical
NO | YES |  |  |  | 099-13899 | 099-13899 | Ohio Medical | PISA |  | PSAY14522 | Er |  |  |  |  | 099-13899 | 099-13899 | TMC | Memorial Hermann-Texas Medical Center | Er |  | 3/1/20 |  |  | No PM Sticker |  | Regulator, Vacuum | REGULATORVACUUM-Ohio Medical-PISA | [22 empty] | Regulator, Vacuum | REGULATORVACUUM | Regulator, Vacuum | Ohio Medical
NO | YES |  |  |  | 099-13905 | 099-13905 | Ohio Medical | PISA |  | JGGT02546 | Er 05 |  |  |  |  | 099-13905 | 099-13905 | TMC | Memorial Hermann-Texas Medical Center | Er 05 |  | 3/1/20 |  |  | No PM Sticker |  | Regulator, Vacuum | REGULATORVACUUM-Ohio Medical-PISA | [22 empty] | Regulator, Vacuum | REGULATORVACUUM | Regulator, Vacuum | Ohio Medical
NO | YES |  |  |  | 099-13906 | 099-13906 | Ohio Medical | PISA |  | PSAY13480 | Er |  |  |  |  | 099-13906 | 099-13906 | TMC | Memorial Hermann-Texas Medical Center | Er | Er05 | 3/1/20 |  |  | No PM Sticker |  | Regulator, Vacuum | REGULATORVACUUM-Ohio Medical-PISA | [22 empty] | Regulator, Vacuum | REGULATORVACUUM | Regulator, Vacuum | Ohio Medical
NO | YES |  |  |  | 099-13748 | 099-13748 | Ohio Medical | PISA |  | JGGW18817 | TMC-HVI-CVIMU (8Hvi) |  |  |  |  | 099-13748 | 099-13748 | TMC | MHHS-TMC | TMC-HVI-CVIMU (8Hvi) | 20th | 3/1/20 |  |  | No PM Sticker |  | Regulator, Vacuum | REGULATORVACUUM-Ohio Medical-PISA | [22 empty] | Regulator, Vacuum | REGULATORVACUUM | Regulator, Vacuum | Ohio Medical
NO | YES |  |  |  | 099-14886 | 099-14886 | Ohio Medical | PISA |  | PSAY13864 | TMC-Hermann-Pedi ER (1Hp) |  |  |  |  | 099-14886 | 099-14886 | TMC | MHHS-TMC | TMC-Hermann-Pedi ER (1Hp) | TMC - HERMANN - PEDI ER (1 HP) | [5 empty] | Regulator, Vacuum | REGULATORVACUUM-Ohio Medical-PISA | [22 empty] | Regulator, Vacuum | REGULATORVACUUM | Regulator, Vacuum | Ohio Medical
NO | YES |  |  |  | 099-14887 | 099-14887 | Ohio Medical | PISA |  | PSAY13736 | TMC-Hermann-Pedi ER (1Hp) |  |  |  |  | 099-14887 | 099-14887 | TMC | MHHS-TMC | TMC-Hermann-Pedi ER (1Hp) | TMC - HERMANN - PEDI ER (1 HP) | [5 empty] | Regulator, Vacuum | REGULATORVACUUM-Ohio Medical-PISA | [22 empty] | Regulator, Vacuum | REGULATORVACUUM | Regulator, Vacuum | Ohio Medical
NO | YES |  |  |  | 099-14889 | 099-14889 | Ohio Medical | PISA |  | PSAY13561 | TMC-Hermann-Adult ER (1Hp) |  |  |  |  | 099-14889 | 099-14889 | TMC | MHHS-TMC | TMC-Hermann-Adult ER (1Hp) | TMC - HERMANN - ADULT ER | [5 empty] | Regulator, Vacuum | REGULATORVACUUM-Ohio Medical-PISA | [22 empty] | Regulator, Vacuum | REGULATORVACUUM | Regulator, Vacuum | Ohio Medical
NO | YES |  |  |  | 099-14888 | 099-14888 | Ohio Medical | PISA |  | PSAY13484 | TMC-Hermann-Adult ER (1Hp) |  |  |  |  | 099-14888 | 099-14888 | TMC | MHHS-TMC | TMC-Hermann-Adult ER (1Hp) | TMC - HERMANN - ADULT ER | [5 empty] | Regulator, Vacuum | REGULATORVACUUM-Ohio Medical-PISA | [22 empty] | Regulator, Vacuum | REGULATORVACUUM | Regulator, Vacuum | Ohio Medical
NO | YES |  |  |  | 099-14890 | 099-14890 | Ohio Medical | PISA |  | PSAY13557 | TMC-Hermann-Adult ER (1Hp) |  |  |  |  | 099-14890 | 099-14890 | TMC | MHHS-TMC | TMC-Hermann-Adult ER (1Hp) | TMC - HERMANN - ADULT ER | [5 empty] | Regulator, Vacuum | REGULATORVACUUM-Ohio Medical-PISA | [22 empty] | Regulator, Vacuum | REGULATORVACUUM | Regulator, Vacuum | Ohio Medical
YES | YES |  |  |  | 099-14891 | 099-14891 | Ohio Medical | PISA |  | JGGU07010 | TMC - HERMANN - ADULT ER (1HP) |  |  |  |  | 099-14891 | 099-14891 | TMC | Memorial Hermann-Texas Medical Center | TMC - HERMANN - ADULT ER (1HP) | TMC - HERMANN - ADULT ER | [5 empty] | Regulator, Vacuum | REGULATORVACUUM-Ohio Medical-PISA | [22 empty] | Regulator, Vacuum | REGULATORVACUUM | Regulator, Vacuum | Ohio Medical
NO | YES |  |  |  | 099-14892 | 099-14892 | Ohio Medical | PISA |  | PSAY13862 | TMC-Hermann-Pedi ER (1Hp) |  |  |  |  | 099-14892 | 099-14892 | TMC | MHHS-TMC | TMC-Hermann-Pedi ER (1Hp) | TMC - HERMANN - PEDI ER (1HP) | [5 empty] | Regulator, Vacuum | REGULATORVACUUM-Ohio Medical-PISA | [22 empty] | Regulator, Vacuum | REGULATORVACUUM | Regulator, Vacuum | Ohio Medical
NO | YES |  |  |  | 099-14893 | 099-14893 | Ohio Medical | PISA |  | PSAY13732 | TMC-Hermann-Pedi ER (1Hp) |  |  |  |  | 099-14893 | 099-14893 | TMC | MHHS-TMC | TMC-Hermann-Pedi ER (1Hp) | TMC - HERMANN - PEDI ER (1HP) | [5 empty] | Regulator, Vacuum | REGULATORVACUUM-Ohio Medical-PISA | [22 empty] | Regulator, Vacuum | REGULATORVACUUM | Regulator, Vacuum | Ohio Medical
YES | YES |  |  |  | 099-14935 | 099-14935 | Ohio Medical | PISA |  | JGGP11412 | ACE |  |  |  |  | 099-14935 | 099-14935 | TMC | Memorial Hermann-Texas Medical Center | ACE | ACE | [5 empty] | Regulator, Vacuum | REGULATORVACUUM-Ohio Medical-PISA | [22 empty] | Regulator, Vacuum | REGULATORVACUUM | Regulator, Vacuum | Ohio Medical
YES | YES |  |  |  | 099-11236 | 099-11236 | Ohio Medical | PISA |  | JGGW19211 | TMC - CULLEN - GENERAL MEDICINE (3C) |  |  |  |  | 099-11236 | 099-11236 | TM | Memorial Hermann-Texas Medical Center | TMC - CULLEN - GENERAL MEDICINE (3C) | TMC - CULLEN - GENERAL MED | [5 empty] | Regulator, Vacuum | REGULATORVACUUM-Ohio Medical-PISA | [22 empty] | Regulator, Vacuum | REGULATORVACUUM | Regulator, Vacuum | Ohio Medical
YES | YES |  |  |  | 099-12821 | 099-12821 | Ohio Medical | PISA |  | JGGW19221 | [5 empty] | 099-12821 | 099-12821 | [9 empty] | Regulator, Vacuum | REGULATORVACUUM-Ohio Medical-PISA | [22 empty] | Regulator, Vacuum | REGULATORVACUUM | Regulator, Vacuum | Ohio Medical
YES | YES |  |  |  | 099-13950 | 099-13950 | Ohio Medical | PISA |  | PSAX14457 | TMC-5Wast |  |  |  |  | 099-13950 | 099-13950 | TMC | TMC | TMC-5Wast | C5-50 |  |  | 3/1/20 |  |  | Regulator, Vacuum | REGULATORVACUUM-Ohio Medical-PISA | [22 empty] | Regulator, Vacuum | REGULATORVACUUM | Regulator, Vacuum | Ohio Medical
YES | YES |  |  |  | 099-13953 | 099-13953 | Ohio Medical | PISA |  | PSAX13623 | TMC-5Wast |  |  |  |  | 099-13953 | 099-13953 | TMC | TMC | TMC-5Wast | C5-52 | 3/1/20 |  | 3/1/20 |  |  | Regulator, Vacuum | REGULATORVACUUM-Ohio Medical-PISA | [22 empty] | Regulator, Vacuum | REGULATORVACUUM | Regulator, Vacuum | Ohio Medical
YES | YES |  |  |  | 099-11250 | 099-11250 | Ohio Medical | PISA |  | PSAY22703 | TMC - JONES - BARIATRICS (9EJ) |  |  |  |  | 099-11250 | 099-11250 | TMC | Memorial Hermann-Texas Medical Center | TMC - JONES - BARIATRICS (9EJ) | TMC - JONES - BARIATRICS (9EJ) | [5 empty] | Regulator, Vacuum | REGULATORVACUUM-Ohio Medical-PISA | [22 empty] | Regulator, Vacuum | REGULATORVACUUM | Regulator, Vacuum | Ohio Medical
NO | YES |  |  |  | 099-11256 | 099-11256 | Ohio Medical | PISA |  | PSAY13925 | TMC-PACU-Adult (2Hp) |  |  |  |  | 099-11256 | 099-11256 | TMC | MHHS-TMC | TMC-PACU-Adult (2Hp) | TMC - PACU - ADULT (2HP) | [5 empty] | Regulator, Vacuum | REGULATORVACUUM-Ohio Medical-PISA | [22 empty] | Regulator, Vacuum | REGULATORVACUUM | Regulator, Vacuum | Ohio Medical
NO | YES |  |  |  | 099-11356 | 099-11356 | Ohio Medical | PISA |  | PSAY14179 | Transitional Care Unit |  |  |  |  | 099-11356 | 099-11356 | TMC | Memorial Hermann-Texas Medical Center | Transitional Care Unit | Room 62 | [5 empty] | Regulator, Vacuum | REGULATORVACUUM-Ohio Medical-PISA | [22 empty] | Regulator, Vacuum | REGULATORVACUUM | Regulator, Vacuum | Ohio Medical
NO | YES |  |  |  | 099-11258 | 099-11258 | Ohio Medical | PISA |  | PSAY13540 | TMC-PACU-Adult (2Hp) |  |  |  |  | 099-11258 | 099-11258 | TMC | MHHS-TMC | TMC-PACU-Adult (2Hp) | TMC - PACU - ADULT (2HP) | [5 empty] | Regulator, Vacuum | REGULATORVACUUM-Ohio Medical-PISA | [22 empty] | Regulator, Vacuum | REGULATORVACUUM | Regulator, Vacuum | Ohio Medical
YES | YES | Serial Number Cnf |  |  | 099-11616 | 099-11616 | Ohio Medical | PISA |  | CNF | 5 Jones acute care neuro science |  |  |  |  | 099-11616 | 099-11616 | TMC | Memorial Hermann-Texas Medical Center | 5 Jones acute care neuro science | Nurse station | [5 empty] | Regulator, Vacuum | REGULATORVACUUM-Ohio Medical-PISA | [22 empty] | Regulator, Vacuum | REGULATORVACUUM | Regulator, Vacuum | Ohio Medical
NO | YES |  |  |  | 099-09528 | 099-09528 | Ohio Medical | PISA |  | PSAY14323 | TMC-Hermann-Adult ER (1Hp) |  |  |  |  | 099-09528 | 099-09528 | TMC | MHHS-TMC | TMC-Hermann-Adult ER (1Hp) | TMC - HERMANN - ADULT ER (1HP) | [5 empty] | Regulator, Vacuum | REGULATORVACUUM-Ohio Medical-PISA | [22 empty] | Regulator, Vacuum | REGULATORVACUUM | Regulator, Vacuum | Ohio Medical
NO | YES |  |  |  | 099-09529 | 099-09529 | Ohio Medical | PISA |  | PSAY14118 | TMC-Hermann-Adult ER (1Hp) |  |  |  |  | 099-09529 | 099-09529 | TMC | MHHS-TMC | TMC-Hermann-Adult ER (1Hp) | TMC - HERMANN - ADULT ER (1HP) | [5 empty] | Regulator, Vacuum | REGULATORVACUUM-Ohio Medical-PISA | [22 empty] | Regulator, Vacuum | REGULATORVACUUM | Regulator, Vacuum | Ohio Medical
NO | YES |  |  |  | 099-09530 | 099-09530 | Ohio Medical | PISA |  | PSAY14121 | TMC-Hermann-Adult ER (1Hp) |  |  |  |  | 099-09530 | 099-09530 | TMC | MHHS-TMC | TMC-Hermann-Adult ER (1Hp) | TMC - HERMANN - ADULT ER (1HP) | [5 empty] | Regulator, Vacuum | REGULATORVACUUM-Ohio Medical-PISA | [22 empty] | Regulator, Vacuum | REGULATORVACUUM | Regulator, Vacuum | Ohio Medical
NO | YES |  |  |  | 099-09531 | 099-09531 | Ohio Medical | PISA |  | PSAY14277 | TMC-Hermann-Adult ER (1Hp) |  |  |  |  | 099-09531 | 099-09531 | TMC | MHHS-TMC | TMC-Hermann-Adult ER (1Hp) | TMC - HERMANN - ADULT ER (1HP) | [5 empty] | Regulator, Vacuum | REGULATORVACUUM-Ohio Medical-PISA | [22 empty] | Regulator, Vacuum | REGULATORVACUUM | Regulator, Vacuum | Ohio Medical
NO | YES |  |  |  | 099-09534 | 099-09534 | Ohio Medical | PISA |  | PSAY13776 | TMC-Hermann-Adult ER (1Hp) |  |  |  |  | 099-09534 | 099-09534 | TMC | MHHS-TMC | TMC-Hermann-Adult ER (1Hp) | TMC - HERMANN - ADULT ER (1HP) | [5 empty] | Regulator, Vacuum | REGULATORVACUUM-Ohio Medical-PISA | [22 empty] | Regulator, Vacuum | REGULATORVACUUM | Regulator, Vacuum | Ohio Medical
NO | YES |  |  |  | 099-09535 | 099-09535 | Ohio Medical | PISA |  | PSAY14391 | TMC-Hermann-Adult ER (1Hp) |  |  |  |  | 099-09535 | 099-09535 | TMC | MHHS-TMC | TMC-Hermann-Adult ER (1Hp) | TMC - HERMANN - ADULT ER (1HP) | [5 empty] | Regulator, Vacuum | REGULATORVACUUM-Ohio Medical-PISA | [22 empty] | Regulator, Vacuum | REGULATORVACUUM | Regulator, Vacuum | Ohio Medical
NO | YES |  |  |  | 099-09536 | 099-09536 | Ohio Medical | PISA |  | PSAY14425 | TMC-Hermann-Adult ER (1Hp) |  |  |  |  | 099-09536 | 099-09536 | TMC | MHHS-TMC | TMC-Hermann-Adult ER (1Hp) | TMC - HERMANN - ADULT ER (1HP) | [5 empty] | Regulator, Vacuum | REGULATORVACUUM-Ohio Medical-PISA | [22 empty] | Regulator, Vacuum | REGULATORVACUUM | Regulator, Vacuum | Ohio Medical
NO | YES |  |  |  | 099-09537 | 099-09537 | Ohio Medical | PISA |  | PSAY13910 | TMC-Hermann-Adult ER (1Hp) |  |  |  |  | 099-09537 | 099-09537 | TMC | MHHS-TMC | TMC-Hermann-Adult ER (1Hp) | TMC - HERMANN - ADULT ER (1HP) | [5 empty] | Regulator, Vacuum | REGULATORVACUUM-Ohio Medical-PISA | [22 empty] | Regulator, Vacuum | REGULATORVACUUM | Regulator, Vacuum | Ohio Medical
NO | YES |  |  |  | 099-09813 | 099-09813 | Ohio Medical | PISA |  | PSAY14161 | TMC-Sarofim 2-Adult Pre Op |  |  |  |  | 099-09813 | 099-09813 | TM | MHHS-TMC | TMC-Sarofim 2-Adult Pre Op | TMC - SAROFIM2 -ADULT PRE OP | [5 empty] | Regulator, Vacuum | REGULATORVACUUM-Ohio Medical-PISA | [22 empty] | Regulator, Vacuum | REGULATORVACUUM | Regulator, Vacuum | Ohio Medical
NO | YES |  |  |  | 099-09812 | 099-09812 | Ohio Medical | PISA |  | PSAY14178 | TMC-Sarofim 2-Adult Pre Op |  |  |  |  | 099-09812 | 099-09812 | TM | MHHS-TMC | TMC-Sarofim 2-Adult Pre Op | TMC - SAROFIM2 -ADULT PRE OP | [5 empty] | Regulator, Vacuum | REGULATORVACUUM-Ohio Medical-PISA | [22 empty] | Regulator, Vacuum | REGULATORVACUUM | Regulator, Vacuum | Ohio Medical
NO | YES |  |  |  | 099-09811 | 099-09811 | Ohio Medical | PISA |  | PSAY13680 | TMC-Sarofim 2-Adult Pre Op |  |  |  |  | 099-09811 | 099-09811 | TM | MHHS-TMC | TMC-Sarofim 2-Adult Pre Op | TMC - SAROFIM2 -ADULT PRE OP | [5 empty] | Regulator, Vacuum | REGULATORVACUUM-Ohio Medical-PISA | [22 empty] | Regulator, Vacuum | REGULATORVACUUM | Regulator, Vacuum | Ohio Medical
NO | YES |  |  |  | 099-09810 | 099-09810 | Ohio Medical | PISA |  | PSAY13613 | TMC-Sarofim 2-Adult PACU |  |  |  |  | 099-09810 | 099-09810 | TM | MHHS-TMC | TMC-Sarofim 2-Adult PACU | TMC - SAROFIM2 -ADULT PACU | [5 empty] | Regulator, Vacuum | REGULATORVACUUM-Ohio Medical-PISA | [22 empty] | Regulator, Vacuum | REGULATORVACUUM | Regulator, Vacuum | Ohio Medical
NO | YES |  |  |  | 099-09809 | 099-09809 | Ohio Medical | PISA |  | PSAY12913 | TMC-Sarofim 2-Adult PACU |  |  |  |  | 099-09809 | 099-09809 | TM | MHHS-TMC | TMC-Sarofim 2-Adult PACU | TMC - SAROFIM2 -ADULT PACU | [5 empty] | Regulator, Vacuum | REGULATORVACUUM-Ohio Medical-PISA | [22 empty] | Regulator, Vacuum | REGULATORVACUUM | Regulator, Vacuum | Ohio Medical
NO | YES |  |  |  | 099-09808 | 099-09808 | Ohio Medical | PISA |  | PSAY13893 | TMC-Sarofim 2-Adult PACU |  |  |  |  | 099-09808 | 099-09808 | TM | MHHS-TMC | TMC-Sarofim 2-Adult PACU | TMC - SAROFIM2 -ADULT PACU | [5 empty] | Regulator, Vacuum | REGULATORVACUUM-Ohio Medical-PISA | [22 empty] | Regulator, Vacuum | REGULATORVACUUM | Regulator, Vacuum | Ohio Medical
NO | YES |  |  |  | 099-09827 | 099-09827 | Ohio Medical | PISA |  | PSAY13873 | TMC-Sarofim 2-Adult PACU |  |  |  |  | 099-09827 | 099-09827 | TM | MHHS-TMC | TMC-Sarofim 2-Adult PACU | TMC - SAROFIM2 -ADULT PACU | [5 empty] | Regulator, Vacuum | REGULATORVACUUM-Ohio Medical-PISA | [22 empty] | Regulator, Vacuum | REGULATORVACUUM | Regulator, Vacuum | Ohio Medical
NO | YES |  |  |  | 099-09828 | 099-09828 | Ohio Medical | PISA |  | PSAY13875 | TMC-Sarofim 2-Adult PACU |  |  |  |  | 099-09828 | 099-09828 | TM | MHHS-TMC | TMC-Sarofim 2-Adult PACU | TMC - SAROFIM2 -ADULT PACU | [5 empty] | Regulator, Vacuum | REGULATORVACUUM-Ohio Medical-PISA | [22 empty] | Regulator, Vacuum | REGULATORVACUUM | Regulator, Vacuum | Ohio Medical
NO | YES |  |  |  | 099-09829 | 099-09829 | Ohio Medical | PISA |  | PSAY13915 | TMC-Sarofim 2-Adult PACU |  |  |  |  | 099-09829 | 099-09829 | TM | MHHS-TMC | TMC-Sarofim 2-Adult PACU | TMC - SAROFIM2 -ADULT PACU | [5 empty] | Regulator, Vacuum | REGULATORVACUUM-Ohio Medical-PISA | [22 empty] | Regulator, Vacuum | REGULATORVACUUM | Regulator, Vacuum | Ohio Medical
NO | YES |  |  |  | 099-09830 | 099-09830 | Ohio Medical | PISA |  | PSAY13028 | TMC-Sarofim 2-Adult PACU |  |  |  |  | 099-09830 | 099-09830 | TM | MHHS-TMC | TMC-Sarofim 2-Adult PACU | TMC - SAROFIM2 -ADULT PACU | [5 empty] | Regulator, Vacuum | REGULATORVACUUM-Ohio Medical-PISA | [22 empty] | Regulator, Vacuum | REGULATORVACUUM | Regulator, Vacuum | Ohio Medical
NO | YES |  |  |  | 099-09831 | 099-09831 | Ohio Medical | PISA |  | PSAY12912 | TMC-Sarofim 2-Adult PACU |  |  |  |  | 099-09831 | 099-09831 | TM | MHHS-TMC | TMC-Sarofim 2-Adult PACU | TMC - SAROFIM2 -ADULT PACU | [5 empty] | Regulator, Vacuum | REGULATORVACUUM-Ohio Medical-PISA | [22 empty] | Regulator, Vacuum | REGULATORVACUUM | Regulator, Vacuum | Ohio Medical
NO | YES |  |  |  | 099-09886 | 099-09886 | Ohio Medical | PISA |  | PSAY13850 | TMC-Sarofim 3-PACU |  |  |  |  | 099-09886 | 099-09886 | TMC | MHHS-TMC | TMC-Sarofim 3-PACU | TMC - SAROFIM 3 -PACU | [5 empty] | Regulator, Vacuum | REGULATORVACUUM-Ohio Medical-PISA | [22 empty] | Regulator, Vacuum | REGULATORVACUUM | Regulator, Vacuum | Ohio Medical
YES | YES |  |  |  | 099-09888 | 099-09888 | Ohio Medical | PISA |  | PSAY14503 | TMC - SAROFIM 3 - PACU |  |  |  |  | 099-09888 | 099-09888 | TMC | Memorial Hermann-Texas Medical Center | TMC - SAROFIM 3 - PACU | TMC - SAROFIM 3 - PACU | [5 empty] | Regulator, Vacuum | REGULATORVACUUM-Ohio Medical-PISA | [22 empty] | Regulator, Vacuum | REGULATORVACUUM | Regulator, Vacuum | Ohio Medical
NO | YES |  |  |  | 099-09889 | 099-09889 | Ohio Medical | PISA |  | PSAY14502 | TMC-Sarofim 3-PACU |  |  |  |  | 099-09889 | 099-09889 | TMC | MHHS-TMC | TMC-Sarofim 3-PACU | TMC - SAROFIM 3 - PACU | [5 empty] | Regulator, Vacuum | REGULATORVACUUM-Ohio Medical-PISA | [22 empty] | Regulator, Vacuum | REGULATORVACUUM | Regulator, Vacuum | Ohio Medical
NO | YES |  |  |  | 099-09891 | 099-09891 | Ohio Medical | PISA |  | PSAY13852 | TMC-Sarofim 3-PACU |  |  |  |  | 099-09891 | 099-09891 | TMC | MHHS-TMC | TMC-Sarofim 3-PACU | TMC - SAROFIM 3 - PACU | [5 empty] | Regulator, Vacuum | REGULATORVACUUM-Ohio Medical-PISA | [22 empty] | Regulator, Vacuum | REGULATORVACUUM | Regulator, Vacuum | Ohio Medical
NO | YES |  |  |  | 099-09892 | 099-09892 | Ohio Medical | PISA |  | PSAY13802 | TMC-Sarofim 3-PACU |  |  |  |  | 099-09892 | 099-09892 | TMC | MHHS-TMC | TMC-Sarofim 3-PACU | TMC - SAROFIM 3 - PACU | [5 empty] | Regulator, Vacuum | REGULATORVACUUM-Ohio Medical-PISA | [22 empty] | Regulator, Vacuum | REGULATORVACUUM | Regulator, Vacuum | Ohio Medical
YES | YES |  |  |  | 099-07162 | 099-07162 | Ohio Medical | PISA |  | PSAY25155 | TMC - SAROFIM 2 - OR |  |  |  |  | 099-07162 | 099-07162 |  | Memorial Hermann-tmc | TMC - SAROFIM 2 - OR | OR10 |  |  |  | No PM Sticker |  | Regulator, Vacuum | REGULATORVACUUM-Ohio Medical-PISA | [22 empty] | Regulator, Vacuum | REGULATORVACUUM | Regulator, Vacuum | Ohio Medical
YES | YES |  |  |  | 099-07163 | 099-07163 | Ohio Medical | PISA |  | PSAY25153 | TMC - SAROFIM 2 - OR |  |  |  |  | 099-07163 | 099-07163 |  | Memorial Hermann-tmc | TMC - SAROFIM 2 - OR | OR10 |  |  |  | No PM Sticker |  | Regulator, Vacuum | REGULATORVACUUM-Ohio Medical-PISA | [22 empty] | Regulator, Vacuum | REGULATORVACUUM | Regulator, Vacuum | Ohio Medical
YES | YES |  |  |  | 099-07164 | 099-07164 | Ohio Medical | PISA |  | PSAY25158 | TMC - SAROFIM 2 - OR |  |  |  |  | 099-07164 | 099-07164 |  | Memorial Hermann-tmc | TMC - SAROFIM 2 - OR | OR10 |  |  |  | No PM Sticker |  | Regulator, Vacuum | REGULATORVACUUM-Ohio Medical-PISA | [22 empty] | Regulator, Vacuum | REGULATORVACUUM | Regulator, Vacuum | Ohio Medical
YES | YES |  |  |  | 099-09896 | 099-09896 | Ohio Medical | PISA |  | PSAY25157 | TMC - SAROFIM 3 - OR |  |  |  |  | 099-09896 | 099-09896 | TMC | Memorial Hermann-Texas Medical Center | TMC - SAROFIM 3 - OR | TMC -SAROFIM 3 - OR | [5 empty] | Regulator, Vacuum | REGULATORVACUUM-Ohio Medical-PISA | [22 empty] | Regulator, Vacuum | REGULATORVACUUM | Regulator, Vacuum | Ohio Medical
NO | YES |  |  |  | 099-06243 | 099-06243 | Ohio Medical | PISA |  | JGGW05521 | SE-Esophageal Disease Center |  |  |  |  | 099-06243 | 099-06243 | Southeast | MHHS-Southeast | SE-Esophageal Disease Center | SE - ESOPHAGEAL DISEASE CENTER | [5 empty] | Regulator, Vacuum | REGULATORVACUUM-Ohio Medical-PISA | [22 empty] | Regulator, Vacuum | REGULATORVACUUM | Regulator, Vacuum | Ohio Medical
YES | YES |  |  |  | 005-12983 | 005-12983 | Ohio Medical | PISA |  | PSAY05989 | SE - DIALYSIS |  |  |  |  | 005-12983 | 005-12983 | Southeast | Memorial Hermann Southeast Hospital | SE - DIALYSIS | [6 empty] | Regulator, Vacuum | REGULATORVACUUM-Ohio Medical-PISA | [22 empty] | Regulator, Vacuum | REGULATORVACUUM | Regulator, Vacuum | Ohio Medical
YES | YES |  |  |  | 099-06691 | 099-06691 | Ohio Medical | PISA |  | JGGX01287 | SE - ICU |  |  |  |  | 099-06691 | 099-06691 | Southeast | Memorial Hermann Southeast Hospital | SE - ICU | Biomed shop | [5 empty] | Regulator, Vacuum | REGULATORVACUUM-Ohio Medical-PISA | [22 empty] | Regulator, Vacuum | REGULATORVACUUM | Regulator, Vacuum | Ohio Medical
NO | YES |  |  |  | 099-02325 | 099-02325 | Ohio Medical | PTS-ISU |  | JGGU23341 | Woodlands-ER |  |  |  |  | 099-02325 | 099-02325 | Woodlands | MHHS-Woodlands | Woodlands-ER | Nurses Station |  |  |  | New add - ?Auone-time inspection?Au
YES | YES |  |  |  | 099-14160 | 099-14160 | Ohio Medical | Regulator |  |  | TWC |  |  |  |  | 099-14160 | 099-14160 | TMC | Memorial Hermann-Texas Medical Center | TWC | Pedi-Triage EC705
YES | YES |  |  |  | 099-14174 | 099-14174 | Ohio Medical | Regulator |  |  | TWC |  |  |  |  | 099-14174 | 099-14174 | TMC | Memorial Hermann-Texas Medical Center | TWC | Trauma Rm 10 |  |  |  | No PM required
YES | YES |  |  |  | 099-14163 | 099-14163 | Ohio Medical | Regulator |  |  | TWC |  |  |  |  | 099-14163 | 099-14163 | TMC | Memorial Hermann-Texas Medical Center | TWC | Pedi Pacu 15
YES | YES |  |  |  | 099-14164 | 099-14164 | Ohio Medical | Regulator |  |  | TWC |  |  |  |  | 099-14164 | 099-14164 | TMC | Memorial Hermann-Texas Medical Center | TWC | Pedi Pacu 15
YES | YES |  |  |  | 099-14172 | 099-14172 | Ohio Medical | Regulator |  |  | TWC |  |  |  |  | 099-14172 | 099-14172 | TMC | Memorial Hermann-Texas Medical Center | TWC | Pedi Pacu 1 Isolation
YES | YES |  |  |  | 099-14171 | 099-14171 | Ohio Medical | Regulator |  |  | TWC |  |  |  |  | 099-14171 | 099-14171 | TMC | Memorial Hermann-Texas Medical Center | TWC | Pedi Pacu 1 Isolation
YES | YES |  |  |  | 099-12239 | 099-12239 | Ohio Medical | Regulator | [7 empty] | 099-12239 | 099-12239 | TMC | Memorial Hermann Heart |  | CVIMU Suite 1
YES | YES |  |  |  | 099-12238 | 099-12238 | Ohio Medical | Regulator | [7 empty] | 099-12238 | 099-12238 | TMC | Memorial Hermann Heart |  | CVIMU Suite 1
YES | YES |  |  |  | 099-12234 | 099-12234 | Ohio Medical | Regulator |  |  | TMC |  |  |  |  | 099-12234 | 099-12234 | TMC | Memorial Hermann Heart | TMC | CVIMU Suite 812
YES | YES |  |  |  | 099-12235 | 099-12235 | Ohio Medical | Regulator |  |  | TMC |  |  |  |  | 099-12235 | 099-12235 | TMC | Memorial Hermann Heart | TMC | CVIMU Suite 812
YES | YES |  |  |  | 099-12232 | 099-12232 | Ohio Medical | Regulator |  |  | TMC |  |  |  |  | 099-12232 | 099-12232 | TMC | Memorial Hermann Heart | TMC | CVIMU Suite 11
YES | YES |  |  |  | 099-12231 | 099-12231 | Ohio Medical | Regulator |  |  | TMC |  |  |  |  | 099-12231 | 099-12231 | TMC | Memorial Hermann Heart | TMC | CVIMU Suite 11
YES | YES |  |  |  | 099-12221 | 099-12221 | Ohio Medical | Regulator |  |  | TMC |  |  |  |  | 099-12221 | 099-12221 | TMC | Memorial Hermann Heart | TMC | CVIMU Suite 9
YES | YES |  |  |  | 099-12223 | 099-12223 | Ohio Medical | Regulator |  |  | TMC |  |  |  |  | 099-12223 | 099-12223 | TMC | Memorial Hermann Heart | TMC | CVIMU Suite 9
YES | YES |  |  |  | 099-12228 | 099-12228 | Ohio Medical | Regulator |  |  | TMC |  |  |  |  | 099-12228 | 099-12228 | TMC | Memorial Hermann Heart | TMC | CVIMU Suite 5
YES | YES |  |  |  | 099-13054 | 099-13054 | Ohio Medical | Regulator |  |  | TMC - HVI - CVIMU (8HVI) |  |  |  |  | 099-13054 | 099-13054 | TMC | Memorial Hermann Heart | TMC - HVI - CVIMU (8HVI) | CVIMU Suite 21
YES | YES |  |  |  | 099-13041 | 099-13041 | Ohio Medical | Regulator |  |  | TMC - HVI - CVIMU (8HVI) |  |  |  |  | 099-13041 | 099-13041 | TMC | Memorial Hermann Heart | TMC - HVI - CVIMU (8HVI) | CVIMU Suite 810
YES | YES |  |  |  | 099-13042 | 099-13042 | Ohio Medical | Regulator | [7 empty] | 099-13042 | 099-13042 | TMC | Memorial Hermann Heart |  | CVIMU 810
YES | YES |  |  |  | 099-13052 | 099-13052 | Ohio Medical | Regulator | [7 empty] | 099-13052 | 099-13052 | TMC | Memorial Hermann Heart |  | CVIMU 810
YES | YES |  |  |  | 099-13044 | 099-13044 | Ohio Medical | Regulator |  | JGGR08144 | [5 empty] | 099-13044 | 099-13044 | TMC | Memorial Hermann Heart |  | CVIMU 810
YES | YES |  |  |  | 099-13049 | 099-13049 | Ohio Medical | Regulator | [7 empty] | 099-13049 | 099-13049 | TMC | Memorial Hermann Heart |  | CVIMU 812
YES | YES |  |  |  | 069-24261 | 069-24261 | Ohio Medical | Regulator | [7 empty] | 069-24261 | 069-24261 | TMC | Memorial Hermann Heart |  | IMU-2
YES | YES |  |  |  | 099-13026 | 099-13026 | Ohio Medical | Regulator | [7 empty] | 099-13026 | 099-13026 | TMC | Memorial Hermann Heart |  | CCU-03
YES | YES |  |  |  | 099-12427 | 099-12427 | Ohio Medical | Regulator |  | JGGM20786 | TMC |  |  |  |  | 099-12427 | 099-12427 | TMC | Memorial Hermann Heart | TMC | Nurse Station
YES | YES |  |  |  | 099-12721 | 099-12721 | Ohio Medical | Regulator | [7 empty] | 099-12721 | 099-12721 | TMC | Memorial Hermann Heart |  | CVIMU Suite 5
NO | YES |  |  |  | 099-07168 | 099-07168 | Ohio Medical | Scha |  | SHAY00524 | TMC-OR-Hermann (2Hp) |  |  |  |  | 099-07168 | 099-07168 | TMC | MHHS-TMC | TMC-OR-Hermann (2Hp) | OR 36
NO | YES |  |  |  | 099-07169 | 099-07169 | Ohio Medical | Scha |  | SHAY00514 | TMC-OR-Hermann (2Hp) |  |  |  |  | 099-07169 | 099-07169 | TMC | MHHS-TMC | TMC-OR-Hermann (2Hp) | OR 36
YES | YES |  |  |  | 069-44623 | 069-44623 | Ohio Medical | SCHA |  | 010868825000223821SHAY00521 | TMC - OR |  |  |  |  | 069-44623 | 069-44623 | TMC | Memorial Hermann-Texas Medical Center | TMC - OR | OR 40
NO | YES |  |  |  | 069-44624 | 069-44624 | Ohio Medical | SCHA |  | SHAY00530 | TMC-OR-Hermann (2Hp) |  |  |  |  | 069-44624 | 069-44624 | TMC | MHHS-TMC | TMC-OR-Hermann (2Hp) | OR 40
YES | YES | Serial Number Cnf |  |  | 099-07175 | 099-07175 | Ohio Medical | Scha |  | Cnf | TMC - OR - HERMANN (2HP) |  |  |  |  | 099-07175 | 099-07175 | TMC | Memorial Hermann-Texas Medical Center | TMC - OR - HERMANN (2HP) | OR 36
NO | YES |  |  |  | 069-44629 | 069-44629 | Ohio Medical | SCHA |  | SHAY00512 | TMC-OR-Hermann (2Hp) |  |  |  |  | 069-44629 | 069-44629 | TMC | MHHS-TMC | TMC-OR-Hermann (2Hp) | OR 40
NO | YES |  |  |  | 069-45019 | 069-45019 | Ohio Medical | SCHA |  | SHAY00517 | TMC-Sarofim 2-OR |  |  |  |  | 069-45019 | 069-45019 | TMC | MHHS-TMC | TMC-Sarofim 2-OR | OR 40 |  |  |  | No pm found
YES | YES |  |  |  | 069-45021 | 069-45021 | Ohio Medical | SCHA |  | SHAY00519 | TMC - OR - SEROFIM |  |  |  |  | 069-45021 | 069-45021 | TMC | Memorial Hermann-Texas Medical Center | TMC - OR - SEROFIM | OR 42
NO | YES |  |  |  | 099-09846 | 099-09846 | Ohio Medical | Scha |  | PSAY13766 | TMC-OR-Hermann (2Hp) |  |  |  |  | 099-09846 | 099-09846 | TMC | MHHS-TMC | TMC-OR-Hermann (2Hp) | Sterizer room
YES | YES |  |  |  | 099-09466 | 099-09466 | Ohio Medical | Suction regulator |  | Ahcl04806 | TMC - JONES - B - Audiology |  |  |  |  | 099-09466 | 099-09466 |  | Memorial Hermann-tmc | TMC - JONES - B - Audiology | Jb100.11 |  |  |  | No PM Sticker
YES | YES |  |  |  | 099-09501 | 099-09501 | Ohio Medical | Suction regulator |  | Nsn | TMC - SAROFIM 2 - ADULT PRE OP |  |  |  |  | 099-09501 | 099-09501 |  | Memorial Hermann-tmc | TMC - SAROFIM 2 - ADULT PRE OP | Room 64 |  |  |  | No PM Sticker
YES | YES |  |  |  | 142-09275 | 142-09275 | Ohio Medical | Vacuum |  |  | SUGAR LAND - Observation |  |  |  |  | 142-09275 | 142-09275 | Sugar Land | Memorial Hermann Sugar Land Hospital | SUGAR LAND - Observation | Room 1
YES | YES |  |  |  | 099-12722 | 099-12722 | Ohio Medical | Vacuum | [7 empty] | 099-12722 | 099-12722 | TMC | Memorial Hermann Heart |  | CVIMU Suite 15
YES | YES |  |  |  | 099-12515 | 099-12515 | Ohio Medical | Vacuum |  |  | TMC - SAROFIM 1 - ADULT ER |  |  |  |  | 099-12515 | 099-12515 | TMC | Memorial Hermann-Texas Medical Center | TMC - SAROFIM 1 - ADULT ER | Trauma 7
YES | YES |  |  |  | 099-12506 | 099-12506 | Ohio Medical | Vacuum | [7 empty] | 099-12506 | 099-12506 | TMC | Memorial Hermann-Texas Medical Center |  | C3/01
YES | YES |  |  |  | 099-11423 | 099-11423 | Ohio Medical | Vacuum | [7 empty] | 099-11423 | 099-11423 | TMC | Memorial Hermann-Texas Medical Center |  | C3/03
YES | YES |  |  |  | 099-11426 | 099-11426 | Ohio Medical | Vacuum |  |  | TMC - CULLEN - GENERAL MEDICINE (3C) |  |  |  |  | 099-11426 | 099-11426 | TMC | Memorial Hermann Cancer Center - Texas Medical Center (#2900) | TMC - CULLEN - GENERAL MEDICINE (3C) | Nurses Station
YES | YES |  |  |  | 099-11433 | 099-11433 | Ohio Medical | Vacuum |  |  | TWC |  |  |  |  | 099-11433 | 099-11433 | TMC | Memorial Hermann-Texas Medical Center | TWC | MIMU 6
YES | YES |  |  |  | 099-11091 | 099-11091 | Ohio Medical | Vacuum |  |  | TWC |  |  |  |  | 099-11091 | 099-11091 | TMC | Memorial Hermann-Texas Medical Center | TWC | Adult Dialysis
YES | YES |  |  |  | 099-11094 | 099-11094 | Ohio Medical | Vacuum |  |  | TMC - DIALYSIS - ADULT (9J) |  |  |  |  | 099-11094 | 099-11094 | TMC | Memorial Hermann-Texas Medical Center | TMC - DIALYSIS - ADULT (9J) | J8/49
YES | YES |  |  |  | 069-27917 | 069-27917 | Ohio Medical | Vacuum |  |  | NSICU |  |  |  |  | 069-27917 | 069-27917 | TMC | Memorial Hermann-Texas Medical Center | NSICU | NSICU 2
YES | YES |  |  |  | 099-11082 | 099-11082 | Ohio Medical | Vacuum |  |  | TWC- Acute Care |  |  |  |  | 099-11082 | 099-11082 | TMC | Memorial Hermann-Texas Medical Center | TWC- Acute Care | J505
YES | YES |  |  |  | 099-11271 | 099-11271 | Ohio Medical | Vacuum |  |  | TWC- Rehabilitation |  |  |  |  | 099-11271 | 099-11271 | TMC | Memorial Hermann-Texas Medical Center | TWC- Rehabilitation | J4/57
YES | YES |  |  |  | 099-11288 | 099-11288 | Ohio Medical | Vacuum |  |  | TWC- Stroke |  |  |  |  | 099-11288 | 099-11288 | TMC | Memorial Hermann-Texas Medical Center | TWC- Stroke | Stroke 1
YES | YES |  |  |  | 099-11283 | 099-11283 | Ohio Medical | Vacuum |  |  | TMC - JONES - TX TRAUMA (6J) |  |  |  |  | 099-11283 | 099-11283 | TMC | Memorial Hermann-Texas Medical Center | TMC - JONES - TX TRAUMA (6J) | J4/473
YES | YES |  |  |  | 099-05177 | 099-05177 | Ohio Medical | Vacuum | [7 empty] | 099-05177 | 099-05177 | TMC | Memorial Hermann-Texas Medical Center |  | H10/72
YES | YES |  |  |  | 099-05184 | 099-05184 | Ohio Medical | Vacuum | [7 empty] | 099-05184 | 099-05184 | TMC | Memorial Hermann-Texas Medical Center |  | H10/74
YES | YES |  |  |  | 099-05210 | 099-05210 | Ohio Medical | Vacuum | [7 empty] | 099-05210 | 099-05210 | TMC | TMC |  | H9/25 PEDI
YES | YES |  |  |  | 099-05711 | 099-05711 | Ohio Medical | Vacuum |  | Nsn | NICU bear A |  |  |  |  | 099-05711 | 099-05711 |  | TMC | NICU bear A | Memorial Hermann-Texas Medical Center NICU | 3/1/20 |  |  | No PM Sticker
YES | YES |  |  |  | 099-05780 | 099-05780 | Ohio Medical | Vacuum | [7 empty] | 099-05780 | 099-05780 |  | Memorial Hermann- TMC |  | HP6/93
YES | YES |  |  |  | 099-05809 | 099-05809 | Ohio Medical | Vacuum | [7 empty] | 099-05809 | 099-05809 |  | Memorial Hermann- TMC |  | HP6/71
YES | YES |  |  |  | 099-05811 | 099-05811 | Ohio Medical | Vacuum |  |  | Tecovery |  |  |  |  | 099-05811 | 099-05811 |  | Memorial Hermann- TMC | Tecovery | HP7/133.1
YES | YES |  |  |  | 099-05812 | 099-05812 | Ohio Medical | Vacuum |  |  | Tecovery |  |  |  |  | 099-05812 | 099-05812 |  | Memorial Hermann- TMC | Tecovery | HP7/133.1
YES | YES |  |  |  | 099-05853 | 099-05853 | Ohio Medical | Vacuum | [7 empty] | 099-05853 | 099-05853 |  | Memorial Hermann-TWC |  | STICU 22
YES | YES |  |  |  | 099-09456 | 099-09456 | Ohio Medical | Vacuum |  |  | TMC - HERMANN - COU (1R) |  |  |  |  | 099-09456 | 099-09456 |  | Memorial Hermann-TMC | TMC - HERMANN - COU (1R) | COU-12
YES | YES |  |  |  | 099-09458 | 099-09458 | Ohio Medical | Vacuum |  |  | TMC - HERMANN - COU (1R) |  |  |  |  | 099-09458 | 099-09458 |  | Memorial Hermann-TMC | TMC - HERMANN - COU (1R) | COU-18
YES | YES |  |  |  | 099-09451 | 099-09451 | Ohio Medical | Vacuum |  |  | TMC - MHTMC - RAPID RESPONSE |  |  |  |  | 099-09451 | 099-09451 | TMC | Memorial Hermann-Texas Medical Center | TMC - MHTMC - RAPID RESPONSE | J2/400.6
YES | YES |  |  |  | 099-09448 | 099-09448 | Ohio Medical | Vacuum | [7 empty] | 099-09448 | 099-09448 | TMC | Memorial Hermann-TMC |  | S8/35 | 3/1/20
YES | YES |  |  |  | 099-09463 | 099-09463 | Ohio Medical | Vacuum |  |  | MICU |  |  |  |  | 099-09463 | 099-09463 | TMC | Memorial Hermann-TMC | MICU | S8/35
YES | YES |  |  |  | 099-09464 | 099-09464 | Ohio Medical | Vacuum |  |  | MICU |  |  |  |  | 099-09464 | 099-09464 | TMC | Memorial Hermann-TMC | MICU | S8/35
YES | YES |  |  |  | 069-40291 | 069-40291 | Ohio Medical | Vacuum |  |  | TMC - JONES - GAMMA KNIFE (JB) |  |  |  |  | 069-40291 | 069-40291 | TMC | Memorial Hermann-Texas Medical Center | TMC - JONES - GAMMA KNIFE (JB) | JB/431
YES | YES |  |  |  | 099-09434 | 099-09434 | Ohio Medical | Vacuum |  |  | TMC - JONES - GAMMA KNIFE (JB) |  |  |  |  | 099-09434 | 099-09434 | TMC | Memorial Hermann-Texas Medical Center | TMC - JONES - GAMMA KNIFE (JB) | JB/437
YES | YES |  |  |  | 099-09440 | 099-09440 | Ohio Medical | Vacuum |  |  | TMC - SAROFIM 2 - ADULT PRE OP |  |  |  |  | 099-09440 | 099-09440 | TMC | Memorial Hermann-Texas Medical Center | TMC - SAROFIM 2 - ADULT PRE OP | S2/60
YES | YES |  |  |  | 099-09432 | 099-09432 | Ohio Medical | Vacuum |  |  | TMC - SAROFIM 2 - ADULT PRE OP |  |  |  |  | 099-09432 | 099-09432 | TMC | Memorial Hermann-Texas Medical Center | TMC - SAROFIM 2 - ADULT PRE OP | S2/62
YES | YES |  |  |  | 099-09431 | 099-09431 | Ohio Medical | Vacuum |  |  | TMC - SAROFIM 2 - ADULT PRE OP |  |  |  |  | 099-09431 | 099-09431 | TMC | Memorial Hermann-Texas Medical Center | TMC - SAROFIM 2 - ADULT PRE OP | S2/49
YES | YES |  |  |  | 099-09441 | 099-09441 | Ohio Medical | Vacuum |  |  | TMC - SAROFIM 2 - ADULT PRE OP |  |  |  |  | 099-09441 | 099-09441 | TMC | Memorial Hermann-Texas Medical Center | TMC - SAROFIM 2 - ADULT PRE OP | S2/47
YES | YES |  |  |  | 099-09442 | 099-09442 | Ohio Medical | Vacuum |  |  | TMC - SAROFIM 2 - ADULT PRE OP |  |  |  |  | 099-09442 | 099-09442 | TMC | Memorial Hermann-Texas Medical Center | TMC - SAROFIM 2 - ADULT PRE OP | S2/45
YES | YES |  |  |  | 099-09443 | 099-09443 | Ohio Medical | Vacuum |  |  | TMC - PACU - ROBERTSON (2R) |  |  |  |  | 099-09443 | 099-09443 | TMC | Memorial Hermann-Texas Medical Center | TMC - PACU - ROBERTSON (2R) | PACU 19
YES | YES |  |  |  | 099-09444 | 099-09444 | Ohio Medical | Vacuum |  |  | TMC - SAROFIM 2 - ADULT PACU |  |  |  |  | 099-09444 | 099-09444 | TMC | Memorial Hermann-Texas Medical Center | TMC - SAROFIM 2 - ADULT PACU | PACU 19
YES | YES |  |  |  | 099-09430 | 099-09430 | Ohio Medical | Vacuum |  |  | TMC - PACU - ROBERTSON (2R) |  |  |  |  | 099-09430 | 099-09430 | TMC | Memorial Hermann-Texas Medical Center | TMC - PACU - ROBERTSON (2R) | PACU 20
YES | YES |  |  |  | 099-09445 | 099-09445 | Ohio Medical | Vacuum |  |  | TMC - PACU - ROBERTSON (2R) |  |  |  |  | 099-09445 | 099-09445 | TMC | Memorial Hermann-Texas Medical Center | TMC - PACU - ROBERTSON (2R) | PACU 20
YES | YES |  |  |  | 099-09428 | 099-09428 | Ohio Medical | Vacuum | [7 empty] | 099-09428 | 099-09428 |  | Memorial Hermann-TMC |  | PACU 18
YES | YES |  |  |  | 069-44965 | 069-44965 | Ohio Medical | Vacuum |  | 010868825000208521PSAY13887 | TMC - PACU - ROBERTSON (2R) |  |  |  |  | 069-44965 | 069-44965 | TMC | Memorial Hermann-Texas Medical Center | TMC - PACU - ROBERTSON (2R) | PACU 17
NO | YES |  |  |  | 069-44964 | 069-44964 | Ohio Medical | Vacuum |  | PSAY13826 | TMC-PACU-Robertson (2R) |  |  |  |  | 069-44964 | 069-44964 | TMC | MHHS-TMC | TMC-PACU-Robertson (2R) | PACU 17
NO | YES |  |  |  | 069-44961 | 069-44961 | Ohio Medical | Vacuum |  | SHAY00520 | TMC-OR-Robertson (2R) |  |  |  |  | 069-44961 | 069-44961 | TMC | MHHS-TMC | TMC-OR-Robertson (2R) | OR 38
YES | YES |  |  |  | 069-44966 | 069-44966 | Ohio Medical | Vacuum |  |  | TMC - SAROFIM 3 - PACU |  |  |  |  | 069-44966 | 069-44966 | TMC | Memorial Hermann-Texas Medical Center | TMC - SAROFIM 3 - PACU | PACU 18
YES | YES |  |  |  | 069-44968 | 069-44968 | Ohio Medical | Vacuum |  |  | TMC - SAROFIM 3 - PACU |  |  |  |  | 069-44968 | 069-44968 | TMC | Memorial Hermann-Texas Medical Center | TMC - SAROFIM 3 - PACU | PACU 18
YES | YES |  |  |  | 069-44969 | 069-44969 | Ohio Medical | Vacuum |  |  | TMC - SAROFIM 3 - PACU |  |  |  |  | 069-44969 | 069-44969 | TMC | Memorial Hermann-Texas Medical Center | TMC - SAROFIM 3 - PACU | PACU 18
YES | YES |  |  |  | 069-44971 | 069-44971 | Ohio Medical | Vacuum |  |  | TMC - SAROFIM 3 - PACU |  |  |  |  | 069-44971 | 069-44971 | TMC | Memorial Hermann-Texas Medical Center | TMC - SAROFIM 3 - PACU | PACU 18
YES | YES |  |  |  | 069-44973 | 069-44973 | Ohio Medical | Vacuum |  |  | TMC - SAROFIM 3 - PACU |  |  |  |  | 069-44973 | 069-44973 | TMC | Memorial Hermann-Texas Medical Center | TMC - SAROFIM 3 - PACU | PACU 14
YES | YES |  |  |  | 099-07062 | 099-07062 | Ohio Medical | Vacuum |  |  | TMC - SAROFIM 3 - PACU |  |  |  |  | 099-07062 | 099-07062 | TMC | Memorial Hermann-Texas Medical Center | TMC - SAROFIM 3 - PACU | PACU 14
YES | YES |  |  |  | 099-07063 | 099-07063 | Ohio Medical | Vacuum |  |  | TMC - SAROFIM 3 - PACU |  |  |  |  | 099-07063 | 099-07063 | TMC | Memorial Hermann-Texas Medical Center | TMC - SAROFIM 3 - PACU | PACU 19
YES | YES |  |  |  | 099-07064 | 099-07064 | Ohio Medical | Vacuum |  |  | TMC - SAROFIM 3 - PACU |  |  |  |  | 099-07064 | 099-07064 | TMC | Memorial Hermann-Texas Medical Center | TMC - SAROFIM 3 - PACU | PACU 19
YES | YES |  |  |  | 099-07060 | 099-07060 | Ohio Medical | Vacuum |  |  | TMC - SAROFIM 3 - PACU |  |  |  |  | 099-07060 | 099-07060 | TMC | Memorial Hermann-Texas Medical Center | TMC - SAROFIM 3 - PACU | PRE-OP 44
YES | YES |  |  |  | 099-07059 | 099-07059 | Ohio Medical | Vacuum |  |  | TMC - SAROFIM 3 - PACU |  |  |  |  | 099-07059 | 099-07059 | TMC | Memorial Hermann-Texas Medical Center | TMC - SAROFIM 3 - PACU | PRE-OP 43
YES | YES |  |  |  | 099-07056 | 099-07056 | Ohio Medical | Vacuum |  |  | TMC - SAROFIM 3 - PACU |  |  |  |  | 099-07056 | 099-07056 | TMC | Memorial Hermann-Texas Medical Center | TMC - SAROFIM 3 - PACU | PRE-OP 36
YES | YES |  |  |  | 099-07055 | 099-07055 | Ohio Medical | Vacuum |  |  | TMC - OR - PEDI OR (2R) |  |  |  |  | 099-07055 | 099-07055 | TMC | Memorial Hermann-Texas Medical Center | TMC - OR - PEDI OR (2R) | OR 08
YES | YES |  |  |  | 099-07859 | 099-07859 | Ohio Medical | Vacuum |  |  | TMC - OR - MOBILE EQUIP |  |  |  |  | 099-07859 | 099-07859 | TMC | Memorial Hermann-Texas Medical Center | TMC - OR - MOBILE EQUIP | OR-53
NO | YES |  |  |  | 099-04419 | 099-04419 | Ohio Medical | Vacuum Regulator |  | JGGS21890 | MH MG-(PL)-Pearland Multi-Specialty (Mp 2) |  |  |  |  | 099-04419 | 099-04419 | Pearland | MHHS-MG | MH MG-(PL)-Pearland Multi-Specialty (Mp 2) | Radiology
YES | YES |  |  |  | 099-04420 | 099-04420 | Ohio Medical | Vacuum Regulator |  | GFHW00376 | Mustispecialty |  |  |  |  | 099-04420 | 099-04420 | Pearland | Memorial Hermann Pearland Hospital | Mustispecialty | Radiology MRI Room
NO | YES |  |  |  | 099-04422 | 099-04422 | Ohio Medical | Vacuum Regulator |  | JGGV05196 | Pearland-Emergency Center |  |  |  |  | 099-04422 | 099-04422 | Pearland | MHHS-Pearland Hospital | Pearland-Emergency Center | Pearland ER - IR 1
NO | YES |  |  |  | 099-04424 | 099-04424 | Ohio Medical | Vacuum Regulator |  | JGGS21893 | Pearland-Emergency Center |  |  |  |  | 099-04424 | 099-04424 | Pearland | MHHS-Pearland Hospital | Pearland-Emergency Center | Pearland ER - IR 1
YES | YES |  |  |  | 099-04352 | 099-04352 | Ohio Medical | Vacuum Regulator |  | 61K19040149113 | PEARLAND - EMERGENCY CENTER |  |  |  |  | 099-04352 | 099-04352 | Pearland | Memorial Hermann Pearland Hospital | PEARLAND - EMERGENCY CENTER | CDU 2
YES | YES | Serial Number Cnf |  |  | 099-04356 | 099-04356 | Ohio Medical | Vacuum Regulator |  | CNF | PEARLAND - EMERGENCY CENTER |  |  |  |  | 099-04356 | 099-04356 | Pearland | Memorial Hermann Pearland Hospital | PEARLAND - EMERGENCY CENTER | CDU 3
YES | YES |  |  |  | 099-04360 | 099-04360 | Ohio Medical | Vacuum regulator |  | 71K19040149115 | PEARLAND - EMERGENCY CENTER |  |  |  |  | 099-04360 | 099-04360 | Pearland | Memorial Hermann Pearland Hospital | PEARLAND - EMERGENCY CENTER | CDU 4
YES | YES |  |  |  | 069-25164 | 069-25164 | Ohio Medical | Vacuum Regulator |  | GFFK07260 | Respiratory |  |  |  |  | 069-25164 | 069-25164 | Pearland | Memorial Hermann Pearland Hospital | Respiratory | Biomed Shop
YES | YES | Serial Number 881VR-200-OH-C |  |  | 099-04829 | 099-04829 | Ohio Medical | Vacuum Regulator |  | 881VR-200-OH-C | Respiratory |  |  |  |  | 099-04829 | 099-04829 | Pearland | Memorial Hermann Pearland Hospital | Respiratory | Biomed Shop
YES | YES |  |  |  | 133-03274 | 133-03274 | Ohio Medical | Vacuum Regulator |  | GFFK21039 | KATY - PACU |  |  |  |  | 133-03274 | 133-03274 | Katy | Memorial Hermann Katy Hospital | KATY - PACU | Bay 24 | 10/1/06
YES | YES |  |  |  | 029-13283 | 029-13283 | Ohio Medical | Vacuum Regulator |  | AHCK00216 | WOODLANDS - L |  |  |  |  | 029-13283 | 029-13283 | Woodlands | Memorial Hermann The Woodlands Medical Center | WOODLANDS - L | Exam Room |  |  |  | New Add
YES | YES |  |  |  | 099-08357 | 099-08357 | Ohio Medical | Vacuum regulator |  | JGGU02177 | GH - ER |  |  |  |  | 099-08357 | 099-08357 | Central | Memorial Hermann Greater Heights Hospital | GH - ER | Rm 32
YES | YES |  |  |  | 099-08118 | 099-08118 | Ohio Medical | Vacuum regulator |  | JGGW17023 | GH - ER |  |  |  |  | 099-08118 | 099-08118 | Central | Memorial Hermann Greater Heights Hospital | GH - ER | Rm 21
YES | YES |  |  |  | 099-08130 | 099-08130 | Ohio Medical | Vacuum regulator |  | JGGU02176 | ER |  |  |  |  | 099-08130 | 099-08130 | Central | Memorial Hermann Greater Heights Hospital | ER | Rm 7
YES | YES |  |  |  | 099-08134 | 099-08134 | Ohio Medical | Vacuum regulator |  | JGGS23726 | ER |  |  |  |  | 099-08134 | 099-08134 | Central | Memorial Hermann Greater Heights Hospital | ER | Triage Rm C
YES | YES |  |  |  | 099-08152 | 099-08152 | Ohio Medical | Vacuum regulator |  | JGGV08299 | 6 North |  |  |  |  | 099-08152 | 099-08152 | Central | Memorial Hermann Greater Heights Hospital | 6 North | Rm 622
YES | YES | Asset Tag 142-09280 |  |  | 142-09280 | 142-09280 | Ohio Medical | Vacuum regulator |  | PSAY15515 | Observation |  |  |  |  | 142-09280 | 142-09280 | Sugar Land | Memorial Hermann Sugar Land Hospital | Observation | RM 2
YES | YES |  |  |  | 013-01848 | 013-01848 | Ohio Medical | Vacuum regulator |  | AHCH33478 | SW - ENDOSCOPY |  |  |  |  | 013-01848 | 013-01848 | Southwest | Memorial Hermann Southwest Hospital | SW - ENDOSCOPY | Bay 24
YES | YES | Asset Tag 013-03059 |  |  | 013-03059 | 013-03059 | Ohio Medical | Vacuum regulator |  | AHCJ07359 | PACU OR |  |  |  |  | 013-03059 | 013-03059 | Southwest | Memorial Hermann Southwest Hospital | PACU OR | Rm 2
YES | YES |  |  |  | 013-34056 | 013-34056 | Ohio Medical | Vacuum regulator |  | PSAY13374 | SW - 7th floor ICU |  |  |  |  | 013-34056 | 013-34056 | Southwest | Memorial Hermann Southwest Hospital | SW - 7th floor ICU | Rm 741
YES | YES |  |  |  | 013-34087 | 013-34087 | Ohio Medical | Vacuum regulator |  | PSAY13366 | SW - 7th floor ICU |  |  |  |  | 013-34087 | 013-34087 | Southwest | Memorial Hermann Southwest Hospital | SW - 7th floor ICU | Rm 42
YES | YES |  |  |  | 013-34082 | 013-34082 | Ohio Medical | Vacuum regulator |  |  | SW - 7th floor ICU |  |  |  |  | 013-34082 | 013-34082 | Southwest | Memorial Hermann Southwest Hospital | SW - 7th floor ICU | Rm 45
YES | YES |  |  |  | 013-34052 | 013-34052 | Ohio Medical | Vacuum regulator |  |  | SW - 7th floor ICU |  |  |  |  | 013-34052 | 013-34052 | Southwest | Memorial Hermann Southwest Hospital | SW - 7th floor ICU | Rm 45
YES | YES |  |  |  | 013-34067 | 013-34067 | Ohio Medical | Vacuum regulator |  |  | SW - 7th floor ICU |  |  |  |  | 013-34067 | 013-34067 | Southwest | Memorial Hermann Southwest Hospital | SW - 7th floor ICU | Rm 45
NO | YES |  |  |  | 099-13422 | 099-13422 | Ohio Medical | Vacuum Regulator |  | JGGN12505 | Biomed Shop |  |  |  |  | 099-13422 | 099-13422 | TMC | Memorial Hermann-Texas Medical Center | Biomed Shop | Biomed Shop |  |  |  | New Add
NO | YES |  |  |  | 099-14238 | 099-14238 | Ohio Medical | Vacuum regulator |  | PSAY14519 | ER |  |  |  |  | 099-14238 | 099-14238 | TMC | Memorial Hermann-Texas Medical Center | ER | Trama 13
NO | YES |  |  |  | 099-14235 | 099-14235 | Ohio Medical | Vacuum regulator |  | PSAY14485 | ER |  |  |  |  | 099-14235 | 099-14235 | TMC | Memorial Hermann-Texas Medical Center | ER | Trama 13
NO | YES |  |  |  | 099-12847 | 099-12847 | Ohio Medical | Vacuum regulator |  | PSAY13477 | ER |  |  |  |  | 099-12847 | 099-12847 | TMC | Memorial Hermann-Texas Medical Center | ER | Trama 8
NO | YES |  |  |  | 099-12846 | 099-12846 | Ohio Medical | Vacuum regulator |  | PSAY14272 | ER |  |  |  |  | 099-12846 | 099-12846 | TMC | Memorial Hermann-Texas Medical Center | ER | Trama 8
NO | YES |  |  |  | 099-12844 | 099-12844 | Ohio Medical | Vacuum regulator |  | PSAY14480 | ER |  |  |  |  | 099-12844 | 099-12844 | TMC | Memorial Hermann-Texas Medical Center | ER | Trama 8
NO | YES |  |  |  | 099-09309 | 099-09309 | Ohio Medical | Vacuum Regulator |  | PSAY14122 | Sarofim Pavilion |  |  |  |  | 099-09309 | 099-09309 | TMC | Memorial Hermann-Texas Medical Center | Sarofim Pavilion | S801
NO | YES |  |  |  | 099-09310 | 099-09310 | Ohio Medical | Vacuum Regulator |  | PSAY14382 | Sarofim Pavilion |  |  |  |  | 099-09310 | 099-09310 | TMC | Memorial Hermann-Texas Medical Center | Sarofim Pavilion | S801
NO | YES |  |  |  | 099-09311 | 099-09311 | Ohio Medical | Vacuum Regulator |  | PSAY14325 | 8th Floor Medical ICU |  |  |  |  | 099-09311 | 099-09311 | TMC | Memorial Hermann-Texas Medical Center | 8th Floor Medical ICU | S801
NO | YES |  |  |  | 099-09312 | 099-09312 | Ohio Medical | Vacuum Regulator |  | PSAY14284 | 8th Floor Medical ICU |  |  |  |  | 099-09312 | 099-09312 | TMC | Memorial Hermann-Texas Medical Center | 8th Floor Medical ICU | S801
YES | YES |  |  |  | 005-02525 | 005-02525 | Ohio Medical | Vacuum Regulator |  | GFCV03826 | Radiology |  |  |  |  | 005-02525 | 005-02525 | Southeast | Memorial Hermann Southeast Hospital | Radiology | Xray room 5 |  |  |  | No pm sticker
YES | YES | Asset Tag 099-07679 |  |  | 099-07679 | 099-07679 | Ohio Medical | Vacuum Regulator |  | GFFJ03568 | SE - NONINVASIVE CARDIOLOGY |  |  |  |  | 099-07679 | 099-07679 | Southeast | Memorial Hermann Southeast Hospital | SE - NONINVASIVE CARDIOLOGY | Xray room 4
YES | YES | Serial Number Cnf |  |  | 041-12726 | 041-12726 | Ohio Medical | Wall Vacuum |  | CNF | Ortho. Floor. 5th Floor |  |  |  |  | 041-12726 | 041-12726 | West | Memorial Hermann - Memorial City | Ortho. Floor. 5th Floor | MH Room 5M22
YES | YES |  |  |  | 041-12749 | 041-12749 | Ohio Medical | Wall Vacuum Suction unit |  | DNK | Ortho. Floor. 5th Floor |  |  |  |  | 041-12749 | 041-12749 | West | Memorial Hermann - Memorial City | Ortho. Floor. 5th Floor | MH Room 5M31
YES | YES | Serial Number DNC |  |  | 041-12742 | 041-12742 | Ohio Medical | Wall Vacuum Suction. |  | DNC | Ortho 5th Floor |  |  |  |  | 041-12742 | 041-12742 | West | Memorial Hermann - Memorial City | Ortho 5th Floor | 5M32
NO | YES |  |  |  | 133-08143 | 133-08143 | Ohio Medical Corporation |  |  | JGHW00559 | Katy-Cath Lab | MHHS-Katy |  | Protectors, Waterproofing, Cast/Bandage |  | 133-08143 | 133-08143 | Katy | MHHS-Katy | Katy-Cath Lab | Cath Lab |  |  |  |  | REGULATORS, SUCTION | Regulator, Vacuum | REGULATORVACUUM-Ohio Medical-6-1224 | MISCELLANEOUS |  |  |  |  | Cenorin LLC | Protectors, Waterproofing, Cast/Bandage |  |  | MISCELLANEOUS-Cenorin LLC-1224 | 6/1/16 |  |  | Covered PM Repair - Biomedical | MHHS-Katy | [8 empty] | REGULATORVACUUM | Regulator, Vacuum | Ohio Medical
NO | YES |  |  |  | 029-07383 | 029-07383 | Ohio Medical Corporation |  |  | JGHQ01537 | Woodlands-PCU3 | MHHS-Woodlands |  | Protectors, Waterproofing, Cast/Bandage |  | 029-07383 | 029-07383 | Woodlands | MHHS-Woodlands | Woodlands-PCU3 | PCU3 |  |  |  |  | REGULATORS, SUCTION | Protectors, Waterproofing, Cast/Bandage | MISCELLANEOUS-Cenorin LLC-1224 | MISCELLANEOUS |  |  |  |  | Cenorin LLC | Protectors, Waterproofing, Cast/Bandage |  |  | MISCELLANEOUS-Cenorin LLC-1224 | 6/1/16 |  |  | Covered PM Repair - Biomedical | MHHS-Woodlands | [8 empty] | MISCELLANEOUS | Protectors, Waterproofing, Cast/Bandage | Cenorin LLC
NO | NO |  |  |  | 029-05393 |  | Ohio Medical Corporation |  |  | JGGM24244 | WOODLANDS - CENTRAL SUPPLY | MHHS-Woodlands |  | Protectors, Waterproofing, Cast/Bandage |  | 029-05393 |  | Woodlands |  | WOODLANDS - CENTRAL SUPPLY | [5 empty] | REGULATORS, SUCTION |  | MISCELLANEOUS-Cenorin LLC-1224 | MISCELLANEOUS |  |  |  |  | Cenorin LLC | Protectors, Waterproofing, Cast/Bandage |  |  | MISCELLANEOUS-Cenorin LLC-1224 |  |  |  | Covered PM Repair - Biomedical | MHHS-Woodlands
NO | NO |  |  |  | 029-05397 |  | Ohio Medical Corporation |  |  | JGGM24243 | WOODLANDS - CENTRAL SUPPLY | MHHS-Woodlands |  | Protectors, Waterproofing, Cast/Bandage |  | 029-05397 |  | Woodlands |  | WOODLANDS - CENTRAL SUPPLY | [5 empty] | REGULATORS, SUCTION |  | MISCELLANEOUS-Cenorin LLC-1224 | MISCELLANEOUS |  |  |  |  | Cenorin LLC | Protectors, Waterproofing, Cast/Bandage |  |  | MISCELLANEOUS-Cenorin LLC-1224 |  |  |  | Covered PM Repair - Biomedical | MHHS-Woodlands
NO | NO |  |  |  | JGGW05889 |  | Ohio Medical Corporation |  |  | JGGW05889 | WOODLANDS - CENTRAL SUPPLY | MHHS-Woodlands |  | Protectors, Waterproofing, Cast/Bandage |  | JGGW05889 |  | Woodlands |  | WOODLANDS - CENTRAL SUPPLY | [5 empty] | REGULATORS, SUCTION |  | MISCELLANEOUS-Cenorin LLC-1224 | MISCELLANEOUS |  |  |  |  | Cenorin LLC | Protectors, Waterproofing, Cast/Bandage |  |  | MISCELLANEOUS-Cenorin LLC-1224 |  |  |  | Covered PM Repair - Biomedical | MHHS-Woodlands
NO | YES |  |  |  | 009-02952 | 009-02952 | Ohio Medical Corporation |  |  | GFFC11974 | GH-PACU | MHHS-Greater Heights |  | Regulator, Vacuum |  | 009-02952 | 009-02952 | Central | MHHS-Greater Heights | GH-PACU | OR |  |  |  |  | REGULATORS, SUCTION | Regulator, Vacuum | REGULATORVACUUM-Ohio Medical-6-1251 | REGULATORVACUUM | 6-1251 |  |  |  | Ohio Medical | Regulator, Vacuum |  | REGULATORVACUUM-Ohio Medical-6-1251 |  | 12/11/15 |  |  | Covered PM Repair - Biomedical | MHHS-Greater Heights | [8 empty] | REGULATORVACUUM | Regulator, Vacuum | Ohio Medical
NO | YES |  |  |  | 009-10242 | 009-10242 | Ohio Medical Corporation |  |  | JGGV10653 | GH-CV ICU | MHHS-Greater Heights |  | Regulator, Vacuum |  | 009-10242 | 009-10242 | Central | MHHS-Greater Heights | GH-CV ICU | Rm 1 | 12/1/16 |  |  |  | REGULATORS, SUCTION | Regulator, Vacuum | REGULATORVACUUM-Ohio Medical-6-1251 | REGULATORVACUUM | 6-1251 |  |  |  | Ohio Medical | Regulator, Vacuum |  | REGULATORVACUUM-Ohio Medical-6-1251 |  |  |  |  | Covered PM Repair - Biomedical | MHHS-Greater Heights | [8 empty] | REGULATORVACUUM | Regulator, Vacuum | Ohio Medical
NO | YES |  |  |  | 009-10243 | 009-10243 | Ohio Medical Corporation |  |  | JGGV10700 | GH-CV ICU | MHHS-Greater Heights |  | Regulator, Vacuum |  | 009-10243 | 009-10243 | Central | MHHS-Greater Heights | GH-CV ICU | Rm 1 | 12/1/16 |  |  |  | REGULATORS, SUCTION | Regulator, Vacuum | REGULATORVACUUM-Ohio Medical-6-1251 | REGULATORVACUUM | 6-1251 |  |  |  | Ohio Medical | Regulator, Vacuum |  | REGULATORVACUUM-Ohio Medical-6-1251 |  |  |  |  | Covered PM Repair - Biomedical | MHHS-Greater Heights | [8 empty] | REGULATORVACUUM | Regulator, Vacuum | Ohio Medical
NO | YES |  |  |  | 009-33721 | 009-33721 | Ohio Medical Corporation |  |  | JGGV14557 | GH-CV ICU | MHHS-Greater Heights |  | Regulator, Vacuum |  | 009-33721 | 009-33721 | Central | MHHS-Greater Heights | GH-CV ICU | GH-CV ICU | 3/1/19 |  |  |  | REGULATORS, SUCTION | Regulator, Vacuum | REGULATORVACUUM-Ohio Medical-6-1251 | REGULATORVACUUM | 6-1251 |  |  |  | Ohio Medical | Regulator, Vacuum |  | REGULATORVACUUM-Ohio Medical-6-1251 |  |  |  |  | Covered PM Repair - Biomedical | MHHS-Greater Heights | [8 empty] | REGULATORVACUUM | Regulator, Vacuum | Ohio Medical
NO | YES |  |  |  | 000-00263 | 000-00263 | Ohio Medical Corporation |  |  | JGGS04904 | GH-ER | MHHS-Greater Heights |  | Regulator, Vacuum |  | 000-00263 | 000-00263 | Central | MHHS-Greater Heights | GH-ER | [5 empty] | REGULATORS, SUCTION | Regulator, Vacuum | REGULATORVACUUM-Ohio Medical-6-1251 | REGULATORVACUUM | 6-1251 |  |  |  | Ohio Medical | Regulator, Vacuum |  | REGULATORVACUUM-Ohio Medical-6-1251 |  |  |  |  | Covered PM Repair - Biomedical | MHHS-Greater Heights | [8 empty] | REGULATORVACUUM | Regulator, Vacuum | Ohio Medical
NO | YES |  |  |  | 009-33562 | 009-33562 | Ohio Medical Corporation |  |  | PSAX12668 | GH-ER | MHHS-Greater Heights |  | Regulator, Vacuum |  | 009-33562 | 009-33562 | Central | MHHS-Greater Heights | GH-ER | [5 empty] | REGULATORS, SUCTION | Regulator, Vacuum | REGULATORVACUUM-Ohio Medical-6-1251 | REGULATORVACUUM | 6-1251 |  |  |  | Ohio Medical | Regulator, Vacuum |  | REGULATORVACUUM-Ohio Medical-6-1251 |  |  |  |  | Covered PM Repair - Biomedical | MHHS-Greater Heights | [8 empty] | REGULATORVACUUM | Regulator, Vacuum | Ohio Medical
NO | YES |  |  |  | 009-34326 | 009-34326 | Ohio Medical Corporation |  |  | PSAY08306 | GH-ER | MHHS-Greater Heights |  | Regulator, Vacuum |  | 009-34326 | 009-34326 | Central | MHHS-Greater Heights | GH-ER | Rm 16 | 4/1/19 |  |  |  | REGULATORS, SUCTION | Regulator, Vacuum | REGULATORVACUUM-Ohio Medical-6-1251 | REGULATORVACUUM | 6-1251 |  |  |  | Ohio Medical | Regulator, Vacuum |  | REGULATORVACUUM-Ohio Medical-6-1251 |  |  |  |  | Covered PM Repair - Biomedical | MHHS-Greater Heights | [8 empty] | REGULATORVACUUM | Regulator, Vacuum | Ohio Medical
NO | YES |  |  |  | 009-34327 | 009-34327 | Ohio Medical Corporation |  |  | PSAY08302 | GH - ER | MHHS-Greater Heights |  | Regulator, Vacuum |  | 009-34327 | 009-34327 | Central | Memorial Hermann Greater Heights Hospital | GH - ER | ER Nurses station |  |  |  |  | REGULATORS, SUCTION |  | REGULATORVACUUM-Ohio Medical-6-1251 | REGULATORVACUUM | 6-1251 |  |  |  | Ohio Medical | Regulator, Vacuum |  | REGULATORVACUUM-Ohio Medical-6-1251 |  |  |  |  | Covered PM Repair - Biomedical | MHHS-Greater Heights
NO | YES |  |  |  | 009-34328 | 009-34328 | Ohio Medical Corporation |  |  | PSAY08307 | GH-ER | MHHS-Greater Heights |  | Regulator, Vacuum |  | 009-34328 | 009-34328 | Central | MHHS-Greater Heights | GH-ER |  | 4/1/19 |  |  |  | REGULATORS, SUCTION | Regulator, Vacuum | REGULATORVACUUM-Ohio Medical-6-1251 | REGULATORVACUUM | 6-1251 |  |  |  | Ohio Medical | Regulator, Vacuum |  | REGULATORVACUUM-Ohio Medical-6-1251 |  |  |  |  | Covered PM Repair - Biomedical | MHHS-Greater Heights | [8 empty] | REGULATORVACUUM | Regulator, Vacuum | Ohio Medical
NO | YES |  |  |  | 009-34329 | 009-34329 | Ohio Medical Corporation |  |  | PSAY08305 | GH-ER | MHHS-Greater Heights |  | Regulator, Vacuum |  | 009-34329 | 009-34329 | Central | MHHS-Greater Heights | GH-ER | Rm 37 | 4/1/19 |  |  |  | REGULATORS, SUCTION | Regulator, Vacuum | REGULATORVACUUM-Ohio Medical-6-1251 | REGULATORVACUUM | 6-1251 |  |  |  | Ohio Medical | Regulator, Vacuum |  | REGULATORVACUUM-Ohio Medical-6-1251 |  |  |  |  | Covered PM Repair - Biomedical | MHHS-Greater Heights | [8 empty] | REGULATORVACUUM | Regulator, Vacuum | Ohio Medical
NO | YES |  |  |  | 009-34331 | 009-34331 | Ohio Medical Corporation |  |  | PSAY08304 | GH-ER | MHHS-Greater Heights |  | Regulator, Vacuum |  | 009-34331 | 009-34331 | Central | MHHS-Greater Heights | GH-ER |  | 4/1/19 |  |  |  | REGULATORS, SUCTION | Regulator, Vacuum | REGULATORVACUUM-Ohio Medical-6-1251 | REGULATORVACUUM | 6-1251 |  |  |  | Ohio Medical | Regulator, Vacuum |  | REGULATORVACUUM-Ohio Medical-6-1251 |  |  |  |  | Covered PM Repair - Biomedical | MHHS-Greater Heights | [8 empty] | REGULATORVACUUM | Regulator, Vacuum | Ohio Medical
NO | YES |  |  |  | 009-34333 | 009-34333 | Ohio Medical Corporation |  |  | PSAY08309 | GH-ER | MHHS-Greater Heights |  | Regulator, Vacuum |  | 009-34333 | 009-34333 | Central | MHHS-Greater Heights | GH-ER | Rm 20 | 4/1/19 |  |  |  | REGULATORS, SUCTION | Regulator, Vacuum | REGULATORVACUUM-Ohio Medical-6-1251 | REGULATORVACUUM | 6-1251 |  |  |  | Ohio Medical | Regulator, Vacuum |  | REGULATORVACUUM-Ohio Medical-6-1251 |  |  |  |  | Covered PM Repair - Biomedical | MHHS-Greater Heights | [8 empty] | REGULATORVACUUM | Regulator, Vacuum | Ohio Medical
NO | YES |  |  |  | 009-34514 | 009-34514 | Ohio Medical Corporation |  |  | GFFM00915 | GH-ER | MHHS-Greater Heights |  | Regulator, Vacuum |  | 009-34514 | 009-34514 | Central | MHHS-Greater Heights | GH-ER | Rm 33 | 10/1/19 |  |  |  | REGULATORS, SUCTION | Regulator, Vacuum | REGULATORVACUUM-Ohio Medical-6-1251 | REGULATORVACUUM | 6-1251 |  |  |  | Ohio Medical | Regulator, Vacuum |  | REGULATORVACUUM-Ohio Medical-6-1251 |  |  |  |  | Covered PM Repair - Biomedical | MHHS-Greater Heights | [8 empty] | REGULATORVACUUM | Regulator, Vacuum | Ohio Medical
NO | YES |  |  |  | 009-10246 | 009-10246 | Ohio Medical Corporation |  |  | JGGV11942 | GH-CV ICU | MHHS-Greater Heights |  | Regulator, Vacuum |  | 009-10246 | 009-10246 | Central | MHHS-Greater Heights | GH-CV ICU | GH-CV ICU | 12/1/16 |  |  |  | REGULATORS, SUCTION | Regulator, Vacuum | REGULATORVACUUM-Ohio Medical-6-1251 | REGULATORVACUUM | 6-1251 |  |  |  | Ohio Medical | Regulator, Vacuum |  | REGULATORVACUUM-Ohio Medical-6-1251 |  | 1/16/16 |  |  | Covered PM Repair - Biomedical | MHHS-Greater Heights | [8 empty] | REGULATORVACUUM | Regulator, Vacuum | Ohio Medical
NO | YES |  |  |  | 009-10554 | 009-10554 | Ohio Medical Corporation |  |  | JGGW18058 | GH - Nicu | MHHS-Greater Heights |  | Regulator, Vacuum |  | 009-10554 | 009-10554 | Central | Memorial Hermann Greater Heights Hospital | GH - Nicu | OB room 108 |  |  |  | No pm sticker | REGULATORS, SUCTION |  | REGULATORVACUUM-Ohio Medical-6-1251 | REGULATORVACUUM | 6-1251 |  |  |  | Ohio Medical | Regulator, Vacuum |  | REGULATORVACUUM-Ohio Medical-6-1251 |  |  |  |  | Covered PM Repair - Biomedical | MHHS-Greater Heights
NO | YES |  |  |  | 009-10556 | 009-10556 | Ohio Medical Corporation |  |  | JGGW18057 | GH - OR STERILE PROCESSING | MHHS-Greater Heights |  | Regulator, Vacuum |  | 009-10556 | 009-10556 | Central | GH | GH - OR STERILE PROCESSING | [5 empty] | REGULATORS, SUCTION |  | REGULATORVACUUM-Ohio Medical-6-1251 | REGULATORVACUUM | 6-1251 |  |  |  | Ohio Medical | Regulator, Vacuum |  | REGULATORVACUUM-Ohio Medical-6-1251 |  |  |  |  | Covered PM Repair - Biomedical | MHHS-Greater Heights
NO | YES |  |  |  | 009-10557 | 009-10557 | Ohio Medical Corporation |  |  | JGGW18060 | GH-Labor & Delivery | MHHS-Greater Heights |  | Regulator, Vacuum |  | 009-10557 | 009-10557 | Greater heights | MHHS-Greater Heights | GH-Labor & Delivery | Room 2 |  |  |  |  | REGULATORS, SUCTION | Regulator, Vacuum | REGULATORVACUUM-Ohio Medical-6-1251 | REGULATORVACUUM | 6-1251 |  |  |  | Ohio Medical | Regulator, Vacuum |  | REGULATORVACUUM-Ohio Medical-6-1251 |  | 1/16/16 |  |  | Covered PM Repair - Biomedical | MHHS-Greater Heights | [8 empty] | REGULATORVACUUM | Regulator, Vacuum | Ohio Medical
NO | YES |  |  |  | 009-10559 | 009-10559 | Ohio Medical Corporation |  |  | JGGW18056 | GH-Neuro 5N | MHHS-Greater Heights |  | Regulator, Vacuum |  | 009-10559 | 009-10559 | Central | MHHS-Greater Heights | GH-Neuro 5N | PCU 5 N |  |  |  |  | REGULATORS, SUCTION | Regulator, Vacuum | REGULATORVACUUM-Ohio Medical-6-1251 | REGULATORVACUUM | 6-1251 |  |  |  | Ohio Medical | Regulator, Vacuum |  | REGULATORVACUUM-Ohio Medical-6-1251 |  | 1/16/16 |  |  | Covered PM Repair - Biomedical | MHHS-Greater Heights | [8 empty] | REGULATORVACUUM | Regulator, Vacuum | Ohio Medical
NO | YES |  |  |  | 009-10560 | 009-10560 | Ohio Medical Corporation |  |  | JGGW18054 | GH-Labor | MHHS-Greater Heights |  | Regulator, Vacuum |  | 009-10560 | 009-10560 | Central | Memorial Hermann Greater Heights Hospital | GH-Labor | Birthing Suite room 4 |  |  |  | No p.m. | REGULATORS, SUCTION |  | REGULATORVACUUM-Ohio Medical-6-1251 | REGULATORVACUUM | 6-1251 |  |  |  | Ohio Medical | Regulator, Vacuum |  | REGULATORVACUUM-Ohio Medical-6-1251 |  |  |  |  | Covered PM Repair - Biomedical | MHHS-Greater Heights
NO | YES |  |  |  |  | 041-08528 | Ohio Medical Corporation |  |  | GFFJ10081 | MEMORIAL CITY - CATH LAB | MHHS-Mem City |  | Regulator, Vacuum |  |  | 041-08528 | West | Memorial City - Memorial Hermann Hospital East | MEMORIAL CITY - CATH LAB | Cath Lab Pre Pro 7 |  |  |  |  | REGULATORS, SUCTION |  | REGULATORVACUUM-Ohio Medical-6-1251 | REGULATORVACUUM | 6-1251 |  |  |  | Ohio Medical | Regulator, Vacuum |  | REGULATORVACUUM-Ohio Medical-6-1251 |  |  |  |  | Covered PM Repair - Biomedical | MHHS-Mem City
NO | YES | Asset Tag 1164498 |  |  |  | 041-08529 | Ohio Medical Corporation |  |  | GFFJ09888 | MEMORIAL CITY - CATH LAB | MHHS-Mem City |  | Regulator, Vacuum |  |  | 041-08529 | West | Memorial City - Memorial Hermann Hospital East | MEMORIAL CITY - CATH LAB | Cath Lab Pre Pro 10 |  |  |  |  | REGULATORS, SUCTION |  | REGULATORVACUUM-Ohio Medical-6-1251 | REGULATORVACUUM | 6-1251 |  |  |  | Ohio Medical | Regulator, Vacuum |  | REGULATORVACUUM-Ohio Medical-6-1251 |  |  |  |  | Covered PM Repair - Biomedical | MHHS-Mem City
NO | YES |  |  |  | 041-08530 | 041-08530 | Ohio Medical Corporation |  |  | GFFJ10079 | MEMORIAL CITY - CATH LAB HOLDING AREA | MHHS-Mem City |  | Regulator, Vacuum |  | 041-08530 | 041-08530 | West | Cath lab | MEMORIAL CITY - CATH LAB HOLDING AREA | OBS |  |  |  | One time pm required | REGULATORS, SUCTION |  | REGULATORVACUUM-Ohio Medical-6-1251 | REGULATORVACUUM | 6-1251 |  |  |  | Ohio Medical | Regulator, Vacuum |  | REGULATORVACUUM-Ohio Medical-6-1251 |  |  |  |  | Covered PM Repair - Biomedical | MHHS-Mem City
NO | YES |  |  |  | 041-08535 | 041-08535 | Ohio Medical Corporation |  |  | GFFJ09974 | MEMORIAL CITY - CATH LAB HOLDING AREA | MHHS-Mem City |  | Regulator, Vacuum |  | 041-08535 | 041-08535 | West | Cath lab | MEMORIAL CITY - CATH LAB HOLDING AREA | Pacu |  |  |  | One time pm required | REGULATORS, SUCTION |  | REGULATORVACUUM-Ohio Medical-6-1251 | REGULATORVACUUM | 6-1251 |  |  |  | Ohio Medical | Regulator, Vacuum |  | REGULATORVACUUM-Ohio Medical-6-1251 |  |  |  |  | Covered PM Repair - Biomedical | MHHS-Mem City
NO | YES |  |  |  | 041-08541 | 041-08541 | Ohio Medical Corporation |  |  | GFFJ09958 | MEMORIAL CITY - CATH LAB HOLDING AREA | MHHS-Mem City |  | Regulator, Vacuum |  | 041-08541 | 041-08541 | West | Cath lab | MEMORIAL CITY - CATH LAB HOLDING AREA | Obs |  |  |  | One time pm required | REGULATORS, SUCTION |  | REGULATORVACUUM-Ohio Medical-6-1251 | REGULATORVACUUM | 6-1251 |  |  |  | Ohio Medical | Regulator, Vacuum |  | REGULATORVACUUM-Ohio Medical-6-1251 |  |  |  |  | Covered PM Repair - Biomedical | MHHS-Mem City
NO | YES |  |  |  | 041-08554 | 041-08554 | Ohio Medical Corporation |  |  | GFFJ09959 | MEMORIAL CITY - CATH LAB HOLDING AREA | MHHS-Mem City |  | Regulator, Vacuum |  | 041-08554 | 041-08554 | West | Cath lab | MEMORIAL CITY - CATH LAB HOLDING AREA | Pre op |  |  |  | One pm required | REGULATORS, SUCTION |  | REGULATORVACUUM-Ohio Medical-6-1251 | REGULATORVACUUM | 6-1251 |  |  |  | Ohio Medical | Regulator, Vacuum |  | REGULATORVACUUM-Ohio Medical-6-1251 |  |  |  |  | Covered PM Repair - Biomedical | MHHS-Mem City
NO | YES |  |  |  | 041-08584 | 041-08584 | Ohio Medical Corporation |  |  | GFFJ10033 | MEMORIAL CITY - CATH LAB | MHHS-Mem City |  | Regulator, Vacuum |  | 041-08584 | 041-08584 | West | Memorial City - Memorial Hermann Hospital East Tower | MEMORIAL CITY - CATH LAB | OBS 25 |  |  |  |  | REGULATORS, SUCTION |  | REGULATORVACUUM-Ohio Medical-6-1251 | REGULATORVACUUM | 6-1251 |  |  |  | Ohio Medical | Regulator, Vacuum |  | REGULATORVACUUM-Ohio Medical-6-1251 |  |  |  |  | Covered PM Repair - Biomedical | MHHS-Mem City
NO | YES |  |  |  | 041-08585 | 041-08585 | Ohio Medical Corporation |  |  | GFFJ10034 | MEMORIAL CITY - CATH LAB | MHHS-Mem City |  | Regulator, Vacuum |  | 041-08585 | 041-08585 | West | Heart | MEMORIAL CITY - CATH LAB | Cath Lab PACU 22 |  |  |  |  | REGULATORS, SUCTION |  | REGULATORVACUUM-Ohio Medical-6-1251 | REGULATORVACUUM | 6-1251 |  |  |  | Ohio Medical | Regulator, Vacuum |  | REGULATORVACUUM-Ohio Medical-6-1251 |  |  |  |  | Covered PM Repair - Biomedical | MHHS-Mem City
NO | YES |  |  |  | 041-08634 | 041-08634 | Ohio Medical Corporation |  |  | GFFJ100002 | MEMORIAL CITY - CATH LAB HOLDING AREA | MHHS-Mem City |  | Regulator, Vacuum |  | 041-08634 | 041-08634 | West | Cath lab | MEMORIAL CITY - CATH LAB HOLDING AREA | OBS |  |  |  | One time pm required | REGULATORS, SUCTION |  | REGULATORVACUUM-Ohio Medical-6-1251 | REGULATORVACUUM | 6-1251 |  |  |  | Ohio Medical | Regulator, Vacuum |  | REGULATORVACUUM-Ohio Medical-6-1251 |  |  |  |  | Covered PM Repair - Biomedical | MHHS-Mem City
NO | YES |  |  |  |  | 041-08654 | Ohio Medical Corporation |  |  | GFFJ09953 | MEMORIAL CITY - CATH LAB | MHHS-Mem City |  | Regulator, Vacuum |  |  | 041-08654 | West | Heart | MEMORIAL CITY - CATH LAB | Cath Lab PACU 19 |  |  |  |  | REGULATORS, SUCTION |  | REGULATORVACUUM-Ohio Medical-6-1251 | REGULATORVACUUM | 6-1251 |  |  |  | Ohio Medical | Regulator, Vacuum |  | REGULATORVACUUM-Ohio Medical-6-1251 |  |  |  |  | Covered PM Repair - Biomedical | MHHS-Mem City
NO | YES |  |  |  |  | 041-08674 | Ohio Medical Corporation |  |  | GFFJ10013 | MEMORIAL CITY - CATH LAB | MHHS-Mem City |  | Regulator, Vacuum |  |  | 041-08674 | West | Heart | MEMORIAL CITY - CATH LAB | Cath Lab PACU 22 |  |  |  |  | REGULATORS, SUCTION |  | REGULATORVACUUM-Ohio Medical-6-1251 | REGULATORVACUUM | 6-1251 |  |  |  | Ohio Medical | Regulator, Vacuum |  | REGULATORVACUUM-Ohio Medical-6-1251 |  |  |  |  | Covered PM Repair - Biomedical | MHHS-Mem City
NO | YES |  |  |  | 041-08684 | 041-08684 | Ohio Medical Corporation |  |  | GFFJ10023 | MEMORIAL CITY - CATH LAB HOLDING AREA | MHHS-Mem City |  | Regulator, Vacuum |  | 041-08684 | 041-08684 | West | Cath lab | MEMORIAL CITY - CATH LAB HOLDING AREA | OBS |  |  |  | One pm required | REGULATORS, SUCTION |  | REGULATORVACUUM-Ohio Medical-6-1251 | REGULATORVACUUM | 6-1251 |  |  |  | Ohio Medical | Regulator, Vacuum |  | REGULATORVACUUM-Ohio Medical-6-1251 |  |  |  |  | Covered PM Repair - Biomedical | MHHS-Mem City
NO | YES |  |  |  | 041-14838 | 041-14838 | Ohio Medical Corporation |  |  | JGGN16177 | MEMORIAL CITY - CATH LAB HOLDING AREA | MHHS-Mem City |  | Regulator, Vacuum |  | 041-14838 | 041-14838 | West | Cath lab | MEMORIAL CITY - CATH LAB HOLDING AREA | Pacu |  |  |  | No pm sticker found | REGULATORS, SUCTION |  | REGULATORVACUUM-Ohio Medical-6-1251 | REGULATORVACUUM | 6-1251 |  |  |  | Ohio Medical | Regulator, Vacuum |  | REGULATORVACUUM-Ohio Medical-6-1251 |  |  |  |  | Covered PM Repair - Biomedical | MHHS-Mem City
NO | YES |  |  |  | 041-12405 | 041-12405 | Ohio Medical Corporation |  |  | JGGM10329 | Memorial City-Labor & Delivery | MHHS-Mem City |  | Regulator, Vacuum |  | 041-12405 | 041-12405 | West | MHHS-Mem City | Memorial City-Labor & Delivery | Nurse station | 10/1/16 |  |  |  | REGULATORS, SUCTION |  | REGULATORVACUUM-Ohio Medical-6-1251 | REGULATORVACUUM | 6-1251 |  |  |  | Ohio Medical | Regulator, Vacuum |  | REGULATORVACUUM-Ohio Medical-6-1251 |  |  |  |  | Covered PM Repair - Biomedical | MHHS-Mem City
NO | YES | Asset Tag 041-33219 |  |  | 041-33219 | 041-33219 | Ohio Medical Corporation |  |  | JGGM10394 | Memorial City-Labor & Delivery | MHHS-Mem City |  | Regulator, Vacuum |  | 041-33219 | 041-33219 | (null) | MHHS-Mem City | Memorial City-Labor & Delivery | (null) |  |  |  | (null) | REGULATORS, SUCTION |  | REGULATORVACUUM-Ohio Medical-6-1251 | REGULATORVACUUM | 6-1251 |  |  |  | Ohio Medical | Regulator, Vacuum |  | REGULATORVACUUM-Ohio Medical-6-1251 |  |  |  |  | Covered PM Repair - Biomedical | MHHS-Mem City
NO | YES |  |  |  | 041-12414 | 041-12414 | Ohio Medical Corporation |  |  | JGGM10413 | Memorial City-Labor & Delivery | MHHS-Mem City |  | Regulator, Vacuum |  | 041-12414 | 041-12414 | West | MHHS-Mem City | Memorial City-Labor & Delivery | 3M12 | 10/1/16 |  |  |  | REGULATORS, SUCTION |  | REGULATORVACUUM-Ohio Medical-6-1251 | REGULATORVACUUM | 6-1251 |  |  |  | Ohio Medical | Regulator, Vacuum |  | REGULATORVACUUM-Ohio Medical-6-1251 |  |  |  |  | Covered PM Repair - Biomedical | MHHS-Mem City
NO | YES |  |  |  | 041-13283 | 041-13283 | Ohio Medical Corporation |  |  | JGGM10214 | Memorial City-Labor & Delivery | MHHS-Mem City |  | Regulator, Vacuum |  | 041-13283 | 041-13283 | West | MHHS-Mem City | Memorial City-Labor & Delivery | 3M04 | 10/1/16 |  |  |  | REGULATORS, SUCTION |  | REGULATORVACUUM-Ohio Medical-6-1251 | REGULATORVACUUM | 6-1251 |  |  |  | Ohio Medical | Regulator, Vacuum |  | REGULATORVACUUM-Ohio Medical-6-1251 |  |  |  |  | Covered PM Repair - Biomedical | MHHS-Mem City
NO | YES |  |  |  | 041-13328 | 041-13328 | Ohio Medical Corporation |  |  | JGGM10430 | Memorial City-Labor & Delivery | MHHS-Mem City |  | Regulator, Vacuum |  | 041-13328 | 041-13328 | West | MHHS-Mem City | Memorial City-Labor & Delivery | Infant Resuscitation | 10/1/16 |  |  |  | REGULATORS, SUCTION |  | REGULATORVACUUM-Ohio Medical-6-1251 | REGULATORVACUUM | 6-1251 |  |  |  | Ohio Medical | Regulator, Vacuum |  | REGULATORVACUUM-Ohio Medical-6-1251 |  |  |  |  | Covered PM Repair - Biomedical | MHHS-Mem City
NO | YES |  |  |  | 041-13311 | 041-13311 | Ohio Medical Corporation |  |  | JGGM10407 | Memorial City-Labor & Delivery | MHHS-Mem City |  | Regulator, Vacuum |  | 041-13311 | 041-13311 | West | MHHS-Mem City | Memorial City-Labor & Delivery | Room 3M02 | 10/1/16 |  |  |  | REGULATORS, SUCTION |  | REGULATORVACUUM-Ohio Medical-6-1251 | REGULATORVACUUM | 6-1251 |  |  |  | Ohio Medical | Regulator, Vacuum |  | REGULATORVACUUM-Ohio Medical-6-1251 |  |  |  |  | Covered PM Repair - Biomedical | MHHS-Mem City
NO | YES |  |  |  | 041-13298 | 041-13298 | Ohio Medical Corporation |  |  | JGGM10225 | Memorial City-Labor & Delivery | MHHS-Mem City |  | Regulator, Vacuum |  | 041-13298 | 041-13298 | West | MHHS-Mem City | Memorial City-Labor & Delivery | Room 3M02 |  |  |  |  | REGULATORS, SUCTION |  | REGULATORVACUUM-Ohio Medical-6-1251 | REGULATORVACUUM | 6-1251 |  |  |  | Ohio Medical | Regulator, Vacuum |  | REGULATORVACUUM-Ohio Medical-6-1251 |  |  |  |  | Covered PM Repair - Biomedical | MHHS-Mem City
NO | YES | [5 empty] | Ohio Medical Corporation |  |  | JGGM10205 | Memorial City-Labor & Delivery | MHHS-Mem City |  | Regulator, Vacuum |  |  |  | West | MHHS-Mem City | Memorial City-Labor & Delivery | 3M05 | 10/1/16 |  |  |  | REGULATORS, SUCTION |  | REGULATORVACUUM-Ohio Medical-6-1251 | REGULATORVACUUM | 6-1251 |  |  |  | Ohio Medical | Regulator, Vacuum |  | REGULATORVACUUM-Ohio Medical-6-1251 |  | 6/30/12 |  |  | Covered PM Repair - Biomedical | MHHS-Mem City
NO | YES |  |  |  | 041-14810 | 041-14810 | Ohio Medical Corporation |  |  | JGGM16163 | Memorial City-Labor & Delivery | MHHS-Mem City |  | Regulator, Vacuum |  | 041-14810 | 041-14810 | West | MHHS-Mem City | Memorial City-Labor & Delivery |  | 10/1/16 |  |  |  | REGULATORS, SUCTION |  | REGULATORVACUUM-Ohio Medical-6-1251 | REGULATORVACUUM | 6-1251 |  |  |  | Ohio Medical | Regulator, Vacuum |  | REGULATORVACUUM-Ohio Medical-6-1251 |  |  |  |  | Covered PM Repair - Respiratory/Steriliz | MHHS-Mem City
NO | YES |  |  |  |  | 041-13326 | Ohio Medical Corporation |  |  | JGGM10434 | Memorial City-Labor & Delivery | MHHS-Mem City |  | Regulator, Vacuum |  |  | 041-13326 | West | MHHS-Mem City | Memorial City-Labor & Delivery | 3M17 | 10/1/16 |  |  |  | REGULATORS, SUCTION |  | REGULATORVACUUM-Ohio Medical-6-1251 | REGULATORVACUUM | 6-1251 |  |  |  | Ohio Medical | Regulator, Vacuum |  | REGULATORVACUUM-Ohio Medical-6-1251 |  |  |  |  | Covered PM Repair - Biomedical | MHHS-Mem City
NO | YES |  |  |  |  | 041-12406 | Ohio Medical Corporation |  |  | JGGM10326 | Memorial City-Labor & Delivery | MHHS-Mem City |  | Regulator, Vacuum |  |  | 041-12406 | West | MHHS-Mem City | Memorial City-Labor & Delivery | 3M26 | 10/1/16 |  |  |  | REGULATORS, SUCTION |  | REGULATORVACUUM-Ohio Medical-6-1251 | REGULATORVACUUM | 6-1251 |  |  |  | Ohio Medical | Regulator, Vacuum |  | REGULATORVACUUM-Ohio Medical-6-1251 |  | 6/22/12 |  |  | Covered PM Repair - Biomedical | MHHS-Mem City
NO | YES |  |  |  |  | 041-13296 | Ohio Medical Corporation |  |  | JGGM10223 | Memorial City-Labor & Delivery | MHHS-Mem City |  | Regulator, Vacuum |  |  | 041-13296 | West | MHHS-Mem City | Memorial City-Labor & Delivery | 3M27 | 10/1/16 |  |  |  | REGULATORS, SUCTION |  | REGULATORVACUUM-Ohio Medical-6-1251 | REGULATORVACUUM | 6-1251 |  |  |  | Ohio Medical | Regulator, Vacuum |  | REGULATORVACUUM-Ohio Medical-6-1251 |  |  |  |  | Covered PM Repair - Respiratory/Steriliz | MHHS-Mem City
NO | YES |  |  |  |  | 041-12415 | Ohio Medical Corporation |  |  | JGGM10296 | Memorial City-Labor & Delivery | MHHS-Mem City |  | Regulator, Vacuum |  |  | 041-12415 | West | MHHS-Mem City | Memorial City-Labor & Delivery | 3M29 | 10/1/16 |  |  |  | REGULATORS, SUCTION |  | REGULATORVACUUM-Ohio Medical-6-1251 | REGULATORVACUUM | 6-1251 |  |  |  | Ohio Medical | Regulator, Vacuum |  | REGULATORVACUUM-Ohio Medical-6-1251 |  |  |  |  | Covered PM Repair - Biomedical | MHHS-Mem City
NO | YES | [5 empty] | Ohio Medical Corporation |  |  | JGGM10285 | Memorial City-Labor & Delivery | MHHS-Mem City |  | Regulator, Vacuum |  |  |  | West | MHHS-Mem City | Memorial City-Labor & Delivery | 3M31 | 10/1/16 |  |  |  | REGULATORS, SUCTION |  | REGULATORVACUUM-Ohio Medical-6-1251 | REGULATORVACUUM | 6-1251 |  |  |  | Ohio Medical | Regulator, Vacuum |  | REGULATORVACUUM-Ohio Medical-6-1251 |  |  |  |  | Covered PM Repair - Biomedical | MHHS-Mem City
NO | YES |  |  |  |  | 041-12404 | Ohio Medical Corporation |  |  | JGGM10299 | Memorial City-Labor & Delivery | MHHS-Mem City |  | Regulator, Vacuum |  |  | 041-12404 | West | MHHS-Mem City | Memorial City-Labor & Delivery | 3M34 | 10/1/16 |  |  |  | REGULATORS, SUCTION |  | REGULATORVACUUM-Ohio Medical-6-1251 | REGULATORVACUUM | 6-1251 |  |  |  | Ohio Medical | Regulator, Vacuum |  | REGULATORVACUUM-Ohio Medical-6-1251 |  |  |  |  | Covered PM Repair - Biomedical | MHHS-Mem City
NO | YES | [5 empty] | Ohio Medical Corporation |  |  | JGGM10403 | Memorial City-Labor & Delivery | MHHS-Mem City |  | Regulator, Vacuum |  |  |  | West | MHHS-Mem City | Memorial City-Labor & Delivery | 3M35 | 10/1/16 |  |  |  | REGULATORS, SUCTION |  | REGULATORVACUUM-Ohio Medical-6-1251 | REGULATORVACUUM | 6-1251 |  |  |  | Ohio Medical | Regulator, Vacuum |  | REGULATORVACUUM-Ohio Medical-6-1251 |  |  |  |  | Covered PM Repair - Biomedical | MHHS-Mem City
NO | YES |  |  |  |  | 041-12420 | Ohio Medical Corporation |  |  | JGGM10412 | Memorial City-Labor & Delivery | MHHS-Mem City |  | Regulator, Vacuum |  |  | 041-12420 | West | MHHS-Mem City | Memorial City-Labor & Delivery |  | 10/1/16 |  |  |  | REGULATORS, SUCTION |  | REGULATORVACUUM-Ohio Medical-6-1251 | REGULATORVACUUM | 6-1251 |  |  |  | Ohio Medical | Regulator, Vacuum |  | REGULATORVACUUM-Ohio Medical-6-1251 |  |  |  |  | Covered PM Repair - Biomedical | MHHS-Mem City
NO | YES |  |  |  |  | 041-13314 | Ohio Medical Corporation |  |  | JGGM10406 | Memorial City-Labor & Delivery | MHHS-Mem City |  | Regulator, Vacuum |  |  | 041-13314 | West | MHHS-Mem City | Memorial City-Labor & Delivery |  | 10/1/16 |  |  |  | REGULATORS, SUCTION |  | REGULATORVACUUM-Ohio Medical-6-1251 | REGULATORVACUUM | 6-1251 |  |  |  | Ohio Medical | Regulator, Vacuum |  | REGULATORVACUUM-Ohio Medical-6-1251 |  |  |  |  | Covered PM Repair - Biomedical | MHHS-Mem City
NO | YES |  |  |  |  | 041-12419 | Ohio Medical Corporation |  |  | JGGM10398 | Memorial City-Labor & Delivery | MHHS-Mem City |  | Regulator, Vacuum |  |  | 041-12419 | West | MHHS-Mem City | Memorial City-Labor & Delivery | 3M18 | 10/1/16 |  |  |  | REGULATORS, SUCTION |  | REGULATORVACUUM-Ohio Medical-6-1251 | REGULATORVACUUM | 6-1251 |  |  |  | Ohio Medical | Regulator, Vacuum |  | REGULATORVACUUM-Ohio Medical-6-1251 |  | 6/24/12 |  |  | Covered PM Repair - Biomedical | MHHS-Mem City
NO | YES | [5 empty] | Ohio Medical Corporation |  |  | JGGM10410 | Memorial City-Labor & Delivery | MHHS-Mem City |  | Regulator, Vacuum |  |  |  | West | MHHS-Mem City | Memorial City-Labor & Delivery | 3M08 | 10/1/16 |  |  |  | REGULATORS, SUCTION |  | REGULATORVACUUM-Ohio Medical-6-1251 | REGULATORVACUUM | 6-1251 |  |  |  | Ohio Medical | Regulator, Vacuum |  | REGULATORVACUUM-Ohio Medical-6-1251 |  |  |  |  | Covered PM Repair - Respiratory/Steriliz | MHHS-Mem City
NO | YES |  |  |  |  | 041-12411 | Ohio Medical Corporation |  |  | JGGM10409 | Memorial City-Labor & Delivery | MHHS-Mem City |  | Regulator, Vacuum |  |  | 041-12411 | West | MHHS-Mem City | Memorial City-Labor & Delivery | 3M28 | 10/1/16 |  |  |  | REGULATORS, SUCTION |  | REGULATORVACUUM-Ohio Medical-6-1251 | REGULATORVACUUM | 6-1251 |  |  |  | Ohio Medical | Regulator, Vacuum |  | REGULATORVACUUM-Ohio Medical-6-1251 |  |  |  |  | Covered PM Repair - Biomedical | MHHS-Mem City
NO | YES |  |  |  |  | 041-13315 | Ohio Medical Corporation |  |  | JGGM10432 | Memorial City-Labor & Delivery | MHHS-Mem City |  | Regulator, Vacuum |  |  | 041-13315 | West | MHHS-Mem City | Memorial City-Labor & Delivery | 3M36 | 10/1/16 |  |  |  | REGULATORS, SUCTION |  | REGULATORVACUUM-Ohio Medical-6-1251 | REGULATORVACUUM | 6-1251 |  |  |  | Ohio Medical | Regulator, Vacuum |  | REGULATORVACUUM-Ohio Medical-6-1251 |  |  |  |  | Covered PM Repair - Biomedical | MHHS-Mem City
NO | YES |  |  |  | 041-13322 | 041-13322 | Ohio Medical Corporation |  |  | JGGM10400 | Memorial City-Labor & Delivery | MHHS-Mem City |  | Regulator, Vacuum |  | 041-13322 | 041-13322 | West | MHHS-Mem City | Memorial City-Labor & Delivery | Recovery | 10/1/16 |  |  |  | REGULATORS, SUCTION |  | REGULATORVACUUM-Ohio Medical-6-1251 | REGULATORVACUUM | 6-1251 |  |  |  | Ohio Medical | Regulator, Vacuum |  | REGULATORVACUUM-Ohio Medical-6-1251 |  |  |  |  | Covered PM Repair - Biomedical | MHHS-Mem City
NO | YES |  |  |  |  | 041-13321 | Ohio Medical Corporation |  |  | JGGM10404 | Memorial City-Labor & Delivery | MHHS-Mem City |  | Regulator, Vacuum |  |  | 041-13321 | West | MHHS-Mem City | Memorial City-Labor & Delivery |  | 10/1/16 |  |  |  | REGULATORS, SUCTION |  | REGULATORVACUUM-Ohio Medical-6-1251 | REGULATORVACUUM | 6-1251 |  |  |  | Ohio Medical | Regulator, Vacuum |  | REGULATORVACUUM-Ohio Medical-6-1251 |  |  |  |  | Covered PM Repair - Biomedical | MHHS-Mem City
NO | YES |  |  |  |  | 041-13324 | Ohio Medical Corporation |  |  | JGGM10399 | Memorial City-Labor & Delivery | MHHS-Mem City |  | Regulator, Vacuum |  |  | 041-13324 | West | MHHS-Mem City | Memorial City-Labor & Delivery | 3M16 | 10/1/16 |  |  |  | REGULATORS, SUCTION |  | REGULATORVACUUM-Ohio Medical-6-1251 | REGULATORVACUUM | 6-1251 |  |  |  | Ohio Medical | Regulator, Vacuum |  | REGULATORVACUUM-Ohio Medical-6-1251 |  |  |  |  | Covered PM Repair - Biomedical | MHHS-Mem City
NO | YES |  |  |  |  | 041-13308 | Ohio Medical Corporation |  |  | JGGM10283 | Memorial City-Labor & Delivery | MHHS-Mem City |  | Regulator, Vacuum |  |  | 041-13308 | West | MHHS-Mem City | Memorial City-Labor & Delivery | 3M16 | 10/1/16 |  |  |  | REGULATORS, SUCTION |  | REGULATORVACUUM-Ohio Medical-6-1251 | REGULATORVACUUM | 6-1251 |  |  |  | Ohio Medical | Regulator, Vacuum |  | REGULATORVACUUM-Ohio Medical-6-1251 |  |  |  |  | Covered PM Repair - Biomedical | MHHS-Mem City
NO | YES |  |  |  |  | 041-12417 | Ohio Medical Corporation |  |  | JGGM10307 | Memorial City-Labor & Delivery | MHHS-Mem City |  | Regulator, Vacuum |  |  | 041-12417 | West | MHHS-Mem City | Memorial City-Labor & Delivery | 3M15 | 10/1/16 |  |  |  | REGULATORS, SUCTION |  | REGULATORVACUUM-Ohio Medical-6-1251 | REGULATORVACUUM | 6-1251 |  |  |  | Ohio Medical | Regulator, Vacuum |  | REGULATORVACUUM-Ohio Medical-6-1251 |  |  |  |  | Covered PM Repair - Biomedical | MHHS-Mem City
NO | YES |  |  |  | 041-34521 | 041-34521 | Ohio Medical Corporation |  |  | JGGM10435 | Memorial City-Labor & Delivery | MHHS-Mem City |  | Regulator, Vacuum |  | 041-34521 | 041-34521 | (null) | MHHS-Mem City | Memorial City-Labor & Delivery | (null) |  |  |  | (null) | REGULATORS, SUCTION |  | REGULATORVACUUM-Ohio Medical-6-1251 | REGULATORVACUUM | 6-1251 |  |  |  | Ohio Medical | Regulator, Vacuum |  | REGULATORVACUUM-Ohio Medical-6-1251 |  |  |  |  | Covered PM Repair - Biomedical | MHHS-Mem City
NO | YES |  |  |  |  | 041-13309 | Ohio Medical Corporation |  |  | JGGM10282 | Memorial City-Labor & Delivery | MHHS-Mem City |  | Regulator, Vacuum |  |  | 041-13309 | West | MHHS-Mem City | Memorial City-Labor & Delivery | OB ER Office | 10/1/16 |  |  |  | REGULATORS, SUCTION |  | REGULATORVACUUM-Ohio Medical-6-1251 | REGULATORVACUUM | 6-1251 |  |  |  | Ohio Medical | Regulator, Vacuum |  | REGULATORVACUUM-Ohio Medical-6-1251 |  |  |  |  | Covered PM Repair - Biomedical | MHHS-Mem City
NO | YES |  |  |  | 041-13319 | 041-13319 | Ohio Medical Corporation |  |  | JGGM10436 | Memorial City-Labor & Delivery | MHHS-Mem City |  | Regulator, Vacuum |  | 041-13319 | 041-13319 | West | MHHS-Mem City | Memorial City-Labor & Delivery | Room 5 | 10/1/16 |  |  |  | REGULATORS, SUCTION |  | REGULATORVACUUM-Ohio Medical-6-1251 | REGULATORVACUUM | 6-1251 |  |  |  | Ohio Medical | Regulator, Vacuum |  | REGULATORVACUUM-Ohio Medical-6-1251 |  | 7/11/12 |  |  | Covered PM Repair - Biomedical | MHHS-Mem City
NO | YES |  |  |  |  | 041-12416 | Ohio Medical Corporation |  |  | JGGM10411 | Memorial City-Labor & Delivery | MHHS-Mem City |  | Regulator, Vacuum |  |  | 041-12416 | West | MHHS-Mem City | Memorial City-Labor & Delivery | OB ER in L | 10/1/16 |  |  |  | REGULATORS, SUCTION |  | REGULATORVACUUM-Ohio Medical-6-1251 | REGULATORVACUUM | 6-1251 |  |  |  | Ohio Medical | Regulator, Vacuum |  | REGULATORVACUUM-Ohio Medical-6-1251 |  | 6/6/10 |  |  | Covered PM Repair - Biomedical | MHHS-Mem City
NO | YES |  |  |  |  | 041-12014 | Ohio Medical Corporation |  |  | JGGM10325 | Memorial City-Labor & Delivery | MHHS-Mem City |  | Regulator, Vacuum |  |  | 041-12014 | West | MHHS-Mem City | Memorial City-Labor & Delivery | 3M32 | 10/1/16 |  |  |  | REGULATORS, SUCTION |  | REGULATORVACUUM-Ohio Medical-6-1251 | REGULATORVACUUM | 6-1251 |  |  |  | Ohio Medical | Regulator, Vacuum |  | REGULATORVACUUM-Ohio Medical-6-1251 |  | 6/6/10 |  |  | Covered PM Repair - Biomedical | MHHS-Mem City
NO | YES |  |  |  | 041-07826 | 041-07826 | Ohio Medical Corporation |  |  | JGGM10457 | MEMORIAL CITY - MHT - NICU | MHHS-Mem City |  | Regulator, Vacuum |  | 041-07826 | 041-07826 | West | West | MEMORIAL CITY - MHT - NICU | MH4:110 Room4M26 |  |  |  |  | REGULATORS, SUCTION |  | REGULATORVACUUM-Ohio Medical-6-1251 | REGULATORVACUUM | 6-1251 |  |  |  | Ohio Medical | Regulator, Vacuum |  | REGULATORVACUUM-Ohio Medical-6-1251 |  |  |  |  | Covered PM Repair - Biomedical | MHHS-Mem City
NO | YES |  |  |  | 041-11731 | 041-11731 | Ohio Medical Corporation |  |  | JGGM10301 | MEMORIAL CITY - MHT - NICU | MHHS-Mem City |  | Regulator, Vacuum |  | 041-11731 | 041-11731 | West | West | MEMORIAL CITY - MHT - NICU | MH4:117 Room4M20 |  |  |  |  | REGULATORS, SUCTION |  | REGULATORVACUUM-Ohio Medical-6-1251 | REGULATORVACUUM | 6-1251 |  |  |  | Ohio Medical | Regulator, Vacuum |  | REGULATORVACUUM-Ohio Medical-6-1251 |  |  |  |  | Covered PM Repair - Biomedical | MHHS-Mem City
NO | YES |  |  |  | 041-11734 | 041-11734 | Ohio Medical Corporation |  |  | JGGM10379 | MEMORIAL CITY - MHT - NICU | MHHS-Mem City |  | Regulator, Vacuum |  | 041-11734 | 041-11734 | West | West | MEMORIAL CITY - MHT - NICU | MH4:104 Room4M31 |  |  |  |  | REGULATORS, SUCTION |  | REGULATORVACUUM-Ohio Medical-6-1251 | REGULATORVACUUM | 6-1251 |  |  |  | Ohio Medical | Regulator, Vacuum |  | REGULATORVACUUM-Ohio Medical-6-1251 |  |  |  |  | Covered PM Repair - Biomedical | MHHS-Mem City
NO | YES |  |  |  | 041-11740 | 041-11740 | Ohio Medical Corporation |  |  | JGGM10377 | MEMORIAL CITY - MHT - NICU | MHHS-Mem City |  | Regulator, Vacuum |  | 041-11740 | 041-11740 | West | Memorial Hermann Memorial City Medical Center | MEMORIAL CITY - MHT - NICU | Memorial City - MH4 113 |  |  |  | 1 time pm sticker | REGULATORS, SUCTION |  | REGULATORVACUUM-Ohio Medical-6-1251 | REGULATORVACUUM | 6-1251 |  |  |  | Ohio Medical | Regulator, Vacuum |  | REGULATORVACUUM-Ohio Medical-6-1251 |  |  |  |  | Covered PM Repair - Biomedical | MHHS-Mem City
NO | YES |  |  |  | 041-11742 | 041-11742 | Ohio Medical Corporation |  |  | JGGM10342 | MEMORIAL CITY - MHT - NICU | MHHS-Mem City |  | Regulator, Vacuum |  | 041-11742 | 041-11742 | West | West | MEMORIAL CITY - MHT - NICU | MH4:110 Room4M26 |  |  |  |  | REGULATORS, SUCTION |  | REGULATORVACUUM-Ohio Medical-6-1251 | REGULATORVACUUM | 6-1251 |  |  |  | Ohio Medical | Regulator, Vacuum |  | REGULATORVACUUM-Ohio Medical-6-1251 |  |  |  |  | Covered PM Repair - Biomedical | MHHS-Mem City
NO | YES |  |  |  | 041-11965 | 041-11965 | Ohio Medical Corporation |  |  | JGGM10490 | MEMORIAL CITY - MHT - NICU | MHHS-Mem City |  | Regulator, Vacuum |  | 041-11965 | 041-11965 | West | Memorial Hermann Memorial City Medical Center | MEMORIAL CITY - MHT - NICU | MEMORIAL CITY- MHT - NICU |  |  |  |  | REGULATORS, SUCTION |  | REGULATORVACUUM-Ohio Medical-6-1251 | REGULATORVACUUM | 6-1251 |  |  |  | Ohio Medical | Regulator, Vacuum |  | REGULATORVACUUM-Ohio Medical-6-1251 |  |  |  |  | Covered PM Repair - Biomedical | MHHS-Mem City
NO | YES |  |  |  | 041-11968 | 041-11968 | Ohio Medical Corporation |  |  | JGGM10487 | MEMORIAL CITY - MHT - NICU | MHHS-Mem City |  | Regulator, Vacuum |  | 041-11968 | 041-11968 | West | Memorial Hermann Memorial City Medical Center | MEMORIAL CITY - MHT - NICU | MEMORIAL CITY- MHT - NICU |  |  |  |  | REGULATORS, SUCTION |  | REGULATORVACUUM-Ohio Medical-6-1251 | REGULATORVACUUM | 6-1251 |  |  |  | Ohio Medical | Regulator, Vacuum |  | REGULATORVACUUM-Ohio Medical-6-1251 |  |  |  |  | Covered PM Repair - Biomedical | MHHS-Mem City
NO | YES |  |  |  | 041-12000 | 041-12000 | Ohio Medical Corporation |  |  | JGGM07780 | MEMORIAL CITY - MHT - NICU | MHHS-Mem City |  | Regulator, Vacuum |  | 041-12000 | 041-12000 | West | Memorial Hermann Memorial City Medical Center | MEMORIAL CITY - MHT - NICU | MEMORIAL CITY- MHT - NICU |  |  |  |  | REGULATORS, SUCTION |  | REGULATORVACUUM-Ohio Medical-6-1251 | REGULATORVACUUM | 6-1251 |  |  |  | Ohio Medical | Regulator, Vacuum |  | REGULATORVACUUM-Ohio Medical-6-1251 |  |  |  |  | Covered PM Repair - Biomedical | MHHS-Mem City
NO | YES |  |  |  | 041-12312 | 041-12312 | Ohio Medical Corporation |  |  | JGGM10309 | MEMORIAL CITY - MHT - NICU | MHHS-Mem City |  | Regulator, Vacuum |  | 041-12312 | 041-12312 | West | West | MEMORIAL CITY - MHT - NICU | MH4:103 4M32 |  |  |  |  | REGULATORS, SUCTION |  | REGULATORVACUUM-Ohio Medical-6-1251 | REGULATORVACUUM | 6-1251 |  |  |  | Ohio Medical | Regulator, Vacuum |  | REGULATORVACUUM-Ohio Medical-6-1251 |  |  |  |  | Covered PM Repair - Biomedical | MHHS-Mem City
NO | YES |  |  |  | 041-12313 | 041-12313 | Ohio Medical Corporation |  |  | JGGM10298 | MEMORIAL CITY - MHT - NICU | MHHS-Mem City |  | Regulator, Vacuum |  | 041-12313 | 041-12313 | West | Memorial Hermann Memorial City Medical Center | MEMORIAL CITY - MHT - NICU | RM 4M34 |  |  |  |  | REGULATORS, SUCTION |  | REGULATORVACUUM-Ohio Medical-6-1251 | REGULATORVACUUM | 6-1251 |  |  |  | Ohio Medical | Regulator, Vacuum |  | REGULATORVACUUM-Ohio Medical-6-1251 |  |  |  |  | Covered PM Repair - Biomedical | MHHS-Mem City
NO | YES |  |  |  | 041-12314 | 041-12314 | Ohio Medical Corporation |  |  | JGGM10308 | Memorial City - Neonatal | MHHS-Mem City |  | Regulator, Vacuum |  | 041-12314 | 041-12314 | West | Memorial Hermann - Memorial City | Memorial City - Neonatal | MH4 108 Room 4M28 |  |  |  | Baby in Room under Bili Lights. | REGULATORS, SUCTION |  | REGULATORVACUUM-Ohio Medical-6-1251 | REGULATORVACUUM | 6-1251 |  |  |  | Ohio Medical | Regulator, Vacuum |  | REGULATORVACUUM-Ohio Medical-6-1251 |  |  |  |  | Covered PM Repair - Biomedical | MHHS-Mem City
NO | YES |  |  |  | 041-12316 | 041-12316 | Ohio Medical Corporation |  |  | JGGM10310 | MEMORIAL CITY - MHT - NICU | MHHS-Mem City |  | Regulator, Vacuum |  | 041-12316 | 041-12316 | West | Memorial Hermann Memorial City Medical Center | MEMORIAL CITY - MHT - NICU | Memorial City - MH4 106 Room 4M30 |  |  |  | 1 time pm sticker | REGULATORS, SUCTION |  | REGULATORVACUUM-Ohio Medical-6-1251 | REGULATORVACUUM | 6-1251 |  |  |  | Ohio Medical | Regulator, Vacuum |  | REGULATORVACUUM-Ohio Medical-6-1251 |  |  |  |  | Covered PM Repair - Biomedical | MHHS-Mem City
NO | YES |  |  |  | 041-12317 | 041-12317 | Ohio Medical Corporation |  |  | JGGM10316 | MEMORIAL CITY - MHT - NICU | MHHS-Mem City |  | Regulator, Vacuum |  | 041-12317 | 041-12317 | West | Memorial Hermann Memorial City Medical Center | MEMORIAL CITY - MHT - NICU | MEMORIAL CITY- MHT - NICU |  |  |  |  | REGULATORS, SUCTION |  | REGULATORVACUUM-Ohio Medical-6-1251 | REGULATORVACUUM | 6-1251 |  |  |  | Ohio Medical | Regulator, Vacuum |  | REGULATORVACUUM-Ohio Medical-6-1251 |  |  |  |  | Covered PM Repair - Biomedical | MHHS-Mem City
NO | YES |  |  |  | 041-12319 | 041-12319 | Ohio Medical Corporation |  |  | JGGM10272 | MEMORIAL CITY - MHT - NICU | MHHS-Mem City |  | Regulator, Vacuum |  | 041-12319 | 041-12319 | West | Memorial Hermann Memorial City Medical Center | MEMORIAL CITY - MHT - NICU | MEMORIAL CITY- MHT - NICU |  |  |  |  | REGULATORS, SUCTION |  | REGULATORVACUUM-Ohio Medical-6-1251 | REGULATORVACUUM | 6-1251 |  |  |  | Ohio Medical | Regulator, Vacuum |  | REGULATORVACUUM-Ohio Medical-6-1251 |  |  |  |  | Covered PM Repair - Biomedical | MHHS-Mem City
NO | YES |  |  |  | 041-12321 | 041-12321 | Ohio Medical Corporation |  |  | JGGM10259 | MEMORIAL CITY - MHT - NICU | MHHS-Mem City |  | Regulator, Vacuum |  | 041-12321 | 041-12321 | West | Memorial Hermann Memorial City Medical Center | MEMORIAL CITY - MHT - NICU | MEMORIAL CITY- MHT - NICU |  |  |  |  | REGULATORS, SUCTION |  | REGULATORVACUUM-Ohio Medical-6-1251 | REGULATORVACUUM | 6-1251 |  |  |  | Ohio Medical | Regulator, Vacuum |  | REGULATORVACUUM-Ohio Medical-6-1251 |  |  |  |  | Covered PM Repair - Biomedical | MHHS-Mem City
NO | YES |  |  |  | 041-12323 | 041-12323 | Ohio Medical Corporation |  |  | JGGM10260 | Memorial City / Pediatrics | MHHS-Mem City |  | Regulator, Vacuum |  | 041-12323 | 041-12323 | West | Memorial Hermann - Memorial City | Memorial City / Pediatrics | MH4 204 Room 4M04 |  |  |  |  | REGULATORS, SUCTION |  | REGULATORVACUUM-Ohio Medical-6-1251 | REGULATORVACUUM | 6-1251 |  |  |  | Ohio Medical | Regulator, Vacuum |  | REGULATORVACUUM-Ohio Medical-6-1251 |  |  |  |  | Covered PM Repair - Biomedical | MHHS-Mem City
NO | YES |  |  |  | 041-12326 | 041-12326 | Ohio Medical Corporation |  |  | JGGM10261 | MEMORIAL CITY - PEDIATRICS | MHHS-Mem City |  | Regulator, Vacuum |  | 041-12326 | 041-12326 | West | West | MEMORIAL CITY - PEDIATRICS | MH4:205 Room 4M13 |  |  |  |  | REGULATORS, SUCTION |  | REGULATORVACUUM-Ohio Medical-6-1251 | REGULATORVACUUM | 6-1251 |  |  |  | Ohio Medical | Regulator, Vacuum |  | REGULATORVACUUM-Ohio Medical-6-1251 |  |  |  |  | Covered PM Repair - Biomedical | MHHS-Mem City
NO | YES |  |  |  | 041-13268 | 041-13268 | Ohio Medical Corporation |  |  | JGGM10440 | MEMORIAL CITY - MHT - NICU | MHHS-Mem City |  | Regulator, Vacuum |  | 041-13268 | 041-13268 | West | Memorial Hermann Memorial City Medical Center | MEMORIAL CITY - MHT - NICU | MEMORIAL CITY- MHT - NICU |  |  |  |  | REGULATORS, SUCTION |  | REGULATORVACUUM-Ohio Medical-6-1251 | REGULATORVACUUM | 6-1251 |  |  |  | Ohio Medical | Regulator, Vacuum |  | REGULATORVACUUM-Ohio Medical-6-1251 |  |  |  |  | Covered PM Repair - Biomedical | MHHS-Mem City
NO | YES |  |  |  | 041-11992 | 041-11992 | Ohio Medical Corporation |  |  | JGGM10317 | Memorial Hermann-Memorial City - Pediatrics | MHHS-Mem City |  | Regulator, Vacuum |  | 041-11992 | 041-11992 | West | Memorial Hermann Memorial City Medical Center | Memorial Hermann-Memorial City - Pediatrics | MH4 4M11 |  |  |  |  | REGULATORS, SUCTION |  | REGULATORVACUUM-Ohio Medical-6-1251 | REGULATORVACUUM | 6-1251 |  |  |  | Ohio Medical | Regulator, Vacuum |  | REGULATORVACUUM-Ohio Medical-6-1251 |  |  |  |  | Covered PM Repair - Biomedical | MHHS-Mem City
NO | YES |  |  |  | 041-11995 | 041-11995 | Ohio Medical Corporation |  |  | JGGM10319 | MEMORIAL CITY - PEDIATRICS | MHHS-Mem City |  | Regulator, Vacuum |  | 041-11995 | 041-11995 | West | West | MEMORIAL CITY - PEDIATRICS | MH4:205 Room 4M05 |  |  |  |  | REGULATORS, SUCTION |  | REGULATORVACUUM-Ohio Medical-6-1251 | REGULATORVACUUM | 6-1251 |  |  |  | Ohio Medical | Regulator, Vacuum |  | REGULATORVACUUM-Ohio Medical-6-1251 |  |  |  |  | Covered PM Repair - Biomedical | MHHS-Mem City
NO | YES |  |  |  | 041-12315 | 041-12315 | Ohio Medical Corporation |  |  | JGGM10320 | Biomed | MHHS-Mem City |  | Regulator, Vacuum |  | 041-12315 | 041-12315 | Mem city | Memorial city - Memorial herman hospital | Biomed | Biomed shop |  |  |  | No pm sticker found | REGULATORS, SUCTION |  | REGULATORVACUUM-Ohio Medical-6-1251 | REGULATORVACUUM | 6-1251 |  |  |  | Ohio Medical | Regulator, Vacuum |  | REGULATORVACUUM-Ohio Medical-6-1251 |  |  |  |  | Covered PM Repair - Biomedical | MHHS-Mem City
NO | YES |  |  |  | 041-12762 | 041-12762 | Ohio Medical Corporation |  |  | JGGM14228 | Memorial City - Pediatrics | MHHS-Mem City |  | Regulator, Vacuum |  | 041-12762 | 041-12762 | West | Memorial City - Memorial Hermann Hospital | Memorial City - Pediatrics | MH4:201 Rm 4M01 |  |  |  | One time inspection sticker | REGULATORS, SUCTION |  | REGULATORVACUUM-Ohio Medical-6-1251 | REGULATORVACUUM | 6-1251 |  |  |  | Ohio Medical | Regulator, Vacuum |  | REGULATORVACUUM-Ohio Medical-6-1251 |  |  |  |  | Covered PM Repair - Biomedical | MHHS-Mem City
NO | YES |  |  |  | 041-13255 | 041-13255 | Ohio Medical Corporation |  |  | JGGM10423 | MEMORIAL CITY - PEDIATRICS | MHHS-Mem City |  | Regulator, Vacuum |  | 041-13255 | 041-13255 | West | West | MEMORIAL CITY - PEDIATRICS | MH4:205 Room 4M07 |  |  |  |  | REGULATORS, SUCTION |  | REGULATORVACUUM-Ohio Medical-6-1251 | REGULATORVACUUM | 6-1251 |  |  |  | Ohio Medical | Regulator, Vacuum |  | REGULATORVACUUM-Ohio Medical-6-1251 |  |  |  |  | Covered PM Repair - Biomedical | MHHS-Mem City
NO | YES |  |  |  | 041-14818 | 041-14818 | Ohio Medical Corporation |  |  | JGGN16153 | MEMORIAL CITY - PEDIATRICS | MHHS-Mem City |  | Regulator, Vacuum |  | 041-14818 | 041-14818 | West | West | MEMORIAL CITY - PEDIATRICS | MH4:205 Room 4M16 |  |  |  |  | REGULATORS, SUCTION |  | REGULATORVACUUM-Ohio Medical-6-1251 | REGULATORVACUUM | 6-1251 |  |  |  | Ohio Medical | Regulator, Vacuum |  | REGULATORVACUUM-Ohio Medical-6-1251 |  |  |  |  | Covered PM Repair - Biomedical | MHHS-Mem City
NO | YES |  |  |  | 041-14832 | 041-14832 | Ohio Medical Corporation |  |  | JGGN16184 | MEMORIAL CITY - PEDIATRICS | MHHS-Mem City |  | Regulator, Vacuum |  | 041-14832 | 041-14832 | West | West | MEMORIAL CITY - PEDIATRICS | MH4:205 Room 4M06 |  |  |  |  | REGULATORS, SUCTION |  | REGULATORVACUUM-Ohio Medical-6-1251 | REGULATORVACUUM | 6-1251 |  |  |  | Ohio Medical | Regulator, Vacuum |  | REGULATORVACUUM-Ohio Medical-6-1251 |  |  |  |  | Covered PM Repair - Biomedical | MHHS-Mem City
NO | YES |  |  |  | 041-14836 | 041-14836 | Ohio Medical Corporation |  |  | JGGN16173 | MEMORIAL CITY - PEDS - NURSERY | MHHS-Mem City |  | Regulator, Vacuum |  | 041-14836 | 041-14836 | West | Memorial Hermann Memorial City Medical Center | MEMORIAL CITY - PEDS - NURSERY | MEMORIAL CITY PEDS |  |  |  |  | REGULATORS, SUCTION |  | REGULATORVACUUM-Ohio Medical-6-1251 | REGULATORVACUUM | 6-1251 |  |  |  | Ohio Medical | Regulator, Vacuum |  | REGULATORVACUUM-Ohio Medical-6-1251 |  |  |  |  | Covered PM Repair - Biomedical | MHHS-Mem City
NO | YES |  |  |  | 041-14837 | 041-14837 | Ohio Medical Corporation |  |  | JGGN16180 | Memorial City - Neonatal | MHHS-Mem City |  | Regulator, Vacuum |  | 041-14837 | 041-14837 | West | Memorial Hermann - Memorial City | Memorial City - Neonatal | MH4 116 Room 4M21 |  |  |  |  | REGULATORS, SUCTION |  | REGULATORVACUUM-Ohio Medical-6-1251 | REGULATORVACUUM | 6-1251 |  |  |  | Ohio Medical | Regulator, Vacuum |  | REGULATORVACUUM-Ohio Medical-6-1251 |  |  |  |  | Covered PM Repair - Biomedical | MHHS-Mem City
NO | YES |  |  |  | 041-14839 | 041-14839 | Ohio Medical Corporation |  |  | JGGN16176 | MEMORIAL CITY - MHT - NICU | MHHS-Mem City |  | Regulator, Vacuum |  | 041-14839 | 041-14839 | West | Memorial Hermann Memorial City Medical Center | MEMORIAL CITY - MHT - NICU | MEMORIAL CITY- MHT - NICU |  |  |  |  | REGULATORS, SUCTION |  | REGULATORVACUUM-Ohio Medical-6-1251 | REGULATORVACUUM | 6-1251 |  |  |  | Ohio Medical | Regulator, Vacuum |  | REGULATORVACUUM-Ohio Medical-6-1251 |  |  |  |  | Covered PM Repair - Biomedical | MHHS-Mem City
NO | YES |  |  |  | 041-14840 | 041-14840 | Ohio Medical Corporation |  |  | JGGN16174 | MEMORIAL CITY - PEDS - NURSERY | MHHS-Mem City |  | Regulator, Vacuum |  | 041-14840 | 041-14840 | West | Memorial Hermann Memorial City Medical Center | MEMORIAL CITY - PEDS - NURSERY | MEMORIAL CITY PEDS |  |  |  |  | REGULATORS, SUCTION |  | REGULATORVACUUM-Ohio Medical-6-1251 | REGULATORVACUUM | 6-1251 |  |  |  | Ohio Medical | Regulator, Vacuum |  | REGULATORVACUUM-Ohio Medical-6-1251 |  |  |  |  | Covered PM Repair - Biomedical | MHHS-Mem City
NO | YES |  |  |  | 041-14841 | 041-14841 | Ohio Medical Corporation |  |  | JGGN16182 | MEMORIAL CITY - PEDS - NURSERY | MHHS-Mem City |  | Regulator, Vacuum |  | 041-14841 | 041-14841 | West | Memorial Hermann Memorial City Medical Center | MEMORIAL CITY - PEDS - NURSERY | MEMORIAL CITY PEDS |  |  |  |  | REGULATORS, SUCTION |  | REGULATORVACUUM-Ohio Medical-6-1251 | REGULATORVACUUM | 6-1251 |  |  |  | Ohio Medical | Regulator, Vacuum |  | REGULATORVACUUM-Ohio Medical-6-1251 |  |  |  |  | Covered PM Repair - Biomedical | MHHS-Mem City
NO | YES |  |  |  | 041-14851 | 041-14851 | Ohio Medical Corporation |  |  | JGGN16189 | Memorial City - Neonatal | MHHS-Mem City |  | Regulator, Vacuum |  | 041-14851 | 041-14851 | West | Memorial Hermann - Memorial City | Memorial City - Neonatal | MH4 108 Room 4M28 |  |  |  | Equipment in Use. Baby in Room under Bili lights. LF | REGULATORS, SUCTION |  | REGULATORVACUUM-Ohio Medical-6-1251 | REGULATORVACUUM | 6-1251 |  |  |  | Ohio Medical | Regulator, Vacuum |  | REGULATORVACUUM-Ohio Medical-6-1251 |  |  |  |  | Covered PM Repair - Biomedical | MHHS-Mem City
NO | YES |  |  |  | 041-14853 | 041-14853 | Ohio Medical Corporation |  |  | JGGN16165 | Memorial City - Neonatal | MHHS-Mem City |  | Regulator, Vacuum |  | 041-14853 | 041-14853 | West | Memorial Hermann - Memorial City | Memorial City - Neonatal | MH4 116 Room 4M21 |  |  |  |  | REGULATORS, SUCTION |  | REGULATORVACUUM-Ohio Medical-6-1251 | REGULATORVACUUM | 6-1251 |  |  |  | Ohio Medical | Regulator, Vacuum |  | REGULATORVACUUM-Ohio Medical-6-1251 |  |  |  |  | Covered PM Repair - Biomedical | MHHS-Mem City
NO | YES |  |  |  | 041-14854 | 041-14854 | Ohio Medical Corporation |  |  | JGGN16167 | MEMORIAL CITY - MHT - NICU | MHHS-Mem City |  | Regulator, Vacuum |  | 041-14854 | 041-14854 | West | West | MEMORIAL CITY - MHT - NICU | MH4:118 Room4M19 |  |  |  |  | REGULATORS, SUCTION |  | REGULATORVACUUM-Ohio Medical-6-1251 | REGULATORVACUUM | 6-1251 |  |  |  | Ohio Medical | Regulator, Vacuum |  | REGULATORVACUUM-Ohio Medical-6-1251 |  |  |  |  | Covered PM Repair - Biomedical | MHHS-Mem City
NO | YES |  |  |  | 041-14855 | 041-14855 | Ohio Medical Corporation |  |  | JGGN16161 | Memorial City - Neonatal | MHHS-Mem City |  | Regulator, Vacuum |  | 041-14855 | 041-14855 | West | Memorial Hermann - Memorial City | Memorial City - Neonatal | MH4 103 Room 4M32 |  |  |  |  | REGULATORS, SUCTION |  | REGULATORVACUUM-Ohio Medical-6-1251 | REGULATORVACUUM | 6-1251 |  |  |  | Ohio Medical | Regulator, Vacuum |  | REGULATORVACUUM-Ohio Medical-6-1251 |  |  |  |  | Covered PM Repair - Biomedical | MHHS-Mem City
NO | YES |  |  |  | 041-14857 | 041-14857 | Ohio Medical Corporation |  |  | JGGN16154 | MEMORIAL CITY - PEDIATRICS | MHHS-Mem City |  | Regulator, Vacuum |  | 041-14857 | 041-14857 | West | Memorial Hermann Memorial City Medical Center | MEMORIAL CITY - PEDIATRICS | MH4 4M09 |  |  |  |  | REGULATORS, SUCTION |  | REGULATORVACUUM-Ohio Medical-6-1251 | REGULATORVACUUM | 6-1251 |  |  |  | Ohio Medical | Regulator, Vacuum |  | REGULATORVACUUM-Ohio Medical-6-1251 |  |  |  |  | Covered PM Repair - Biomedical | MHHS-Mem City
NO | YES |  |  |  | 041-11975 | 041-11975 | Ohio Medical Corporation |  |  | JGGM10304 | Memorial City-Postpartum | MHHS-Mem City |  | Regulator, Vacuum |  | 041-11975 | 041-11975 | West | MHHS-Mem City | Memorial City-Postpartum | Room 26 | 10/1/16 |  |  |  | REGULATORS, SUCTION |  | REGULATORVACUUM-Ohio Medical-6-1251 | REGULATORVACUUM | 6-1251 |  |  |  | Ohio Medical | Regulator, Vacuum |  | REGULATORVACUUM-Ohio Medical-6-1251 |  | 1/8/15 |  |  | Covered PM Repair - Biomedical | MHHS-Mem City
NO | YES |  |  |  | 041-11979 | 041-11979 | Ohio Medical Corporation |  |  | JGGM07708 | Memorial City-Postpartum-Nursery | MHHS-Mem City |  | Regulator, Vacuum |  | 041-11979 | 041-11979 | West | MHHS-Mem City | Memorial City-Postpartum-Nursery | 2M12 | 10/1/16 |  |  |  | REGULATORS, SUCTION |  | REGULATORVACUUM-Ohio Medical-6-1251 | REGULATORVACUUM | 6-1251 |  |  |  | Ohio Medical | Regulator, Vacuum |  | REGULATORVACUUM-Ohio Medical-6-1251 |  | 1/8/15 |  |  | Covered PM Repair - Biomedical | MHHS-Mem City
NO | YES |  |  |  | 041-11983 | 041-11983 | Ohio Medical Corporation |  |  | JGGM10314 | Memorial City-Postpartum | MHHS-Mem City |  | Regulator, Vacuum |  | 041-11983 | 041-11983 | West | MHHS-Mem City | Memorial City-Postpartum | MH2 103 | 10/1/16 |  |  |  | REGULATORS, SUCTION |  | REGULATORVACUUM-Ohio Medical-6-1251 | REGULATORVACUUM | 6-1251 |  |  |  | Ohio Medical | Regulator, Vacuum |  | REGULATORVACUUM-Ohio Medical-6-1251 |  | 1/8/15 |  |  | Covered PM Repair - Biomedical | MHHS-Mem City
NO | YES |  |  |  | 041-11989 | 041-11989 | Ohio Medical Corporation |  |  | JGGM10311 | Memorial City-Postpartum-Nursery | MHHS-Mem City |  | Regulator, Vacuum |  | 041-11989 | 041-11989 | West | MHHS-Mem City | Memorial City-Postpartum-Nursery | 2M15 | 10/1/16 |  |  |  | REGULATORS, SUCTION |  | REGULATORVACUUM-Ohio Medical-6-1251 | REGULATORVACUUM | 6-1251 |  |  |  | Ohio Medical | Regulator, Vacuum |  | REGULATORVACUUM-Ohio Medical-6-1251 |  | 12/12/14 |  |  | Covered PM Repair - Biomedical | MHHS-Mem City
NO | YES |  |  |  | 041-11991 | 041-11991 | Ohio Medical Corporation |  |  | JGGM10305 | Memorial City-Postpartum-Nursery | MHHS-Mem City |  | Regulator, Vacuum |  | 041-11991 | 041-11991 | West | MHHS-Mem City | Memorial City-Postpartum-Nursery | Room 2M 335 | 10/1/16 |  |  |  | REGULATORS, SUCTION |  | REGULATORVACUUM-Ohio Medical-6-1251 | REGULATORVACUUM | 6-1251 |  |  |  | Ohio Medical | Regulator, Vacuum |  | REGULATORVACUUM-Ohio Medical-6-1251 |  | 1/7/15 |  |  | Covered PM Repair - Biomedical | MHHS-Mem City
NO | YES |  |  |  | 041-11997 | 041-11997 | Ohio Medical Corporation |  |  | JGGM10318 | Memorial City-Postpartum | MHHS-Mem City |  | Regulator, Vacuum |  | 041-11997 | 041-11997 | West | MHHS-Mem City | Memorial City-Postpartum | MH2 109 | 10/1/16 |  |  |  | REGULATORS, SUCTION |  | REGULATORVACUUM-Ohio Medical-6-1251 | REGULATORVACUUM | 6-1251 |  |  |  | Ohio Medical | Regulator, Vacuum |  | REGULATORVACUUM-Ohio Medical-6-1251 |  | 12/12/14 |  |  | Covered PM Repair - Biomedical | MHHS-Mem City
NO | YES |  |  |  | 041-12008 | 041-12008 | Ohio Medical Corporation |  |  | JGGM07720 | Memorial City-Postpartum | MHHS-Mem City |  | Regulator, Vacuum |  | 041-12008 | 041-12008 | West | MHHS-Mem City | Memorial City-Postpartum | Room 18 | 10/1/16 |  |  |  | REGULATORS, SUCTION |  | REGULATORVACUUM-Ohio Medical-6-1251 | REGULATORVACUUM | 6-1251 |  |  |  | Ohio Medical | Regulator, Vacuum |  | REGULATORVACUUM-Ohio Medical-6-1251 |  | 1/4/15 |  |  | Covered PM Repair - Biomedical | MHHS-Mem City
NO | YES |  |  |  | 041-12330 | 041-12330 | Ohio Medical Corporation |  |  | JGGM10271 | Memorial City-Postpartum | MHHS-Mem City |  | Regulator, Vacuum |  | 041-12330 | 041-12330 | West | MHHS-Mem City | Memorial City-Postpartum | Room 14 | 10/1/16 |  |  |  | REGULATORS, SUCTION |  | REGULATORVACUUM-Ohio Medical-6-1251 | REGULATORVACUUM | 6-1251 |  |  |  | Ohio Medical | Regulator, Vacuum |  | REGULATORVACUUM-Ohio Medical-6-1251 |  | 1/8/15 |  |  | Covered PM Repair - Biomedical | MHHS-Mem City
NO | YES |  |  |  | 041-11980 | 041-11980 | Ohio Medical Corporation |  |  | JGGM10312 | Memorial City-Postpartum-Nursery | MHHS-Mem City |  | Regulator, Vacuum |  | 041-11980 | 041-11980 | West | MHHS-Mem City | Memorial City-Postpartum-Nursery | Room 2M 334 | 10/1/16 |  |  |  | REGULATORS, SUCTION |  | REGULATORVACUUM-Ohio Medical-6-1251 | REGULATORVACUUM | 6-1251 |  |  |  | Ohio Medical | Regulator, Vacuum |  | REGULATORVACUUM-Ohio Medical-6-1251 |  | 1/8/15 |  |  | Covered PM Repair - Biomedical | MHHS-Mem City
NO | YES |  |  |  | 041-11996 | 041-11996 | Ohio Medical Corporation |  |  | JGGM10328 | Memorial City-Postpartum-Nursery | MHHS-Mem City |  | Regulator, Vacuum |  | 041-11996 | 041-11996 | West | MHHS-Mem City | Memorial City-Postpartum-Nursery | Room 1 | 10/1/16 |  |  |  | REGULATORS, SUCTION |  | REGULATORVACUUM-Ohio Medical-6-1251 | REGULATORVACUUM | 6-1251 |  |  |  | Ohio Medical | Regulator, Vacuum |  | REGULATORVACUUM-Ohio Medical-6-1251 |  | 12/12/16 |  |  | Covered PM Repair - Biomedical | MHHS-Mem City
NO | YES |  |  |  | 041-12002 | 041-12002 | Ohio Medical Corporation |  |  | JGGM0777 | Memorial City-Postpartum-Nursery | MHHS-Mem City |  | Regulator, Vacuum |  | 041-12002 | 041-12002 | West | MHHS-Mem City | Memorial City-Postpartum-Nursery | 2M02 | 10/1/16 |  |  |  | REGULATORS, SUCTION |  | REGULATORVACUUM-Ohio Medical-6-1251 | REGULATORVACUUM | 6-1251 |  |  |  | Ohio Medical | Regulator, Vacuum |  | REGULATORVACUUM-Ohio Medical-6-1251 |  |  |  |  | Covered PM Repair - Biomedical | MHHS-Mem City
NO | YES |  |  |  |  | 041-11972 | Ohio Medical Corporation |  |  | JGGM07713 | Memorial City-Postpartum | MHHS-Mem City |  | Regulator, Vacuum |  |  | 041-11972 | West | MHHS-Mem City | Memorial City-Postpartum | Room 23 | 10/1/16 |  |  |  | REGULATORS, SUCTION |  | REGULATORVACUUM-Ohio Medical-6-1251 | REGULATORVACUUM | 6-1251 |  |  |  | Ohio Medical | Regulator, Vacuum |  | REGULATORVACUUM-Ohio Medical-6-1251 |  | 1/8/15 |  |  | Covered PM Repair - Biomedical | MHHS-Mem City
NO | YES |  |  |  | 041-11973 | 041-11973 | Ohio Medical Corporation |  |  | JGGM10464 | Memorial City-Postpartum-Nursery | MHHS-Mem City |  | Regulator, Vacuum |  | 041-11973 | 041-11973 | West | MHHS-Mem City | Memorial City-Postpartum-Nursery | Room 2M 337 |  |  |  |  | REGULATORS, SUCTION |  | REGULATORVACUUM-Ohio Medical-6-1251 | REGULATORVACUUM | 6-1251 |  |  |  | Ohio Medical | Regulator, Vacuum |  | REGULATORVACUUM-Ohio Medical-6-1251 |  | 1/8/15 |  |  | Covered PM Repair - Biomedical | MHHS-Mem City
NO | YES |  |  |  |  | 041-12006 | Ohio Medical Corporation |  |  | JGGM07715 | Memorial City-Postpartum-Nursery | MHHS-Mem City |  | Regulator, Vacuum |  |  | 041-12006 | West | MHHS-Mem City | Memorial City-Postpartum-Nursery |  | 10/1/16 |  |  |  | REGULATORS, SUCTION |  | REGULATORVACUUM-Ohio Medical-6-1251 | REGULATORVACUUM | 6-1251 |  |  |  | Ohio Medical | Regulator, Vacuum |  | REGULATORVACUUM-Ohio Medical-6-1251 |  | 1/8/15 |  |  | Covered PM Repair - Biomedical | MHHS-Mem City
NO | YES | [5 empty] | Ohio Medical Corporation |  |  | JGGM10388 | Memorial City-Postpartum-Nursery | MHHS-Mem City |  | Regulator, Vacuum |  |  |  | West | MHHS-Mem City | Memorial City-Postpartum-Nursery |  | 10/1/16 |  |  |  | REGULATORS, SUCTION |  | REGULATORVACUUM-Ohio Medical-6-1251 | REGULATORVACUUM | 6-1251 |  |  |  | Ohio Medical | Regulator, Vacuum |  | REGULATORVACUUM-Ohio Medical-6-1251 |  | 1/4/15 |  |  | Covered PM Repair - Biomedical | MHHS-Mem City
NO | YES | [5 empty] | Ohio Medical Corporation |  |  | JGGM10294 | Memorial City-Postpartum-Nursery | MHHS-Mem City |  | Regulator, Vacuum |  |  |  | West | MHHS-Mem City | Memorial City-Postpartum-Nursery |  | 10/1/16 |  |  |  | REGULATORS, SUCTION |  | REGULATORVACUUM-Ohio Medical-6-1251 | REGULATORVACUUM | 6-1251 |  |  |  | Ohio Medical | Regulator, Vacuum |  | REGULATORVACUUM-Ohio Medical-6-1251 |  | 1/8/15 |  |  | Covered PM Repair - Biomedical | MHHS-Mem City
NO | YES | [5 empty] | Ohio Medical Corporation |  |  | JGGM10438 | Memorial City-Postpartum-Nursery | MHHS-Mem City |  | Regulator, Vacuum |  |  |  | West | MHHS-Mem City | Memorial City-Postpartum-Nursery |  | 10/1/16 |  |  |  | REGULATORS, SUCTION |  | REGULATORVACUUM-Ohio Medical-6-1251 | REGULATORVACUUM | 6-1251 |  |  |  | Ohio Medical | Regulator, Vacuum |  | REGULATORVACUUM-Ohio Medical-6-1251 |  | 1/14/14 |  |  | Covered PM Repair - Biomedical | MHHS-Mem City
NO | YES |  |  |  |  | 041-12329 | Ohio Medical Corporation |  |  | JGGM10313 | Memorial City-Postpartum-Nursery | MHHS-Mem City |  | Regulator, Vacuum |  |  | 041-12329 | West | MHHS-Mem City | Memorial City-Postpartum-Nursery |  | 10/1/16 |  |  |  | REGULATORS, SUCTION |  | REGULATORVACUUM-Ohio Medical-6-1251 | REGULATORVACUUM | 6-1251 |  |  |  | Ohio Medical | Regulator, Vacuum |  | REGULATORVACUUM-Ohio Medical-6-1251 |  | 1/4/15 |  |  | Covered PM Repair - Biomedical | MHHS-Mem City
NO | YES |  |  |  |  | 041-11966 | Ohio Medical Corporation |  |  | JGGM10263 | Memorial City-Postpartum-Nursery | MHHS-Mem City |  | Regulator, Vacuum |  |  | 041-11966 | West | MHHS-Mem City | Memorial City-Postpartum-Nursery |  | 10/1/16 |  |  |  | REGULATORS, SUCTION |  | REGULATORVACUUM-Ohio Medical-6-1251 | REGULATORVACUUM | 6-1251 |  |  |  | Ohio Medical | Regulator, Vacuum |  | REGULATORVACUUM-Ohio Medical-6-1251 |  | 1/8/15 |  |  | Covered PM Repair - Biomedical | MHHS-Mem City
NO | YES |  |  |  |  | 041-13264 | Ohio Medical Corporation |  |  | JGGM10439 | Memorial City-Postpartum-Nursery | MHHS-Mem City |  | Regulator, Vacuum |  |  | 041-13264 | West | MHHS-Mem City | Memorial City-Postpartum-Nursery |  | 10/1/16 |  |  |  | REGULATORS, SUCTION |  | REGULATORVACUUM-Ohio Medical-6-1251 | REGULATORVACUUM | 6-1251 |  |  |  | Ohio Medical | Regulator, Vacuum |  | REGULATORVACUUM-Ohio Medical-6-1251 |  | 1/7/15 |  |  | Not Covered Vendor Only - Biomedical | MHHS-Mem City
NO | YES |  |  |  |  | 041-12001 | Ohio Medical Corporation |  |  | JGGM07719 | Memorial City-Postpartum-Nursery | MHHS-Mem City |  | Regulator, Vacuum |  |  | 041-12001 | West | MHHS-Mem City | Memorial City-Postpartum-Nursery |  | 10/1/16 |  |  |  | REGULATORS, SUCTION |  | REGULATORVACUUM-Ohio Medical-6-1251 | REGULATORVACUUM | 6-1251 |  |  |  | Ohio Medical | Regulator, Vacuum |  | REGULATORVACUUM-Ohio Medical-6-1251 |  | 12/12/14 |  |  | Covered PM Repair - Biomedical | MHHS-Mem City
NO | YES |  |  |  |  | 041-14026 | Ohio Medical Corporation |  |  | JGGM14213 | Memorial City-Postpartum-Nursery | MHHS-Mem City |  | Regulator, Vacuum |  |  | 041-14026 | West | MHHS-Mem City | Memorial City-Postpartum-Nursery |  | 10/1/16 |  |  |  | REGULATORS, SUCTION |  | REGULATORVACUUM-Ohio Medical-6-1251 | REGULATORVACUUM | 6-1251 |  |  |  | Ohio Medical | Regulator, Vacuum |  | REGULATORVACUUM-Ohio Medical-6-1251 |  | 1/8/15 |  |  | Covered PM Repair - Biomedical | MHHS-Mem City
NO | YES |  |  |  |  | 041-12870 | Ohio Medical Corporation |  |  | JGGM01390 | Memorial City-Postpartum-Nursery | MHHS-Mem City |  | Regulator, Vacuum |  |  | 041-12870 | West | MHHS-Mem City | Memorial City-Postpartum-Nursery |  | 10/1/16 |  |  |  | REGULATORS, SUCTION |  | REGULATORVACUUM-Ohio Medical-6-1251 | REGULATORVACUUM | 6-1251 |  |  |  | Ohio Medical | Regulator, Vacuum |  | REGULATORVACUUM-Ohio Medical-6-1251 |  | 5/14/15 |  |  | Covered PM Repair - Biomedical | MHHS-Mem City
NO | YES |  |  |  |  | 041-11981 | Ohio Medical Corporation |  |  | JGGM07697 | Memorial City-Postpartum | MHHS-Mem City |  | Regulator, Vacuum |  |  | 041-11981 | West | MHHS-Mem City | Memorial City-Postpartum | Room 24 |  |  |  | No pm | REGULATORS, SUCTION |  | REGULATORVACUUM-Ohio Medical-6-1251 | REGULATORVACUUM | 6-1251 |  |  |  | Ohio Medical | Regulator, Vacuum |  | REGULATORVACUUM-Ohio Medical-6-1251 |  | 5/14/15 |  |  | Covered PM Repair - Biomedical | MHHS-Mem City
NO | YES |  |  |  |  | 041-11977 | Ohio Medical Corporation |  |  | JGGM07694 | Memorial City-Postpartum-Nursery | MHHS-Mem City |  | Regulator, Vacuum |  |  | 041-11977 | West | MHHS-Mem City | Memorial City-Postpartum-Nursery | 2M04 | 10/1/16 |  |  |  | REGULATORS, SUCTION |  | REGULATORVACUUM-Ohio Medical-6-1251 | REGULATORVACUUM | 6-1251 |  |  |  | Ohio Medical | Regulator, Vacuum |  | REGULATORVACUUM-Ohio Medical-6-1251 |  | 1/8/15 |  |  | Covered PM Repair - Biomedical | MHHS-Mem City
NO | YES |  |  |  |  | 041-11984 | Ohio Medical Corporation |  |  | JGGM07701 | Memorial City-Postpartum-Nursery | MHHS-Mem City |  | Regulator, Vacuum |  |  | 041-11984 | West | MHHS-Mem City | Memorial City-Postpartum-Nursery | 2M05 | 10/1/16 |  |  |  | REGULATORS, SUCTION |  | REGULATORVACUUM-Ohio Medical-6-1251 | REGULATORVACUUM | 6-1251 |  |  |  | Ohio Medical | Regulator, Vacuum |  | REGULATORVACUUM-Ohio Medical-6-1251 |  |  |  |  | Covered PM Repair - Biomedical | MHHS-Mem City
NO | YES |  |  |  |  | 041-07824 | Ohio Medical Corporation |  |  | JGGM10461 | Memorial City-Postpartum-Nursery | MHHS-Mem City |  | Regulator, Vacuum |  |  | 041-07824 | West | MHHS-Mem City | Memorial City-Postpartum-Nursery | 2M08 | 10/1/16 |  |  |  | REGULATORS, SUCTION |  | REGULATORVACUUM-Ohio Medical-6-1251 | REGULATORVACUUM | 6-1251 |  |  |  | Ohio Medical | Regulator, Vacuum |  | REGULATORVACUUM-Ohio Medical-6-1251 |  |  |  |  | Covered PM Repair - Biomedical | MHHS-Mem City
NO | YES | [5 empty] | Ohio Medical Corporation |  |  | JGGM10253 | Memorial City-Postpartum-Nursery | MHHS-Mem City |  | Regulator, Vacuum |  |  |  | West | MHHS-Mem City | Memorial City-Postpartum-Nursery | Room 11 | 10/1/16 |  |  |  | REGULATORS, SUCTION |  | REGULATORVACUUM-Ohio Medical-6-1251 | REGULATORVACUUM | 6-1251 |  |  |  | Ohio Medical | Regulator, Vacuum |  | REGULATORVACUUM-Ohio Medical-6-1251 |  |  |  |  | Covered PM Repair - Biomedical | MHHS-Mem City
NO | YES |  |  |  |  | 041-14023 | Ohio Medical Corporation |  |  | JGGM14220 | Memorial City-Postpartum-Nursery | MHHS-Mem City |  | Regulator, Vacuum |  |  | 041-14023 | West | MHHS-Mem City | Memorial City-Postpartum-Nursery |  | 10/1/16 |  |  |  | REGULATORS, SUCTION |  | REGULATORVACUUM-Ohio Medical-6-1251 | REGULATORVACUUM | 6-1251 |  |  |  | Ohio Medical | Regulator, Vacuum |  | REGULATORVACUUM-Ohio Medical-6-1251 |  |  |  |  | Covered PM Repair - Biomedical | MHHS-Mem City
NO | YES |  |  |  |  | 041-11988 | Ohio Medical Corporation |  |  | JGGM10488 | Memorial City-Postpartum | MHHS-Mem City |  | Regulator, Vacuum |  |  | 041-11988 | West | MHHS-Mem City | Memorial City-Postpartum | Room 25 | 10/1/16 |  |  |  | REGULATORS, SUCTION |  | REGULATORVACUUM-Ohio Medical-6-1251 | REGULATORVACUUM | 6-1251 |  |  |  | Ohio Medical | Regulator, Vacuum |  | REGULATORVACUUM-Ohio Medical-6-1251 |  | 1/8/15 |  |  | Covered PM Repair - Biomedical | MHHS-Mem City
NO | YES |  |  |  |  | 041-13270 | Ohio Medical Corporation |  |  | JGGM10420 | Memorial City-Postpartum | MHHS-Mem City |  | Regulator, Vacuum |  |  | 041-13270 | West | MHHS-Mem City | Memorial City-Postpartum | Room 27 | 10/1/16 |  |  |  | REGULATORS, SUCTION |  | REGULATORVACUUM-Ohio Medical-6-1251 | REGULATORVACUUM | 6-1251 |  |  |  | Ohio Medical | Regulator, Vacuum |  | REGULATORVACUUM-Ohio Medical-6-1251 |  | 1/8/15 |  |  | Covered PM Repair - Biomedical | MHHS-Mem City
NO | YES |  |  |  |  | 041-11986 | Ohio Medical Corporation |  |  | JGGM07703 | Memorial City-Postpartum-Nursery | MHHS-Mem City |  | Regulator, Vacuum |  |  | 041-11986 | West | MHHS-Mem City | Memorial City-Postpartum-Nursery | Room 1 |  |  |  | No pm | REGULATORS, SUCTION |  | REGULATORVACUUM-Ohio Medical-6-1251 | REGULATORVACUUM | 6-1251 |  |  |  | Ohio Medical | Regulator, Vacuum |  | REGULATORVACUUM-Ohio Medical-6-1251 |  | 1/8/15 |  |  | Covered PM Repair - Biomedical | MHHS-Mem City
NO | YES | [5 empty] | Ohio Medical Corporation |  |  | JGGM10397 | Memorial City-Labor & Delivery | MHHS-Mem City |  | Regulator, Vacuum |  |  |  | West | MHHS-Mem City | Memorial City-Labor & Delivery | Room 13 |  |  |  | No pm | REGULATORS, SUCTION |  | REGULATORVACUUM-Ohio Medical-6-1251 | REGULATORVACUUM | 6-1251 |  |  |  | Ohio Medical | Regulator, Vacuum |  | REGULATORVACUUM-Ohio Medical-6-1251 |  | 1/8/15 |  |  | Covered PM Repair - Biomedical | MHHS-Mem City
NO | YES |  |  |  |  | 041-11985 | Ohio Medical Corporation |  |  | JGGM07699 | Memorial City-Postpartum | MHHS-Mem City |  | Regulator, Vacuum |  |  | 041-11985 | West | MHHS-Mem City | Memorial City-Postpartum | Room 19 | 10/1/16 |  |  |  | REGULATORS, SUCTION |  | REGULATORVACUUM-Ohio Medical-6-1251 | REGULATORVACUUM | 6-1251 |  |  |  | Ohio Medical | Regulator, Vacuum |  | REGULATORVACUUM-Ohio Medical-6-1251 |  | 1/8/15 |  |  | Covered PM Repair - Biomedical | MHHS-Mem City
NO | YES |  |  |  |  | 041-11993 | Ohio Medical Corporation |  |  | JGGM10327 | Memorial City-Postpartum-Nursery | MHHS-Mem City |  | Regulator, Vacuum |  |  | 041-11993 | West | MHHS-Mem City | Memorial City-Postpartum-Nursery | Room 6 |  |  |  | No pm | REGULATORS, SUCTION |  | REGULATORVACUUM-Ohio Medical-6-1251 | REGULATORVACUUM | 6-1251 |  |  |  | Ohio Medical | Regulator, Vacuum |  | REGULATORVACUUM-Ohio Medical-6-1251 |  | 1/8/15 |  |  | Covered PM Repair - Biomedical | MHHS-Mem City
NO | YES |  |  |  |  | 041-11974 | Ohio Medical Corporation |  |  | JGGM07705 | Memorial City-Postpartum-Nursery | MHHS-Mem City |  | Regulator, Vacuum |  |  | 041-11974 | West | MHHS-Mem City | Memorial City-Postpartum-Nursery | Room 7 | 10/1/16 |  |  |  | REGULATORS, SUCTION |  | REGULATORVACUUM-Ohio Medical-6-1251 | REGULATORVACUUM | 6-1251 |  |  |  | Ohio Medical | Regulator, Vacuum |  | REGULATORVACUUM-Ohio Medical-6-1251 |  | 1/8/15 |  |  | Covered PM Repair - Biomedical | MHHS-Mem City
NO | YES |  |  |  | 041-12773 | 041-12773 | Ohio Medical Corporation |  |  | JGGM10254 | Memorial City-Postpartum-Nursery | MHHS-Mem City |  | Regulator, Vacuum |  | 041-12773 | 041-12773 | West | MHHS-Mem City | Memorial City-Postpartum-Nursery | 2M10 |  |  |  |  | REGULATORS, SUCTION |  | REGULATORVACUUM-Ohio Medical-6-1251 | REGULATORVACUUM | 6-1251 |  |  |  | Ohio Medical | Regulator, Vacuum |  | REGULATORVACUUM-Ohio Medical-6-1251 |  | 1/8/15 |  |  | Covered PM Repair - Biomedical | MHHS-Mem City
NO | YES |  |  |  |  | 041-13050 | Ohio Medical Corporation |  |  | JGGM10321 | Memorial City-Postpartum | MHHS-Mem City |  | Regulator, Vacuum |  |  | 041-13050 | West | MHHS-Mem City | Memorial City-Postpartum | Room 20 | 10/1/16 |  |  |  | REGULATORS, SUCTION |  | REGULATORVACUUM-Ohio Medical-6-1251 | REGULATORVACUUM | 6-1251 |  |  |  | Ohio Medical | Regulator, Vacuum |  | REGULATORVACUUM-Ohio Medical-6-1251 |  | 1/8/15 |  |  | Covered PM Repair - Biomedical | MHHS-Mem City
NO | YES | [5 empty] | Ohio Medical Corporation |  |  | JGGM10484 | Memorial City-Postpartum | MHHS-Mem City |  | Regulator, Vacuum |  |  |  | West | MHHS-Mem City | Memorial City-Postpartum | Room 22 | 10/1/16 |  |  |  | REGULATORS, SUCTION |  | REGULATORVACUUM-Ohio Medical-6-1251 | REGULATORVACUUM | 6-1251 |  |  |  | Ohio Medical | Regulator, Vacuum |  | REGULATORVACUUM-Ohio Medical-6-1251 |  | 1/8/15 |  |  | Covered PM Repair - Biomedical | MHHS-Mem City
NO | YES |  |  |  |  | 099-00088 | Ohio Medical Corporation |  |  | JGGN12263 | NE-Endoscopy | MHHS-Northeast |  | Regulator, Vacuum |  |  | 099-00088 | Katy | MHHS-Northeast | NE-Endoscopy | Cardio Pulmonary | 4/1/17 |  |  |  | REGULATORS, SUCTION | Regulator, Vacuum | REGULATORVACUUM-Ohio Medical-6-1251 | REGULATORVACUUM | 6-1251 |  |  |  | Ohio Medical | Regulator, Vacuum |  | REGULATORVACUUM-Ohio Medical-6-1251 |  | 1/30/16 |  |  | Covered PM Repair - Biomedical | MHHS-Northeast | [8 empty] | REGULATORVACUUM | Regulator, Vacuum | Ohio Medical
NO | YES |  |  |  | JGGS21894 | 099-04754 | Ohio Medical Corporation |  |  | JGGS21894 | Pearland-Emergency Center | MHHS-Pearland Hospital |  | Regulator, Vacuum |  | JGGS21894 | 099-04754 | Pearland | MHHS-Pearland Hospital | Pearland-Emergency Center | Room 6 | 12/1/17 |  |  |  | REGULATORS, SUCTION | Regulator, Vacuum | REGULATORVACUUM-Ohio Medical-6-1251 | REGULATORVACUUM | 6-1251 |  |  |  | Ohio Medical | Regulator, Vacuum |  | REGULATORVACUUM-Ohio Medical-6-1251 |  | 1/30/16 |  |  | Covered PM Repair - Biomedical | MHHS-Pearland Hospital | [8 empty] | REGULATORVACUUM | Regulator, Vacuum | Ohio Medical
NO | YES |  |  |  | JGGS21908 | 099-04756 | Ohio Medical Corporation |  |  | JGGS21908 | Pearland-Emergency Center | MHHS-Pearland Hospital |  | Regulator, Vacuum |  | JGGS21908 | 099-04756 | Pearland | MHHS-Pearland Hospital | Pearland-Emergency Center | Room 8 | 12/1/17 |  |  |  | REGULATORS, SUCTION | Regulator, Vacuum | REGULATORVACUUM-Ohio Medical-6-1251 | REGULATORVACUUM | 6-1251 |  |  |  | Ohio Medical | Regulator, Vacuum |  | REGULATORVACUUM-Ohio Medical-6-1251 |  | 2/24/15 |  |  | Covered PM Repair - Biomedical | MHHS-Pearland Hospital | [8 empty] | REGULATORVACUUM | Regulator, Vacuum | Ohio Medical
NO | YES |  |  |  | JGGS21910 | 099-04122 | Ohio Medical Corporation |  |  | JGGS21910 | Pearland-Emergency Center | MHHS-Pearland Hospital |  | Regulator, Vacuum |  | JGGS21910 | 099-04122 | Pearland | MHHS-Pearland Hospital | Pearland-Emergency Center | Room 6 | 12/1/17 |  |  |  | REGULATORS, SUCTION | Regulator, Vacuum | REGULATORVACUUM-Ohio Medical-6-1251 | REGULATORVACUUM | 6-1251 |  |  |  | Ohio Medical | Regulator, Vacuum |  | REGULATORVACUUM-Ohio Medical-6-1251 |  | 2/24/15 |  |  | Covered PM Repair - Biomedical | MHHS-Pearland Hospital | [8 empty] | REGULATORVACUUM | Regulator, Vacuum | Ohio Medical
NO | YES |  |  |  | JGGS21912 | 099-04759 | Ohio Medical Corporation |  |  | JGGS21912 | Pearland-Emergency Center | MHHS-Pearland Hospital |  | Regulator, Vacuum |  | JGGS21912 | 099-04759 | Pearland | MHHS-Pearland Hospital | Pearland-Emergency Center | Room 8 | 12/1/17 |  |  |  | REGULATORS, SUCTION | Regulator, Vacuum | REGULATORVACUUM-Ohio Medical-6-1251 | REGULATORVACUUM | 6-1251 |  |  |  | Ohio Medical | Regulator, Vacuum |  | REGULATORVACUUM-Ohio Medical-6-1251 |  | 2/24/15 |  |  | Covered PM Repair - Biomedical | MHHS-Pearland Hospital | [8 empty] | REGULATORVACUUM | Regulator, Vacuum | Ohio Medical
NO | YES |  |  |  | JGGS21936 | 099-04760 | Ohio Medical Corporation |  |  | JGGS21936 | Pearland-Emergency Center | MHHS-Pearland Hospital |  | Regulator, Vacuum |  | JGGS21936 | 099-04760 | Pearland | MHHS-Pearland Hospital | Pearland-Emergency Center | Room 11 | 12/1/17 |  |  |  | REGULATORS, SUCTION | Regulator, Vacuum | REGULATORVACUUM-Ohio Medical-6-1251 | REGULATORVACUUM | 6-1251 |  |  |  | Ohio Medical | Regulator, Vacuum |  | REGULATORVACUUM-Ohio Medical-6-1251 |  | 2/13/16 |  |  | Covered PM Repair - Biomedical | MHHS-Pearland Hospital | [8 empty] | REGULATORVACUUM | Regulator, Vacuum | Ohio Medical
NO | YES |  |  |  | 005-33697 | 005-3366 | Ohio Medical Corporation |  |  | JGGV12008 | SE-Clinical Engineering | MHHS-Southeast |  | Regulator, Vacuum |  | 005-33697 | 005-3366 | Southeast | MHHS-Southeast | SE-Clinical Engineering | BioMed Shop |  |  |  |  | REGULATORS, SUCTION |  | REGULATORVACUUM-Ohio Medical-6-1251 | REGULATORVACUUM | 6-1251 |  |  |  | Ohio Medical | Regulator, Vacuum |  | REGULATORVACUUM-Ohio Medical-6-1251 |  | 1/16/16 |  |  | Covered PM Repair - Biomedical | MHHS-Southeast
NO | YES |  |  |  | 005-33439 | 005-33439 | Ohio Medical Corporation |  |  | JGGX03590 | SE-Unit 3A (IMU) | MHHS-Southeast |  | Regulator, Vacuum |  | 005-33439 | 005-33439 | Southeast | MHHS-Southeast | SE-Unit 3A (IMU) | Biomed shop |  |  |  |  | REGULATORS, SUCTION |  | REGULATORVACUUM-Ohio Medical-6-1251 | REGULATORVACUUM | 6-1251 |  |  |  | Ohio Medical | Regulator, Vacuum |  | REGULATORVACUUM-Ohio Medical-6-1251 |  | 1/30/16 |  |  | Covered PM Repair - Biomedical | MHHS-Southeast
NO | YES |  |  |  | 029-10759 | 029-10759 | Ohio Medical Corporation |  |  | JGGV07038 | Woodlands-CVICU | MHHS-Woodlands |  | Regulator, Vacuum |  | 029-10759 | 029-10759 | Woodlands | MHHS-Woodlands | Woodlands-CVICU | CVICU |  |  |  |  | REGULATORS, SUCTION | Regulator, Vacuum | REGULATORVACUUM-Ohio Medical-1271 | REGULATORVACUUM |  |  |  |  | Ohio Medical | Regulator, Vacuum |  | REGULATORVACUUM-Ohio Medical-1271 |  |  |  |  | Covered PM Repair - Biomedical | MHHS-Woodlands | [8 empty] | REGULATORVACUUM | Regulator, Vacuum | Ohio Medical
NO | YES |  |  |  | 029-10761 | 029-10761 | Ohio Medical Corporation |  |  | JGGV07045 | Woodlands-CVICU | MHHS-Woodlands |  | Regulator, Vacuum |  | 029-10761 | 029-10761 | Woodlands | MHHS-Woodlands | Woodlands-CVICU | CVICU |  |  |  |  | REGULATORS, SUCTION | Regulator, Vacuum | REGULATORVACUUM-Ohio Medical-1271 | REGULATORVACUUM |  |  |  |  | Ohio Medical | Regulator, Vacuum |  | REGULATORVACUUM-Ohio Medical-1271 |  | 10/6/15 |  |  | Covered PM Repair - Biomedical | MHHS-Woodlands | [8 empty] | REGULATORVACUUM | Regulator, Vacuum | Ohio Medical
NO | YES |  |  |  | 029-10769 | 029-10769 | Ohio Medical Corporation |  |  | JGGV07008 | Woodlands-CVICU | MHHS-Woodlands |  | Regulator, Vacuum |  | 029-10769 | 029-10769 | Woodlands | MHHS-Woodlands | Woodlands-CVICU | CVICU | 5/1/16 |  |  |  | REGULATORS, SUCTION | Regulator, Vacuum | REGULATORVACUUM-Ohio Medical-1271 | REGULATORVACUUM |  |  |  |  | Ohio Medical | Regulator, Vacuum |  | REGULATORVACUUM-Ohio Medical-1271 |  | 7/5/19 |  |  | Covered PM Repair - Biomedical | MHHS-Woodlands | [8 empty] | REGULATORVACUUM | Regulator, Vacuum | Ohio Medical
YES | YES |  |  |  | 029-05389 | 029-05389 | Ohio Medical Corporation |  |  | JGGM24241 | WOODLANDS - ER |  |  |  |  | 029-05389 | 029-05389 | Woodlands |  | WOODLANDS - ER | Storage equipment | [5 empty] | Regulator, Vacuum | REGULATORVACUUM-Ohio Medical-6-1251 | [23 empty] | REGULATORVACUUM | Regulator, Vacuum | Ohio Medical
NO | YES |  |  |  | 142-09843 | 142-09843 | Ohio Medical Corporation |  |  | JGGV07771 | WOODLANDS - ER |  |  |  |  | 142-09843 | 142-09843 | Woodlands | Woodlands | WOODLANDS - ER | Storage equipment | [5 empty] | Regulator, Vacuum | REGULATORVACUUM-Ohio Medical-6-1251 | [23 empty] | REGULATORVACUUM | Regulator, Vacuum | Ohio Medical
NO | YES |  |  |  | 142-09844 | 142-09844 | Ohio Medical Corporation |  |  | JGGU23343 | Woodlands-ER |  |  |  |  | 142-09844 | 142-09844 | Woodlands | MHHS-Woodlands | Woodlands-ER | Storage equipment | [5 empty] | Regulator, Vacuum | REGULATORVACUUM-Ohio Medical-6-1251 | [23 empty] | REGULATORVACUUM | Regulator, Vacuum | Ohio Medical
NO | YES |  |  |  | 142-09842 | 142-09842 | Ohio Medical Corporation |  |  | JGGV11865 | Woodlands-ER |  |  |  |  | 142-09842 | 142-09842 | Woodlands | MHHS-Woodlands | Woodlands-ER | Storage equipment | [5 empty] | Regulator, Vacuum | REGULATORVACUUM-Ohio Medical-6-1251 | [23 empty] | REGULATORVACUUM | Regulator, Vacuum | Ohio Medical
NO | YES |  |  |  | 099-02354 | 099-02354 | Ohio Medical Corporation |  |  | JGGU23309 | Woodlands-ER |  |  |  |  | 099-02354 | 099-02354 | Woodlands | MHHS-Woodlands | Woodlands-ER | Room 1 | [5 empty] | Regulator, Vacuum | REGULATORVACUUM-Ohio Medical-6-1251 | [23 empty] | REGULATORVACUUM | Regulator, Vacuum | Ohio Medical
NO | YES |  |  |  | 099-02356 | 099-02356 | Ohio Medical Corporation |  |  | JGGU23339 | Woodlands-ER |  |  |  |  | 099-02356 | 099-02356 | Woodlands | MHHS-Woodlands | Woodlands-ER | Room 1 | [5 empty] | Regulator, Vacuum | REGULATORVACUUM-Ohio Medical-6-1251 | [23 empty] | REGULATORVACUUM | Regulator, Vacuum | Ohio Medical
NO | YES |  |  |  | 099-02355 | 099-02355 | Ohio Medical Corporation |  |  | JGGV13479 | Woodlands-ER |  |  |  |  | 099-02355 | 099-02355 | Woodlands | MHHS-Woodlands | Woodlands-ER | Room 1 | [5 empty] | Regulator, Vacuum | REGULATORVACUUM-Ohio Medical-6-1251 | [23 empty] | REGULATORVACUUM | Regulator, Vacuum | Ohio Medical
YES | YES |  |  |  | 029-13463 | 029-13463 | Ohio Medical Corporation |  |  | PSAY07707 | WOODLANDS - NICU |  |  |  |  | 029-13463 | 029-13463 | Woodlands |  | WOODLANDS - NICU | [6 empty] | Regulator, Vacuum | REGULATORVACUUM-Ohio Medical-6-1251 | [23 empty] | REGULATORVACUUM | Regulator, Vacuum | Ohio Medical
NO | YES |  |  |  | 029-13603 | 029-13603 | Ohio Medical Corporation |  |  | JGGV13482 | WOODLANDS - ER |  |  |  |  | 029-13603 | 029-13603 |  |  | WOODLANDS - ER | Room 8
NO | YES |  |  |  | 029-13606 | 029-13606 | Ohio Medical Corporation |  |  | JGGU23311 | WOODLANDS - ER |  |  |  |  | 029-13606 | 029-13606 |  |  | WOODLANDS - ER | Room 5
NO | YES |  |  |  | 029-13607 | 029-13607 | Ohio Medical Corporation |  |  | JGGU23312 | WOODLANDS - ER |  |  |  |  | 029-13607 | 029-13607 |  |  | WOODLANDS - ER | Room 5
NO | YES |  |  |  | 029-13575 | 029-13575 | Ohio Medical Corporation |  |  | JGGV05631 | TIRR - WOODLANDS INPATIENT |  |  |  |  | 029-13575 | 029-13575 |  |  | TIRR - WOODLANDS INPATIENT | Room 761
YES | YES |  |  |  | 029-13583 | 029-13583 | Ohio Medical Corporation |  |  | JGFV05650 | TIRR - WOODLANDS INPATIENT |  |  |  |  | 029-13583 | 029-13583 |  |  | TIRR - WOODLANDS INPATIENT | Storage | [6 empty] | REGULATORVACUUM-Ohio Medical-6-1251
YES | YES |  |  |  | 029-13582 | 029-13582 | Ohio Medical Corporation |  |  | JHGV05651 | TIRR - WOODLANDS INPATIENT |  |  |  |  | 029-13582 | 029-13582 |  |  | TIRR - WOODLANDS INPATIENT | Storage | [6 empty] | REGULATORVACUUM-Ohio Medical-6-1251
NO | YES |  |  |  | 029-13786 | 029-13786 | Ohio Medical Corporation |  |  | JGGV05654 | TIRR - WOODLANDS INPATIENT |  |  |  |  | 029-13786 | 029-13786 |  |  | TIRR - WOODLANDS INPATIENT | Room 734
NO | YES |  |  |  | 029-13788 | 029-13788 | Ohio Medical Corporation |  |  | JGGV05641 | TIRR - WOODLANDS INPATIENT |  |  |  |  | 029-13788 | 029-13788 |  |  | TIRR - WOODLANDS INPATIENT | Room 735
NO | YES |  |  |  | 029-13789 | 029-13789 | Ohio Medical Corporation |  |  | JGGV05648 | TIRR - WOODLANDS INPATIENT |  |  |  |  | 029-13789 | 029-13789 |  |  | TIRR - WOODLANDS INPATIENT | Room 735
NO | YES |  |  |  | 029-13686 | 029-13686 | Ohio Medical Corporation |  |  | JGGV07029 | Woodlands-CVICU |  |  |  |  | 029-13686 | 029-13686 | Woodlands | MHHS-Woodlands | Woodlands-CVICU | CVICU
NO | YES |  |  |  | 029-13688 | 029-13688 | Ohio Medical Corporation |  |  | JGGV07027 | Woodlands-CVICU |  |  |  |  | 029-13688 | 029-13688 | Woodlands | MHHS-Woodlands | Woodlands-CVICU | CVICU
NO | YES |  |  |  | 029-13689 | 029-13689 | Ohio Medical Corporation |  |  | JGGV07030 | Woodlands-CVICU |  |  |  |  | 029-13689 | 029-13689 | Woodlands | MHHS-Woodlands | Woodlands-CVICU | CVICU
NO | YES |  |  |  | 029-13690 | 029-13690 | Ohio Medical Corporation |  |  | JGGV07040 | Woodlands-CVICU |  |  |  |  | 029-13690 | 029-13690 | Woodlands | MHHS-Woodlands | Woodlands-CVICU | CVICU
NO | YES |  |  |  | 029-13694 | 029-13694 | Ohio Medical Corporation |  |  | JGGV07028 | Woodlands-CVICU |  |  |  |  | 029-13694 | 029-13694 | Woodlands | MHHS-Woodlands | Woodlands-CVICU | CVICU
NO | YES |  |  |  | 029-13695 | 029-13695 | Ohio Medical Corporation |  |  | JGGV07046 | Woodlands-CVICU |  |  |  |  | 029-13695 | 029-13695 | Woodlands | MHHS-Woodlands | Woodlands-CVICU | CVICU
NO | YES |  |  |  | 029-13697 | 029-13697 | Ohio Medical Corporation |  |  | JGGV07016 | Woodlands-CVICU |  |  |  |  | 029-13697 | 029-13697 | Woodlands | MHHS-Woodlands | Woodlands-CVICU | CVICU
NO | YES |  |  |  | 029-13698 | 029-13698 | Ohio Medical Corporation |  |  | JGGV07031 | Woodlands-CVICU |  |  |  |  | 029-13698 | 029-13698 | Woodlands | MHHS-Woodlands | Woodlands-CVICU | CVICU
NO | YES |  |  |  | 029-13699 | 029-13699 | Ohio Medical Corporation |  |  | JGGV07035 | Woodlands-CVICU |  |  |  |  | 029-13699 | 029-13699 | Woodlands | MHHS-Woodlands | Woodlands-CVICU | CVICU
YES | YES |  |  |  | 029-07428 | 074-06132 | Ohio Medical Corporation |  |  |  | WOODLANDS - OR |  |  |  |  | 029-07428 | 074-06132 | Woodlands | Memorial Hermann The Woodlands Medical Center | WOODLANDS - OR | OR | [6 empty] | REGULATORVACUUM-Ohio Medical-6-1251
YES | YES |  |  |  | 029-07381 | 029-07381 | Ohio Medical Corporation |  |  |  | WOODLANDS - PCU6 |  |  |  |  | 029-07381 | 029-07381 | Woodlands | Memorial Hermann The Woodlands Medical Center | WOODLANDS - PCU6 | PCU6 | [6 empty] | REGULATORVACUUM-Ohio Medical-6-1251
YES | YES |  |  |  | 029-05378 | 029-05378 | Ohio Medical Corporation |  |  | JGGM24265 | WOODLANDS - PCU6 |  |  |  |  | 029-05378 | 029-05378 | Woodlands | Memorial Hermann The Woodlands Medical Center | WOODLANDS - PCU6 | PCU6 | [6 empty] | REGULATORVACUUM-Ohio Medical-6-1251
YES | YES |  |  |  | 074-06146 | 074-06146 | Ohio Medical Corporation |  |  | JGGM01984 | WOODLANDS - PCU6 |  |  |  |  | 074-06146 | 074-06146 | Woodlands | Memorial Hermann The Woodlands Medical Center | WOODLANDS - PCU6 | PCU6 | [6 empty] | REGULATORVACUUM-Ohio Medical-6-1251
NO | YES |  |  |  | 029-01097 | 029-01097 | Ohio Medical Corporation |  |  | GFHW05003 | Woodlands-PCU6 |  |  |  |  | 029-01097 | 029-01097 | Woodlands | MHHS-Woodlands | Woodlands-PCU6 | PCU6
YES | YES |  |  |  | 029-05371 | 029-05371 | Ohio Medical Corporation |  |  | JGGM24257 | PCI 5 |  |  |  |  | 029-05371 | 029-05371 | Woodlands | Memorial Hermann The Woodlands Medical Center | PCI 5 | PCU 5 | [6 empty] | REGULATORVACUUM-Ohio Medical-6-1251
NO | YES |  |  |  | 074-06154 | 074-06154 | Ohio Medical Corporation |  |  | JGGV11875 | Woodlands-PACU |  |  |  |  | 074-06154 | 074-06154 | Woodlands | MHHS-Woodlands | Woodlands-PACU | PCU 5
YES | YES |  |  |  | 029-06366 | 029-06366 | Ohio Medical Corporation |  |  | GFFK07307 | PCI 5 |  |  |  |  | 029-06366 | 029-06366 | Woodlands | Memorial Hermann The Woodlands Medical Center | PCI 5 | PCU 5 | [6 empty] | REGULATORVACUUM-Ohio Medical-6-1251
NO | YES |  |  |  | 029-05367 | 029-05367 | Ohio Medical Corporation |  |  | JGGM24260 | Woodlands-PACU |  |  |  |  | 029-05367 | 029-05367 | Woodlands | MHHS-Woodlands | Woodlands-PACU | PCU 5
YES | YES |  |  |  | 029-05396 | 029-05396 | Ohio Medical Corporation |  |  |  | ICU 4 |  |  |  |  | 029-05396 | 029-05396 | Woodlands | Memorial Hermann The Woodlands Medical Center | ICU 4 | ICU 4 | [6 empty] | REGULATORVACUUM-Ohio Medical-6-1251
YES | YES |  |  |  | 029-07409 | 029-07409 | Ohio Medical Corporation |  |  | JGGR02768 | WOODLANDS - ENDOSCOPY |  |  |  |  | 029-07409 | 029-07409 | Woodlands | Memorial Hermann The Woodlands Medical Center | WOODLANDS - ENDOSCOPY | ENDOSCOPY | [6 empty] | REGULATORVACUUM-Ohio Medical-6-1251
YES | YES |  |  |  | 029-00298 | 029-00298 | Ohio Medical Corporation |  |  | AHBM18234 | WOODLANDS - ENDOSCOPY |  |  |  |  | 029-00298 | 029-00298 | Woodlands | Memorial Hermann The Woodlands Medical Center | WOODLANDS - ENDOSCOPY | ENDOSCOPY | [6 empty] | REGULATORVACUUM-Ohio Medical-6-1251
YES | YES |  |  |  | 009-03638 | 009-03638 | Ohio Medical Corporation |  |  |  | L D |  |  |  |  | 009-03638 | 009-03638 | Greater heights | Memorial Hermann greater heights | L D | Room 2 | [6 empty] | REGULATORVACUUM-Ohio Medical-6-1251
YES | YES |  |  |  | 009-01547 | 009-01547 | Ohio Medical Corporation |  |  |  | Dialysis |  |  |  |  | 009-01547 | 009-01547 | Central | Memorial Hermann Hospital | Dialysis | [7 empty] | REGULATORVACUUM-Ohio Medical-6-1251
YES | YES |  |  |  | 000-00289 | 000-00289 | Ohio Medical Corporation |  |  |  | GH - ER |  |  |  |  | 000-00289 | 000-00289 | Central | Memorial Hermann greater heights ER | GH - ER | [7 empty] | REGULATORVACUUM-Ohio Medical-6-1251
YES | YES |  |  |  | 009-01158 | 009-01158 | Ohio Medical Corporation |  |  |  | GH - ER |  |  |  |  | 009-01158 | 009-01158 | Central | Memorial Hermann greater heights ER | GH - ER | Triage B | [6 empty] | REGULATORVACUUM-Ohio Medical-6-1251
YES | YES |  |  |  | 099-08338 | 099-08338 | Ohio Medical Corporation |  |  | GFFG32180 | GH - ER |  |  |  |  | 099-08338 | 099-08338 | Central | Memorial Hermann Hospital River Heights | GH - ER | Nurse Station C | [6 empty] | REGULATORVACUUM-Ohio Medical-6-1251
YES | YES |  |  |  | 009-04512 | 009-04512 | Ohio Medical Corporation |  |  | GFFJ02513 | GH - CV ICU |  |  |  |  | 009-04512 | 009-04512 | Central | Memorial Hermann Greater Heights Hospital | GH - CV ICU | GH-CV ICU | [6 empty] | REGULATORVACUUM-Ohio Medical-6-1251
YES | YES |  |  |  | D3963 | 009-04501 | Ohio Medical Corporation |  |  | GFFJ04580 | GH - CV ICU |  |  |  |  | D3963 | 009-04501 | Central | Memorial Hermann Greater Heights Hospital | GH - CV ICU | GH-CV ICU | [6 empty] | REGULATORVACUUM-Ohio Medical-6-1251
NO | YES |  |  |  | 241-04228 | 241-04228 | Ohio Medical Corporation |  |  | JGGN04615 | Biomed Shop |  |  |  |  | 241-04228 | 241-04228 | TMC | Memorial Hermann-Texas Medical Center | Biomed Shop | Biomed Shop |  |  |  | New Add - One Time Inspection Sticker
YES | YES |  |  |  | 069-27900 | 069-27900 | Ohio Medical Corporation |  |  | JGGM20796 | Biomed Shop |  |  |  |  | 069-27900 | 069-27900 | TMC | Memorial Hermann-Texas Medical Center | Biomed Shop | Biomed Shop | 12/1/08 |  |  | New Add - One Time Inspection Sticker |  |  | REGULATORVACUUM-Ohio Medical-6-1251
YES | YES |  |  |  | 099-13420 | 099-13420 | Ohio Medical Corporation |  |  | JGGN06562 | Biomed Shop |  |  |  |  | 099-13420 | 099-13420 | TMC | Memorial Hermann-Texas Medical Center | Biomed Shop | Biomed Shop |  |  |  | New Add |  |  | REGULATORVACUUM-Ohio Medical-6-1251
YES | YES |  |  |  | 099-13425 | 099-13425 | Ohio Medical Corporation |  |  | JGGM05871 | Biomed Shop |  |  |  |  | 099-13425 | 099-13425 | TMC | Memorial Hermann-Texas Medical Center | Biomed Shop | Biomed Shop |  |  |  | New Add |  |  | REGULATORVACUUM-Ohio Medical-6-1251
YES | YES |  |  |  | 069-27869 | 069-27869 | Ohio Medical Corporation |  |  | JGGM20791 | Biomed Shop |  |  |  |  | 069-27869 | 069-27869 | TMC | Memorial Hermann-Texas Medical Center | Biomed Shop | Biomed Shop |  |  |  | New Add - One Time Inspection Sticker |  |  | REGULATORVACUUM-Ohio Medical-6-1251
YES | YES |  |  |  | 069-27902 | 069-27902 | Ohio Medical Corporation |  |  | JGGM20793 | Biomed Shop |  |  |  |  | 069-27902 | 069-27902 | TMC | Memorial Hermann-Texas Medical Center | Biomed Shop | Biomed Shop |  |  |  | New Add - One Time Inspection |  |  | REGULATORVACUUM-Ohio Medical-6-1251
YES | YES |  |  |  | 099-13430 | 099-13430 | Ohio Medical Corporation |  |  | JGGL07688 | Biomed Shop |  |  |  |  | 099-13430 | 099-13430 | TMC | Memorial Hermann-Texas Medical Center | Biomed Shop | Biomed Shop |  |  |  | New Add - One Time Inspection Sticker |  |  | REGULATORVACUUM-Ohio Medical-6-1251
YES | YES |  |  |  | 099-13432 | 099-13432 | Ohio Medical Corporation |  |  | JGGN02695 | Biomed Shop |  |  |  |  | 099-13432 | 099-13432 | TMC | Memorial Hermann-Texas Medical Center | Biomed Shop | Biomed Shop |  |  |  | New Add - One Time Inspection Sticker |  |  | REGULATORVACUUM-Ohio Medical-6-1251
YES | YES |  |  |  | 099-12164 | 099-12164 | Ohio Medical Corporation |  |  |  | TMC - HERMANN - PEDI ER (1HP) |  |  |  |  | 099-12164 | 099-12164 | TMC | Memorial Hermann-Texas Medical Center | TMC - HERMANN - PEDI ER (1HP) | Pedi 23 |  |  | 3/1/20 | New Add |  |  | REGULATORVACUUM-Ohio Medical-6-1251
YES | YES |  |  |  | 099-12165 | 099-12165 | Ohio Medical Corporation |  |  |  | TMC - HERMANN - PEDI ER (1HP) |  |  |  |  | 099-12165 | 099-12165 | TMC | Memorial Hermann-Texas Medical Center | TMC - HERMANN - PEDI ER (1HP) | Pedi 23 |  |  |  | New Add |  |  | REGULATORVACUUM-Ohio Medical-6-1251
NO | YES | [5 empty] | Ohio Medical Corporation |  |  | JGGM14219 | Memorial City-Postpartum-Nursery | [6 empty] | West | MHHS-Mem City | Memorial City-Postpartum-Nursery
NO | YES |  |  |  | 041-11994 | 041-11994 | Ohio Medical Corporation |  |  | JGGM10295 | Memorial City-Postpartum |  |  |  |  | 041-11994 | 041-11994 | West | MHHS-Mem City | Memorial City-Postpartum | MH2 104
NO | YES |  |  |  | 041-11976 | 041-11976 | Ohio Medical Corporation |  |  | JGGM07693 | Memorial City-Postpartum |  |  |  |  | 041-11976 | 041-11976 | West | MHHS-Mem City | Memorial City-Postpartum | MH209
NO | YES |  |  |  | 041-14817 | 041-14817 | Ohio Medical Corporation |  |  | JGGN16155 | Memorial City-Labor |  |  |  |  | 041-14817 | 041-14817 | West | Women?s Memorial Hermann Memorial City Hospital | Memorial City-Labor | Post Bay 1
YES | YES |  |  |  | 041-11963 | 041-11963 | Ohio Medical Corporation |  |  | JGGM10265 | MEMORIAL CITY - LABOR |  |  |  |  | 041-11963 | 041-11963 | West | Memorial City Memorial Hermann Women | MEMORIAL CITY - LABOR | Recovery |  |  | 4/1/20 |  |  |  | REGULATORVACUUM-Ohio Medical-6-1251
NO | YES |  |  |  | 041-13299 | 041-13299 | Ohio Medical Corporation |  |  | JGGM10284 | Memorial City-Labor |  |  |  |  | 041-13299 | 041-13299 | West | Women?s Memorial Hermann Memorial City Hospital | Memorial City-Labor | Post Bay 2
YES | YES |  |  |  | 041-12408 | 041-12408 | Ohio Medical Corporation |  |  | JGGM10415 | Memorial City-Labor |  |  |  |  | 041-12408 | 041-12408 | West | Women?s Memorial Hermann Memorial City Hospital | Memorial City-Labor | Post Bay 2 | [6 empty] | REGULATORVACUUM-Ohio Medical-6-1251
YES | YES |  |  |  | 041-14825 | 041-14825 | Ohio Medical Corporation |  |  | JGGN16152 | Memorial City-Labor |  |  |  |  | 041-14825 | 041-14825 | West | Women?s Memorial Hermann Memorial City Hospital | Memorial City-Labor | Post Bay 2 | [6 empty] | REGULATORVACUUM-Ohio Medical-6-1251
YES | YES |  |  |  | 041-14829 | 041-14829 | Ohio Medical Corporation |  |  | JGGN16190 | MEMORIAL CITY - LABOR |  |  |  |  | 041-14829 | 041-14829 | West | Memorial City Memorial Hermann Women | MEMORIAL CITY - LABOR | Recovery | [6 empty] | REGULATORVACUUM-Ohio Medical-6-1251
NO | YES |  |  |  | 041-13310 | 041-13310 | Ohio Medical Corporation |  |  | JGGM10276 | Memorial City-Labor |  |  |  |  | 041-13310 | 041-13310 | West | Women?s Memorial Hermann Memorial City Hospital | Memorial City-Labor | 3M01
NO | YES |  |  |  | 041-13313 | 041-13313 | Ohio Medical Corporation |  |  | JGGM10408 | Memorial City-Labor |  |  |  |  | 041-13313 | 041-13313 | West | Women?s Memorial Hermann Memorial City Hospital | Memorial City-Labor | 3M07
NO | YES |  |  |  | 041-12409 | 041-12409 | Ohio Medical Corporation |  |  | JGGM10393 | Memorial City-Labor & Delivery |  |  |  |  | 041-12409 | 041-12409 | West | MHHS-Mem City | Memorial City-Labor & Delivery | Room 3M10
NO | YES |  |  |  | 041-13323 | 041-13323 | Ohio Medical Corporation |  |  | JGGM10401 | Memorial City-Labor |  |  |  |  | 041-13323 | 041-13323 | West | Women?s Memorial Hermann Memorial City Hospital | Memorial City-Labor | 3M10
NO | YES |  |  |  |  | 041-12311 | Ohio Medical Corporation |  |  | JGGM10340 | Memorial City-Labor & Delivery | [5 empty] | 041-12311 | West | MHHS-Mem City | Memorial City-Labor & Delivery | 3M36
NO | YES |  |  |  | 041-12013 | 041-12013 | Ohio Medical Corporation |  |  | JGGM10331 | Ante-partum |  |  |  |  | 041-12013 | 041-12013 | West | Womens Memorial Hermann Memorial City Hospital | Ante-partum | 3M24
NO | YES | Serial Number JGGM10330 |  |  | 041-12403 | 041-12403 | Ohio Medical Corporation |  |  | JGGM10330 | Memorial City-Labor & Delivery |  |  |  |  | 041-12403 | 041-12403 | West | MHHS-Mem City | Memorial City-Labor & Delivery | 3M30
YES | YES |  |  |  | 151-04818 | 151-04818 | Ohio Medical Corporation |  |  | GFFU01384 | MEMORIAL CITY - ER - PEDS |  |  |  |  | 151-04818 | 151-04818 | West | Memorial Hermann Memorial City Medical Center Emergency Center | MEMORIAL CITY - ER - PEDS | Exam 1
NO | YES |  |  |  |  | 041-08578 | Ohio Medical Corporation |  |  | GFFJ10027 | MEMORIAL CITY - CATH LAB | [5 empty] | 041-08578 | West | Memorial City - Memorial Hermann Hospital East Tower | MEMORIAL CITY - CATH LAB | Cath lab PACU 20 |  |  |  |  | REGULATORS, SUCTION
YES | YES |  |  |  | 041-08557 | 041-08557 | Ohio Medical Corporation |  |  | Gffj09960 | MEMORIAL CITY - CATH LAB HOLDING AREA |  |  |  |  | 041-08557 | 041-08557 | West | Cath lab | MEMORIAL CITY - CATH LAB HOLDING AREA | OBS |  |  |  |  | REGULATORS, SUCTION
YES | YES |  |  |  | 041-33602 | 041-33602 | Ohio Medical Corporation |  |  |  | MEMORIAL CITY - CATH LAB HOLDING AREA |  |  |  |  | 041-33602 | 041-33602 | West | Cath lab | MEMORIAL CITY - CATH LAB HOLDING AREA | Pacu |  |  |  | No pm sicker found | REGULATORS, SUCTION
NO | YES |  |  |  |  | 041-08553 | Ohio Medical Corporation |  |  | GFFJ09964 | MEMORIAL CITY - CATH LAB | [5 empty] | 041-08553 | West | Memorial City - Memorial Hermann Hospital East Tower | MEMORIAL CITY - CATH LAB | Cath lab PACU 16 |  |  |  |  | REGULATORS, SUCTION
YES | YES |  |  |  | 041-08524 | 041-08524 | Ohio Medical Corporation |  |  | Gffj09887 | MEMORIAL CITY - CATH LAB HOLDING AREA |  |  |  |  | 041-08524 | 041-08524 | West | Cath lab | MEMORIAL CITY - CATH LAB HOLDING AREA | Pre op |  |  |  | One time pm | REGULATORS, SUCTION
YES | YES |  |  |  | 041-08526 | 041-08526 | Ohio Medical Corporation |  |  | Gffj09886 | MEMORIAL CITY - CATH LAB HOLDING AREA |  |  |  |  | 041-08526 | 041-08526 | West | Cath lab | MEMORIAL CITY - CATH LAB HOLDING AREA | Pre op |  |  |  | One time pm required | REGULATORS, SUCTION
YES | YES |  |  |  | 041-08542 | 041-08542 | Ohio Medical Corporation |  |  | Gffj09969 | MEMORIAL CITY - CATH LAB HOLDING AREA |  |  |  |  | 041-08542 | 041-08542 | West | Cath lab | MEMORIAL CITY - CATH LAB HOLDING AREA | Pre op |  |  |  | One time pm required | REGULATORS, SUCTION
YES | YES |  |  |  | 041-08673 | 041-08673 | Ohio Medical Corporation |  |  | GFFJ10012 | MEMORIAL CITY - CATH LAB |  |  |  |  | 041-08673 | 041-08673 | West | Heart | MEMORIAL CITY - CATH LAB | Cath Lab OBS 18 |  |  |  |  | REGULATORS, SUCTION
YES | YES |  |  |  | 041-08574 | 041-08574 | Ohio Medical Corporation |  |  | Gffj10850 | MEMORIAL CITY - CENTRAL SUPPLY |  |  |  |  | 041-08574 | 041-08574 | West | Memorial city hear and vascular - memorial city | MEMORIAL CITY - CENTRAL SUPPLY | Cath lab 3 |  |  |  | One time pm | REGULATORS, SUCTION
YES | YES | Serial Number Cnf |  |  | 041-08676 | 041-08676 | Ohio Medical Corporation |  |  | Cnf | MEMORIAL CITY - CATH LAB |  |  |  |  | 041-08676 | 041-08676 | West | Memorial herman heart and vascular - memorial city | MEMORIAL CITY - CATH LAB | Cath lab 5 |  |  |  | One time pm | REGULATORS, SUCTION
YES | YES |  |  |  | 041-08533 | 041-08533 | Ohio Medical Corporation |  |  | Gffj09975 | MEMORIAL CITY - CATH LAB |  |  |  |  | 041-08533 | 041-08533 | West | Memorial herman heart and vascular - memorial city | MEMORIAL CITY - CATH LAB | Cath lab 4 |  |  |  | One time pm required | REGULATORS, SUCTION
YES | YES |  |  |  | 041-14826 | 041-14826 | Ohio Medical Corporation |  |  | Jggn16172 | MEMORIAL CITY - CATH LAB |  |  |  |  | 041-14826 | 041-14826 | West | Memorial herman heart and vascular - memorial city | MEMORIAL CITY - CATH LAB | Ct room 2 |  |  |  | One pm needed | REGULATORS, SUCTION
YES | YES |  |  |  | 041-12320 | 041-12320 | Ohio Medical Corporation |  |  | JGGM10315 | MEMORIAL CITY - PEDIATRICS |  |  |  |  | 041-12320 | 041-12320 | West | West | MEMORIAL CITY - PEDIATRICS | MH4:205 Room 4M17
YES | YES |  |  |  | 041-13297 | 041-13297 | Ohio Medical Corporation |  |  | JGGM10233 | MEMORIAL CITY - MHT - NICU |  |  |  |  | 041-13297 | 041-13297 | West | West | MEMORIAL CITY - MHT - NICU | MH4:110 Room4M26
YES | YES |  |  |  | 041-34718 | 041-34718 | Ohio Medical Corporation |  |  | PNAY00481 | MEMORIAL CITY - MHT - NICU |  |  |  |  | 041-34718 | 041-34718 | West | Memorial Hermann Memorial City Medical Center | MEMORIAL CITY - MHT - NICU | MEMORIAL CITY- MHT - NICU
YES | YES |  |  |  | GFFT04621 | GFFT04621 | Ohio Medical Corporation |  |  | GFFT04621 | MEMORIAL CITY - ER |  |  |  |  | GFFT04621 | GFFT04621 | West | West | MEMORIAL CITY - ER | ER17
YES | YES |  |  |  | 041-06161 | 041-06161 | Ohio Medical Corporation |  |  | GFFG06502 | MEMORIAL CITY - MEMORIAL CITY 10TH FLOOR STORAGE |  |  |  |  | 041-06161 | 041-06161 | West | MEMORIAL CITY - MEMORIAL HERMANN HOSPITAL | MEMORIAL CITY - MEMORIAL CITY 10TH FLOOR STORAGE | 10th floor storage |  |  |  | No PM sticker | REGULATORS, SUCTION
YES | YES |  |  |  | J03340 | J03340 | Ohio Medical Corporation |  |  | BDKT00439 | MEMORIAL CITY - MEMORIAL CITY 10TH FLOOR STORAGE |  |  |  |  | J03340 | J03340 | West | MEMORIAL CITY - MEMORIAL HERMANN HOSPITAL | MEMORIAL CITY - MEMORIAL CITY 10TH FLOOR STORAGE | 10th floor storage |  |  |  |  | REGULATORS, SUCTION
YES | YES |  |  |  | 041-12407 | 041-12407 | Ohio Medical Corporation |  |  | JGGM10297 | MEMORIAL CITY - MEMORIAL CITY 10TH FLOOR STORAGE |  |  |  |  | 041-12407 | 041-12407 | West | MEMORIAL CITY - MEMORIAL HERMANN HOSPITAL | MEMORIAL CITY - MEMORIAL CITY 10TH FLOOR STORAGE | 10th floor storage |  |  |  |  | REGULATORS, SUCTION
YES | YES |  |  |  | 041-11744 | 041-11744 | Ohio Medical Corporation |  |  | JGGM10349 | MEMORIAL CITY - MEMORIAL CITY 10TH FLOOR STORAGE |  |  |  |  | 041-11744 | 041-11744 | West | MEMORIAL CITY - MEMORIAL HERMANN HOSPITAL | MEMORIAL CITY - MEMORIAL CITY 10TH FLOOR STORAGE | 10th floor storage |  |  |  |  | REGULATORS, SUCTION
YES | YES |  |  |  | 041-05275 | 041-05275 | Ohio Medical Corporation |  |  | GFFG15216 | MEMORIAL CITY - MEMORIAL CITY 10TH FLOOR STORAGE |  |  |  |  | 041-05275 | 041-05275 | West | MEMORIAL CITY - MEMORIAL HERMANN HOSPITAL | MEMORIAL CITY - MEMORIAL CITY 10TH FLOOR STORAGE | 10th floor storage |  |  |  |  | REGULATORS, SUCTION
YES | YES |  |  |  | 041-08556 | 041-08556 | Ohio Medical Corporation |  |  | GFFJ09962 | MEMORIAL CITY - MEMORIAL CITY 10TH FLOOR STORAGE |  |  |  |  | 041-08556 | 041-08556 | West | MEMORIAL CITY - MEMORIAL HERMANN HOSPITAL | MEMORIAL CITY - MEMORIAL CITY 10TH FLOOR STORAGE | 10th floor storage |  |  |  |  | REGULATORS, SUCTION
YES | YES |  |  |  | 041-05209 | 041-05209 | Ohio Medical Corporation |  |  | GFFG16134 | MEMORIAL CITY - MEMORIAL CITY 10TH FLOOR STORAGE |  |  |  |  | 041-05209 | 041-05209 | West | MEMORIAL CITY - MEMORIAL HERMANN HOSPITAL | MEMORIAL CITY - MEMORIAL CITY 10TH FLOOR STORAGE | 10th floor storage |  |  |  |  | REGULATORS, SUCTION
YES | YES |  |  |  | 041-06215 | 041-06215 | Ohio Medical Corporation |  |  | GFHG10883 | MEMORIAL CITY - MEMORIAL CITY 10TH FLOOR STORAGE |  |  |  |  | 041-06215 | 041-06215 | West | MEMORIAL CITY - MEMORIAL HERMANN HOSPITAL | MEMORIAL CITY - MEMORIAL CITY 10TH FLOOR STORAGE | 10th floor storage |  |  |  | One time inspection | REGULATORS, SUCTION
YES | YES |  |  |  | 041-06185 | 041-06185 | Ohio Medical Corporation |  |  | GFHG10880 | MEMORIAL CITY - MEMORIAL CITY 10TH FLOOR STORAGE |  |  |  |  | 041-06185 | 041-06185 | West | MEMORIAL CITY - MEMORIAL HERMANN HOSPITAL | MEMORIAL CITY - MEMORIAL CITY 10TH FLOOR STORAGE | 10th floor storage |  |  |  | One time inspection | REGULATORS, SUCTION
YES | YES |  |  |  | 009-01794 | 009-01794 | Ohio Medical Corporation |  |  | GFGZ16105 | GH-Labor |  |  |  |  | 009-01794 | 009-01794 | Central | Memorial Hermann Greater Heights Hospital | GH-Labor | Birthing Suite room 4 |  |  |  | No p.m.
NO | NO |  |  |  | 009-04514 |  | Ohio Medical Corporation |  |  | GFFJ02519 | GH - CENTRAL SUPPLY | MHHS-Greater Heights |  | Regulator, Vacuum |  | 009-04514 |  | Central & Greater Heights |  | GH - CENTRAL SUPPLY | [5 empty] | REGULATORS, SUCTION |  | REGULATORVACUUM-Ohio Medical-6-1251 | REGULATORVACUUM | 6-1251 |  |  |  | Ohio Medical | Regulator, Vacuum |  | REGULATORVACUUM-Ohio Medical-6-1251 |  |  |  |  | Covered PM Repair - Biomedical | MHHS-Greater Heights
NO | NO |  |  |  | 009-08126 |  | Ohio Medical Corporation |  |  | JGGQ08385 | GH - CENTRAL SUPPLY | MHHS-Greater Heights |  | Regulator, Vacuum |  | 009-08126 |  | Central & Greater Heights |  | GH - CENTRAL SUPPLY | [5 empty] | REGULATORS, SUCTION |  | REGULATORVACUUM-Ohio Medical-6-1251 | REGULATORVACUUM | 6-1251 |  |  |  | Ohio Medical | Regulator, Vacuum |  | REGULATORVACUUM-Ohio Medical-6-1251 |  |  |  |  | Covered PM Repair - Biomedical | MHHS-Greater Heights
NO | NO |  |  |  | 009-08164 |  | Ohio Medical Corporation |  |  | JGGQ19741 | GH - CENTRAL SUPPLY | MHHS-Greater Heights |  | Regulator, Vacuum |  | 009-08164 |  | Central & Greater Heights |  | GH - CENTRAL SUPPLY | [5 empty] | REGULATORS, SUCTION |  | REGULATORVACUUM-Ohio Medical-6-1251 | REGULATORVACUUM | 6-1251 |  |  |  | Ohio Medical | Regulator, Vacuum |  | REGULATORVACUUM-Ohio Medical-6-1251 |  |  |  |  | Covered PM Repair - Biomedical | MHHS-Greater Heights
NO | NO |  |  |  | 009-10357 |  | Ohio Medical Corporation |  |  | GFFR04664 | GH - CENTRAL SUPPLY | MHHS-Greater Heights |  | Regulator, Vacuum |  | 009-10357 |  | Central & Greater Heights |  | GH - CENTRAL SUPPLY | [5 empty] | REGULATORS, SUCTION |  | REGULATORVACUUM-Ohio Medical-6-1251 | REGULATORVACUUM | 6-1251 |  |  |  | Ohio Medical | Regulator, Vacuum |  | REGULATORVACUUM-Ohio Medical-6-1251 |  |  |  |  | Covered PM Repair - Biomedical | MHHS-Greater Heights
NO | NO |  |  |  | JGGS23720 |  | Ohio Medical Corporation |  |  | JGGS23720 | GH - CENTRAL SUPPLY | MHHS-Greater Heights |  | Regulator, Vacuum |  | JGGS23720 |  | Central & Greater Heights |  | GH - CENTRAL SUPPLY | [5 empty] | REGULATORS, SUCTION |  | REGULATORVACUUM-Ohio Medical-6-1251 | REGULATORVACUUM | 6-1251 |  |  |  | Ohio Medical | Regulator, Vacuum |  | REGULATORVACUUM-Ohio Medical-6-1251 |  |  |  |  | Covered PM Repair - Biomedical | MHHS-Greater Heights
NO | NO |  |  |  | JGGU03357 |  | Ohio Medical Corporation |  |  | GGU03357 | GH - CENTRAL SUPPLY | MHHS-Greater Heights |  | Regulator, Vacuum |  | JGGU03357 |  | Central & Greater Heights |  | GH - CENTRAL SUPPLY | [5 empty] | REGULATORS, SUCTION |  | REGULATORVACUUM-Ohio Medical-6-1251 | REGULATORVACUUM | 6-1251 |  |  |  | Ohio Medical | Regulator, Vacuum |  | REGULATORVACUUM-Ohio Medical-6-1251 |  |  |  |  | Covered PM Repair - Biomedical | MHHS-Greater Heights
NO | NO |  |  |  | JGGV07222 |  | Ohio Medical Corporation |  |  | JGGV07222 | GH - CENTRAL SUPPLY | MHHS-Greater Heights |  | Regulator, Vacuum |  | JGGV07222 |  | Central & Greater Heights |  | GH - CENTRAL SUPPLY | [5 empty] | REGULATORS, SUCTION |  | REGULATORVACUUM-Ohio Medical-6-1251 | REGULATORVACUUM | 6-1251 |  |  |  | Ohio Medical | Regulator, Vacuum |  | REGULATORVACUUM-Ohio Medical-6-1251 |  |  |  |  | Covered PM Repair - Biomedical | MHHS-Greater Heights
NO | NO |  |  |  | 009-10241 |  | Ohio Medical Corporation |  |  | JGGV10479 | GH - CV ICU | MHHS-Greater Heights |  | Regulator, Vacuum |  | 009-10241 |  | Central & Greater Heights |  | GH - CV ICU | [5 empty] | REGULATORS, SUCTION |  | REGULATORVACUUM-Ohio Medical-6-1251 | REGULATORVACUUM | 6-1251 |  |  |  | Ohio Medical | Regulator, Vacuum |  | REGULATORVACUUM-Ohio Medical-6-1251 |  |  |  |  | Covered PM Repair - Biomedical | MHHS-Greater Heights
NO | NO |  |  |  | 009-33561 |  | Ohio Medical Corporation |  |  | PSAX12667 | GH - ER | MHHS-Greater Heights |  | Regulator, Vacuum |  | 009-33561 |  | Central & Greater Heights |  | GH - ER | [5 empty] | REGULATORS, SUCTION |  | REGULATORVACUUM-Ohio Medical-6-1251 | REGULATORVACUUM | 6-1251 |  |  |  | Ohio Medical | Regulator, Vacuum |  | REGULATORVACUUM-Ohio Medical-6-1251 |  |  |  |  | Covered PM Repair - Biomedical | MHHS-Greater Heights
NO | NO |  |  |  | 009-33563 |  | Ohio Medical Corporation |  |  | PSAX12666 | GH - ER | MHHS-Greater Heights |  | Regulator, Vacuum |  | 009-33563 |  | Central & Greater Heights |  | GH - ER | [5 empty] | REGULATORS, SUCTION |  | REGULATORVACUUM-Ohio Medical-6-1251 | REGULATORVACUUM | 6-1251 |  |  |  | Ohio Medical | Regulator, Vacuum |  | REGULATORVACUUM-Ohio Medical-6-1251 |  |  |  |  | Covered PM Repair - Biomedical | MHHS-Greater Heights
NO | NO |  |  |  | 009-34330 |  | Ohio Medical Corporation |  |  | PSAY08303 | GH - ER | MHHS-Greater Heights |  | Regulator, Vacuum |  | 009-34330 |  | Central & Greater Heights |  | GH - ER | [5 empty] | REGULATORS, SUCTION |  | REGULATORVACUUM-Ohio Medical-6-1251 | REGULATORVACUUM | 6-1251 |  |  |  | Ohio Medical | Regulator, Vacuum |  | REGULATORVACUUM-Ohio Medical-6-1251 |  |  |  |  | Covered PM Repair - Biomedical | MHHS-Greater Heights
NO | NO |  |  |  | 009-34332 |  | Ohio Medical Corporation |  |  | PSAY08308 | GH - ER | MHHS-Greater Heights |  | Regulator, Vacuum |  | 009-34332 |  | Central & Greater Heights |  | GH - ER | [5 empty] | REGULATORS, SUCTION |  | REGULATORVACUUM-Ohio Medical-6-1251 | REGULATORVACUUM | 6-1251 |  |  |  | Ohio Medical | Regulator, Vacuum |  | REGULATORVACUUM-Ohio Medical-6-1251 |  |  |  |  | Covered PM Repair - Biomedical | MHHS-Greater Heights
NO | NO |  |  |  | 009-02935 |  | Ohio Medical Corporation |  |  | GFFG11982 | GH - ICU | MHHS-Greater Heights |  | Regulator, Vacuum |  | 009-02935 |  | Central & Greater Heights |  | GH - ICU | [5 empty] | REGULATORS, SUCTION |  | REGULATORVACUUM-Ohio Medical-6-1251 | REGULATORVACUUM | 6-1251 |  |  |  | Ohio Medical | Regulator, Vacuum |  | REGULATORVACUUM-Ohio Medical-6-1251 |  |  |  |  | Covered PM Repair - Biomedical | MHHS-Greater Heights
NO | NO |  |  |  | 009-10244 |  | Ohio Medical Corporation |  |  | JGGV11943 | GH - ICU | MHHS-Greater Heights |  | Regulator, Vacuum |  | 009-10244 |  | Central & Greater Heights |  | GH - ICU | [5 empty] | REGULATORS, SUCTION |  | REGULATORVACUUM-Ohio Medical-6-1251 | REGULATORVACUUM | 6-1251 |  |  |  | Ohio Medical | Regulator, Vacuum |  | REGULATORVACUUM-Ohio Medical-6-1251 |  |  |  |  | Covered PM Repair - Biomedical | MHHS-Greater Heights
NO | NO |  |  |  | 009-10245 |  | Ohio Medical Corporation |  |  | JGGV11945 | GH - ICU | MHHS-Greater Heights |  | Regulator, Vacuum |  | 009-10245 |  | Central & Greater Heights |  | GH - ICU | [5 empty] | REGULATORS, SUCTION |  | REGULATORVACUUM-Ohio Medical-6-1251 | REGULATORVACUUM | 6-1251 |  |  |  | Ohio Medical | Regulator, Vacuum |  | REGULATORVACUUM-Ohio Medical-6-1251 |  |  |  |  | Covered PM Repair - Biomedical | MHHS-Greater Heights
NO | NO |  |  |  | 009-10247 |  | Ohio Medical Corporation |  |  | JGGV11948 | GH - ICU | MHHS-Greater Heights |  | Regulator, Vacuum |  | 009-10247 |  | Central & Greater Heights |  | GH - ICU | [5 empty] | REGULATORS, SUCTION |  | REGULATORVACUUM-Ohio Medical-6-1251 | REGULATORVACUUM | 6-1251 |  |  |  | Ohio Medical | Regulator, Vacuum |  | REGULATORVACUUM-Ohio Medical-6-1251 |  |  |  |  | Covered PM Repair - Biomedical | MHHS-Greater Heights
NO | NO |  |  |  | 009-08122 |  | Ohio Medical Corporation |  |  | JGGQ08381 | GH - NON CLINICAL DEPARTMENTS | MHHS-Greater Heights |  | Regulator, Vacuum |  | 009-08122 |  | Central & Greater Heights |  | GH - NON CLINICAL DEPARTMENTS | [5 empty] | REGULATORS, SUCTION |  | REGULATORVACUUM-Ohio Medical-6-1251 | REGULATORVACUUM | 6-1251 |  |  |  | Ohio Medical | Regulator, Vacuum |  | REGULATORVACUUM-Ohio Medical-6-1251 |  |  |  |  | Covered PM Repair - Biomedical | MHHS-Greater Heights
NO | NO |  |  |  | 009-10555 |  | Ohio Medical Corporation |  |  | JGGW18059 | GH - OR STERILE PROCESSING | MHHS-Greater Heights |  | Regulator, Vacuum |  | 009-10555 |  | Central & Greater Heights |  | GH - OR STERILE PROCESSING | [5 empty] | REGULATORS, SUCTION |  | REGULATORVACUUM-Ohio Medical-6-1251 | REGULATORVACUUM | 6-1251 |  |  |  | Ohio Medical | Regulator, Vacuum |  | REGULATORVACUUM-Ohio Medical-6-1251 |  |  |  |  | Covered PM Repair - Biomedical | MHHS-Greater Heights
NO | NO |  |  |  | 009-10558 |  | Ohio Medical Corporation |  |  | JGGW18055 | GH - OR STERILE PROCESSING | MHHS-Greater Heights |  | Regulator, Vacuum |  | 009-10558 |  | Central & Greater Heights |  | GH - OR STERILE PROCESSING | [5 empty] | REGULATORS, SUCTION |  | REGULATORVACUUM-Ohio Medical-6-1251 | REGULATORVACUUM | 6-1251 |  |  |  | Ohio Medical | Regulator, Vacuum |  | REGULATORVACUUM-Ohio Medical-6-1251 |  |  |  |  | Covered PM Repair - Biomedical | MHHS-Greater Heights
NO | NO |  |  |  | 009-34776 |  | Ohio Medical Corporation |  |  | PSAY10436 | GH - RADIOLOGY | MHHS-Greater Heights |  | Regulator, Vacuum |  | 009-34776 |  | Central & Greater Heights |  | GH - RADIOLOGY | [5 empty] | REGULATORS, SUCTION |  | REGULATORVACUUM-Ohio Medical-6-1251 | REGULATORVACUUM | 6-1251 |  |  |  | Ohio Medical | Regulator, Vacuum |  | REGULATORVACUUM-Ohio Medical-6-1251 |  |  |  |  | Covered PM Repair - Biomedical | MHHS-Greater Heights
NO | NO |  |  |  | JGGM14229 |  | Ohio Medical Corporation |  |  | JGGM14229 | MEMORIAL CITY - CENTRAL SUPPLY | MHHS-Mem City |  | Regulator, Vacuum |  | JGGM14229 |  | West & Memorial City |  | MEMORIAL CITY - CENTRAL SUPPLY | [5 empty] | REGULATORS, SUCTION |  | REGULATORVACUUM-Ohio Medical-6-1251 | REGULATORVACUUM | 6-1251 |  |  |  | Ohio Medical | Regulator, Vacuum |  | REGULATORVACUUM-Ohio Medical-6-1251 |  |  |  |  | Covered PM Repair - Biomedical | MHHS-Mem City
NO | NO |  |  |  | 041-12806 |  | Ohio Medical Corporation |  |  | JGGM14231 | MEMORIAL CITY - LABOR & DELIVERY | MHHS-Mem City |  | Regulator, Vacuum |  | 041-12806 |  | West & Memorial City |  | MEMORIAL CITY - LABOR & DELIVERY | [5 empty] | REGULATORS, SUCTION |  | REGULATORVACUUM-Ohio Medical-6-1251 | REGULATORVACUUM | 6-1251 |  |  |  | Ohio Medical | Regulator, Vacuum |  | REGULATORVACUUM-Ohio Medical-6-1251 |  |  |  |  | Covered PM Repair - Biomedical | MHHS-Mem City
NO | NO |  |  |  | 041-13318 |  | Ohio Medical Corporation |  |  | JGGM10426 | MEMORIAL CITY - LABOR & DELIVERY | MHHS-Mem City |  | Regulator, Vacuum |  | 041-13318 |  | West & Memorial City |  | MEMORIAL CITY - LABOR & DELIVERY | [5 empty] | REGULATORS, SUCTION |  | REGULATORVACUUM-Ohio Medical-6-1251 | REGULATORVACUUM | 6-1251 |  |  |  | Ohio Medical | Regulator, Vacuum |  | REGULATORVACUUM-Ohio Medical-6-1251 |  |  |  |  | Covered PM Repair - Biomedical | MHHS-Mem City
NO | NO | [5 empty] | Ohio Medical Corporation |  |  | JGGM07714 | MEMORIAL CITY - LABOR & DELIVERY | MHHS-Mem City |  | Regulator, Vacuum |  |  |  | West & Memorial City |  | MEMORIAL CITY - LABOR & DELIVERY | [5 empty] | REGULATORS, SUCTION |  | REGULATORVACUUM-Ohio Medical-6-1251 | REGULATORVACUUM | 6-1251 |  |  |  | Ohio Medical | Regulator, Vacuum |  | REGULATORVACUUM-Ohio Medical-6-1251 |  |  |  |  | Covered PM Repair - Biomedical | MHHS-Mem City
NO | NO | [5 empty] | Ohio Medical Corporation |  |  | JGGM10234 | MEMORIAL CITY - LABOR & DELIVERY | MHHS-Mem City |  | Regulator, Vacuum |  |  |  | West & Memorial City |  | MEMORIAL CITY - LABOR & DELIVERY | [5 empty] | REGULATORS, SUCTION |  | REGULATORVACUUM-Ohio Medical-6-1251 | REGULATORVACUUM | 6-1251 |  |  |  | Ohio Medical | Regulator, Vacuum |  | REGULATORVACUUM-Ohio Medical-6-1251 |  |  |  |  | Covered PM Repair - Biomedical | MHHS-Mem City
NO | NO | [5 empty] | Ohio Medical Corporation |  |  | JGGM10235 | MEMORIAL CITY - LABOR & DELIVERY | MHHS-Mem City |  | Regulator, Vacuum |  |  |  | West & Memorial City |  | MEMORIAL CITY - LABOR & DELIVERY | [5 empty] | REGULATORS, SUCTION |  | REGULATORVACUUM-Ohio Medical-6-1251 | REGULATORVACUUM | 6-1251 |  |  |  | Ohio Medical | Regulator, Vacuum |  | REGULATORVACUUM-Ohio Medical-6-1251 |  |  |  |  | Covered PM Repair - Biomedical | MHHS-Mem City
NO | NO | [5 empty] | Ohio Medical Corporation |  |  | JGGM10322 | MEMORIAL CITY - LABOR & DELIVERY | MHHS-Mem City |  | Regulator, Vacuum |  |  |  | West & Memorial City |  | MEMORIAL CITY - LABOR & DELIVERY | [5 empty] | REGULATORS, SUCTION |  | REGULATORVACUUM-Ohio Medical-6-1251 | REGULATORVACUUM | 6-1251 |  |  |  | Ohio Medical | Regulator, Vacuum |  | REGULATORVACUUM-Ohio Medical-6-1251 |  |  |  |  | Covered PM Repair - Respiratory/Steriliz | MHHS-Mem City
NO | NO | [5 empty] | Ohio Medical Corporation |  |  | JGGM14233 | MEMORIAL CITY - LABOR & DELIVERY | MHHS-Mem City |  | Regulator, Vacuum |  |  |  | West & Memorial City |  | MEMORIAL CITY - LABOR & DELIVERY | [5 empty] | REGULATORS, SUCTION |  | REGULATORVACUUM-Ohio Medical-6-1251 | REGULATORVACUUM | 6-1251 |  |  |  | Ohio Medical | Regulator, Vacuum |  | REGULATORVACUUM-Ohio Medical-6-1251 |  |  |  |  | Covered PM Repair - Biomedical | MHHS-Mem City
NO | NO | [5 empty] | Ohio Medical Corporation |  |  | JGGM14230 | MEMORIAL CITY - LABOR & DELIVERY | MHHS-Mem City |  | Regulator, Vacuum |  |  |  | West & Memorial City |  | MEMORIAL CITY - LABOR & DELIVERY | [5 empty] | REGULATORS, SUCTION |  | REGULATORVACUUM-Ohio Medical-6-1251 | REGULATORVACUUM | 6-1251 |  |  |  | Ohio Medical | Regulator, Vacuum |  | REGULATORVACUUM-Ohio Medical-6-1251 |  |  |  |  | Covered PM Repair - Respiratory/Steriliz | MHHS-Mem City
NO | NO |  |  |  | 041-12790 |  | Ohio Medical Corporation |  |  | JGGM10448 | MEMORIAL CITY - MED/SURG | MHHS-Mem City |  | Regulator, Vacuum |  | 041-12790 |  | West & Memorial City |  | MEMORIAL CITY - MED/SURG | [5 empty] | REGULATORS, SUCTION |  | REGULATORVACUUM-Ohio Medical-6-1251 | REGULATORVACUUM | 6-1251 |  |  |  | Ohio Medical | Regulator, Vacuum |  | REGULATORVACUUM-Ohio Medical-6-1251 |  |  |  |  | Covered PM Repair - Biomedical | MHHS-Mem City
NO | NO |  |  |  | 041-11739 |  | Ohio Medical Corporation |  |  | JGGM10384 | MEMORIAL CITY - MHT - NICU | MHHS-Mem City |  | Regulator, Vacuum |  | 041-11739 |  | West & Memorial City |  | MEMORIAL CITY - MHT - NICU | [5 empty] | REGULATORS, SUCTION |  | REGULATORVACUUM-Ohio Medical-6-1251 | REGULATORVACUUM | 6-1251 |  |  |  | Ohio Medical | Regulator, Vacuum |  | REGULATORVACUUM-Ohio Medical-6-1251 |  |  |  |  | Covered PM Repair - Biomedical | MHHS-Mem City
NO | NO |  |  |  | 041-11741 |  | Ohio Medical Corporation |  |  | JGGM10383 | MEMORIAL CITY - MHT - NICU | MHHS-Mem City |  | Regulator, Vacuum |  | 041-11741 |  | West & Memorial City |  | MEMORIAL CITY - MHT - NICU | [5 empty] | REGULATORS, SUCTION |  | REGULATORVACUUM-Ohio Medical-6-1251 | REGULATORVACUUM | 6-1251 |  |  |  | Ohio Medical | Regulator, Vacuum |  | REGULATORVACUUM-Ohio Medical-6-1251 |  |  |  |  | Covered PM Repair - Biomedical | MHHS-Mem City
NO | NO |  |  |  | 041-11743 |  | Ohio Medical Corporation |  |  | JGGM10339 | MEMORIAL CITY - MHT - NICU | MHHS-Mem City |  | Regulator, Vacuum |  | 041-11743 |  | West & Memorial City |  | MEMORIAL CITY - MHT - NICU | [5 empty] | REGULATORS, SUCTION |  | REGULATORVACUUM-Ohio Medical-6-1251 | REGULATORVACUUM | 6-1251 |  |  |  | Ohio Medical | Regulator, Vacuum |  | REGULATORVACUUM-Ohio Medical-6-1251 |  |  |  |  | Covered PM Repair - Biomedical | MHHS-Mem City
NO | NO |  |  |  | 041-11962 |  | Ohio Medical Corporation |  |  | JGGM10256 | MEMORIAL CITY - MHT - NICU | MHHS-Mem City |  | Regulator, Vacuum |  | 041-11962 |  | West & Memorial City |  | MEMORIAL CITY - MHT - NICU | [5 empty] | REGULATORS, SUCTION |  | REGULATORVACUUM-Ohio Medical-6-1251 | REGULATORVACUUM | 6-1251 |  |  |  | Ohio Medical | Regulator, Vacuum |  | REGULATORVACUUM-Ohio Medical-6-1251 |  |  |  |  | Covered PM Repair - Biomedical | MHHS-Mem City
NO | NO |  |  |  | 041-11967 |  | Ohio Medical Corporation |  |  | JGGM10467 | MEMORIAL CITY - MHT - NICU | MHHS-Mem City |  | Regulator, Vacuum |  | 041-11967 |  | West & Memorial City |  | MEMORIAL CITY - MHT - NICU | [5 empty] | REGULATORS, SUCTION |  | REGULATORVACUUM-Ohio Medical-6-1251 | REGULATORVACUUM | 6-1251 |  |  |  | Ohio Medical | Regulator, Vacuum |  | REGULATORVACUUM-Ohio Medical-6-1251 |  |  |  |  | Covered PM Repair - Biomedical | MHHS-Mem City
NO | NO |  |  |  | 041-11969 |  | Ohio Medical Corporation |  |  | JGGM10489 | MEMORIAL CITY - MHT - NICU | MHHS-Mem City |  | Regulator, Vacuum |  | 041-11969 |  | West & Memorial City |  | MEMORIAL CITY - MHT - NICU | [5 empty] | REGULATORS, SUCTION |  | REGULATORVACUUM-Ohio Medical-6-1251 | REGULATORVACUUM | 6-1251 |  |  |  | Ohio Medical | Regulator, Vacuum |  | REGULATORVACUUM-Ohio Medical-6-1251 |  |  |  |  | Covered PM Repair - Biomedical | MHHS-Mem City
NO | NO |  |  |  | 041-11970 |  | Ohio Medical Corporation |  |  | JGGM10466 | MEMORIAL CITY - MHT - NICU | MHHS-Mem City |  | Regulator, Vacuum |  | 041-11970 |  | West & Memorial City |  | MEMORIAL CITY - MHT - NICU | [5 empty] | REGULATORS, SUCTION |  | REGULATORVACUUM-Ohio Medical-6-1251 | REGULATORVACUUM | 6-1251 |  |  |  | Ohio Medical | Regulator, Vacuum |  | REGULATORVACUUM-Ohio Medical-6-1251 |  |  |  |  | Covered PM Repair - Biomedical | MHHS-Mem City
NO | NO |  |  |  | 041-12003 |  | Ohio Medical Corporation |  |  | JGGM10485 | MEMORIAL CITY - MHT - NICU | MHHS-Mem City |  | Regulator, Vacuum |  | 041-12003 |  | West & Memorial City |  | MEMORIAL CITY - MHT - NICU | [5 empty] | REGULATORS, SUCTION |  | REGULATORVACUUM-Ohio Medical-6-1251 | REGULATORVACUUM | 6-1251 |  |  |  | Ohio Medical | Regulator, Vacuum |  | REGULATORVACUUM-Ohio Medical-6-1251 |  |  |  |  | Covered PM Repair - Biomedical | MHHS-Mem City
NO | NO |  |  |  | 041-12004 |  | Ohio Medical Corporation |  |  | JGGM10300 | MEMORIAL CITY - MHT - NICU | MHHS-Mem City |  | Regulator, Vacuum |  | 041-12004 |  | West & Memorial City |  | MEMORIAL CITY - MHT - NICU | [5 empty] | REGULATORS, SUCTION |  | REGULATORVACUUM-Ohio Medical-6-1251 | REGULATORVACUUM | 6-1251 |  |  |  | Ohio Medical | Regulator, Vacuum |  | REGULATORVACUUM-Ohio Medical-6-1251 |  |  |  |  | Covered PM Repair - Biomedical | MHHS-Mem City
NO | NO |  |  |  | 041-12327 |  | Ohio Medical Corporation |  |  | JGGM10268 | MEMORIAL CITY - MHT - NICU | MHHS-Mem City |  | Regulator, Vacuum |  | 041-12327 |  | West & Memorial City |  | MEMORIAL CITY - MHT - NICU | [5 empty] | REGULATORS, SUCTION |  | REGULATORVACUUM-Ohio Medical-6-1251 | REGULATORVACUUM | 6-1251 |  |  |  | Ohio Medical | Regulator, Vacuum |  | REGULATORVACUUM-Ohio Medical-6-1251 |  |  |  |  | Covered PM Repair - Biomedical | MHHS-Mem City
NO | NO |  |  |  | 041-12328 |  | Ohio Medical Corporation |  |  | JGGM10264 | MEMORIAL CITY - MHT - NICU | MHHS-Mem City |  | Regulator, Vacuum |  | 041-12328 |  | West & Memorial City |  | MEMORIAL CITY - MHT - NICU | [5 empty] | REGULATORS, SUCTION |  | REGULATORVACUUM-Ohio Medical-6-1251 | REGULATORVACUUM | 6-1251 |  |  |  | Ohio Medical | Regulator, Vacuum |  | REGULATORVACUUM-Ohio Medical-6-1251 |  |  |  |  | Covered PM Repair - Biomedical | MHHS-Mem City
NO | NO |  |  |  | 041-12924 |  | Ohio Medical Corporation |  |  | JGGM10482 | MEMORIAL CITY - MHT - NICU | MHHS-Mem City |  | Regulator, Vacuum |  | 041-12924 |  | West & Memorial City |  | MEMORIAL CITY - MHT - NICU | [5 empty] | REGULATORS, SUCTION |  | REGULATORVACUUM-Ohio Medical-6-1251 | REGULATORVACUUM | 6-1251 |  |  |  | Ohio Medical | Regulator, Vacuum |  | REGULATORVACUUM-Ohio Medical-6-1251 |  |  |  |  | Covered PM Repair - Biomedical | MHHS-Mem City
NO | NO |  |  |  | 041-12618 |  | Ohio Medical Corporation |  |  | JGGM14221 | MEMORIAL CITY - MHT - ONCOLOGY | MHHS-Mem City |  | Regulator, Vacuum |  | 041-12618 |  | West & Memorial City |  | MEMORIAL CITY - MHT - ONCOLOGY | [5 empty] | REGULATORS, SUCTION |  | REGULATORVACUUM-Ohio Medical-6-1251 | REGULATORVACUUM | 6-1251 |  |  |  | Ohio Medical | Regulator, Vacuum |  | REGULATORVACUUM-Ohio Medical-6-1251 |  |  |  |  | Not Covered Vendor Only - Biomedical | MHHS-Mem City
NO | NO |  |  |  | 041-12705 |  | Ohio Medical Corporation |  |  | JGGM14218 | MEMORIAL CITY - MHT - ONCOLOGY | MHHS-Mem City |  | Regulator, Vacuum |  | 041-12705 |  | West & Memorial City |  | MEMORIAL CITY - MHT - ONCOLOGY | [5 empty] | REGULATORS, SUCTION |  | REGULATORVACUUM-Ohio Medical-6-1251 | REGULATORVACUUM | 6-1251 |  |  |  | Ohio Medical | Regulator, Vacuum |  | REGULATORVACUUM-Ohio Medical-6-1251 |  |  |  |  | Not Covered Vendor Only - Biomedical | MHHS-Mem City
NO | NO |  |  |  | 041-12707 |  | Ohio Medical Corporation |  |  | JGGM14212 | MEMORIAL CITY - MHT - ONCOLOGY | MHHS-Mem City |  | Regulator, Vacuum |  | 041-12707 |  | West & Memorial City |  | MEMORIAL CITY - MHT - ONCOLOGY | [5 empty] | REGULATORS, SUCTION |  | REGULATORVACUUM-Ohio Medical-6-1251 | REGULATORVACUUM | 6-1251 |  |  |  | Ohio Medical | Regulator, Vacuum |  | REGULATORVACUUM-Ohio Medical-6-1251 |  |  |  |  | Not Covered Vendor Only - Biomedical | MHHS-Mem City
NO | NO |  |  |  | 041-12710 |  | Ohio Medical Corporation |  |  | JGGM10481 | MEMORIAL CITY - MHT - ONCOLOGY | MHHS-Mem City |  | Regulator, Vacuum |  | 041-12710 |  | West & Memorial City |  | MEMORIAL CITY - MHT - ONCOLOGY | [5 empty] | REGULATORS, SUCTION |  | REGULATORVACUUM-Ohio Medical-6-1251 | REGULATORVACUUM | 6-1251 |  |  |  | Ohio Medical | Regulator, Vacuum |  | REGULATORVACUUM-Ohio Medical-6-1251 |  |  |  |  | Not Covered Vendor Only - Biomedical | MHHS-Mem City
NO | NO |  |  |  | 041-12713 |  | Ohio Medical Corporation |  |  | JGGM10269 | MEMORIAL CITY - MHT - ONCOLOGY | MHHS-Mem City |  | Regulator, Vacuum |  | 041-12713 |  | West & Memorial City |  | MEMORIAL CITY - MHT - ONCOLOGY | [5 empty] | REGULATORS, SUCTION |  | REGULATORVACUUM-Ohio Medical-6-1251 | REGULATORVACUUM | 6-1251 |  |  |  | Ohio Medical | Regulator, Vacuum |  | REGULATORVACUUM-Ohio Medical-6-1251 |  |  |  |  | Not Covered Vendor Only - Biomedical | MHHS-Mem City
NO | NO |  |  |  | 041-12715 |  | Ohio Medical Corporation |  |  | JGGM10391 | MEMORIAL CITY - MHT - ONCOLOGY | MHHS-Mem City |  | Regulator, Vacuum |  | 041-12715 |  | West & Memorial City |  | MEMORIAL CITY - MHT - ONCOLOGY | [5 empty] | REGULATORS, SUCTION |  | REGULATORVACUUM-Ohio Medical-6-1251 | REGULATORVACUUM | 6-1251 |  |  |  | Ohio Medical | Regulator, Vacuum |  | REGULATORVACUUM-Ohio Medical-6-1251 |  |  |  |  | Not Covered Vendor Only - Biomedical | MHHS-Mem City
NO | NO |  |  |  | 041-12721 |  | Ohio Medical Corporation |  |  | JGGM10222 | MEMORIAL CITY - MHT - ONCOLOGY | MHHS-Mem City |  | Regulator, Vacuum |  | 041-12721 |  | West & Memorial City |  | MEMORIAL CITY - MHT - ONCOLOGY | [5 empty] | REGULATORS, SUCTION |  | REGULATORVACUUM-Ohio Medical-6-1251 | REGULATORVACUUM | 6-1251 |  |  |  | Ohio Medical | Regulator, Vacuum |  | REGULATORVACUUM-Ohio Medical-6-1251 |  |  |  |  | Not Covered Vendor Only - Biomedical | MHHS-Mem City
NO | NO |  |  |  | 041-12722 |  | Ohio Medical Corporation |  |  | JGGM10208 | MEMORIAL CITY - MHT - ONCOLOGY | MHHS-Mem City |  | Regulator, Vacuum |  | 041-12722 |  | West & Memorial City |  | MEMORIAL CITY - MHT - ONCOLOGY | [5 empty] | REGULATORS, SUCTION |  | REGULATORVACUUM-Ohio Medical-6-1251 | REGULATORVACUUM | 6-1251 |  |  |  | Ohio Medical | Regulator, Vacuum |  | REGULATORVACUUM-Ohio Medical-6-1251 |  |  |  |  | Not Covered Vendor Only - Biomedical | MHHS-Mem City
NO | NO |  |  |  | 041-12724 |  | Ohio Medical Corporation |  |  | JGGM10216 | MEMORIAL CITY - MHT - ONCOLOGY | MHHS-Mem City |  | Regulator, Vacuum |  | 041-12724 |  | West & Memorial City |  | MEMORIAL CITY - MHT - ONCOLOGY | [5 empty] | REGULATORS, SUCTION |  | REGULATORVACUUM-Ohio Medical-6-1251 | REGULATORVACUUM | 6-1251 |  |  |  | Ohio Medical | Regulator, Vacuum |  | REGULATORVACUUM-Ohio Medical-6-1251 |  |  |  |  | Not Covered Vendor Only - Biomedical | MHHS-Mem City
NO | NO |  |  |  | 041-12728 |  | Ohio Medical Corporation |  |  | JGGM10211 | MEMORIAL CITY - MHT - ONCOLOGY | MHHS-Mem City |  | Regulator, Vacuum |  | 041-12728 |  | West & Memorial City |  | MEMORIAL CITY - MHT - ONCOLOGY | [5 empty] | REGULATORS, SUCTION |  | REGULATORVACUUM-Ohio Medical-6-1251 | REGULATORVACUUM | 6-1251 |  |  |  | Ohio Medical | Regulator, Vacuum |  | REGULATORVACUUM-Ohio Medical-6-1251 |  |  |  |  | Not Covered Vendor Only - Biomedical | MHHS-Mem City
NO | NO |  |  |  | 041-12731 |  | Ohio Medical Corporation |  |  | JGGM10220 | MEMORIAL CITY - MHT - ONCOLOGY | MHHS-Mem City |  | Regulator, Vacuum |  | 041-12731 |  | West & Memorial City |  | MEMORIAL CITY - MHT - ONCOLOGY | [5 empty] | REGULATORS, SUCTION |  | REGULATORVACUUM-Ohio Medical-6-1251 | REGULATORVACUUM | 6-1251 |  |  |  | Ohio Medical | Regulator, Vacuum |  | REGULATORVACUUM-Ohio Medical-6-1251 |  |  |  |  | Not Covered Vendor Only - Biomedical | MHHS-Mem City
NO | NO |  |  |  | 041-12733 |  | Ohio Medical Corporation |  |  | JGGM10348 | MEMORIAL CITY - MHT - ONCOLOGY | MHHS-Mem City |  | Regulator, Vacuum |  | 041-12733 |  | West & Memorial City |  | MEMORIAL CITY - MHT - ONCOLOGY | [5 empty] | REGULATORS, SUCTION |  | REGULATORVACUUM-Ohio Medical-6-1251 | REGULATORVACUUM | 6-1251 |  |  |  | Ohio Medical | Regulator, Vacuum |  | REGULATORVACUUM-Ohio Medical-6-1251 |  |  |  |  | Not Covered Vendor Only - Biomedical | MHHS-Mem City
NO | NO |  |  |  | 041-12737 |  | Ohio Medical Corporation |  |  | JGGM10357 | MEMORIAL CITY - MHT - ONCOLOGY | MHHS-Mem City |  | Regulator, Vacuum |  | 041-12737 |  | West & Memorial City |  | MEMORIAL CITY - MHT - ONCOLOGY | [5 empty] | REGULATORS, SUCTION |  | REGULATORVACUUM-Ohio Medical-6-1251 | REGULATORVACUUM | 6-1251 |  |  |  | Ohio Medical | Regulator, Vacuum |  | REGULATORVACUUM-Ohio Medical-6-1251 |  |  |  |  | Not Covered Vendor Only - Biomedical | MHHS-Mem City
NO | NO |  |  |  | 041-12738 |  | Ohio Medical Corporation |  |  | JGGM10343 | MEMORIAL CITY - MHT - ONCOLOGY | MHHS-Mem City |  | Regulator, Vacuum |  | 041-12738 |  | West & Memorial City |  | MEMORIAL CITY - MHT - ONCOLOGY | [5 empty] | REGULATORS, SUCTION |  | REGULATORVACUUM-Ohio Medical-6-1251 | REGULATORVACUUM | 6-1251 |  |  |  | Ohio Medical | Regulator, Vacuum |  | REGULATORVACUUM-Ohio Medical-6-1251 |  |  |  |  | Not Covered Vendor Only - Biomedical | MHHS-Mem City
NO | NO |  |  |  | 041-12739 |  | Ohio Medical Corporation |  |  | JGGM10344 | MEMORIAL CITY - MHT - ONCOLOGY | MHHS-Mem City |  | Regulator, Vacuum |  | 041-12739 |  | West & Memorial City |  | MEMORIAL CITY - MHT - ONCOLOGY | [5 empty] | REGULATORS, SUCTION |  | REGULATORVACUUM-Ohio Medical-6-1251 | REGULATORVACUUM | 6-1251 |  |  |  | Ohio Medical | Regulator, Vacuum |  | REGULATORVACUUM-Ohio Medical-6-1251 |  |  |  |  | Not Covered Vendor Only - Biomedical | MHHS-Mem City
NO | NO |  |  |  | 041-12740 |  | Ohio Medical Corporation |  |  | JGGM10356 | MEMORIAL CITY - MHT - ONCOLOGY | MHHS-Mem City |  | Regulator, Vacuum |  | 041-12740 |  | West & Memorial City |  | MEMORIAL CITY - MHT - ONCOLOGY | [5 empty] | REGULATORS, SUCTION |  | REGULATORVACUUM-Ohio Medical-6-1251 | REGULATORVACUUM | 6-1251 |  |  |  | Ohio Medical | Regulator, Vacuum |  | REGULATORVACUUM-Ohio Medical-6-1251 |  |  |  |  | Covered PM Repair - Biomedical | MHHS-Mem City
NO | NO |  |  |  | 041-12743 |  | Ohio Medical Corporation |  |  | JGGM10240 | MEMORIAL CITY - MHT - ONCOLOGY | MHHS-Mem City |  | Regulator, Vacuum |  | 041-12743 |  | West & Memorial City |  | MEMORIAL CITY - MHT - ONCOLOGY | [5 empty] | REGULATORS, SUCTION |  | REGULATORVACUUM-Ohio Medical-6-1251 | REGULATORVACUUM | 6-1251 |  |  |  | Ohio Medical | Regulator, Vacuum |  | REGULATORVACUUM-Ohio Medical-6-1251 |  |  |  |  | Covered PM Repair - Biomedical | MHHS-Mem City
NO | NO |  |  |  | 041-12746 |  | Ohio Medical Corporation |  |  | JGGM10230 | MEMORIAL CITY - MHT - ONCOLOGY | MHHS-Mem City |  | Regulator, Vacuum |  | 041-12746 |  | West & Memorial City |  | MEMORIAL CITY - MHT - ONCOLOGY | [5 empty] | REGULATORS, SUCTION |  | REGULATORVACUUM-Ohio Medical-6-1251 | REGULATORVACUUM | 6-1251 |  |  |  | Ohio Medical | Regulator, Vacuum |  | REGULATORVACUUM-Ohio Medical-6-1251 |  |  |  |  | Covered PM Repair - Biomedical | MHHS-Mem City
NO | NO |  |  |  | 041-12747 |  | Ohio Medical Corporation |  |  | JGGM10228 | MEMORIAL CITY - MHT - ONCOLOGY | MHHS-Mem City |  | Regulator, Vacuum |  | 041-12747 |  | West & Memorial City |  | MEMORIAL CITY - MHT - ONCOLOGY | [5 empty] | REGULATORS, SUCTION |  | REGULATORVACUUM-Ohio Medical-6-1251 | REGULATORVACUUM | 6-1251 |  |  |  | Ohio Medical | Regulator, Vacuum |  | REGULATORVACUUM-Ohio Medical-6-1251 |  |  |  |  | Covered PM Repair - Biomedical | MHHS-Mem City
NO | NO |  |  |  | 041-12748 |  | Ohio Medical Corporation |  |  | JGGM10237 | MEMORIAL CITY - MHT - ONCOLOGY | MHHS-Mem City |  | Regulator, Vacuum |  | 041-12748 |  | West & Memorial City |  | MEMORIAL CITY - MHT - ONCOLOGY | [5 empty] | REGULATORS, SUCTION |  | REGULATORVACUUM-Ohio Medical-6-1251 | REGULATORVACUUM | 6-1251 |  |  |  | Ohio Medical | Regulator, Vacuum |  | REGULATORVACUUM-Ohio Medical-6-1251 |  |  |  |  | Covered PM Repair - Biomedical | MHHS-Mem City
NO | NO |  |  |  | 041-12750 |  | Ohio Medical Corporation |  |  | JGGM10362 | MEMORIAL CITY - MHT - ONCOLOGY | MHHS-Mem City |  | Regulator, Vacuum |  | 041-12750 |  | West & Memorial City |  | MEMORIAL CITY - MHT - ONCOLOGY | [5 empty] | REGULATORS, SUCTION |  | REGULATORVACUUM-Ohio Medical-6-1251 | REGULATORVACUUM | 6-1251 |  |  |  | Ohio Medical | Regulator, Vacuum |  | REGULATORVACUUM-Ohio Medical-6-1251 |  |  |  |  | Covered PM Repair - Biomedical | MHHS-Mem City
NO | NO |  |  |  | 041-12751 |  | Ohio Medical Corporation |  |  | JGGM10366 | MEMORIAL CITY - MHT - ONCOLOGY | MHHS-Mem City |  | Regulator, Vacuum |  | 041-12751 |  | West & Memorial City |  | MEMORIAL CITY - MHT - ONCOLOGY | [5 empty] | REGULATORS, SUCTION |  | REGULATORVACUUM-Ohio Medical-6-1251 | REGULATORVACUUM | 6-1251 |  |  |  | Ohio Medical | Regulator, Vacuum |  | REGULATORVACUUM-Ohio Medical-6-1251 |  |  |  |  | Covered PM Repair - Biomedical | MHHS-Mem City
NO | NO |  |  |  | 041-12752 |  | Ohio Medical Corporation |  |  | JGGM10363 | MEMORIAL CITY - MHT - ONCOLOGY | MHHS-Mem City |  | Regulator, Vacuum |  | 041-12752 |  | West & Memorial City |  | MEMORIAL CITY - MHT - ONCOLOGY | [5 empty] | REGULATORS, SUCTION |  | REGULATORVACUUM-Ohio Medical-6-1251 | REGULATORVACUUM | 6-1251 |  |  |  | Ohio Medical | Regulator, Vacuum |  | REGULATORVACUUM-Ohio Medical-6-1251 |  |  |  |  | Covered PM Repair - Biomedical | MHHS-Mem City
NO | NO |  |  |  | 041-12753 |  | Ohio Medical Corporation |  |  | JGGM10367 | MEMORIAL CITY - MHT - ONCOLOGY | MHHS-Mem City |  | Regulator, Vacuum |  | 041-12753 |  | West & Memorial City |  | MEMORIAL CITY - MHT - ONCOLOGY | [5 empty] | REGULATORS, SUCTION |  | REGULATORVACUUM-Ohio Medical-6-1251 | REGULATORVACUUM | 6-1251 |  |  |  | Ohio Medical | Regulator, Vacuum |  | REGULATORVACUUM-Ohio Medical-6-1251 |  |  |  |  | Covered PM Repair - Biomedical | MHHS-Mem City
NO | NO |  |  |  | 041-12757 |  | Ohio Medical Corporation |  |  | JGGM10370 | MEMORIAL CITY - MHT - ONCOLOGY | MHHS-Mem City |  | Regulator, Vacuum |  | 041-12757 |  | West & Memorial City |  | MEMORIAL CITY - MHT - ONCOLOGY | [5 empty] | REGULATORS, SUCTION |  | REGULATORVACUUM-Ohio Medical-6-1251 | REGULATORVACUUM | 6-1251 |  |  |  | Ohio Medical | Regulator, Vacuum |  | REGULATORVACUUM-Ohio Medical-6-1251 |  |  |  |  | Covered PM Repair - Biomedical | MHHS-Mem City
NO | NO |  |  |  | 041-12758 |  | Ohio Medical Corporation |  |  | JGGM14227 | MEMORIAL CITY - MHT - ONCOLOGY | MHHS-Mem City |  | Regulator, Vacuum |  | 041-12758 |  | West & Memorial City |  | MEMORIAL CITY - MHT - ONCOLOGY | [5 empty] | REGULATORS, SUCTION |  | REGULATORVACUUM-Ohio Medical-6-1251 | REGULATORVACUUM | 6-1251 |  |  |  | Ohio Medical | Regulator, Vacuum |  | REGULATORVACUUM-Ohio Medical-6-1251 |  |  |  |  | Covered PM Repair - Biomedical | MHHS-Mem City
NO | NO |  |  |  | 041-12759 |  | Ohio Medical Corporation |  |  | JGGM14217 | MEMORIAL CITY - MHT - ONCOLOGY | MHHS-Mem City |  | Regulator, Vacuum |  | 041-12759 |  | West & Memorial City |  | MEMORIAL CITY - MHT - ONCOLOGY | [5 empty] | REGULATORS, SUCTION |  | REGULATORVACUUM-Ohio Medical-6-1251 | REGULATORVACUUM | 6-1251 |  |  |  | Ohio Medical | Regulator, Vacuum |  | REGULATORVACUUM-Ohio Medical-6-1251 |  |  |  |  | Covered PM Repair - Biomedical | MHHS-Mem City
NO | NO |  |  |  | 041-12761 |  | Ohio Medical Corporation |  |  | JGGM10238 | MEMORIAL CITY - MHT - ONCOLOGY | MHHS-Mem City |  | Regulator, Vacuum |  | 041-12761 |  | West & Memorial City |  | MEMORIAL CITY - MHT - ONCOLOGY | [5 empty] | REGULATORS, SUCTION |  | REGULATORVACUUM-Ohio Medical-6-1251 | REGULATORVACUUM | 6-1251 |  |  |  | Ohio Medical | Regulator, Vacuum |  | REGULATORVACUUM-Ohio Medical-6-1251 |  |  |  |  | Covered PM Repair - Biomedical | MHHS-Mem City
NO | NO |  |  |  | 041-12764 |  | Ohio Medical Corporation |  |  | JGGM14205 | MEMORIAL CITY - MHT - ONCOLOGY | MHHS-Mem City |  | Regulator, Vacuum |  | 041-12764 |  | West & Memorial City |  | MEMORIAL CITY - MHT - ONCOLOGY | [5 empty] | REGULATORS, SUCTION |  | REGULATORVACUUM-Ohio Medical-6-1251 | REGULATORVACUUM | 6-1251 |  |  |  | Ohio Medical | Regulator, Vacuum |  | REGULATORVACUUM-Ohio Medical-6-1251 |  |  |  |  | Covered PM Repair - Biomedical | MHHS-Mem City
NO | NO |  |  |  | 041-12765 |  | Ohio Medical Corporation |  |  | JGGM14226 | MEMORIAL CITY - MHT - ONCOLOGY | MHHS-Mem City |  | Regulator, Vacuum |  | 041-12765 |  | West & Memorial City |  | MEMORIAL CITY - MHT - ONCOLOGY | [5 empty] | REGULATORS, SUCTION |  | REGULATORVACUUM-Ohio Medical-6-1251 | REGULATORVACUUM | 6-1251 |  |  |  | Ohio Medical | Regulator, Vacuum |  | REGULATORVACUUM-Ohio Medical-6-1251 |  |  |  |  | Covered PM Repair - Biomedical | MHHS-Mem City
NO | NO |  |  |  | 041-12766 |  | Ohio Medical Corporation |  |  | JGGM10368 | MEMORIAL CITY - MHT - ONCOLOGY | MHHS-Mem City |  | Regulator, Vacuum |  | 041-12766 |  | West & Memorial City |  | MEMORIAL CITY - MHT - ONCOLOGY | [5 empty] | REGULATORS, SUCTION |  | REGULATORVACUUM-Ohio Medical-6-1251 | REGULATORVACUUM | 6-1251 |  |  |  | Ohio Medical | Regulator, Vacuum |  | REGULATORVACUUM-Ohio Medical-6-1251 |  |  |  |  | Covered PM Repair - Biomedical | MHHS-Mem City
NO | NO |  |  |  | 041-12767 |  | Ohio Medical Corporation |  |  | JGGM14204 | MEMORIAL CITY - MHT - ONCOLOGY | MHHS-Mem City |  | Regulator, Vacuum |  | 041-12767 |  | West & Memorial City |  | MEMORIAL CITY - MHT - ONCOLOGY | [5 empty] | REGULATORS, SUCTION |  | REGULATORVACUUM-Ohio Medical-6-1251 | REGULATORVACUUM | 6-1251 |  |  |  | Ohio Medical | Regulator, Vacuum |  | REGULATORVACUUM-Ohio Medical-6-1251 |  |  |  |  | Covered PM Repair - Biomedical | MHHS-Mem City
NO | NO |  |  |  | 041-12768 |  | Ohio Medical Corporation |  |  | JGGM14216 | MEMORIAL CITY - MHT - ONCOLOGY | MHHS-Mem City |  | Regulator, Vacuum |  | 041-12768 |  | West & Memorial City |  | MEMORIAL CITY - MHT - ONCOLOGY | [5 empty] | REGULATORS, SUCTION |  | REGULATORVACUUM-Ohio Medical-6-1251 | REGULATORVACUUM | 6-1251 |  |  |  | Ohio Medical | Regulator, Vacuum |  | REGULATORVACUUM-Ohio Medical-6-1251 |  |  |  |  | Covered PM Repair - Biomedical | MHHS-Mem City
NO | NO |  |  |  | 041-12769 |  | Ohio Medical Corporation |  |  | JGGM14215 | MEMORIAL CITY - MHT - ONCOLOGY | MHHS-Mem City |  | Regulator, Vacuum |  | 041-12769 |  | West & Memorial City |  | MEMORIAL CITY - MHT - ONCOLOGY | [5 empty] | REGULATORS, SUCTION |  | REGULATORVACUUM-Ohio Medical-6-1251 | REGULATORVACUUM | 6-1251 |  |  |  | Ohio Medical | Regulator, Vacuum |  | REGULATORVACUUM-Ohio Medical-6-1251 |  |  |  |  | Covered PM Repair - Biomedical | MHHS-Mem City
NO | NO |  |  |  | 041-12770 |  | Ohio Medical Corporation |  |  | JGGM10247 | MEMORIAL CITY - MHT - ONCOLOGY | MHHS-Mem City |  | Regulator, Vacuum |  | 041-12770 |  | West & Memorial City |  | MEMORIAL CITY - MHT - ONCOLOGY | [5 empty] | REGULATORS, SUCTION |  | REGULATORVACUUM-Ohio Medical-6-1251 | REGULATORVACUUM | 6-1251 |  |  |  | Ohio Medical | Regulator, Vacuum |  | REGULATORVACUUM-Ohio Medical-6-1251 |  |  |  |  | Covered PM Repair - Biomedical | MHHS-Mem City
NO | NO |  |  |  | 041-12772 |  | Ohio Medical Corporation |  |  | JGGM10251 | MEMORIAL CITY - MHT - ONCOLOGY | MHHS-Mem City |  | Regulator, Vacuum |  | 041-12772 |  | West & Memorial City |  | MEMORIAL CITY - MHT - ONCOLOGY | [5 empty] | REGULATORS, SUCTION |  | REGULATORVACUUM-Ohio Medical-6-1251 | REGULATORVACUUM | 6-1251 |  |  |  | Ohio Medical | Regulator, Vacuum |  | REGULATORVACUUM-Ohio Medical-6-1251 |  |  |  |  | Covered PM Repair - Biomedical | MHHS-Mem City
NO | NO |  |  |  | 041-12781 |  | Ohio Medical Corporation |  |  | JGGM10243 | MEMORIAL CITY - MHT - ONCOLOGY | MHHS-Mem City |  | Regulator, Vacuum |  | 041-12781 |  | West & Memorial City |  | MEMORIAL CITY - MHT - ONCOLOGY | [5 empty] | REGULATORS, SUCTION |  | REGULATORVACUUM-Ohio Medical-6-1251 | REGULATORVACUUM | 6-1251 |  |  |  | Ohio Medical | Regulator, Vacuum |  | REGULATORVACUUM-Ohio Medical-6-1251 |  |  |  |  | Covered PM Repair - Biomedical | MHHS-Mem City
NO | NO |  |  |  | 041-12785 |  | Ohio Medical Corporation |  |  | JGGM10453 | MEMORIAL CITY - MHT - ONCOLOGY | MHHS-Mem City |  | Regulator, Vacuum |  | 041-12785 |  | West & Memorial City |  | MEMORIAL CITY - MHT - ONCOLOGY | [5 empty] | REGULATORS, SUCTION |  | REGULATORVACUUM-Ohio Medical-6-1251 | REGULATORVACUUM | 6-1251 |  |  |  | Ohio Medical | Regulator, Vacuum |  | REGULATORVACUUM-Ohio Medical-6-1251 |  |  |  |  | Covered PM Repair - Biomedical | MHHS-Mem City
NO | NO |  |  |  | 041-12815 |  | Ohio Medical Corporation |  |  | JGGM14223 | MEMORIAL CITY - MHT - ONCOLOGY | MHHS-Mem City |  | Regulator, Vacuum |  | 041-12815 |  | West & Memorial City |  | MEMORIAL CITY - MHT - ONCOLOGY | [5 empty] | REGULATORS, SUCTION |  | REGULATORVACUUM-Ohio Medical-6-1251 | REGULATORVACUUM | 6-1251 |  |  |  | Ohio Medical | Regulator, Vacuum |  | REGULATORVACUUM-Ohio Medical-6-1251 |  |  |  |  | Covered PM Repair - Biomedical | MHHS-Mem City
NO | NO |  |  |  | 041-13253 |  | Ohio Medical Corporation |  |  | JGGM10446 | MEMORIAL CITY - MHT - ONCOLOGY | MHHS-Mem City |  | Regulator, Vacuum |  | 041-13253 |  | West & Memorial City |  | MEMORIAL CITY - MHT - ONCOLOGY | [5 empty] | REGULATORS, SUCTION |  | REGULATORVACUUM-Ohio Medical-6-1251 | REGULATORVACUUM | 6-1251 |  |  |  | Ohio Medical | Regulator, Vacuum |  | REGULATORVACUUM-Ohio Medical-6-1251 |  |  |  |  | Covered PM Repair - Biomedical | MHHS-Mem City
NO | NO |  |  |  | 041-13257 |  | Ohio Medical Corporation |  |  | JGGM14209 | MEMORIAL CITY - MHT - ONCOLOGY | MHHS-Mem City |  | Regulator, Vacuum |  | 041-13257 |  | West & Memorial City |  | MEMORIAL CITY - MHT - ONCOLOGY | [5 empty] | REGULATORS, SUCTION |  | REGULATORVACUUM-Ohio Medical-6-1251 | REGULATORVACUUM | 6-1251 |  |  |  | Ohio Medical | Regulator, Vacuum |  | REGULATORVACUUM-Ohio Medical-6-1251 |  |  |  |  | Covered PM Repair - Biomedical | MHHS-Mem City
NO | NO |  |  |  | 041-13258 |  | Ohio Medical Corporation |  |  | JGGM14222 | MEMORIAL CITY - MHT - ONCOLOGY | MHHS-Mem City |  | Regulator, Vacuum |  | 041-13258 |  | West & Memorial City |  | MEMORIAL CITY - MHT - ONCOLOGY | [5 empty] | REGULATORS, SUCTION |  | REGULATORVACUUM-Ohio Medical-6-1251 | REGULATORVACUUM | 6-1251 |  |  |  | Ohio Medical | Regulator, Vacuum |  | REGULATORVACUUM-Ohio Medical-6-1251 |  |  |  |  | Covered PM Repair - Biomedical | MHHS-Mem City
NO | NO |  |  |  | 041-13261 |  | Ohio Medical Corporation |  |  | JGGM10417 | MEMORIAL CITY - MHT - ONCOLOGY | MHHS-Mem City |  | Regulator, Vacuum |  | 041-13261 |  | West & Memorial City |  | MEMORIAL CITY - MHT - ONCOLOGY | [5 empty] | REGULATORS, SUCTION |  | REGULATORVACUUM-Ohio Medical-6-1251 | REGULATORVACUUM | 6-1251 |  |  |  | Ohio Medical | Regulator, Vacuum |  | REGULATORVACUUM-Ohio Medical-6-1251 |  |  |  |  | Covered PM Repair - Biomedical | MHHS-Mem City
NO | NO |  |  |  | 041-13269 |  | Ohio Medical Corporation |  |  | JGGM10443 | MEMORIAL CITY - MHT - ONCOLOGY | MHHS-Mem City |  | Regulator, Vacuum |  | 041-13269 |  | West & Memorial City |  | MEMORIAL CITY - MHT - ONCOLOGY | [5 empty] | REGULATORS, SUCTION |  | REGULATORVACUUM-Ohio Medical-6-1251 | REGULATORVACUUM | 6-1251 |  |  |  | Ohio Medical | Regulator, Vacuum |  | REGULATORVACUUM-Ohio Medical-6-1251 |  |  |  |  | Covered PM Repair - Biomedical | MHHS-Mem City
NO | NO |  |  |  | 041-13274 |  | Ohio Medical Corporation |  |  | JGGM10291 | MEMORIAL CITY - MHT - ONCOLOGY | MHHS-Mem City |  | Regulator, Vacuum |  | 041-13274 |  | West & Memorial City |  | MEMORIAL CITY - MHT - ONCOLOGY | [5 empty] | REGULATORS, SUCTION |  | REGULATORVACUUM-Ohio Medical-6-1251 | REGULATORVACUUM | 6-1251 |  |  |  | Ohio Medical | Regulator, Vacuum |  | REGULATORVACUUM-Ohio Medical-6-1251 |  |  |  |  | Covered PM Repair - Biomedical | MHHS-Mem City
NO | NO |  |  |  | 041-13275 |  | Ohio Medical Corporation |  |  | JGGM10280 | MEMORIAL CITY - MHT - ONCOLOGY | MHHS-Mem City |  | Regulator, Vacuum |  | 041-13275 |  | West & Memorial City |  | MEMORIAL CITY - MHT - ONCOLOGY | [5 empty] | REGULATORS, SUCTION |  | REGULATORVACUUM-Ohio Medical-6-1251 | REGULATORVACUUM | 6-1251 |  |  |  | Ohio Medical | Regulator, Vacuum |  | REGULATORVACUUM-Ohio Medical-6-1251 |  |  |  |  | Covered PM Repair - Biomedical | MHHS-Mem City
NO | NO |  |  |  | 041-13277 |  | Ohio Medical Corporation |  |  | JGGM10286 | MEMORIAL CITY - MHT - ONCOLOGY | MHHS-Mem City |  | Regulator, Vacuum |  | 041-13277 |  | West & Memorial City |  | MEMORIAL CITY - MHT - ONCOLOGY | [5 empty] | REGULATORS, SUCTION |  | REGULATORVACUUM-Ohio Medical-6-1251 | REGULATORVACUUM | 6-1251 |  |  |  | Ohio Medical | Regulator, Vacuum |  | REGULATORVACUUM-Ohio Medical-6-1251 |  |  |  |  | Covered PM Repair - Biomedical | MHHS-Mem City
NO | NO |  |  |  | 041-13278 |  | Ohio Medical Corporation |  |  | JGGM10279 | MEMORIAL CITY - MHT - ONCOLOGY | MHHS-Mem City |  | Regulator, Vacuum |  | 041-13278 |  | West & Memorial City |  | MEMORIAL CITY - MHT - ONCOLOGY | [5 empty] | REGULATORS, SUCTION |  | REGULATORVACUUM-Ohio Medical-6-1251 | REGULATORVACUUM | 6-1251 |  |  |  | Ohio Medical | Regulator, Vacuum |  | REGULATORVACUUM-Ohio Medical-6-1251 |  |  |  |  | Covered PM Repair - Biomedical | MHHS-Mem City
NO | NO |  |  |  | 041-13280 |  | Ohio Medical Corporation |  |  | JGGM10289 | MEMORIAL CITY - MHT - ONCOLOGY | MHHS-Mem City |  | Regulator, Vacuum |  | 041-13280 |  | West & Memorial City |  | MEMORIAL CITY - MHT - ONCOLOGY | [5 empty] | REGULATORS, SUCTION |  | REGULATORVACUUM-Ohio Medical-6-1251 | REGULATORVACUUM | 6-1251 |  |  |  | Ohio Medical | Regulator, Vacuum |  | REGULATORVACUUM-Ohio Medical-6-1251 |  |  |  |  | Covered PM Repair - Biomedical | MHHS-Mem City
NO | NO |  |  |  | 041-14835 |  | Ohio Medical Corporation |  |  | JGGN16178 | MEMORIAL CITY - PEDIATRICS | MHHS-Mem City |  | Regulator, Vacuum |  | 041-14835 |  | West & Memorial City |  | MEMORIAL CITY - PEDIATRICS | [5 empty] | REGULATORS, SUCTION |  | REGULATORVACUUM-Ohio Medical-6-1251 | REGULATORVACUUM | 6-1251 |  |  |  | Ohio Medical | Regulator, Vacuum |  | REGULATORVACUUM-Ohio Medical-6-1251 |  |  |  |  | Covered PM Repair - Biomedical | MHHS-Mem City
NO | NO | [5 empty] | Ohio Medical Corporation |  |  | JGGM07702 | MEMORIAL CITY - POSTPARTUM - NURSERY | MHHS-Mem City |  | Regulator, Vacuum |  |  |  | West & Memorial City |  | MEMORIAL CITY - POSTPARTUM - NURSERY | [5 empty] | REGULATORS, SUCTION |  | REGULATORVACUUM-Ohio Medical-6-1251 | REGULATORVACUUM | 6-1251 |  |  |  | Ohio Medical | Regulator, Vacuum |  | REGULATORVACUUM-Ohio Medical-6-1251 |  |  |  |  | Covered PM Repair - Biomedical | MHHS-Mem City
NO | NO | [5 empty] | Ohio Medical Corporation |  |  | JGGM10392 | MEMORIAL CITY - POSTPARTUM - NURSERY | MHHS-Mem City |  | Regulator, Vacuum |  |  |  | West & Memorial City |  | MEMORIAL CITY - POSTPARTUM - NURSERY | [5 empty] | REGULATORS, SUCTION |  | REGULATORVACUUM-Ohio Medical-6-1251 | REGULATORVACUUM | 6-1251 |  |  |  | Ohio Medical | Regulator, Vacuum |  | REGULATORVACUUM-Ohio Medical-6-1251 |  |  |  |  | Covered PM Repair - Biomedical | MHHS-Mem City
NO | NO | [5 empty] | Ohio Medical Corporation |  |  | JGGM10465 | MEMORIAL CITY - POSTPARTUM - NURSERY | MHHS-Mem City |  | Regulator, Vacuum |  |  |  | West & Memorial City |  | MEMORIAL CITY - POSTPARTUM - NURSERY | [5 empty] | REGULATORS, SUCTION |  | REGULATORVACUUM-Ohio Medical-6-1251 | REGULATORVACUUM | 6-1251 |  |  |  | Ohio Medical | Regulator, Vacuum |  | REGULATORVACUUM-Ohio Medical-6-1251 |  |  |  |  | Covered PM Repair - Biomedical | MHHS-Mem City
NO | NO |  |  |  | JGGM07722 |  | Ohio Medical Corporation |  |  | JGGM07722 | MEMORIAL CITY - SICU | MHHS-Mem City |  | Regulator, Vacuum |  | JGGM07722 |  | West & Memorial City |  | MEMORIAL CITY - SICU | [5 empty] | REGULATORS, SUCTION |  | REGULATORVACUUM-Ohio Medical-6-1251 | REGULATORVACUUM | 6-1251 |  |  |  | Ohio Medical | Regulator, Vacuum |  | REGULATORVACUUM-Ohio Medical-6-1251 |  |  |  |  | Covered PM Repair - Biomedical | MHHS-Mem City
NO | NO |  |  |  | JGGM10267 |  | Ohio Medical Corporation |  |  | JGGM10267 | MEMORIAL CITY - SICU | MHHS-Mem City |  | Regulator, Vacuum |  | JGGM10267 |  | West & Memorial City |  | MEMORIAL CITY - SICU | [5 empty] | REGULATORS, SUCTION |  | REGULATORVACUUM-Ohio Medical-6-1251 | REGULATORVACUUM | 6-1251 |  |  |  | Ohio Medical | Regulator, Vacuum |  | REGULATORVACUUM-Ohio Medical-6-1251 |  |  |  |  | Covered PM Repair - Biomedical | MHHS-Mem City
NO | NO |  |  |  | JGGM10270 |  | Ohio Medical Corporation |  |  | JGGM10270 | MEMORIAL CITY - SICU | MHHS-Mem City |  | Regulator, Vacuum |  | JGGM10270 |  | West & Memorial City |  | MEMORIAL CITY - SICU | [5 empty] | REGULATORS, SUCTION |  | REGULATORVACUUM-Ohio Medical-6-1251 | REGULATORVACUUM | 6-1251 |  |  |  | Ohio Medical | Regulator, Vacuum |  | REGULATORVACUUM-Ohio Medical-6-1251 |  |  |  |  | Covered PM Repair - Biomedical | MHHS-Mem City
NO | NO |  |  |  | JGGM10306 |  | Ohio Medical Corporation |  |  | JGGM10306 | MEMORIAL CITY - SICU | MHHS-Mem City |  | Regulator, Vacuum |  | JGGM10306 |  | West & Memorial City |  | MEMORIAL CITY - SICU | [5 empty] | REGULATORS, SUCTION |  | REGULATORVACUUM-Ohio Medical-6-1251 | REGULATORVACUUM | 6-1251 |  |  |  | Ohio Medical | Regulator, Vacuum |  | REGULATORVACUUM-Ohio Medical-6-1251 |  |  |  |  | Covered PM Repair - Biomedical | MHHS-Mem City
NO | NO |  |  |  | JGGM10348 |  | Ohio Medical Corporation |  |  | JGGM10348 | MEMORIAL CITY - SICU | MHHS-Mem City |  | Regulator, Vacuum |  | JGGM10348 |  | West & Memorial City |  | MEMORIAL CITY - SICU | [5 empty] | REGULATORS, SUCTION |  | REGULATORVACUUM-Ohio Medical-6-1251 | REGULATORVACUUM | 6-1251 |  |  |  | Ohio Medical | Regulator, Vacuum |  | REGULATORVACUUM-Ohio Medical-6-1251 |  |  |  |  | Covered PM Repair - Biomedical | MHHS-Mem City
NO | NO |  |  |  | JGGM10454 |  | Ohio Medical Corporation |  |  | JGGM10454 | MEMORIAL CITY - SICU | MHHS-Mem City |  | Regulator, Vacuum |  | JGGM10454 |  | West & Memorial City |  | MEMORIAL CITY - SICU | [5 empty] | REGULATORS, SUCTION |  | REGULATORVACUUM-Ohio Medical-6-1251 | REGULATORVACUUM | 6-1251 |  |  |  | Ohio Medical | Regulator, Vacuum |  | REGULATORVACUUM-Ohio Medical-6-1251 |  |  |  |  | Covered PM Repair - Biomedical | MHHS-Mem City
NO | NO |  |  |  | JGGM10460 |  | Ohio Medical Corporation |  |  | JGGM10460 | MEMORIAL CITY - SICU | MHHS-Mem City |  | Regulator, Vacuum |  | JGGM10460 |  | West & Memorial City |  | MEMORIAL CITY - SICU | [5 empty] | REGULATORS, SUCTION |  | REGULATORVACUUM-Ohio Medical-6-1251 | REGULATORVACUUM | 6-1251 |  |  |  | Ohio Medical | Regulator, Vacuum |  | REGULATORVACUUM-Ohio Medical-6-1251 |  |  |  |  | Covered PM Repair - Biomedical | MHHS-Mem City
NO | NO |  |  |  | JGGN16170 |  | Ohio Medical Corporation |  |  | JGGN16170 | MEMORIAL CITY - SICU | MHHS-Mem City |  | Regulator, Vacuum |  | JGGN16170 |  | West & Memorial City |  | MEMORIAL CITY - SICU | [5 empty] | REGULATORS, SUCTION |  | REGULATORVACUUM-Ohio Medical-6-1251 | REGULATORVACUUM | 6-1251 |  |  |  | Ohio Medical | Regulator, Vacuum |  | REGULATORVACUUM-Ohio Medical-6-1251 |  |  |  |  | Covered PM Repair - Biomedical | MHHS-Mem City
NO | NO | [5 empty] | Ohio Medical Corporation |  |  | JGGM04199 | NE - CENTRAL SUPPLY | MHHS-Northeast |  | Regulator, Vacuum |  |  |  | Katy |  | NE - CENTRAL SUPPLY | [5 empty] | REGULATORS, SUCTION |  | REGULATORVACUUM-Ohio Medical-6-1251 | REGULATORVACUUM | 6-1251 |  |  |  | Ohio Medical | Regulator, Vacuum |  | REGULATORVACUUM-Ohio Medical-6-1251 |  |  |  |  | Covered PM Repair - Biomedical | MHHS-Northeast
NO | NO | [5 empty] | Ohio Medical Corporation |  |  | JGGM04200 | NE - CENTRAL SUPPLY | MHHS-Northeast |  | Regulator, Vacuum |  |  |  | Katy |  | NE - CENTRAL SUPPLY | [5 empty] | REGULATORS, SUCTION |  | REGULATORVACUUM-Ohio Medical-6-1251 | REGULATORVACUUM | 6-1251 |  |  |  | Ohio Medical | Regulator, Vacuum |  | REGULATORVACUUM-Ohio Medical-6-1251 |  |  |  |  | Covered PM Repair - Biomedical | MHHS-Northeast
NO | NO |  |  |  | JGGS21891 |  | Ohio Medical Corporation |  |  | JGGS21891 | PEARLAND - EMERGENCY CENTER | MHHS-Pearland Hospital |  | Regulator, Vacuum |  | JGGS21891 |  | Pearland |  | PEARLAND - EMERGENCY CENTER | [5 empty] | REGULATORS, SUCTION |  | REGULATORVACUUM-Ohio Medical-6-1251 | REGULATORVACUUM | 6-1251 |  |  |  | Ohio Medical | Regulator, Vacuum |  | REGULATORVACUUM-Ohio Medical-6-1251 |  |  |  |  | Covered PM Repair - Biomedical | MHHS-Pearland Hospital
NO | NO |  |  |  | JGGS21895 |  | Ohio Medical Corporation |  |  | JGGS21895 | PEARLAND - EMERGENCY CENTER | MHHS-Pearland Hospital |  | Regulator, Vacuum |  | JGGS21895 |  | Pearland |  | PEARLAND - EMERGENCY CENTER | [5 empty] | REGULATORS, SUCTION |  | REGULATORVACUUM-Ohio Medical-6-1251 | REGULATORVACUUM | 6-1251 |  |  |  | Ohio Medical | Regulator, Vacuum |  | REGULATORVACUUM-Ohio Medical-6-1251 |  |  |  |  | Covered PM Repair - Biomedical | MHHS-Pearland Hospital
NO | NO |  |  |  | JGGS21896 |  | Ohio Medical Corporation |  |  | JGGS21896 | PEARLAND - EMERGENCY CENTER | MHHS-Pearland Hospital |  | Regulator, Vacuum |  | JGGS21896 |  | Pearland |  | PEARLAND - EMERGENCY CENTER | [5 empty] | REGULATORS, SUCTION |  | REGULATORVACUUM-Ohio Medical-6-1251 | REGULATORVACUUM | 6-1251 |  |  |  | Ohio Medical | Regulator, Vacuum |  | REGULATORVACUUM-Ohio Medical-6-1251 |  |  |  |  | Covered PM Repair - Biomedical | MHHS-Pearland Hospital
NO | NO |  |  |  | JGGS21898 |  | Ohio Medical Corporation |  |  | JGGS21898 | PEARLAND - EMERGENCY CENTER | MHHS-Pearland Hospital |  | Regulator, Vacuum |  | JGGS21898 |  | Pearland |  | PEARLAND - EMERGENCY CENTER | [5 empty] | REGULATORS, SUCTION |  | REGULATORVACUUM-Ohio Medical-6-1251 | REGULATORVACUUM | 6-1251 |  |  |  | Ohio Medical | Regulator, Vacuum |  | REGULATORVACUUM-Ohio Medical-6-1251 |  |  |  |  | Covered PM Repair - Biomedical | MHHS-Pearland Hospital
NO | NO |  |  |  | JGGS21900 |  | Ohio Medical Corporation |  |  | JGGS21900 | PEARLAND - EMERGENCY CENTER | MHHS-Pearland Hospital |  | Regulator, Vacuum |  | JGGS21900 |  | Pearland |  | PEARLAND - EMERGENCY CENTER | [5 empty] | REGULATORS, SUCTION |  | REGULATORVACUUM-Ohio Medical-6-1251 | REGULATORVACUUM | 6-1251 |  |  |  | Ohio Medical | Regulator, Vacuum |  | REGULATORVACUUM-Ohio Medical-6-1251 |  |  |  |  | Covered PM Repair - Biomedical | MHHS-Pearland Hospital
NO | NO |  |  |  | JGGS21901 |  | Ohio Medical Corporation |  |  | JGGS21901 | PEARLAND - EMERGENCY CENTER | MHHS-Pearland Hospital |  | Regulator, Vacuum |  | JGGS21901 |  | Pearland |  | PEARLAND - EMERGENCY CENTER | [5 empty] | REGULATORS, SUCTION |  | REGULATORVACUUM-Ohio Medical-6-1251 | REGULATORVACUUM | 6-1251 |  |  |  | Ohio Medical | Regulator, Vacuum |  | REGULATORVACUUM-Ohio Medical-6-1251 |  |  |  |  | Covered PM Repair - Biomedical | MHHS-Pearland Hospital
NO | NO |  |  |  | JGGS21903 |  | Ohio Medical Corporation |  |  | JGGS21903 | PEARLAND - EMERGENCY CENTER | MHHS-Pearland Hospital |  | Regulator, Vacuum |  | JGGS21903 |  | Pearland |  | PEARLAND - EMERGENCY CENTER | [5 empty] | REGULATORS, SUCTION |  | REGULATORVACUUM-Ohio Medical-6-1251 | REGULATORVACUUM | 6-1251 |  |  |  | Ohio Medical | Regulator, Vacuum |  | REGULATORVACUUM-Ohio Medical-6-1251 |  |  |  |  | Covered PM Repair - Biomedical | MHHS-Pearland Hospital
NO | NO |  |  |  | JGGS21904 |  | Ohio Medical Corporation |  |  | JGGS21904 | PEARLAND - EMERGENCY CENTER | MHHS-Pearland Hospital |  | Regulator, Vacuum |  | JGGS21904 |  | Pearland |  | PEARLAND - EMERGENCY CENTER | [5 empty] | REGULATORS, SUCTION |  | REGULATORVACUUM-Ohio Medical-6-1251 | REGULATORVACUUM | 6-1251 |  |  |  | Ohio Medical | Regulator, Vacuum |  | REGULATORVACUUM-Ohio Medical-6-1251 |  |  |  |  | Covered PM Repair - Biomedical | MHHS-Pearland Hospital
NO | NO |  |  |  | JGGS21906 |  | Ohio Medical Corporation |  |  | JGGS21906 | PEARLAND - EMERGENCY CENTER | MHHS-Pearland Hospital |  | Regulator, Vacuum |  | JGGS21906 |  | Pearland |  | PEARLAND - EMERGENCY CENTER | [5 empty] | REGULATORS, SUCTION |  | REGULATORVACUUM-Ohio Medical-6-1251 | REGULATORVACUUM | 6-1251 |  |  |  | Ohio Medical | Regulator, Vacuum |  | REGULATORVACUUM-Ohio Medical-6-1251 |  |  |  |  | Covered PM Repair - Biomedical | MHHS-Pearland Hospital
NO | NO |  |  |  | JGGS21914 |  | Ohio Medical Corporation |  |  | JGGS21914 | PEARLAND - EMERGENCY CENTER | MHHS-Pearland Hospital |  | Regulator, Vacuum |  | JGGS21914 |  | Pearland |  | PEARLAND - EMERGENCY CENTER | [5 empty] | REGULATORS, SUCTION |  | REGULATORVACUUM-Ohio Medical-6-1251 | REGULATORVACUUM | 6-1251 |  |  |  | Ohio Medical | Regulator, Vacuum |  | REGULATORVACUUM-Ohio Medical-6-1251 |  |  |  |  | Covered PM Repair - Biomedical | MHHS-Pearland Hospital
NO | NO |  |  |  | JGGS21921 |  | Ohio Medical Corporation |  |  | JGGS21921 | PEARLAND - EMERGENCY CENTER | MHHS-Pearland Hospital |  | Regulator, Vacuum |  | JGGS21921 |  | Pearland |  | PEARLAND - EMERGENCY CENTER | [5 empty] | REGULATORS, SUCTION |  | REGULATORVACUUM-Ohio Medical-6-1251 | REGULATORVACUUM | 6-1251 |  |  |  | Ohio Medical | Regulator, Vacuum |  | REGULATORVACUUM-Ohio Medical-6-1251 |  |  |  |  | Covered PM Repair - Biomedical | MHHS-Pearland Hospital
NO | NO |  |  |  | JGGS21926 |  | Ohio Medical Corporation |  |  | JGGS21926 | PEARLAND - EMERGENCY CENTER | MHHS-Pearland Hospital |  | Regulator, Vacuum |  | JGGS21926 |  | Pearland |  | PEARLAND - EMERGENCY CENTER | [5 empty] | REGULATORS, SUCTION |  | REGULATORVACUUM-Ohio Medical-6-1251 | REGULATORVACUUM | 6-1251 |  |  |  | Ohio Medical | Regulator, Vacuum |  | REGULATORVACUUM-Ohio Medical-6-1251 |  |  |  |  | Covered PM Repair - Biomedical | MHHS-Pearland Hospital
NO | NO |  |  |  | JGGS21930 |  | Ohio Medical Corporation |  |  | JGGS21930 | PEARLAND - EMERGENCY CENTER | MHHS-Pearland Hospital |  | Regulator, Vacuum |  | JGGS21930 |  | Pearland |  | PEARLAND - EMERGENCY CENTER | [5 empty] | REGULATORS, SUCTION |  | REGULATORVACUUM-Ohio Medical-6-1251 | REGULATORVACUUM | 6-1251 |  |  |  | Ohio Medical | Regulator, Vacuum |  | REGULATORVACUUM-Ohio Medical-6-1251 |  |  |  |  | Covered PM Repair - Biomedical | MHHS-Pearland Hospital
NO | NO |  |  |  | JGGS21931 |  | Ohio Medical Corporation |  |  | JGGS21931 | PEARLAND - EMERGENCY CENTER | MHHS-Pearland Hospital |  | Regulator, Vacuum |  | JGGS21931 |  | Pearland |  | PEARLAND - EMERGENCY CENTER | [5 empty] | REGULATORS, SUCTION |  | REGULATORVACUUM-Ohio Medical-6-1251 | REGULATORVACUUM | 6-1251 |  |  |  | Ohio Medical | Regulator, Vacuum |  | REGULATORVACUUM-Ohio Medical-6-1251 |  |  |  |  | Covered PM Repair - Biomedical | MHHS-Pearland Hospital
NO | NO |  |  |  | JGGS21937 |  | Ohio Medical Corporation |  |  | JGGS21937 | PEARLAND - EMERGENCY CENTER | MHHS-Pearland Hospital |  | Regulator, Vacuum |  | JGGS21937 |  | Pearland |  | PEARLAND - EMERGENCY CENTER | [5 empty] | REGULATORS, SUCTION |  | REGULATORVACUUM-Ohio Medical-6-1251 | REGULATORVACUUM | 6-1251 |  |  |  | Ohio Medical | Regulator, Vacuum |  | REGULATORVACUUM-Ohio Medical-6-1251 |  |  |  |  | Covered PM Repair - Biomedical | MHHS-Pearland Hospital
NO | NO |  |  |  | GFHW00378 |  | Ohio Medical Corporation |  |  | GFHW00378 | PEARLAND - RADIOLOGY | MHHS-Pearland Hospital |  | Regulator, Vacuum |  | GFHW00378 |  | Pearland |  | PEARLAND - RADIOLOGY | [5 empty] | REGULATORS, SUCTION |  | REGULATORVACUUM-Ohio Medical-6-1251 | REGULATORVACUUM | 6-1251 |  |  |  | Ohio Medical | Regulator, Vacuum |  | REGULATORVACUUM-Ohio Medical-6-1251 |  |  |  |  | Covered PM Repair - Biomedical | MHHS-Pearland Hospital
NO | NO |  |  |  | JGGS21934 |  | Ohio Medical Corporation |  |  | JGGS21934 | PEARLAND - RADIOLOGY | MHHS-Pearland Hospital |  | Regulator, Vacuum |  | JGGS21934 |  | Pearland |  | PEARLAND - RADIOLOGY | [5 empty] | REGULATORS, SUCTION |  | REGULATORVACUUM-Ohio Medical-6-1251 | REGULATORVACUUM | 6-1251 |  |  |  | Ohio Medical | Regulator, Vacuum |  | REGULATORVACUUM-Ohio Medical-6-1251 |  |  |  |  | Covered PM Repair - Biomedical | MHHS-Pearland Hospital
NO | NO |  |  |  | 005-33446 |  | Ohio Medical Corporation |  |  | JGGU20963 | SE - CENTRAL SUPPLY | MHHS-Southeast |  | Regulator, Vacuum |  | 005-33446 |  | Southeast & Bay Area |  | SE - CENTRAL SUPPLY | [5 empty] | REGULATORS, SUCTION |  | REGULATORVACUUM-Ohio Medical-6-1251 | REGULATORVACUUM | 6-1251 |  |  |  | Ohio Medical | Regulator, Vacuum |  | REGULATORVACUUM-Ohio Medical-6-1251 |  |  |  |  | Not Covered Vendor Only - Biomedical | MHHS-Southeast
NO | NO |  |  |  | 005-33680 |  | Ohio Medical Corporation |  |  | PSAX13463 | SE - CENTRAL SUPPLY | MHHS-Southeast |  | Regulator, Vacuum |  | 005-33680 |  | Southeast & Bay Area |  | SE - CENTRAL SUPPLY | [5 empty] | REGULATORS, SUCTION |  | REGULATORVACUUM-Ohio Medical-6-1251 | REGULATORVACUUM | 6-1251 |  |  |  | Ohio Medical | Regulator, Vacuum |  | REGULATORVACUUM-Ohio Medical-6-1251 |  |  |  |  | Covered PM Repair - Biomedical | MHHS-Southeast
NO | NO |  |  |  | 005-33681 |  | Ohio Medical Corporation |  |  | PSAX13427 | SE - CENTRAL SUPPLY | MHHS-Southeast |  | Regulator, Vacuum |  | 005-33681 |  | Southeast & Bay Area |  | SE - CENTRAL SUPPLY | [5 empty] | REGULATORS, SUCTION |  | REGULATORVACUUM-Ohio Medical-6-1251 | REGULATORVACUUM | 6-1251 |  |  |  | Ohio Medical | Regulator, Vacuum |  | REGULATORVACUUM-Ohio Medical-6-1251 |  |  |  |  | Covered PM Repair - Biomedical | MHHS-Southeast
NO | NO |  |  |  | 005-33682 |  | Ohio Medical Corporation |  |  | PSAX13464 | SE - CENTRAL SUPPLY | MHHS-Southeast |  | Regulator, Vacuum |  | 005-33682 |  | Southeast & Bay Area |  | SE - CENTRAL SUPPLY | [5 empty] | REGULATORS, SUCTION |  | REGULATORVACUUM-Ohio Medical-6-1251 | REGULATORVACUUM | 6-1251 |  |  |  | Ohio Medical | Regulator, Vacuum |  | REGULATORVACUUM-Ohio Medical-6-1251 |  |  |  |  | Covered PM Repair - Biomedical | MHHS-Southeast
NO | NO |  |  |  | 005-33682 |  | Ohio Medical Corporation |  |  | PSAX13464 | SE - CENTRAL SUPPLY | MHHS-Southeast |  | Regulator, Vacuum |  | 005-33682 |  | Southeast & Bay Area |  | SE - CENTRAL SUPPLY | [5 empty] | REGULATORS, SUCTION |  | REGULATORVACUUM-Ohio Medical-6-1251 | REGULATORVACUUM | 6-1251 |  |  |  | Ohio Medical | Regulator, Vacuum |  | REGULATORVACUUM-Ohio Medical-6-1251 |  |  |  |  | Covered PM Repair - Biomedical | MHHS-Southeast
NO | NO |  |  |  | 005-33683 |  | Ohio Medical Corporation |  |  | PSAX13467 | SE - CENTRAL SUPPLY | MHHS-Southeast |  | Regulator, Vacuum |  | 005-33683 |  | Southeast & Bay Area |  | SE - CENTRAL SUPPLY | [5 empty] | REGULATORS, SUCTION |  | REGULATORVACUUM-Ohio Medical-6-1251 | REGULATORVACUUM | 6-1251 |  |  |  | Ohio Medical | Regulator, Vacuum |  | REGULATORVACUUM-Ohio Medical-6-1251 |  |  |  |  | Covered PM Repair - Biomedical | MHHS-Southeast
NO | NO |  |  |  | 005-33684 |  | Ohio Medical Corporation |  |  | PSAX13428 | SE - CENTRAL SUPPLY | MHHS-Southeast |  | Regulator, Vacuum |  | 005-33684 |  | Southeast & Bay Area |  | SE - CENTRAL SUPPLY | [5 empty] | REGULATORS, SUCTION |  | REGULATORVACUUM-Ohio Medical-6-1251 | REGULATORVACUUM | 6-1251 |  |  |  | Ohio Medical | Regulator, Vacuum |  | REGULATORVACUUM-Ohio Medical-6-1251 |  |  |  |  | Covered PM Repair - Biomedical | MHHS-Southeast
NO | NO |  |  |  | 005-33685 |  | Ohio Medical Corporation |  |  | PSAX13429 | SE - CENTRAL SUPPLY | MHHS-Southeast |  | Regulator, Vacuum |  | 005-33685 |  | Southeast & Bay Area |  | SE - CENTRAL SUPPLY | [5 empty] | REGULATORS, SUCTION |  | REGULATORVACUUM-Ohio Medical-6-1251 | REGULATORVACUUM | 6-1251 |  |  |  | Ohio Medical | Regulator, Vacuum |  | REGULATORVACUUM-Ohio Medical-6-1251 |  |  |  |  | Covered PM Repair - Biomedical | MHHS-Southeast
NO | NO |  |  |  | 005-33686 |  | Ohio Medical Corporation |  |  | PSAX13430 | SE - CENTRAL SUPPLY | MHHS-Southeast |  | Regulator, Vacuum |  | 005-33686 |  | Southeast & Bay Area |  | SE - CENTRAL SUPPLY | [5 empty] | REGULATORS, SUCTION |  | REGULATORVACUUM-Ohio Medical-6-1251 | REGULATORVACUUM | 6-1251 |  |  |  | Ohio Medical | Regulator, Vacuum |  | REGULATORVACUUM-Ohio Medical-6-1251 |  |  |  |  | Covered PM Repair - Biomedical | MHHS-Southeast
NO | NO |  |  |  | 005-33686 |  | Ohio Medical Corporation |  |  | PSAX13430 | SE - CENTRAL SUPPLY | MHHS-Southeast |  | Regulator, Vacuum |  | 005-33686 |  | Southeast & Bay Area |  | SE - CENTRAL SUPPLY | [5 empty] | REGULATORS, SUCTION |  | REGULATORVACUUM-Ohio Medical-6-1251 | REGULATORVACUUM | 6-1251 |  |  |  | Ohio Medical | Regulator, Vacuum |  | REGULATORVACUUM-Ohio Medical-6-1251 |  |  |  |  | Covered PM Repair - Biomedical | MHHS-Southeast
NO | NO |  |  |  | 005-33687 |  | Ohio Medical Corporation |  |  | PSAX13461 | SE - CENTRAL SUPPLY | MHHS-Southeast |  | Regulator, Vacuum |  | 005-33687 |  | Southeast & Bay Area |  | SE - CENTRAL SUPPLY | [5 empty] | REGULATORS, SUCTION |  | REGULATORVACUUM-Ohio Medical-6-1251 | REGULATORVACUUM | 6-1251 |  |  |  | Ohio Medical | Regulator, Vacuum |  | REGULATORVACUUM-Ohio Medical-6-1251 |  |  |  |  | Covered PM Repair - Biomedical | MHHS-Southeast
NO | NO |  |  |  | 005-33689 |  | Ohio Medical Corporation |  |  | PSAX13422 | SE - CENTRAL SUPPLY | MHHS-Southeast |  | Regulator, Vacuum |  | 005-33689 |  | Southeast & Bay Area |  | SE - CENTRAL SUPPLY | [5 empty] | REGULATORS, SUCTION |  | REGULATORVACUUM-Ohio Medical-6-1251 | REGULATORVACUUM | 6-1251 |  |  |  | Ohio Medical | Regulator, Vacuum |  | REGULATORVACUUM-Ohio Medical-6-1251 |  |  |  |  | Covered PM Repair - Biomedical | MHHS-Southeast
NO | NO |  |  |  | 005-33690 |  | Ohio Medical Corporation |  |  | PSAX13424 | SE - CENTRAL SUPPLY | MHHS-Southeast |  | Regulator, Vacuum |  | 005-33690 |  | Southeast & Bay Area |  | SE - CENTRAL SUPPLY | [5 empty] | REGULATORS, SUCTION |  | REGULATORVACUUM-Ohio Medical-6-1251 | REGULATORVACUUM | 6-1251 |  |  |  | Ohio Medical | Regulator, Vacuum |  | REGULATORVACUUM-Ohio Medical-6-1251 |  |  |  |  | Covered PM Repair - Biomedical | MHHS-Southeast
NO | NO |  |  |  | 005-33691 |  | Ohio Medical Corporation |  |  | PSAX13425 | SE - CENTRAL SUPPLY | MHHS-Southeast |  | Regulator, Vacuum |  | 005-33691 |  | Southeast & Bay Area |  | SE - CENTRAL SUPPLY | [5 empty] | REGULATORS, SUCTION |  | REGULATORVACUUM-Ohio Medical-6-1251 | REGULATORVACUUM | 6-1251 |  |  |  | Ohio Medical | Regulator, Vacuum |  | REGULATORVACUUM-Ohio Medical-6-1251 |  |  |  |  | Covered PM Repair - Biomedical | MHHS-Southeast
NO | NO |  |  |  | 005-33692 |  | Ohio Medical Corporation |  |  | PSAX13421 | SE - CENTRAL SUPPLY | MHHS-Southeast |  | Regulator, Vacuum |  | 005-33692 |  | Southeast & Bay Area |  | SE - CENTRAL SUPPLY | [5 empty] | REGULATORS, SUCTION |  | REGULATORVACUUM-Ohio Medical-6-1251 | REGULATORVACUUM | 6-1251 |  |  |  | Ohio Medical | Regulator, Vacuum |  | REGULATORVACUUM-Ohio Medical-6-1251 |  |  |  |  | Covered PM Repair - Biomedical | MHHS-Southeast
NO | NO |  |  |  | 005-33693 |  | Ohio Medical Corporation |  |  | PSAX13426 | SE - CENTRAL SUPPLY | MHHS-Southeast |  | Regulator, Vacuum |  | 005-33693 |  | Southeast & Bay Area |  | SE - CENTRAL SUPPLY | [5 empty] | REGULATORS, SUCTION |  | REGULATORVACUUM-Ohio Medical-6-1251 | REGULATORVACUUM | 6-1251 |  |  |  | Ohio Medical | Regulator, Vacuum |  | REGULATORVACUUM-Ohio Medical-6-1251 |  |  |  |  | Covered PM Repair - Biomedical | MHHS-Southeast
NO | NO |  |  |  | 005-33694 |  | Ohio Medical Corporation |  |  | PSAX13423 | SE - CENTRAL SUPPLY | MHHS-Southeast |  | Regulator, Vacuum |  | 005-33694 |  | Southeast & Bay Area |  | SE - CENTRAL SUPPLY | [5 empty] | REGULATORS, SUCTION |  | REGULATORVACUUM-Ohio Medical-6-1251 | REGULATORVACUUM | 6-1251 |  |  |  | Ohio Medical | Regulator, Vacuum |  | REGULATORVACUUM-Ohio Medical-6-1251 |  |  |  |  | Covered PM Repair - Biomedical | MHHS-Southeast
NO | NO |  |  |  | 005-33857 |  | Ohio Medical Corporation |  |  | PSAX13465 | SE - CENTRAL SUPPLY | MHHS-Southeast |  | Regulator, Vacuum |  | 005-33857 |  | Southeast & Bay Area |  | SE - CENTRAL SUPPLY | [5 empty] | REGULATORS, SUCTION |  | REGULATORVACUUM-Ohio Medical-6-1251 | REGULATORVACUUM | 6-1251 |  |  |  | Ohio Medical | Regulator, Vacuum |  | REGULATORVACUUM-Ohio Medical-6-1251 |  |  |  |  | Covered PM Repair - Biomedical | MHHS-Southeast
NO | NO |  |  |  | 005-33858 |  | Ohio Medical Corporation |  |  | PSAX13470 | SE - CENTRAL SUPPLY | MHHS-Southeast |  | Regulator, Vacuum |  | 005-33858 |  | Southeast & Bay Area |  | SE - CENTRAL SUPPLY | [5 empty] | REGULATORS, SUCTION |  | REGULATORVACUUM-Ohio Medical-6-1251 | REGULATORVACUUM | 6-1251 |  |  |  | Ohio Medical | Regulator, Vacuum |  | REGULATORVACUUM-Ohio Medical-6-1251 |  |  |  |  | Covered PM Repair - Biomedical | MHHS-Southeast
NO | NO |  |  |  | 005-33859 |  | Ohio Medical Corporation |  |  | PSAX13466 | SE - CENTRAL SUPPLY | MHHS-Southeast |  | Regulator, Vacuum |  | 005-33859 |  | Southeast & Bay Area |  | SE - CENTRAL SUPPLY | [5 empty] | REGULATORS, SUCTION |  | REGULATORVACUUM-Ohio Medical-6-1251 | REGULATORVACUUM | 6-1251 |  |  |  | Ohio Medical | Regulator, Vacuum |  | REGULATORVACUUM-Ohio Medical-6-1251 |  |  |  |  | Covered PM Repair - Biomedical | MHHS-Southeast
NO | NO |  |  |  | 005-33860 |  | Ohio Medical Corporation |  |  | PSAX13469 | SE - CENTRAL SUPPLY | MHHS-Southeast |  | Regulator, Vacuum |  | 005-33860 |  | Southeast & Bay Area |  | SE - CENTRAL SUPPLY | [5 empty] | REGULATORS, SUCTION |  | REGULATORVACUUM-Ohio Medical-6-1251 | REGULATORVACUUM | 6-1251 |  |  |  | Ohio Medical | Regulator, Vacuum |  | REGULATORVACUUM-Ohio Medical-6-1251 |  |  |  |  | Covered PM Repair - Biomedical | MHHS-Southeast
NO | NO |  |  |  | 005-33861 |  | Ohio Medical Corporation |  |  | PSAX13468 | SE - CENTRAL SUPPLY | MHHS-Southeast |  | Regulator, Vacuum |  | 005-33861 |  | Southeast & Bay Area |  | SE - CENTRAL SUPPLY | [5 empty] | REGULATORS, SUCTION |  | REGULATORVACUUM-Ohio Medical-6-1251 | REGULATORVACUUM | 6-1251 |  |  |  | Ohio Medical | Regulator, Vacuum |  | REGULATORVACUUM-Ohio Medical-6-1251 |  |  |  |  | Covered PM Repair - Biomedical | MHHS-Southeast
NO | NO |  |  |  | 005-33862 |  | Ohio Medical Corporation |  |  | PSAX13462 | SE - CENTRAL SUPPLY | MHHS-Southeast |  | Regulator, Vacuum |  | 005-33862 |  | Southeast & Bay Area |  | SE - CENTRAL SUPPLY | [5 empty] | REGULATORS, SUCTION |  | REGULATORVACUUM-Ohio Medical-6-1251 | REGULATORVACUUM | 6-1251 |  |  |  | Ohio Medical | Regulator, Vacuum |  | REGULATORVACUUM-Ohio Medical-6-1251 |  |  |  |  | Covered PM Repair - Biomedical | MHHS-Southeast
NO | NO |  |  |  | JGGU21239 |  | Ohio Medical Corporation |  |  | JGGU21239 | SE - ESOPHAGEAL DISEASE CENTER | MHHS-Southeast |  | Regulator, Vacuum |  | JGGU21239 |  | Southeast & Bay Area |  | SE - ESOPHAGEAL DISEASE CENTER | [5 empty] | REGULATORS, SUCTION |  | REGULATORVACUUM-Ohio Medical-6-1251 | REGULATORVACUUM | 6-1251 |  |  |  | Ohio Medical | Regulator, Vacuum |  | REGULATORVACUUM-Ohio Medical-6-1251 |  |  |  |  | Covered PM Repair - Biomedical | MHHS-Southeast
NO | NO |  |  |  | JGGU21240 |  | Ohio Medical Corporation |  |  | JGGU21240 | SE - ESOPHAGEAL DISEASE CENTER | MHHS-Southeast |  | Regulator, Vacuum |  | JGGU21240 |  | Southeast & Bay Area |  | SE - ESOPHAGEAL DISEASE CENTER | [5 empty] | REGULATORS, SUCTION |  | REGULATORVACUUM-Ohio Medical-6-1251 | REGULATORVACUUM | 6-1251 |  |  |  | Ohio Medical | Regulator, Vacuum |  | REGULATORVACUUM-Ohio Medical-6-1251 |  |  |  |  | Covered PM Repair - Biomedical | MHHS-Southeast
NO | NO |  |  |  | JGGP12960 |  | Ohio Medical Corporation |  |  | JGGP12960 | SE - NEONATAL ICU | MHHS-Southeast |  | Regulator, Vacuum |  | JGGP12960 |  | Southeast & Bay Area |  | SE - NEONATAL ICU | [5 empty] | REGULATORS, SUCTION |  | REGULATORVACUUM-Ohio Medical-6-1251 | REGULATORVACUUM | 6-1251 |  |  |  | Ohio Medical | Regulator, Vacuum |  | REGULATORVACUUM-Ohio Medical-6-1251 |  |  |  |  | Covered PM Repair - Biomedical | MHHS-Southeast
NO | NO |  |  |  | JGGP12965 |  | Ohio Medical Corporation |  |  | JGGP12965 | SE - NEONATAL ICU | MHHS-Southeast |  | Regulator, Vacuum |  | JGGP12965 |  | Southeast & Bay Area |  | SE - NEONATAL ICU | [5 empty] | REGULATORS, SUCTION |  | REGULATORVACUUM-Ohio Medical-6-1251 | REGULATORVACUUM | 6-1251 |  |  |  | Ohio Medical | Regulator, Vacuum |  | REGULATORVACUUM-Ohio Medical-6-1251 |  |  |  |  | Covered PM Repair - Biomedical | MHHS-Southeast
NO | NO |  |  |  | 005-11778 |  | Ohio Medical Corporation |  |  | JGGX03799 | SE - UNIT 3A (IMU) | MHHS-Southeast |  | Regulator, Vacuum |  | 005-11778 |  | Southeast & Bay Area |  | SE - UNIT 3A (IMU) | [5 empty] | REGULATORS, SUCTION |  | REGULATORVACUUM-Ohio Medical-6-1251 | REGULATORVACUUM | 6-1251 |  |  |  | Ohio Medical | Regulator, Vacuum |  | REGULATORVACUUM-Ohio Medical-6-1251 |  |  |  |  | Covered PM Repair - Biomedical | MHHS-Southeast
NO | NO |  |  |  | 005-11779 |  | Ohio Medical Corporation |  |  | JGGX03798 | SE - UNIT 3A (IMU) | MHHS-Southeast |  | Regulator, Vacuum |  | 005-11779 |  | Southeast & Bay Area |  | SE - UNIT 3A (IMU) | [5 empty] | REGULATORS, SUCTION |  | REGULATORVACUUM-Ohio Medical-6-1251 | REGULATORVACUUM | 6-1251 |  |  |  | Ohio Medical | Regulator, Vacuum |  | REGULATORVACUUM-Ohio Medical-6-1251 |  |  |  |  | Covered PM Repair - Biomedical | MHHS-Southeast
NO | NO |  |  |  | 005-11780 |  | Ohio Medical Corporation |  |  | JGGX03797 | SE - UNIT 3A (IMU) | MHHS-Southeast |  | Regulator, Vacuum |  | 005-11780 |  | Southeast & Bay Area |  | SE - UNIT 3A (IMU) | [5 empty] | REGULATORS, SUCTION |  | REGULATORVACUUM-Ohio Medical-6-1251 | REGULATORVACUUM | 6-1251 |  |  |  | Ohio Medical | Regulator, Vacuum |  | REGULATORVACUUM-Ohio Medical-6-1251 |  |  |  |  | Covered PM Repair - Biomedical | MHHS-Southeast
NO | NO |  |  |  | 005-11781 |  | Ohio Medical Corporation |  |  | JGGX03800 | SE - UNIT 3A (IMU) | MHHS-Southeast |  | Regulator, Vacuum |  | 005-11781 |  | Southeast & Bay Area |  | SE - UNIT 3A (IMU) | [5 empty] | REGULATORS, SUCTION |  | REGULATORVACUUM-Ohio Medical-6-1251 | REGULATORVACUUM | 6-1251 |  |  |  | Ohio Medical | Regulator, Vacuum |  | REGULATORVACUUM-Ohio Medical-6-1251 |  |  |  |  | Covered PM Repair - Biomedical | MHHS-Southeast
NO | NO |  |  |  | 005-11782 |  | Ohio Medical Corporation |  |  | JGGX03805 | SE - UNIT 3A (IMU) | MHHS-Southeast |  | Regulator, Vacuum |  | 005-11782 |  | Southeast & Bay Area |  | SE - UNIT 3A (IMU) | [5 empty] | REGULATORS, SUCTION |  | REGULATORVACUUM-Ohio Medical-6-1251 | REGULATORVACUUM | 6-1251 |  |  |  | Ohio Medical | Regulator, Vacuum |  | REGULATORVACUUM-Ohio Medical-6-1251 |  |  |  |  | Covered PM Repair - Biomedical | MHHS-Southeast
NO | NO |  |  |  | 005-11783 |  | Ohio Medical Corporation |  |  | JGGX03804 | SE - UNIT 3A (IMU) | MHHS-Southeast |  | Regulator, Vacuum |  | 005-11783 |  | Southeast & Bay Area |  | SE - UNIT 3A (IMU) | [5 empty] | REGULATORS, SUCTION |  | REGULATORVACUUM-Ohio Medical-6-1251 | REGULATORVACUUM | 6-1251 |  |  |  | Ohio Medical | Regulator, Vacuum |  | REGULATORVACUUM-Ohio Medical-6-1251 |  |  |  |  | Covered PM Repair - Biomedical | MHHS-Southeast
NO | NO |  |  |  | 005-11784 |  | Ohio Medical Corporation |  |  | JGGX03801 | SE - UNIT 3A (IMU) | MHHS-Southeast |  | Regulator, Vacuum |  | 005-11784 |  | Southeast & Bay Area |  | SE - UNIT 3A (IMU) | [5 empty] | REGULATORS, SUCTION |  | REGULATORVACUUM-Ohio Medical-6-1251 | REGULATORVACUUM | 6-1251 |  |  |  | Ohio Medical | Regulator, Vacuum |  | REGULATORVACUUM-Ohio Medical-6-1251 |  |  |  |  | Covered PM Repair - Biomedical | MHHS-Southeast
NO | NO |  |  |  | 005-11785 |  | Ohio Medical Corporation |  |  | JGGX03796 | SE - UNIT 3A (IMU) | MHHS-Southeast |  | Regulator, Vacuum |  | 005-11785 |  | Southeast & Bay Area |  | SE - UNIT 3A (IMU) | [5 empty] | REGULATORS, SUCTION |  | REGULATORVACUUM-Ohio Medical-6-1251 | REGULATORVACUUM | 6-1251 |  |  |  | Ohio Medical | Regulator, Vacuum |  | REGULATORVACUUM-Ohio Medical-6-1251 |  |  |  |  | Covered PM Repair - Biomedical | MHHS-Southeast
NO | NO |  |  |  | 005-11786 |  | Ohio Medical Corporation |  |  | JGGX03803 | SE - UNIT 3A (IMU) | MHHS-Southeast |  | Regulator, Vacuum |  | 005-11786 |  | Southeast & Bay Area |  | SE - UNIT 3A (IMU) | [5 empty] | REGULATORS, SUCTION |  | REGULATORVACUUM-Ohio Medical-6-1251 | REGULATORVACUUM | 6-1251 |  |  |  | Ohio Medical | Regulator, Vacuum |  | REGULATORVACUUM-Ohio Medical-6-1251 |  |  |  |  | Covered PM Repair - Biomedical | MHHS-Southeast
NO | NO |  |  |  | 005-11787 |  | Ohio Medical Corporation |  |  | JGGX03802 | SE - UNIT 3A (IMU) | MHHS-Southeast |  | Regulator, Vacuum |  | 005-11787 |  | Southeast & Bay Area |  | SE - UNIT 3A (IMU) | [5 empty] | REGULATORS, SUCTION |  | REGULATORVACUUM-Ohio Medical-6-1251 | REGULATORVACUUM | 6-1251 |  |  |  | Ohio Medical | Regulator, Vacuum |  | REGULATORVACUUM-Ohio Medical-6-1251 |  |  |  |  | Covered PM Repair - Biomedical | MHHS-Southeast
NO | NO |  |  |  | 005-33432 |  | Ohio Medical Corporation |  |  | JGGX03586 | SE - UNIT 3A (IMU) | MHHS-Southeast |  | Regulator, Vacuum |  | 005-33432 |  | Southeast & Bay Area |  | SE - UNIT 3A (IMU) | [5 empty] | REGULATORS, SUCTION |  | REGULATORVACUUM-Ohio Medical-6-1251 | REGULATORVACUUM | 6-1251 |  |  |  | Ohio Medical | Regulator, Vacuum |  | REGULATORVACUUM-Ohio Medical-6-1251 |  |  |  |  | Covered PM Repair - Biomedical | MHHS-Southeast
NO | NO |  |  |  | 005-33433 |  | Ohio Medical Corporation |  |  | JGGX03594 | SE - UNIT 3A (IMU) | MHHS-Southeast |  | Regulator, Vacuum |  | 005-33433 |  | Southeast & Bay Area |  | SE - UNIT 3A (IMU) | [5 empty] | REGULATORS, SUCTION |  | REGULATORVACUUM-Ohio Medical-6-1251 | REGULATORVACUUM | 6-1251 |  |  |  | Ohio Medical | Regulator, Vacuum |  | REGULATORVACUUM-Ohio Medical-6-1251 |  |  |  |  | Covered PM Repair - Biomedical | MHHS-Southeast
NO | NO |  |  |  | 005-33434 |  | Ohio Medical Corporation |  |  | JGGX03591 | SE - UNIT 3A (IMU) | MHHS-Southeast |  | Regulator, Vacuum |  | 005-33434 |  | Southeast & Bay Area |  | SE - UNIT 3A (IMU) | [5 empty] | REGULATORS, SUCTION |  | REGULATORVACUUM-Ohio Medical-6-1251 | REGULATORVACUUM | 6-1251 |  |  |  | Ohio Medical | Regulator, Vacuum |  | REGULATORVACUUM-Ohio Medical-6-1251 |  |  |  |  | Covered PM Repair - Biomedical | MHHS-Southeast
NO | NO |  |  |  | 005-33435 |  | Ohio Medical Corporation |  |  | JGGX03587 | SE - UNIT 3A (IMU) | MHHS-Southeast |  | Regulator, Vacuum |  | 005-33435 |  | Southeast & Bay Area |  | SE - UNIT 3A (IMU) | [5 empty] | REGULATORS, SUCTION |  | REGULATORVACUUM-Ohio Medical-6-1251 | REGULATORVACUUM | 6-1251 |  |  |  | Ohio Medical | Regulator, Vacuum |  | REGULATORVACUUM-Ohio Medical-6-1251 |  |  |  |  | Covered PM Repair - Biomedical | MHHS-Southeast
NO | NO |  |  |  | 005-33436 |  | Ohio Medical Corporation |  |  | JGGX03588 | SE - UNIT 3A (IMU) | MHHS-Southeast |  | Regulator, Vacuum |  | 005-33436 |  | Southeast & Bay Area |  | SE - UNIT 3A (IMU) | [5 empty] | REGULATORS, SUCTION |  | REGULATORVACUUM-Ohio Medical-6-1251 | REGULATORVACUUM | 6-1251 |  |  |  | Ohio Medical | Regulator, Vacuum |  | REGULATORVACUUM-Ohio Medical-6-1251 |  |  |  |  | Covered PM Repair - Biomedical | MHHS-Southeast
NO | NO |  |  |  | 005-33437 |  | Ohio Medical Corporation |  |  | JGGX03595 | SE - UNIT 3A (IMU) | MHHS-Southeast |  | Regulator, Vacuum |  | 005-33437 |  | Southeast & Bay Area |  | SE - UNIT 3A (IMU) | [5 empty] | REGULATORS, SUCTION |  | REGULATORVACUUM-Ohio Medical-6-1251 | REGULATORVACUUM | 6-1251 |  |  |  | Ohio Medical | Regulator, Vacuum |  | REGULATORVACUUM-Ohio Medical-6-1251 |  |  |  |  | Covered PM Repair - Biomedical | MHHS-Southeast
NO | NO |  |  |  | 005-33438 |  | Ohio Medical Corporation |  |  | JGGX03593 | SE - UNIT 3A (IMU) | MHHS-Southeast |  | Regulator, Vacuum |  | 005-33438 |  | Southeast & Bay Area |  | SE - UNIT 3A (IMU) | [5 empty] | REGULATORS, SUCTION |  | REGULATORVACUUM-Ohio Medical-6-1251 | REGULATORVACUUM | 6-1251 |  |  |  | Ohio Medical | Regulator, Vacuum |  | REGULATORVACUUM-Ohio Medical-6-1251 |  |  |  |  | Covered PM Repair - Biomedical | MHHS-Southeast
NO | NO |  |  |  | 005-33440 |  | Ohio Medical Corporation |  |  | JGGX03592 | SE - UNIT 3A (IMU) | MHHS-Southeast |  | Regulator, Vacuum |  | 005-33440 |  | Southeast & Bay Area |  | SE - UNIT 3A (IMU) | [5 empty] | REGULATORS, SUCTION |  | REGULATORVACUUM-Ohio Medical-6-1251 | REGULATORVACUUM | 6-1251 |  |  |  | Ohio Medical | Regulator, Vacuum |  | REGULATORVACUUM-Ohio Medical-6-1251 |  |  |  |  | Covered PM Repair - Biomedical | MHHS-Southeast
NO | NO |  |  |  | 005-33441 |  | Ohio Medical Corporation |  |  | JGGX03589 | SE - UNIT 3A (IMU) | MHHS-Southeast |  | Regulator, Vacuum |  | 005-33441 |  | Southeast & Bay Area |  | SE - UNIT 3A (IMU) | [5 empty] | REGULATORS, SUCTION |  | REGULATORVACUUM-Ohio Medical-6-1251 | REGULATORVACUUM | 6-1251 |  |  |  | Ohio Medical | Regulator, Vacuum |  | REGULATORVACUUM-Ohio Medical-6-1251 |  |  |  |  | Covered PM Repair - Biomedical | MHHS-Southeast
NO | NO |  |  |  | 005-33441 |  | Ohio Medical Corporation |  |  | JGGX03589 | SE - UNIT 3A (IMU) | MHHS-Southeast |  | Regulator, Vacuum |  | 005-33441 |  | Southeast & Bay Area |  | SE - UNIT 3A (IMU) | [5 empty] | REGULATORS, SUCTION |  | REGULATORVACUUM-Ohio Medical-6-1251 | REGULATORVACUUM | 6-1251 |  |  |  | Ohio Medical | Regulator, Vacuum |  | REGULATORVACUUM-Ohio Medical-6-1251 |  |  |  |  | Covered PM Repair - Biomedical | MHHS-Southeast
NO | NO |  |  |  | 005-33441 |  | Ohio Medical Corporation |  |  | JGGX03589 | SE - UNIT 3A (IMU) | MHHS-Southeast |  | Regulator, Vacuum |  | 005-33441 |  | Southeast & Bay Area |  | SE - UNIT 3A (IMU) | [5 empty] | REGULATORS, SUCTION |  | REGULATORVACUUM-Ohio Medical-6-1251 | REGULATORVACUUM | 6-1251 |  |  |  | Ohio Medical | Regulator, Vacuum |  | REGULATORVACUUM-Ohio Medical-6-1251 |  |  |  |  | Covered PM Repair - Biomedical | MHHS-Southeast
NO | NO |  |  |  | PSAY09454 |  | Ohio Medical Corporation |  |  | PSAY09454 | SE - UNIT 3A (IMU) | MHHS-Southeast |  | Regulator, Vacuum |  | PSAY09454 |  | Southeast & Bay Area |  | SE - UNIT 3A (IMU) | [5 empty] | REGULATORS, SUCTION |  | REGULATORVACUUM-Ohio Medical-6-1251 | REGULATORVACUUM | 6-1251 |  |  |  | Ohio Medical | Regulator, Vacuum |  | REGULATORVACUUM-Ohio Medical-6-1251 |  |  |  |  | Covered PM Repair - Biomedical | MHHS-Southeast
NO | NO |  |  |  | PSAY09455 |  | Ohio Medical Corporation |  |  | PSAY09455 | SE - UNIT 3A (IMU) | MHHS-Southeast |  | Regulator, Vacuum |  | PSAY09455 |  | Southeast & Bay Area |  | SE - UNIT 3A (IMU) | [5 empty] | REGULATORS, SUCTION |  | REGULATORVACUUM-Ohio Medical-6-1251 | REGULATORVACUUM | 6-1251 |  |  |  | Ohio Medical | Regulator, Vacuum |  | REGULATORVACUUM-Ohio Medical-6-1251 |  |  |  |  | Covered PM Repair - Biomedical | MHHS-Southeast
NO | NO |  |  |  | PSAY09456 |  | Ohio Medical Corporation |  |  | PSAY09456 | SE - UNIT 3A (IMU) | MHHS-Southeast |  | Regulator, Vacuum |  | PSAY09456 |  | Southeast & Bay Area |  | SE - UNIT 3A (IMU) | [5 empty] | REGULATORS, SUCTION |  | REGULATORVACUUM-Ohio Medical-6-1251 | REGULATORVACUUM | 6-1251 |  |  |  | Ohio Medical | Regulator, Vacuum |  | REGULATORVACUUM-Ohio Medical-6-1251 |  |  |  |  | Covered PM Repair - Biomedical | MHHS-Southeast
NO | NO |  |  |  | PSAY09457 |  | Ohio Medical Corporation |  |  | PSAY09457 | SE - UNIT 3A (IMU) | MHHS-Southeast |  | Regulator, Vacuum |  | PSAY09457 |  | Southeast & Bay Area |  | SE - UNIT 3A (IMU) | [5 empty] | REGULATORS, SUCTION |  | REGULATORVACUUM-Ohio Medical-6-1251 | REGULATORVACUUM | 6-1251 |  |  |  | Ohio Medical | Regulator, Vacuum |  | REGULATORVACUUM-Ohio Medical-6-1251 |  |  |  |  | Covered PM Repair - Biomedical | MHHS-Southeast
NO | NO |  |  |  | PSAY09458 |  | Ohio Medical Corporation |  |  | PSAY09458 | SE - UNIT 3A (IMU) | MHHS-Southeast |  | Regulator, Vacuum |  | PSAY09458 |  | Southeast & Bay Area |  | SE - UNIT 3A (IMU) | [5 empty] | REGULATORS, SUCTION |  | REGULATORVACUUM-Ohio Medical-6-1251 | REGULATORVACUUM | 6-1251 |  |  |  | Ohio Medical | Regulator, Vacuum |  | REGULATORVACUUM-Ohio Medical-6-1251 |  |  |  |  | Covered PM Repair - Biomedical | MHHS-Southeast
NO | NO |  |  |  | PSAY09459 |  | Ohio Medical Corporation |  |  | PSAY09459 | SE - UNIT 3A (IMU) | MHHS-Southeast |  | Regulator, Vacuum |  | PSAY09459 |  | Southeast & Bay Area |  | SE - UNIT 3A (IMU) | [5 empty] | REGULATORS, SUCTION |  | REGULATORVACUUM-Ohio Medical-6-1251 | REGULATORVACUUM | 6-1251 |  |  |  | Ohio Medical | Regulator, Vacuum |  | REGULATORVACUUM-Ohio Medical-6-1251 |  |  |  |  | Covered PM Repair - Biomedical | MHHS-Southeast
NO | NO |  |  |  | PSAY09460 |  | Ohio Medical Corporation |  |  | PSAY09460 | SE - UNIT 3A (IMU) | MHHS-Southeast |  | Regulator, Vacuum |  | PSAY09460 |  | Southeast & Bay Area |  | SE - UNIT 3A (IMU) | [5 empty] | REGULATORS, SUCTION |  | REGULATORVACUUM-Ohio Medical-6-1251 | REGULATORVACUUM | 6-1251 |  |  |  | Ohio Medical | Regulator, Vacuum |  | REGULATORVACUUM-Ohio Medical-6-1251 |  |  |  |  | Covered PM Repair - Biomedical | MHHS-Southeast
NO | NO |  |  |  | PSAY09461 |  | Ohio Medical Corporation |  |  | PSAY09461 | SE - UNIT 3A (IMU) | MHHS-Southeast |  | Regulator, Vacuum |  | PSAY09461 |  | Southeast & Bay Area |  | SE - UNIT 3A (IMU) | [5 empty] | REGULATORS, SUCTION |  | REGULATORVACUUM-Ohio Medical-6-1251 | REGULATORVACUUM | 6-1251 |  |  |  | Ohio Medical | Regulator, Vacuum |  | REGULATORVACUUM-Ohio Medical-6-1251 |  |  |  |  | Covered PM Repair - Biomedical | MHHS-Southeast
NO | NO |  |  |  | PSAY09462 |  | Ohio Medical Corporation |  |  | PSAY09462 | SE - UNIT 3A (IMU) | MHHS-Southeast |  | Regulator, Vacuum |  | PSAY09462 |  | Southeast & Bay Area |  | SE - UNIT 3A (IMU) | [5 empty] | REGULATORS, SUCTION |  | REGULATORVACUUM-Ohio Medical-6-1251 | REGULATORVACUUM | 6-1251 |  |  |  | Ohio Medical | Regulator, Vacuum |  | REGULATORVACUUM-Ohio Medical-6-1251 |  |  |  |  | Covered PM Repair - Biomedical | MHHS-Southeast
NO | NO |  |  |  | PSAY09463 |  | Ohio Medical Corporation |  |  | PSAY09463 | SE - UNIT 3A (IMU) | MHHS-Southeast |  | Regulator, Vacuum |  | PSAY09463 |  | Southeast & Bay Area |  | SE - UNIT 3A (IMU) | [5 empty] | REGULATORS, SUCTION |  | REGULATORVACUUM-Ohio Medical-6-1251 | REGULATORVACUUM | 6-1251 |  |  |  | Ohio Medical | Regulator, Vacuum |  | REGULATORVACUUM-Ohio Medical-6-1251 |  |  |  |  | Covered PM Repair - Biomedical | MHHS-Southeast
NO | NO |  |  |  | JGGV20670 |  | Ohio Medical Corporation |  |  | JGGV20670 | TMC - HERMANN - STICU (3HP) | MHHS-TMC |  | Regulator, Vacuum |  | JGGV20670 |  | TMC |  | TMC - HERMANN - STICU (3HP) | [5 empty] | REGULATORS, SUCTION |  | REGULATORVACUUM-Ohio Medical-6-1251 | REGULATORVACUUM | 6-1251 |  |  |  | Ohio Medical | Regulator, Vacuum |  | REGULATORVACUUM-Ohio Medical-6-1251 |  |  |  |  | Covered PM Repair - Biomedical | MHHS-TMC
NO | NO |  |  |  | JGGW04570 |  | Ohio Medical Corporation |  |  | JGGW04570 | TMC - HERMANN - STICU (3HP) | MHHS-TMC |  | Regulator, Vacuum |  | JGGW04570 |  | TMC |  | TMC - HERMANN - STICU (3HP) | [5 empty] | REGULATORS, SUCTION |  | REGULATORVACUUM-Ohio Medical-6-1251 | REGULATORVACUUM | 6-1251 |  |  |  | Ohio Medical | Regulator, Vacuum |  | REGULATORVACUUM-Ohio Medical-6-1251 |  |  |  |  | Covered PM Repair - Biomedical | MHHS-TMC
NO | NO |  |  |  | JGGN0002455 |  | Ohio Medical Corporation |  |  | JGGN0002455 | TMC - HVI - CCU (4HVI) | MHHS-TMC |  | Regulator, Vacuum |  | JGGN0002455 |  | TMC |  | TMC - HVI - CCU (4HVI) | [5 empty] | REGULATORS, SUCTION |  | REGULATORVACUUM-Ohio Medical-6-1251 | REGULATORVACUUM | 6-1251 |  |  |  | Ohio Medical | Regulator, Vacuum |  | REGULATORVACUUM-Ohio Medical-6-1251 |  |  |  |  | Covered PM Repair - Biomedical | MHHS-TMC
NO | NO |  |  |  | JGGN0002665 |  | Ohio Medical Corporation |  |  | JGGN0002665 | TMC - HVI - CCU (4HVI) | MHHS-TMC |  | Regulator, Vacuum |  | JGGN0002665 |  | TMC |  | TMC - HVI - CCU (4HVI) | [5 empty] | REGULATORS, SUCTION |  | REGULATORVACUUM-Ohio Medical-6-1251 | REGULATORVACUUM | 6-1251 |  |  |  | Ohio Medical | Regulator, Vacuum |  | REGULATORVACUUM-Ohio Medical-6-1251 |  |  |  |  | Covered PM Repair - Biomedical | MHHS-TMC
NO | NO |  |  |  | JGGN0007976 |  | Ohio Medical Corporation |  |  | JGGN0007976 | TMC - HVI - CCU (4HVI) | MHHS-TMC |  | Regulator, Vacuum |  | JGGN0007976 |  | TMC |  | TMC - HVI - CCU (4HVI) | [5 empty] | REGULATORS, SUCTION |  | REGULATORVACUUM-Ohio Medical-6-1251 | REGULATORVACUUM | 6-1251 |  |  |  | Ohio Medical | Regulator, Vacuum |  | REGULATORVACUUM-Ohio Medical-6-1251 |  |  |  |  | Covered PM Repair - Biomedical | MHHS-TMC
NO | NO |  |  |  | JGGN04960 |  | Ohio Medical Corporation |  |  | JGGN04960 | TMC - HVI - CCU (4HVI) | MHHS-TMC |  | Regulator, Vacuum |  | JGGN04960 |  | TMC |  | TMC - HVI - CCU (4HVI) | [5 empty] | REGULATORS, SUCTION |  | REGULATORVACUUM-Ohio Medical-6-1251 | REGULATORVACUUM | 6-1251 |  |  |  | Ohio Medical | Regulator, Vacuum |  | REGULATORVACUUM-Ohio Medical-6-1251 |  |  |  |  | Covered PM Repair - Biomedical | MHHS-TMC
NO | NO |  |  |  | JGGP0006386 |  | Ohio Medical Corporation |  |  | JGGP0006386 | TMC - HVI - CCU (4HVI) | MHHS-TMC |  | Regulator, Vacuum |  | JGGP0006386 |  | TMC |  | TMC - HVI - CCU (4HVI) | [5 empty] | REGULATORS, SUCTION |  | REGULATORVACUUM-Ohio Medical-6-1251 | REGULATORVACUUM | 6-1251 |  |  |  | Ohio Medical | Regulator, Vacuum |  | REGULATORVACUUM-Ohio Medical-6-1251 |  |  |  |  | Covered PM Repair - Biomedical | MHHS-TMC
NO | NO |  |  |  | JGGP0006386 |  | Ohio Medical Corporation |  |  | JGGP0006386 | TMC - HVI - CCU (4HVI) | MHHS-TMC |  | Regulator, Vacuum |  | JGGP0006386 |  | TMC |  | TMC - HVI - CCU (4HVI) | [5 empty] | REGULATORS, SUCTION |  | REGULATORVACUUM-Ohio Medical-6-1251 | REGULATORVACUUM | 6-1251 |  |  |  | Ohio Medical | Regulator, Vacuum |  | REGULATORVACUUM-Ohio Medical-6-1251 |  |  |  |  | Covered PM Repair - Biomedical | MHHS-TMC
NO | NO |  |  |  | JGGP0011476 |  | Ohio Medical Corporation |  |  | JGGP0011476 | TMC - HVI - CCU (4HVI) | MHHS-TMC |  | Regulator, Vacuum |  | JGGP0011476 |  | TMC |  | TMC - HVI - CCU (4HVI) | [5 empty] | REGULATORS, SUCTION |  | REGULATORVACUUM-Ohio Medical-6-1251 | REGULATORVACUUM | 6-1251 |  |  |  | Ohio Medical | Regulator, Vacuum |  | REGULATORVACUUM-Ohio Medical-6-1251 |  |  |  |  | Covered PM Repair - Biomedical | MHHS-TMC
NO | NO |  |  |  | JGGR08135 |  | Ohio Medical Corporation |  |  | JGGR08135 | TMC - HVI - CCU (4HVI) | MHHS-TMC |  | Regulator, Vacuum |  | JGGR08135 |  | TMC |  | TMC - HVI - CCU (4HVI) | [5 empty] | REGULATORS, SUCTION |  | REGULATORVACUUM-Ohio Medical-6-1251 | REGULATORVACUUM | 6-1251 |  |  |  | Ohio Medical | Regulator, Vacuum |  | REGULATORVACUUM-Ohio Medical-6-1251 |  |  |  |  | Covered PM Repair - Biomedical | MHHS-TMC
NO | NO |  |  |  | JGGR08139 |  | Ohio Medical Corporation |  |  | JGGR08139 | TMC - HVI - CCU (4HVI) | MHHS-TMC |  | Regulator, Vacuum |  | JGGR08139 |  | TMC |  | TMC - HVI - CCU (4HVI) | [5 empty] | REGULATORS, SUCTION |  | REGULATORVACUUM-Ohio Medical-6-1251 | REGULATORVACUUM | 6-1251 |  |  |  | Ohio Medical | Regulator, Vacuum |  | REGULATORVACUUM-Ohio Medical-6-1251 |  |  |  |  | Covered PM Repair - Biomedical | MHHS-TMC
NO | NO |  |  |  | JGGS0009239 |  | Ohio Medical Corporation |  |  | JGGS0009239 | TMC - HVI - CCU (4HVI) | MHHS-TMC |  | Regulator, Vacuum |  | JGGS0009239 |  | TMC |  | TMC - HVI - CCU (4HVI) | [5 empty] | REGULATORS, SUCTION |  | REGULATORVACUUM-Ohio Medical-6-1251 | REGULATORVACUUM | 6-1251 |  |  |  | Ohio Medical | Regulator, Vacuum |  | REGULATORVACUUM-Ohio Medical-6-1251 |  |  |  |  | Covered PM Repair - Biomedical | MHHS-TMC
NO | NO |  |  |  | JGGN02470 |  | Ohio Medical Corporation |  |  | JGGN02470 | TMC - HVI - CIMU (4HVI) | MHHS-TMC |  | Regulator, Vacuum |  | JGGN02470 |  | TMC |  | TMC - HVI - CIMU (4HVI) | [5 empty] | REGULATORS, SUCTION |  | REGULATORVACUUM-Ohio Medical-6-1251 | REGULATORVACUUM | 6-1251 |  |  |  | Ohio Medical | Regulator, Vacuum |  | REGULATORVACUUM-Ohio Medical-6-1251 |  |  |  |  | Covered PM Repair - Biomedical | MHHS-TMC
NO | NO |  |  |  | JGGN17051 |  | Ohio Medical Corporation |  |  | JGGN17051 | TMC - HVI - CIMU (4HVI) | MHHS-TMC |  | Regulator, Vacuum |  | JGGN17051 |  | TMC |  | TMC - HVI - CIMU (4HVI) | [5 empty] | REGULATORS, SUCTION |  | REGULATORVACUUM-Ohio Medical-6-1251 | REGULATORVACUUM | 6-1251 |  |  |  | Ohio Medical | Regulator, Vacuum |  | REGULATORVACUUM-Ohio Medical-6-1251 |  |  |  |  | Covered PM Repair - Biomedical | MHHS-TMC
NO | NO |  |  |  | JGGM20765 |  | Ohio Medical Corporation |  |  | JGGM20765 | TMC - HVI - CVICU (8HVI) | MHHS-TMC |  | Regulator, Vacuum |  | JGGM20765 |  | TMC |  | TMC - HVI - CVICU (8HVI) | [5 empty] | REGULATORS, SUCTION |  | REGULATORVACUUM-Ohio Medical-6-1251 | REGULATORVACUUM | 6-1251 |  |  |  | Ohio Medical | Regulator, Vacuum |  | REGULATORVACUUM-Ohio Medical-6-1251 |  |  |  |  | Covered PM Repair - Biomedical | MHHS-TMC
NO | NO |  |  |  | JGGN05394 |  | Ohio Medical Corporation |  |  | JGGN05394 | TMC - HVI - CVICU (8HVI) | MHHS-TMC |  | Regulator, Vacuum |  | JGGN05394 |  | TMC |  | TMC - HVI - CVICU (8HVI) | [5 empty] | REGULATORS, SUCTION |  | REGULATORVACUUM-Ohio Medical-6-1251 | REGULATORVACUUM | 6-1251 |  |  |  | Ohio Medical | Regulator, Vacuum |  | REGULATORVACUUM-Ohio Medical-6-1251 |  |  |  |  | Covered PM Repair - Biomedical | MHHS-TMC
NO | NO |  |  |  | JGGN05570 |  | Ohio Medical Corporation |  |  | JGGN05570 | TMC - HVI - CVICU (8HVI) | MHHS-TMC |  | Regulator, Vacuum |  | JGGN05570 |  | TMC |  | TMC - HVI - CVICU (8HVI) | [5 empty] | REGULATORS, SUCTION |  | REGULATORVACUUM-Ohio Medical-6-1251 | REGULATORVACUUM | 6-1251 |  |  |  | Ohio Medical | Regulator, Vacuum |  | REGULATORVACUUM-Ohio Medical-6-1251 |  |  |  |  | Covered PM Repair - Biomedical | MHHS-TMC
NO | NO |  |  |  | JGGN16852 |  | Ohio Medical Corporation |  |  | JGGN16852 | TMC - HVI - CVICU (8HVI) | MHHS-TMC |  | Regulator, Vacuum |  | JGGN16852 |  | TMC |  | TMC - HVI - CVICU (8HVI) | [5 empty] | REGULATORS, SUCTION |  | REGULATORVACUUM-Ohio Medical-6-1251 | REGULATORVACUUM | 6-1251 |  |  |  | Ohio Medical | Regulator, Vacuum |  | REGULATORVACUUM-Ohio Medical-6-1251 |  |  |  |  | Covered PM Repair - Biomedical | MHHS-TMC
NO | NO |  |  |  | JGGR08092 |  | Ohio Medical Corporation |  |  | JGGR08092 | TMC - HVI - CVICU (8HVI) | MHHS-TMC |  | Regulator, Vacuum |  | JGGR08092 |  | TMC |  | TMC - HVI - CVICU (8HVI) | [5 empty] | REGULATORS, SUCTION |  | REGULATORVACUUM-Ohio Medical-6-1251 | REGULATORVACUUM | 6-1251 |  |  |  | Ohio Medical | Regulator, Vacuum |  | REGULATORVACUUM-Ohio Medical-6-1251 |  |  |  |  | Covered PM Repair - Biomedical | MHHS-TMC
NO | NO |  |  |  | JGGR08097 |  | Ohio Medical Corporation |  |  | JGGR08097 | TMC - HVI - CVICU (8HVI) | MHHS-TMC |  | Regulator, Vacuum |  | JGGR08097 |  | TMC |  | TMC - HVI - CVICU (8HVI) | [5 empty] | REGULATORS, SUCTION |  | REGULATORVACUUM-Ohio Medical-6-1251 | REGULATORVACUUM | 6-1251 |  |  |  | Ohio Medical | Regulator, Vacuum |  | REGULATORVACUUM-Ohio Medical-6-1251 |  |  |  |  | Covered PM Repair - Biomedical | MHHS-TMC
NO | NO |  |  |  | JGGR08120 |  | Ohio Medical Corporation |  |  | JGGR08120 | TMC - HVI - CVICU (8HVI) | MHHS-TMC |  | Regulator, Vacuum |  | JGGR08120 |  | TMC |  | TMC - HVI - CVICU (8HVI) | [5 empty] | REGULATORS, SUCTION |  | REGULATORVACUUM-Ohio Medical-6-1251 | REGULATORVACUUM | 6-1251 |  |  |  | Ohio Medical | Regulator, Vacuum |  | REGULATORVACUUM-Ohio Medical-6-1251 |  |  |  |  | Covered PM Repair - Biomedical | MHHS-TMC
NO | NO |  |  |  | JGGR08143 |  | Ohio Medical Corporation |  |  | JGGR08143 | TMC - HVI - CVICU (8HVI) | MHHS-TMC |  | Regulator, Vacuum |  | JGGR08143 |  | TMC |  | TMC - HVI - CVICU (8HVI) | [5 empty] | REGULATORS, SUCTION |  | REGULATORVACUUM-Ohio Medical-6-1251 | REGULATORVACUUM | 6-1251 |  |  |  | Ohio Medical | Regulator, Vacuum |  | REGULATORVACUUM-Ohio Medical-6-1251 |  |  |  |  | Covered PM Repair - Biomedical | MHHS-TMC
NO | NO |  |  |  | JGGR08162 |  | Ohio Medical Corporation |  |  | JGGR08162 | TMC - HVI - CVICU (8HVI) | MHHS-TMC |  | Regulator, Vacuum |  | JGGR08162 |  | TMC |  | TMC - HVI - CVICU (8HVI) | [5 empty] | REGULATORS, SUCTION |  | REGULATORVACUUM-Ohio Medical-6-1251 | REGULATORVACUUM | 6-1251 |  |  |  | Ohio Medical | Regulator, Vacuum |  | REGULATORVACUUM-Ohio Medical-6-1251 |  |  |  |  | Covered PM Repair - Biomedical | MHHS-TMC
NO | NO |  |  |  | JGGT03958 |  | Ohio Medical Corporation |  |  | JGGT03958 | TMC - HVI - CVICU (8HVI) | MHHS-TMC |  | Regulator, Vacuum |  | JGGT03958 |  | TMC |  | TMC - HVI - CVICU (8HVI) | [5 empty] | REGULATORS, SUCTION |  | REGULATORVACUUM-Ohio Medical-6-1251 | REGULATORVACUUM | 6-1251 |  |  |  | Ohio Medical | Regulator, Vacuum |  | REGULATORVACUUM-Ohio Medical-6-1251 |  |  |  |  | Covered PM Repair - Biomedical | MHHS-TMC
NO | NO |  |  |  | JJGM05889 |  | Ohio Medical Corporation |  |  | JJGM05889 | TMC - HVI - CVICU (8HVI) | MHHS-TMC |  | Regulator, Vacuum |  | JJGM05889 |  | TMC |  | TMC - HVI - CVICU (8HVI) | [5 empty] | REGULATORS, SUCTION |  | REGULATORVACUUM-Ohio Medical-6-1251 | REGULATORVACUUM | 6-1251 |  |  |  | Ohio Medical | Regulator, Vacuum |  | REGULATORVACUUM-Ohio Medical-6-1251 |  |  |  |  | Covered PM Repair - Biomedical | MHHS-TMC
NO | NO |  |  |  | JGGN16849 |  | Ohio Medical Corporation |  |  | JGGN16849 | TMC - HVI - CVIMU (8HVI) | MHHS-TMC |  | Regulator, Vacuum |  | JGGN16849 |  | TMC |  | TMC - HVI - CVIMU (8HVI) | [5 empty] | REGULATORS, SUCTION |  | REGULATORVACUUM-Ohio Medical-6-1251 | REGULATORVACUUM | 6-1251 |  |  |  | Ohio Medical | Regulator, Vacuum |  | REGULATORVACUUM-Ohio Medical-6-1251 |  |  |  |  | Covered PM Repair - Biomedical | MHHS-TMC
NO | NO |  |  |  | JGGN0089 |  | Ohio Medical Corporation |  |  | JGGN0089 | TMC - HVI - HEART FAILURE ICU (5HVI) | MHHS-TMC |  | Regulator, Vacuum |  | JGGN0089 |  | TMC |  | TMC - HVI - HEART FAILURE ICU (5HVI) | [5 empty] | REGULATORS, SUCTION |  | REGULATORVACUUM-Ohio Medical-6-1251 | REGULATORVACUUM | 6-1251 |  |  |  | Ohio Medical | Regulator, Vacuum |  | REGULATORVACUUM-Ohio Medical-6-1251 |  |  |  |  | Covered PM Repair - Biomedical | MHHS-TMC
NO | NO |  |  |  | JGGP00184 |  | Ohio Medical Corporation |  |  | JGGP00184 | TMC - HVI - HEART FAILURE ICU (5HVI) | MHHS-TMC |  | Regulator, Vacuum |  | JGGP00184 |  | TMC |  | TMC - HVI - HEART FAILURE ICU (5HVI) | [5 empty] | REGULATORS, SUCTION |  | REGULATORVACUUM-Ohio Medical-6-1251 | REGULATORVACUUM | 6-1251 |  |  |  | Ohio Medical | Regulator, Vacuum |  | REGULATORVACUUM-Ohio Medical-6-1251 |  |  |  |  | Covered PM Repair - Biomedical | MHHS-TMC
NO | NO |  |  |  | JGGS01869 |  | Ohio Medical Corporation |  |  | JGGS01869 | TMC - HVI - HEART FAILURE ICU (5HVI) | MHHS-TMC |  | Regulator, Vacuum |  | JGGS01869 |  | TMC |  | TMC - HVI - HEART FAILURE ICU (5HVI) | [5 empty] | REGULATORS, SUCTION |  | REGULATORVACUUM-Ohio Medical-6-1251 | REGULATORVACUUM | 6-1251 |  |  |  | Ohio Medical | Regulator, Vacuum |  | REGULATORVACUUM-Ohio Medical-6-1251 |  |  |  |  | Covered PM Repair - Biomedical | MHHS-TMC
NO | NO |  |  |  | JGGS01869 |  | Ohio Medical Corporation |  |  | JGGS01869 | TMC - HVI - HEART FAILURE ICU (5HVI) | MHHS-TMC |  | Regulator, Vacuum |  | JGGS01869 |  | TMC |  | TMC - HVI - HEART FAILURE ICU (5HVI) | [5 empty] | REGULATORS, SUCTION |  | REGULATORVACUUM-Ohio Medical-6-1251 | REGULATORVACUUM | 6-1251 |  |  |  | Ohio Medical | Regulator, Vacuum |  | REGULATORVACUUM-Ohio Medical-6-1251 |  |  |  |  | Covered PM Repair - Biomedical | MHHS-TMC
NO | NO |  |  |  | JGGS01879 |  | Ohio Medical Corporation |  |  | JGGS01879 | TMC - HVI - HEART FAILURE ICU (5HVI) | MHHS-TMC |  | Regulator, Vacuum |  | JGGS01879 |  | TMC |  | TMC - HVI - HEART FAILURE ICU (5HVI) | [5 empty] | REGULATORS, SUCTION |  | REGULATORVACUUM-Ohio Medical-6-1251 | REGULATORVACUUM | 6-1251 |  |  |  | Ohio Medical | Regulator, Vacuum |  | REGULATORVACUUM-Ohio Medical-6-1251 |  |  |  |  | Covered PM Repair - Biomedical | MHHS-TMC
NO | NO |  |  |  | JGGS01883 |  | Ohio Medical Corporation |  |  | JGGS01883 | TMC - HVI - HEART FAILURE ICU (5HVI) | MHHS-TMC |  | Regulator, Vacuum |  | JGGS01883 |  | TMC |  | TMC - HVI - HEART FAILURE ICU (5HVI) | [5 empty] | REGULATORS, SUCTION |  | REGULATORVACUUM-Ohio Medical-6-1251 | REGULATORVACUUM | 6-1251 |  |  |  | Ohio Medical | Regulator, Vacuum |  | REGULATORVACUUM-Ohio Medical-6-1251 |  |  |  |  | Covered PM Repair - Biomedical | MHHS-TMC
NO | NO |  |  |  | JGGS02447 |  | Ohio Medical Corporation |  |  | JGGS02447 | TMC - HVI - HEART FAILURE ICU (5HVI) | MHHS-TMC |  | Regulator, Vacuum |  | JGGS02447 |  | TMC |  | TMC - HVI - HEART FAILURE ICU (5HVI) | [5 empty] | REGULATORS, SUCTION |  | REGULATORVACUUM-Ohio Medical-6-1251 | REGULATORVACUUM | 6-1251 |  |  |  | Ohio Medical | Regulator, Vacuum |  | REGULATORVACUUM-Ohio Medical-6-1251 |  |  |  |  | Covered PM Repair - Biomedical | MHHS-TMC
NO | NO |  |  |  | JGGS02448 |  | Ohio Medical Corporation |  |  | JGGS02448 | TMC - HVI - HEART FAILURE ICU (5HVI) | MHHS-TMC |  | Regulator, Vacuum |  | JGGS02448 |  | TMC |  | TMC - HVI - HEART FAILURE ICU (5HVI) | [5 empty] | REGULATORS, SUCTION |  | REGULATORVACUUM-Ohio Medical-6-1251 | REGULATORVACUUM | 6-1251 |  |  |  | Ohio Medical | Regulator, Vacuum |  | REGULATORVACUUM-Ohio Medical-6-1251 |  |  |  |  | Covered PM Repair - Biomedical | MHHS-TMC
NO | NO |  |  |  | JGGS02464 |  | Ohio Medical Corporation |  |  | JGGS02464 | TMC - HVI - HEART FAILURE ICU (5HVI) | MHHS-TMC |  | Regulator, Vacuum |  | JGGS02464 |  | TMC |  | TMC - HVI - HEART FAILURE ICU (5HVI) | [5 empty] | REGULATORS, SUCTION |  | REGULATORVACUUM-Ohio Medical-6-1251 | REGULATORVACUUM | 6-1251 |  |  |  | Ohio Medical | Regulator, Vacuum |  | REGULATORVACUUM-Ohio Medical-6-1251 |  |  |  |  | Covered PM Repair - Biomedical | MHHS-TMC
NO | NO |  |  |  | JGGT01958 |  | Ohio Medical Corporation |  |  | JGGT01958 | TMC - HVI - HEART FAILURE ICU (5HVI) | MHHS-TMC |  | Regulator, Vacuum |  | JGGT01958 |  | TMC |  | TMC - HVI - HEART FAILURE ICU (5HVI) | [5 empty] | REGULATORS, SUCTION |  | REGULATORVACUUM-Ohio Medical-6-1251 | REGULATORVACUUM | 6-1251 |  |  |  | Ohio Medical | Regulator, Vacuum |  | REGULATORVACUUM-Ohio Medical-6-1251 |  |  |  |  | Covered PM Repair - Biomedical | MHHS-TMC
NO | NO |  |  |  | JGGU09014 |  | Ohio Medical Corporation |  |  | JGGU09014 | TMC - JONES - TX TRAUMA (6J) | MHHS-TMC |  | Regulator, Vacuum |  | JGGU09014 |  | TMC |  | TMC - JONES - TX TRAUMA (6J) | [5 empty] | REGULATORS, SUCTION |  | REGULATORVACUUM-Ohio Medical-6-1251 | REGULATORVACUUM | 6-1251 |  |  |  | Ohio Medical | Regulator, Vacuum |  | REGULATORVACUUM-Ohio Medical-6-1251 |  |  |  |  | Covered PM Repair - Biomedical | MHHS-TMC
NO | NO |  |  |  | PSAX16344 |  | Ohio Medical Corporation |  |  | PSAX16344 | TMC - JONES - TX TRAUMA (6J) | MHHS-TMC |  | Regulator, Vacuum |  | PSAX16344 |  | TMC |  | TMC - JONES - TX TRAUMA (6J) | [5 empty] | REGULATORS, SUCTION |  | REGULATORVACUUM-Ohio Medical-6-1251 | REGULATORVACUUM | 6-1251 |  |  |  | Ohio Medical | Regulator, Vacuum |  | REGULATORVACUUM-Ohio Medical-6-1251 |  |  |  |  | Covered PM Repair - Biomedical | MHHS-TMC
NO | NO |  |  |  | 069-34034 |  | Ohio Medical Corporation |  |  | JGGM05880 | TMC - MHTMC - CENTRAL SUPPLY | MHHS-TMC |  | Regulator, Vacuum |  | 069-34034 |  | TMC |  | TMC - MHTMC - CENTRAL SUPPLY | [5 empty] | REGULATORS, SUCTION |  | REGULATORVACUUM-Ohio Medical-6-1251 | REGULATORVACUUM | 6-1251 |  |  |  | Ohio Medical | Regulator, Vacuum |  | REGULATORVACUUM-Ohio Medical-6-1251 |  |  |  |  | Covered PM Repair - Biomedical | MHHS-TMC
NO | NO |  |  |  | GPHC10769 |  | Ohio Medical Corporation |  |  | GPHC10769 | TMC - MHTMC - CENTRAL SUPPLY | MHHS-TMC |  | Regulator, Vacuum |  | GPHC10769 |  | TMC |  | TMC - MHTMC - CENTRAL SUPPLY | [5 empty] | REGULATORS, SUCTION |  | REGULATORVACUUM-Ohio Medical-6-1251 | REGULATORVACUUM | 6-1251 |  |  |  | Ohio Medical | Regulator, Vacuum |  | REGULATORVACUUM-Ohio Medical-6-1251 |  |  |  |  | Covered PM Repair - Biomedical | MHHS-TMC
NO | NO |  |  |  | JGGM0005887 |  | Ohio Medical Corporation |  |  | JGGM005887 | TMC - MHTMC - CENTRAL SUPPLY | MHHS-TMC |  | Regulator, Vacuum |  | JGGM0005887 |  | TMC |  | TMC - MHTMC - CENTRAL SUPPLY | [5 empty] | REGULATORS, SUCTION |  | REGULATORVACUUM-Ohio Medical-6-1251 | REGULATORVACUUM | 6-1251 |  |  |  | Ohio Medical | Regulator, Vacuum |  | REGULATORVACUUM-Ohio Medical-6-1251 |  |  |  |  | Covered PM Repair - Biomedical | MHHS-TMC
NO | NO |  |  |  | JGGM0005892 |  | Ohio Medical Corporation |  |  | JGGM0005892 | TMC - MHTMC - CENTRAL SUPPLY | MHHS-TMC |  | Regulator, Vacuum |  | JGGM0005892 |  | TMC |  | TMC - MHTMC - CENTRAL SUPPLY | [5 empty] | REGULATORS, SUCTION |  | REGULATORVACUUM-Ohio Medical-6-1251 | REGULATORVACUUM | 6-1251 |  |  |  | Ohio Medical | Regulator, Vacuum |  | REGULATORVACUUM-Ohio Medical-6-1251 |  |  |  |  | Covered PM Repair - Biomedical | MHHS-TMC
NO | NO |  |  |  | JGGM0014970 |  | Ohio Medical Corporation |  |  | JGGM0014970 | TMC - MHTMC - CENTRAL SUPPLY | MHHS-TMC |  | Regulator, Vacuum |  | JGGM0014970 |  | TMC |  | TMC - MHTMC - CENTRAL SUPPLY | [5 empty] | REGULATORS, SUCTION |  | REGULATORVACUUM-Ohio Medical-6-1251 | REGULATORVACUUM | 6-1251 |  |  |  | Ohio Medical | Regulator, Vacuum |  | REGULATORVACUUM-Ohio Medical-6-1251 |  |  |  |  | Covered PM Repair - Biomedical | MHHS-TMC
NO | NO |  |  |  | JGGM20789 |  | Ohio Medical Corporation |  |  | JGGM20789 | TMC - MHTMC - CENTRAL SUPPLY | MHHS-TMC |  | Regulator, Vacuum |  | JGGM20789 |  | TMC |  | TMC - MHTMC - CENTRAL SUPPLY | [5 empty] | REGULATORS, SUCTION |  | REGULATORVACUUM-Ohio Medical-6-1251 | REGULATORVACUUM | 6-1251 |  |  |  | Ohio Medical | Regulator, Vacuum |  | REGULATORVACUUM-Ohio Medical-6-1251 |  |  |  |  | Covered PM Repair - Biomedical | MHHS-TMC
NO | NO |  |  |  | JGGM20797 |  | Ohio Medical Corporation |  |  | JGGM20797 | TMC - MHTMC - CENTRAL SUPPLY | MHHS-TMC |  | Regulator, Vacuum |  | JGGM20797 |  | TMC |  | TMC - MHTMC - CENTRAL SUPPLY | [5 empty] | REGULATORS, SUCTION |  | REGULATORVACUUM-Ohio Medical-6-1251 | REGULATORVACUUM | 6-1251 |  |  |  | Ohio Medical | Regulator, Vacuum |  | REGULATORVACUUM-Ohio Medical-6-1251 |  |  |  |  | Covered PM Repair - Biomedical | MHHS-TMC
NO | NO |  |  |  | JGGM26732 |  | Ohio Medical Corporation |  |  | JGGM26732 | TMC - MHTMC - CENTRAL SUPPLY | MHHS-TMC |  | Regulator, Vacuum |  | JGGM26732 |  | TMC |  | TMC - MHTMC - CENTRAL SUPPLY | [5 empty] | REGULATORS, SUCTION |  | REGULATORVACUUM-Ohio Medical-6-1251 | REGULATORVACUUM | 6-1251 |  |  |  | Ohio Medical | Regulator, Vacuum |  | REGULATORVACUUM-Ohio Medical-6-1251 |  |  |  |  | Covered PM Repair - Biomedical | MHHS-TMC
NO | NO |  |  |  | JGGM26966 |  | Ohio Medical Corporation |  |  | JGGM26966 | TMC - MHTMC - CENTRAL SUPPLY | MHHS-TMC |  | Regulator, Vacuum |  | JGGM26966 |  | TMC |  | TMC - MHTMC - CENTRAL SUPPLY | [5 empty] | REGULATORS, SUCTION |  | REGULATORVACUUM-Ohio Medical-6-1251 | REGULATORVACUUM | 6-1251 |  |  |  | Ohio Medical | Regulator, Vacuum |  | REGULATORVACUUM-Ohio Medical-6-1251 |  |  |  |  | Covered PM Repair - Biomedical | MHHS-TMC
NO | NO |  |  |  | JGGM26968 |  | Ohio Medical Corporation |  |  | JGGM26968 | TMC - MHTMC - CENTRAL SUPPLY | MHHS-TMC |  | Regulator, Vacuum |  | JGGM26968 |  | TMC |  | TMC - MHTMC - CENTRAL SUPPLY | [5 empty] | REGULATORS, SUCTION |  | REGULATORVACUUM-Ohio Medical-6-1251 | REGULATORVACUUM | 6-1251 |  |  |  | Ohio Medical | Regulator, Vacuum |  | REGULATORVACUUM-Ohio Medical-6-1251 |  |  |  |  | Covered PM Repair - Biomedical | MHHS-TMC
NO | NO |  |  |  | JGGM27113 |  | Ohio Medical Corporation |  |  | JGGM27113 | TMC - MHTMC - CENTRAL SUPPLY | MHHS-TMC |  | Regulator, Vacuum |  | JGGM27113 |  | TMC |  | TMC - MHTMC - CENTRAL SUPPLY | [5 empty] | REGULATORS, SUCTION |  | REGULATORVACUUM-Ohio Medical-6-1251 | REGULATORVACUUM | 6-1251 |  |  |  | Ohio Medical | Regulator, Vacuum |  | REGULATORVACUUM-Ohio Medical-6-1251 |  |  |  |  | Covered PM Repair - Biomedical | MHHS-TMC
NO | NO |  |  |  | JGGN0004624 |  | Ohio Medical Corporation |  |  | JGGN0004624 | TMC - MHTMC - CENTRAL SUPPLY | MHHS-TMC |  | Regulator, Vacuum |  | JGGN0004624 |  | TMC |  | TMC - MHTMC - CENTRAL SUPPLY | [5 empty] | REGULATORS, SUCTION |  | REGULATORVACUUM-Ohio Medical-6-1251 | REGULATORVACUUM | 6-1251 |  |  |  | Ohio Medical | Regulator, Vacuum |  | REGULATORVACUUM-Ohio Medical-6-1251 |  |  |  |  | Covered PM Repair - Biomedical | MHHS-TMC
NO | NO |  |  |  | JGGN04524 |  | Ohio Medical Corporation |  |  | JGGN04524 | TMC - MHTMC - CENTRAL SUPPLY | MHHS-TMC |  | Regulator, Vacuum |  | JGGN04524 |  | TMC |  | TMC - MHTMC - CENTRAL SUPPLY | [5 empty] | REGULATORS, SUCTION |  | REGULATORVACUUM-Ohio Medical-6-1251 | REGULATORVACUUM | 6-1251 |  |  |  | Ohio Medical | Regulator, Vacuum |  | REGULATORVACUUM-Ohio Medical-6-1251 |  |  |  |  | Covered PM Repair - Biomedical | MHHS-TMC
NO | NO |  |  |  | JGGN05811 |  | Ohio Medical Corporation |  |  | JGGN05811 | TMC - MHTMC - CENTRAL SUPPLY | MHHS-TMC |  | Regulator, Vacuum |  | JGGN05811 |  | TMC |  | TMC - MHTMC - CENTRAL SUPPLY | [5 empty] | REGULATORS, SUCTION |  | REGULATORVACUUM-Ohio Medical-6-1251 | REGULATORVACUUM | 6-1251 |  |  |  | Ohio Medical | Regulator, Vacuum |  | REGULATORVACUUM-Ohio Medical-6-1251 |  |  |  |  | Covered PM Repair - Biomedical | MHHS-TMC
NO | NO |  |  |  | JGGP0007252 |  | Ohio Medical Corporation |  |  | JGGP0007252 | TMC - MHTMC - CENTRAL SUPPLY | MHHS-TMC |  | Regulator, Vacuum |  | JGGP0007252 |  | TMC |  | TMC - MHTMC - CENTRAL SUPPLY | [5 empty] | REGULATORS, SUCTION |  | REGULATORVACUUM-Ohio Medical-6-1251 | REGULATORVACUUM | 6-1251 |  |  |  | Ohio Medical | Regulator, Vacuum |  | REGULATORVACUUM-Ohio Medical-6-1251 |  |  |  |  | Covered PM Repair - Biomedical | MHHS-TMC
NO | NO |  |  |  | JGGP06390 |  | Ohio Medical Corporation |  |  | JGGP06390 | TMC - MHTMC - CENTRAL SUPPLY | MHHS-TMC |  | Regulator, Vacuum |  | JGGP06390 |  | TMC |  | TMC - MHTMC - CENTRAL SUPPLY | [5 empty] | REGULATORS, SUCTION |  | REGULATORVACUUM-Ohio Medical-6-1251 | REGULATORVACUUM | 6-1251 |  |  |  | Ohio Medical | Regulator, Vacuum |  | REGULATORVACUUM-Ohio Medical-6-1251 |  |  |  |  | Covered PM Repair - Biomedical | MHHS-TMC
NO | NO |  |  |  | JGGP11440 |  | Ohio Medical Corporation |  |  | JGGP11440 | TMC - MHTMC - CENTRAL SUPPLY | MHHS-TMC |  | Regulator, Vacuum |  | JGGP11440 |  | TMC |  | TMC - MHTMC - CENTRAL SUPPLY | [5 empty] | REGULATORS, SUCTION |  | REGULATORVACUUM-Ohio Medical-6-1251 | REGULATORVACUUM | 6-1251 |  |  |  | Ohio Medical | Regulator, Vacuum |  | REGULATORVACUUM-Ohio Medical-6-1251 |  |  |  |  | Covered PM Repair - Biomedical | MHHS-TMC
NO | NO |  |  |  | JGGP14579 |  | Ohio Medical Corporation |  |  | JGGP14579 | TMC - MHTMC - CENTRAL SUPPLY | MHHS-TMC |  | Regulator, Vacuum |  | JGGP14579 |  | TMC |  | TMC - MHTMC - CENTRAL SUPPLY | [5 empty] | REGULATORS, SUCTION |  | REGULATORVACUUM-Ohio Medical-6-1251 | REGULATORVACUUM | 6-1251 |  |  |  | Ohio Medical | Regulator, Vacuum |  | REGULATORVACUUM-Ohio Medical-6-1251 |  |  |  |  | Covered PM Repair - Biomedical | MHHS-TMC
NO | NO |  |  |  | JGGP16320 |  | Ohio Medical Corporation |  |  | JGGP16320 | TMC - MHTMC - CENTRAL SUPPLY | MHHS-TMC |  | Regulator, Vacuum |  | JGGP16320 |  | TMC |  | TMC - MHTMC - CENTRAL SUPPLY | [5 empty] | REGULATORS, SUCTION |  | REGULATORVACUUM-Ohio Medical-6-1251 | REGULATORVACUUM | 6-1251 |  |  |  | Ohio Medical | Regulator, Vacuum |  | REGULATORVACUUM-Ohio Medical-6-1251 |  |  |  |  | Covered PM Repair - Biomedical | MHHS-TMC
NO | NO |  |  |  | JGGP16323 |  | Ohio Medical Corporation |  |  | JGGP16323 | TMC - MHTMC - CENTRAL SUPPLY | MHHS-TMC |  | Regulator, Vacuum |  | JGGP16323 |  | TMC |  | TMC - MHTMC - CENTRAL SUPPLY | [5 empty] | REGULATORS, SUCTION |  | REGULATORVACUUM-Ohio Medical-6-1251 | REGULATORVACUUM | 6-1251 |  |  |  | Ohio Medical | Regulator, Vacuum |  | REGULATORVACUUM-Ohio Medical-6-1251 |  |  |  |  | Covered PM Repair - Biomedical | MHHS-TMC
NO | NO |  |  |  | JGGP16326 |  | Ohio Medical Corporation |  |  | JGGP16326 | TMC - MHTMC - CENTRAL SUPPLY | MHHS-TMC |  | Regulator, Vacuum |  | JGGP16326 |  | TMC |  | TMC - MHTMC - CENTRAL SUPPLY | [5 empty] | REGULATORS, SUCTION |  | REGULATORVACUUM-Ohio Medical-6-1251 | REGULATORVACUUM | 6-1251 |  |  |  | Ohio Medical | Regulator, Vacuum |  | REGULATORVACUUM-Ohio Medical-6-1251 |  |  |  |  | Covered PM Repair - Biomedical | MHHS-TMC
NO | NO |  |  |  | JGGQ0023552 |  | Ohio Medical Corporation |  |  | JGGQ0023552 | TMC - MHTMC - CENTRAL SUPPLY | MHHS-TMC |  | Regulator, Vacuum |  | JGGQ0023552 |  | TMC |  | TMC - MHTMC - CENTRAL SUPPLY | [5 empty] | REGULATORS, SUCTION |  | REGULATORVACUUM-Ohio Medical-6-1251 | REGULATORVACUUM | 6-1251 |  |  |  | Ohio Medical | Regulator, Vacuum |  | REGULATORVACUUM-Ohio Medical-6-1251 |  |  |  |  | Covered PM Repair - Biomedical | MHHS-TMC
NO | NO |  |  |  | JGGQ0023555 |  | Ohio Medical Corporation |  |  | JGGQ0023555 | TMC - MHTMC - CENTRAL SUPPLY | MHHS-TMC |  | Regulator, Vacuum |  | JGGQ0023555 |  | TMC |  | TMC - MHTMC - CENTRAL SUPPLY | [5 empty] | REGULATORS, SUCTION |  | REGULATORVACUUM-Ohio Medical-6-1251 | REGULATORVACUUM | 6-1251 |  |  |  | Ohio Medical | Regulator, Vacuum |  | REGULATORVACUUM-Ohio Medical-6-1251 |  |  |  |  | Covered PM Repair - Biomedical | MHHS-TMC
NO | NO |  |  |  | JGGQ23553 |  | Ohio Medical Corporation |  |  | JGGQ23553 | TMC - MHTMC - CENTRAL SUPPLY | MHHS-TMC |  | Regulator, Vacuum |  | JGGQ23553 |  | TMC |  | TMC - MHTMC - CENTRAL SUPPLY | [5 empty] | REGULATORS, SUCTION |  | REGULATORVACUUM-Ohio Medical-6-1251 | REGULATORVACUUM | 6-1251 |  |  |  | Ohio Medical | Regulator, Vacuum |  | REGULATORVACUUM-Ohio Medical-6-1251 |  |  |  |  | Covered PM Repair - Biomedical | MHHS-TMC
NO | NO |  |  |  | JGGR08511 |  | Ohio Medical Corporation |  |  | JGGR08511 | TMC - MHTMC - CENTRAL SUPPLY | MHHS-TMC |  | Regulator, Vacuum |  | JGGR08511 |  | TMC |  | TMC - MHTMC - CENTRAL SUPPLY | [5 empty] | REGULATORS, SUCTION |  | REGULATORVACUUM-Ohio Medical-6-1251 | REGULATORVACUUM | 6-1251 |  |  |  | Ohio Medical | Regulator, Vacuum |  | REGULATORVACUUM-Ohio Medical-6-1251 |  |  |  |  | Covered PM Repair - Biomedical | MHHS-TMC
NO | NO |  |  |  | JGGS0009054 |  | Ohio Medical Corporation |  |  | JGGS0009054 | TMC - MHTMC - CENTRAL SUPPLY | MHHS-TMC |  | Regulator, Vacuum |  | JGGS0009054 |  | TMC |  | TMC - MHTMC - CENTRAL SUPPLY | [5 empty] | REGULATORS, SUCTION |  | REGULATORVACUUM-Ohio Medical-6-1251 | REGULATORVACUUM | 6-1251 |  |  |  | Ohio Medical | Regulator, Vacuum |  | REGULATORVACUUM-Ohio Medical-6-1251 |  |  |  |  | Covered PM Repair - Biomedical | MHHS-TMC
NO | NO |  |  |  | JGGS02437 |  | Ohio Medical Corporation |  |  | JGGS02437 | TMC - MHTMC - CENTRAL SUPPLY | MHHS-TMC |  | Regulator, Vacuum |  | JGGS02437 |  | TMC |  | TMC - MHTMC - CENTRAL SUPPLY | [5 empty] | REGULATORS, SUCTION |  | REGULATORVACUUM-Ohio Medical-6-1251 | REGULATORVACUUM | 6-1251 |  |  |  | Ohio Medical | Regulator, Vacuum |  | REGULATORVACUUM-Ohio Medical-6-1251 |  |  |  |  | Covered PM Repair - Biomedical | MHHS-TMC
NO | NO |  |  |  | JGGS18386 |  | Ohio Medical Corporation |  |  | JGGS18386 | TMC - MHTMC - CENTRAL SUPPLY | MHHS-TMC |  | Regulator, Vacuum |  | JGGS18386 |  | TMC |  | TMC - MHTMC - CENTRAL SUPPLY | [5 empty] | REGULATORS, SUCTION |  | REGULATORVACUUM-Ohio Medical-6-1251 | REGULATORVACUUM | 6-1251 |  |  |  | Ohio Medical | Regulator, Vacuum |  | REGULATORVACUUM-Ohio Medical-6-1251 |  |  |  |  | Covered PM Repair - Biomedical | MHHS-TMC
NO | NO |  |  |  | JGGS23815 |  | Ohio Medical Corporation |  |  | JGGS23815 | TMC - MHTMC - CENTRAL SUPPLY | MHHS-TMC |  | Regulator, Vacuum |  | JGGS23815 |  | TMC |  | TMC - MHTMC - CENTRAL SUPPLY | [5 empty] | REGULATORS, SUCTION |  | REGULATORVACUUM-Ohio Medical-6-1251 | REGULATORVACUUM | 6-1251 |  |  |  | Ohio Medical | Regulator, Vacuum |  | REGULATORVACUUM-Ohio Medical-6-1251 |  |  |  |  | Covered PM Repair - Biomedical | MHHS-TMC
NO | NO |  |  |  | JGGT02111 |  | Ohio Medical Corporation |  |  | JGGT02111 | TMC - MHTMC - CENTRAL SUPPLY | MHHS-TMC |  | Regulator, Vacuum |  | JGGT02111 |  | TMC |  | TMC - MHTMC - CENTRAL SUPPLY | [5 empty] | REGULATORS, SUCTION |  | REGULATORVACUUM-Ohio Medical-6-1251 | REGULATORVACUUM | 6-1251 |  |  |  | Ohio Medical | Regulator, Vacuum |  | REGULATORVACUUM-Ohio Medical-6-1251 |  |  |  |  | Covered PM Repair - Biomedical | MHHS-TMC
NO | NO |  |  |  | JGGT02134 |  | Ohio Medical Corporation |  |  | JGGT02134 | TMC - MHTMC - CENTRAL SUPPLY | MHHS-TMC |  | Regulator, Vacuum |  | JGGT02134 |  | TMC |  | TMC - MHTMC - CENTRAL SUPPLY | [5 empty] | REGULATORS, SUCTION |  | REGULATORVACUUM-Ohio Medical-6-1251 | REGULATORVACUUM | 6-1251 |  |  |  | Ohio Medical | Regulator, Vacuum |  | REGULATORVACUUM-Ohio Medical-6-1251 |  |  |  |  | Covered PM Repair - Biomedical | MHHS-TMC
NO | NO |  |  |  | JGGT05933 |  | Ohio Medical Corporation |  |  | JGGT05933 | TMC - MHTMC - CENTRAL SUPPLY | MHHS-TMC |  | Regulator, Vacuum |  | JGGT05933 |  | TMC |  | TMC - MHTMC - CENTRAL SUPPLY | [5 empty] | REGULATORS, SUCTION |  | REGULATORVACUUM-Ohio Medical-6-1251 | REGULATORVACUUM | 6-1251 |  |  |  | Ohio Medical | Regulator, Vacuum |  | REGULATORVACUUM-Ohio Medical-6-1251 |  |  |  |  | Covered PM Repair - Biomedical | MHHS-TMC
NO | NO |  |  |  | JGGV04303 |  | Ohio Medical Corporation |  |  | JGGV04303 | TMC - MHTMC - CENTRAL SUPPLY | MHHS-TMC |  | Regulator, Vacuum |  | JGGV04303 |  | TMC |  | TMC - MHTMC - CENTRAL SUPPLY | [5 empty] | REGULATORS, SUCTION |  | REGULATORVACUUM-Ohio Medical-6-1251 | REGULATORVACUUM | 6-1251 |  |  |  | Ohio Medical | Regulator, Vacuum |  | REGULATORVACUUM-Ohio Medical-6-1251 |  |  |  |  | Covered PM Repair - Biomedical | MHHS-TMC
NO | NO |  |  |  | JGGV04310 |  | Ohio Medical Corporation |  |  | JGGV04310 | TMC - MHTMC - CENTRAL SUPPLY | MHHS-TMC |  | Regulator, Vacuum |  | JGGV04310 |  | TMC |  | TMC - MHTMC - CENTRAL SUPPLY | [5 empty] | REGULATORS, SUCTION |  | REGULATORVACUUM-Ohio Medical-6-1251 | REGULATORVACUUM | 6-1251 |  |  |  | Ohio Medical | Regulator, Vacuum |  | REGULATORVACUUM-Ohio Medical-6-1251 |  |  |  |  | Covered PM Repair - Biomedical | MHHS-TMC
NO | NO |  |  |  | JGGV16126 |  | Ohio Medical Corporation |  |  | JGGV16126 | TMC - MHTMC - CENTRAL SUPPLY | MHHS-TMC |  | Regulator, Vacuum |  | JGGV16126 |  | TMC |  | TMC - MHTMC - CENTRAL SUPPLY | [5 empty] | REGULATORS, SUCTION |  | REGULATORVACUUM-Ohio Medical-6-1251 | REGULATORVACUUM | 6-1251 |  |  |  | Ohio Medical | Regulator, Vacuum |  | REGULATORVACUUM-Ohio Medical-6-1251 |  |  |  |  | Covered PM Repair - Biomedical | MHHS-TMC
NO | NO |  |  |  | JGGV16127 |  | Ohio Medical Corporation |  |  | JGGV16127 | TMC - MHTMC - CENTRAL SUPPLY | MHHS-TMC |  | Regulator, Vacuum |  | JGGV16127 |  | TMC |  | TMC - MHTMC - CENTRAL SUPPLY | [5 empty] | REGULATORS, SUCTION |  | REGULATORVACUUM-Ohio Medical-6-1251 | REGULATORVACUUM | 6-1251 |  |  |  | Ohio Medical | Regulator, Vacuum |  | REGULATORVACUUM-Ohio Medical-6-1251 |  |  |  |  | Covered PM Repair - Biomedical | MHHS-TMC
NO | NO |  |  |  | JGGP14570 |  | Ohio Medical Corporation |  |  | JGGP14570 | TMC - OR - DAY SURGERY (2R) | MHHS-TMC |  | Regulator, Vacuum |  | JGGP14570 |  | TMC |  | TMC - OR - DAY SURGERY (2R) | [5 empty] | REGULATORS, SUCTION |  | REGULATORVACUUM-Ohio Medical-6-1251 | REGULATORVACUUM | 6-1251 |  |  |  | Ohio Medical | Regulator, Vacuum |  | REGULATORVACUUM-Ohio Medical-6-1251 |  |  |  |  | Not Covered Vendor Only - Biomedical | MHHS-TMC
NO | NO |  |  |  | JGGN02703 |  | Ohio Medical Corporation |  |  | JGGN02703 | TMC - OR - LABOR/ DELIVERY (5/6HP) | MHHS-TMC |  | Regulator, Vacuum |  | JGGN02703 |  | TMC |  | TMC - OR - LABOR/ DELIVERY (5/6HP) | [5 empty] | REGULATORS, SUCTION |  | REGULATORVACUUM-Ohio Medical-6-1251 | REGULATORVACUUM | 6-1251 |  |  |  | Ohio Medical | Regulator, Vacuum |  | REGULATORVACUUM-Ohio Medical-6-1251 |  |  |  |  | Covered PM Repair - Biomedical | MHHS-TMC
NO | NO |  |  |  | JGGT11991 |  | Ohio Medical Corporation |  |  | JGGT11991 | TMC - PACU - ROBERTSON (2R) | MHHS-TMC |  | Regulator, Vacuum |  | JGGT11991 |  | TMC |  | TMC - PACU - ROBERTSON (2R) | [5 empty] | REGULATORS, SUCTION |  | REGULATORVACUUM-Ohio Medical-6-1251 | REGULATORVACUUM | 6-1251 |  |  |  | Ohio Medical | Regulator, Vacuum |  | REGULATORVACUUM-Ohio Medical-6-1251 |  |  |  |  | Covered PM Repair - Biomedical | MHHS-TMC
NO | NO |  |  |  | PSAY13478 |  | Ohio Medical Corporation |  |  | PSAY13478 | TMC - SAROFIM 1 - ADULT ER | MHHS-TMC |  | Regulator, Vacuum |  | PSAY13478 |  | TMC |  | TMC - SAROFIM 1 - ADULT ER | [5 empty] | REGULATORS, SUCTION |  | REGULATORVACUUM-Ohio Medical-6-1251 | REGULATORVACUUM | 6-1251 |  |  |  | Ohio Medical | Regulator, Vacuum |  | REGULATORVACUUM-Ohio Medical-6-1251 |  |  |  |  | Covered PM Repair - Biomedical | MHHS-TMC
NO | NO |  |  |  | PSAY13479 |  | Ohio Medical Corporation |  |  | PSAY13479 | TMC - SAROFIM 1 - ADULT ER | MHHS-TMC |  | Regulator, Vacuum |  | PSAY13479 |  | TMC |  | TMC - SAROFIM 1 - ADULT ER | [5 empty] | REGULATORS, SUCTION |  | REGULATORVACUUM-Ohio Medical-6-1251 | REGULATORVACUUM | 6-1251 |  |  |  | Ohio Medical | Regulator, Vacuum |  | REGULATORVACUUM-Ohio Medical-6-1251 |  |  |  |  | Covered PM Repair - Biomedical | MHHS-TMC
NO | NO |  |  |  | PSAY13482 |  | Ohio Medical Corporation |  |  | PSAY13482 | TMC - SAROFIM 1 - ADULT ER | MHHS-TMC |  | Regulator, Vacuum |  | PSAY13482 |  | TMC |  | TMC - SAROFIM 1 - ADULT ER | [5 empty] | REGULATORS, SUCTION |  | REGULATORVACUUM-Ohio Medical-6-1251 | REGULATORVACUUM | 6-1251 |  |  |  | Ohio Medical | Regulator, Vacuum |  | REGULATORVACUUM-Ohio Medical-6-1251 |  |  |  |  | Covered PM Repair - Biomedical | MHHS-TMC
NO | NO |  |  |  | PSAY13486 |  | Ohio Medical Corporation |  |  | PSAY13486 | TMC - SAROFIM 1 - ADULT ER | MHHS-TMC |  | Regulator, Vacuum |  | PSAY13486 |  | TMC |  | TMC - SAROFIM 1 - ADULT ER | [5 empty] | REGULATORS, SUCTION |  | REGULATORVACUUM-Ohio Medical-6-1251 | REGULATORVACUUM | 6-1251 |  |  |  | Ohio Medical | Regulator, Vacuum |  | REGULATORVACUUM-Ohio Medical-6-1251 |  |  |  |  | Covered PM Repair - Biomedical | MHHS-TMC
NO | NO |  |  |  | PSAY13548 |  | Ohio Medical Corporation |  |  | PSAY13548 | TMC - SAROFIM 1 - ADULT ER | MHHS-TMC |  | Regulator, Vacuum |  | PSAY13548 |  | TMC |  | TMC - SAROFIM 1 - ADULT ER | [5 empty] | REGULATORS, SUCTION |  | REGULATORVACUUM-Ohio Medical-6-1251 | REGULATORVACUUM | 6-1251 |  |  |  | Ohio Medical | Regulator, Vacuum |  | REGULATORVACUUM-Ohio Medical-6-1251 |  |  |  |  | Covered PM Repair - Biomedical | MHHS-TMC
NO | NO |  |  |  | PSAY13549 |  | Ohio Medical Corporation |  |  | PSAY13549 | TMC - SAROFIM 1 - ADULT ER | MHHS-TMC |  | Regulator, Vacuum |  | PSAY13549 |  | TMC |  | TMC - SAROFIM 1 - ADULT ER | [5 empty] | REGULATORS, SUCTION |  | REGULATORVACUUM-Ohio Medical-6-1251 | REGULATORVACUUM | 6-1251 |  |  |  | Ohio Medical | Regulator, Vacuum |  | REGULATORVACUUM-Ohio Medical-6-1251 |  |  |  |  | Covered PM Repair - Biomedical | MHHS-TMC
NO | NO |  |  |  | PSAY13559 |  | Ohio Medical Corporation |  |  | PSAY13559 | TMC - SAROFIM 1 - ADULT ER | MHHS-TMC |  | Regulator, Vacuum |  | PSAY13559 |  | TMC |  | TMC - SAROFIM 1 - ADULT ER | [5 empty] | REGULATORS, SUCTION |  | REGULATORVACUUM-Ohio Medical-6-1251 | REGULATORVACUUM | 6-1251 |  |  |  | Ohio Medical | Regulator, Vacuum |  | REGULATORVACUUM-Ohio Medical-6-1251 |  |  |  |  | Covered PM Repair - Biomedical | MHHS-TMC
NO | NO |  |  |  | PSAY13562 |  | Ohio Medical Corporation |  |  | PSAY13562 | TMC - SAROFIM 1 - ADULT ER | MHHS-TMC |  | Regulator, Vacuum |  | PSAY13562 |  | TMC |  | TMC - SAROFIM 1 - ADULT ER | [5 empty] | REGULATORS, SUCTION |  | REGULATORVACUUM-Ohio Medical-6-1251 | REGULATORVACUUM | 6-1251 |  |  |  | Ohio Medical | Regulator, Vacuum |  | REGULATORVACUUM-Ohio Medical-6-1251 |  |  |  |  | Covered PM Repair - Biomedical | MHHS-TMC
NO | NO |  |  |  | PSAY13566 |  | Ohio Medical Corporation |  |  | PSAY13566 | TMC - SAROFIM 1 - ADULT ER | MHHS-TMC |  | Regulator, Vacuum |  | PSAY13566 |  | TMC |  | TMC - SAROFIM 1 - ADULT ER | [5 empty] | REGULATORS, SUCTION |  | REGULATORVACUUM-Ohio Medical-6-1251 | REGULATORVACUUM | 6-1251 |  |  |  | Ohio Medical | Regulator, Vacuum |  | REGULATORVACUUM-Ohio Medical-6-1251 |  |  |  |  | Not Covered Vendor Only - Biomedical | MHHS-TMC
NO | NO |  |  |  | PSAY13772 |  | Ohio Medical Corporation |  |  | PSAY13772 | TMC - SAROFIM 1 - ADULT ER | MHHS-TMC |  | Regulator, Vacuum |  | PSAY13772 |  | TMC |  | TMC - SAROFIM 1 - ADULT ER | [5 empty] | REGULATORS, SUCTION |  | REGULATORVACUUM-Ohio Medical-6-1251 | REGULATORVACUUM | 6-1251 |  |  |  | Ohio Medical | Regulator, Vacuum |  | REGULATORVACUUM-Ohio Medical-6-1251 |  |  |  |  | Not Covered Vendor Only - Biomedical | MHHS-TMC
NO | NO |  |  |  | PSAY13787 |  | Ohio Medical Corporation |  |  | PSAY13787 | TMC - SAROFIM 1 - ADULT ER | MHHS-TMC |  | Regulator, Vacuum |  | PSAY13787 |  | TMC |  | TMC - SAROFIM 1 - ADULT ER | [5 empty] | REGULATORS, SUCTION |  | REGULATORVACUUM-Ohio Medical-6-1251 | REGULATORVACUUM | 6-1251 |  |  |  | Ohio Medical | Regulator, Vacuum |  | REGULATORVACUUM-Ohio Medical-6-1251 |  |  |  |  | Not Covered Vendor Only - Biomedical | MHHS-TMC
NO | NO |  |  |  | PSAY13790 |  | Ohio Medical Corporation |  |  | PSAY13790 | TMC - SAROFIM 1 - ADULT ER | MHHS-TMC |  | Regulator, Vacuum |  | PSAY13790 |  | TMC |  | TMC - SAROFIM 1 - ADULT ER | [5 empty] | REGULATORS, SUCTION |  | REGULATORVACUUM-Ohio Medical-6-1251 | REGULATORVACUUM | 6-1251 |  |  |  | Ohio Medical | Regulator, Vacuum |  | REGULATORVACUUM-Ohio Medical-6-1251 |  |  |  |  | Not Covered Vendor Only - Biomedical | MHHS-TMC
NO | NO |  |  |  | PSAY13857 |  | Ohio Medical Corporation |  |  | PSAY13857 | TMC - SAROFIM 1 - ADULT ER | MHHS-TMC |  | Regulator, Vacuum |  | PSAY13857 |  | TMC |  | TMC - SAROFIM 1 - ADULT ER | [5 empty] | REGULATORS, SUCTION |  | REGULATORVACUUM-Ohio Medical-6-1251 | REGULATORVACUUM | 6-1251 |  |  |  | Ohio Medical | Regulator, Vacuum |  | REGULATORVACUUM-Ohio Medical-6-1251 |  |  |  |  | Not Covered Vendor Only - Biomedical | MHHS-TMC
NO | NO |  |  |  | PSAY13859 |  | Ohio Medical Corporation |  |  | PSAY13859 | TMC - SAROFIM 1 - ADULT ER | MHHS-TMC |  | Regulator, Vacuum |  | PSAY13859 |  | TMC |  | TMC - SAROFIM 1 - ADULT ER | [5 empty] | REGULATORS, SUCTION |  | REGULATORVACUUM-Ohio Medical-6-1251 | REGULATORVACUUM | 6-1251 |  |  |  | Ohio Medical | Regulator, Vacuum |  | REGULATORVACUUM-Ohio Medical-6-1251 |  |  |  |  | Not Covered Vendor Only - Biomedical | MHHS-TMC
NO | NO |  |  |  | PSAY14127 |  | Ohio Medical Corporation |  |  | PSAY14127 | TMC - SAROFIM 1 - ADULT ER | MHHS-TMC |  | Regulator, Vacuum |  | PSAY14127 |  | TMC |  | TMC - SAROFIM 1 - ADULT ER | [5 empty] | REGULATORS, SUCTION |  | REGULATORVACUUM-Ohio Medical-6-1251 | REGULATORVACUUM | 6-1251 |  |  |  | Ohio Medical | Regulator, Vacuum |  | REGULATORVACUUM-Ohio Medical-6-1251 |  |  |  |  | Not Covered Vendor Only - Biomedical | MHHS-TMC
NO | NO |  |  |  | PSAY14130 |  | Ohio Medical Corporation |  |  | PSAY14130 | TMC - SAROFIM 1 - ADULT ER | MHHS-TMC |  | Regulator, Vacuum |  | PSAY14130 |  | TMC |  | TMC - SAROFIM 1 - ADULT ER | [5 empty] | REGULATORS, SUCTION |  | REGULATORVACUUM-Ohio Medical-6-1251 | REGULATORVACUUM | 6-1251 |  |  |  | Ohio Medical | Regulator, Vacuum |  | REGULATORVACUUM-Ohio Medical-6-1251 |  |  |  |  | Not Covered Vendor Only - Biomedical | MHHS-TMC
NO | NO |  |  |  | PSAY14149 |  | Ohio Medical Corporation |  |  | PSAY14149 | TMC - SAROFIM 1 - ADULT ER | MHHS-TMC |  | Regulator, Vacuum |  | PSAY14149 |  | TMC |  | TMC - SAROFIM 1 - ADULT ER | [5 empty] | REGULATORS, SUCTION |  | REGULATORVACUUM-Ohio Medical-6-1251 | REGULATORVACUUM | 6-1251 |  |  |  | Ohio Medical | Regulator, Vacuum |  | REGULATORVACUUM-Ohio Medical-6-1251 |  |  |  |  | No Coverage Specified | MHHS-TMC
NO | NO |  |  |  | PSAY14167 |  | Ohio Medical Corporation |  |  | PSAY14167 | TMC - SAROFIM 1 - ADULT ER | MHHS-TMC |  | Regulator, Vacuum |  | PSAY14167 |  | TMC |  | TMC - SAROFIM 1 - ADULT ER | [5 empty] | REGULATORS, SUCTION |  | REGULATORVACUUM-Ohio Medical-6-1251 | REGULATORVACUUM | 6-1251 |  |  |  | Ohio Medical | Regulator, Vacuum |  | REGULATORVACUUM-Ohio Medical-6-1251 |  |  |  |  | No Coverage Specified | MHHS-TMC
NO | NO |  |  |  | PSAY14168 |  | Ohio Medical Corporation |  |  | PSAY14168 | TMC - SAROFIM 1 - ADULT ER | MHHS-TMC |  | Regulator, Vacuum |  | PSAY14168 |  | TMC |  | TMC - SAROFIM 1 - ADULT ER | [5 empty] | REGULATORS, SUCTION |  | REGULATORVACUUM-Ohio Medical-6-1251 | REGULATORVACUUM | 6-1251 |  |  |  | Ohio Medical | Regulator, Vacuum |  | REGULATORVACUUM-Ohio Medical-6-1251 |  |  |  |  | No Coverage Specified | MHHS-TMC
NO | NO |  |  |  | PSAY14267 |  | Ohio Medical Corporation |  |  | PSAY14267 | TMC - SAROFIM 1 - ADULT ER | MHHS-TMC |  | Regulator, Vacuum |  | PSAY14267 |  | TMC |  | TMC - SAROFIM 1 - ADULT ER | [5 empty] | REGULATORS, SUCTION |  | REGULATORVACUUM-Ohio Medical-6-1251 | REGULATORVACUUM | 6-1251 |  |  |  | Ohio Medical | Regulator, Vacuum |  | REGULATORVACUUM-Ohio Medical-6-1251 |  |  |  |  | No Coverage Specified | MHHS-TMC
NO | NO |  |  |  | PSAY14268 |  | Ohio Medical Corporation |  |  | PSAY14268 | TMC - SAROFIM 1 - ADULT ER | MHHS-TMC |  | Regulator, Vacuum |  | PSAY14268 |  | TMC |  | TMC - SAROFIM 1 - ADULT ER | [5 empty] | REGULATORS, SUCTION |  | REGULATORVACUUM-Ohio Medical-6-1251 | REGULATORVACUUM | 6-1251 |  |  |  | Ohio Medical | Regulator, Vacuum |  | REGULATORVACUUM-Ohio Medical-6-1251 |  |  |  |  | No Coverage Specified | MHHS-TMC
NO | NO |  |  |  | PSAY14269 |  | Ohio Medical Corporation |  |  | PSAY14269 | TMC - SAROFIM 1 - ADULT ER | MHHS-TMC |  | Regulator, Vacuum |  | PSAY14269 |  | TMC |  | TMC - SAROFIM 1 - ADULT ER | [5 empty] | REGULATORS, SUCTION |  | REGULATORVACUUM-Ohio Medical-6-1251 | REGULATORVACUUM | 6-1251 |  |  |  | Ohio Medical | Regulator, Vacuum |  | REGULATORVACUUM-Ohio Medical-6-1251 |  |  |  |  | No Coverage Specified | MHHS-TMC
NO | NO |  |  |  | PSAY14270 |  | Ohio Medical Corporation |  |  | PSAY14270 | TMC - SAROFIM 1 - ADULT ER | MHHS-TMC |  | Regulator, Vacuum |  | PSAY14270 |  | TMC |  | TMC - SAROFIM 1 - ADULT ER | [5 empty] | REGULATORS, SUCTION |  | REGULATORVACUUM-Ohio Medical-6-1251 | REGULATORVACUUM | 6-1251 |  |  |  | Ohio Medical | Regulator, Vacuum |  | REGULATORVACUUM-Ohio Medical-6-1251 |  |  |  |  | No Coverage Specified | MHHS-TMC
NO | NO |  |  |  | PSAY14271 |  | Ohio Medical Corporation |  |  | PSAY14271 | TMC - SAROFIM 1 - ADULT ER | MHHS-TMC |  | Regulator, Vacuum |  | PSAY14271 |  | TMC |  | TMC - SAROFIM 1 - ADULT ER | [5 empty] | REGULATORS, SUCTION |  | REGULATORVACUUM-Ohio Medical-6-1251 | REGULATORVACUUM | 6-1251 |  |  |  | Ohio Medical | Regulator, Vacuum |  | REGULATORVACUUM-Ohio Medical-6-1251 |  |  |  |  | No Coverage Specified | MHHS-TMC
NO | NO |  |  |  | PSAY14483 |  | Ohio Medical Corporation |  |  | PSAY14483 | TMC - SAROFIM 1 - ADULT ER | MHHS-TMC |  | Regulator, Vacuum |  | PSAY14483 |  | TMC |  | TMC - SAROFIM 1 - ADULT ER | [5 empty] | REGULATORS, SUCTION |  | REGULATORVACUUM-Ohio Medical-6-1251 | REGULATORVACUUM | 6-1251 |  |  |  | Ohio Medical | Regulator, Vacuum |  | REGULATORVACUUM-Ohio Medical-6-1251 |  |  |  |  | No Coverage Specified | MHHS-TMC
NO | NO |  |  |  | PSAY14484 |  | Ohio Medical Corporation |  |  | PSAY14484 | TMC - SAROFIM 1 - ADULT ER | MHHS-TMC |  | Regulator, Vacuum |  | PSAY14484 |  | TMC |  | TMC - SAROFIM 1 - ADULT ER | [5 empty] | REGULATORS, SUCTION |  | REGULATORVACUUM-Ohio Medical-6-1251 | REGULATORVACUUM | 6-1251 |  |  |  | Ohio Medical | Regulator, Vacuum |  | REGULATORVACUUM-Ohio Medical-6-1251 |  |  |  |  | No Coverage Specified | MHHS-TMC
NO | NO |  |  |  | PSAY14486 |  | Ohio Medical Corporation |  |  | PSAY14486 | TMC - SAROFIM 1 - ADULT ER | MHHS-TMC |  | Regulator, Vacuum |  | PSAY14486 |  | TMC |  | TMC - SAROFIM 1 - ADULT ER | [5 empty] | REGULATORS, SUCTION |  | REGULATORVACUUM-Ohio Medical-6-1251 | REGULATORVACUUM | 6-1251 |  |  |  | Ohio Medical | Regulator, Vacuum |  | REGULATORVACUUM-Ohio Medical-6-1251 |  |  |  |  | No Coverage Specified | MHHS-TMC
NO | NO |  |  |  | PSAY14498 |  | Ohio Medical Corporation |  |  | PSAY14498 | TMC - SAROFIM 1 - ADULT ER | MHHS-TMC |  | Regulator, Vacuum |  | PSAY14498 |  | TMC |  | TMC - SAROFIM 1 - ADULT ER | [5 empty] | REGULATORS, SUCTION |  | REGULATORVACUUM-Ohio Medical-6-1251 | REGULATORVACUUM | 6-1251 |  |  |  | Ohio Medical | Regulator, Vacuum |  | REGULATORVACUUM-Ohio Medical-6-1251 |  |  |  |  | No Coverage Specified | MHHS-TMC
NO | NO |  |  |  | PSAY14500 |  | Ohio Medical Corporation |  |  | PSAY14500 | TMC - SAROFIM 1 - ADULT ER | MHHS-TMC |  | Regulator, Vacuum |  | PSAY14500 |  | TMC |  | TMC - SAROFIM 1 - ADULT ER | [5 empty] | REGULATORS, SUCTION |  | REGULATORVACUUM-Ohio Medical-6-1251 | REGULATORVACUUM | 6-1251 |  |  |  | Ohio Medical | Regulator, Vacuum |  | REGULATORVACUUM-Ohio Medical-6-1251 |  |  |  |  | No Coverage Specified | MHHS-TMC
NO | NO |  |  |  | PSAY14520 |  | Ohio Medical Corporation |  |  | PSAY14520 | TMC - SAROFIM 1 - ADULT ER | MHHS-TMC |  | Regulator, Vacuum |  | PSAY14520 |  | TMC |  | TMC - SAROFIM 1 - ADULT ER | [5 empty] | REGULATORS, SUCTION |  | REGULATORVACUUM-Ohio Medical-6-1251 | REGULATORVACUUM | 6-1251 |  |  |  | Ohio Medical | Regulator, Vacuum |  | REGULATORVACUUM-Ohio Medical-6-1251 |  |  |  |  | No Coverage Specified | MHHS-TMC
NO | NO |  |  |  | PSAY14521 |  | Ohio Medical Corporation |  |  | PSAY14521 | TMC - SAROFIM 1 - ADULT ER | MHHS-TMC |  | Regulator, Vacuum |  | PSAY14521 |  | TMC |  | TMC - SAROFIM 1 - ADULT ER | [5 empty] | REGULATORS, SUCTION |  | REGULATORVACUUM-Ohio Medical-6-1251 | REGULATORVACUUM | 6-1251 |  |  |  | Ohio Medical | Regulator, Vacuum |  | REGULATORVACUUM-Ohio Medical-6-1251 |  |  |  |  | No Coverage Specified | MHHS-TMC
NO | NO |  |  |  | PSAY14523 |  | Ohio Medical Corporation |  |  | PSAY14523 | TMC - SAROFIM 1 - ADULT ER | MHHS-TMC |  | Regulator, Vacuum |  | PSAY14523 |  | TMC |  | TMC - SAROFIM 1 - ADULT ER | [5 empty] | REGULATORS, SUCTION |  | REGULATORVACUUM-Ohio Medical-6-1251 | REGULATORVACUUM | 6-1251 |  |  |  | Ohio Medical | Regulator, Vacuum |  | REGULATORVACUUM-Ohio Medical-6-1251 |  |  |  |  | No Coverage Specified | MHHS-TMC
NO | NO |  |  |  | PSAY14524 |  | Ohio Medical Corporation |  |  | PSAY14524 | TMC - SAROFIM 1 - ADULT ER | MHHS-TMC |  | Regulator, Vacuum |  | PSAY14524 |  | TMC |  | TMC - SAROFIM 1 - ADULT ER | [5 empty] | REGULATORS, SUCTION |  | REGULATORVACUUM-Ohio Medical-6-1251 | REGULATORVACUUM | 6-1251 |  |  |  | Ohio Medical | Regulator, Vacuum |  | REGULATORVACUUM-Ohio Medical-6-1251 |  |  |  |  | No Coverage Specified | MHHS-TMC
NO | NO |  |  |  | PSAY13728 |  | Ohio Medical Corporation |  |  | PSAY13728 | TMC - SAROFIM 1 - PEDI ER | MHHS-TMC |  | Regulator, Vacuum |  | PSAY13728 |  | TMC |  | TMC - SAROFIM 1 - PEDI ER | [5 empty] | REGULATORS, SUCTION |  | REGULATORVACUUM-Ohio Medical-6-1251 | REGULATORVACUUM | 6-1251 |  |  |  | Ohio Medical | Regulator, Vacuum |  | REGULATORVACUUM-Ohio Medical-6-1251 |  |  |  |  | No Coverage Specified | MHHS-TMC
NO | NO |  |  |  | PSAY13733 |  | Ohio Medical Corporation |  |  | PSAY13733 | TMC - SAROFIM 1 - PEDI ER | MHHS-TMC |  | Regulator, Vacuum |  | PSAY13733 |  | TMC |  | TMC - SAROFIM 1 - PEDI ER | [5 empty] | REGULATORS, SUCTION |  | REGULATORVACUUM-Ohio Medical-6-1251 | REGULATORVACUUM | 6-1251 |  |  |  | Ohio Medical | Regulator, Vacuum |  | REGULATORVACUUM-Ohio Medical-6-1251 |  |  |  |  | No Coverage Specified | MHHS-TMC
NO | NO |  |  |  | PSAY13745 |  | Ohio Medical Corporation |  |  | PSAY13745 | TMC - SAROFIM 1 - PEDI ER | MHHS-TMC |  | Regulator, Vacuum |  | PSAY13745 |  | TMC |  | TMC - SAROFIM 1 - PEDI ER | [5 empty] | REGULATORS, SUCTION |  | REGULATORVACUUM-Ohio Medical-6-1251 | REGULATORVACUUM | 6-1251 |  |  |  | Ohio Medical | Regulator, Vacuum |  | REGULATORVACUUM-Ohio Medical-6-1251 |  |  |  |  | No Coverage Specified | MHHS-TMC
NO | NO |  |  |  | PSAY13746 |  | Ohio Medical Corporation |  |  | PSAY13746 | TMC - SAROFIM 1 - PEDI ER | MHHS-TMC |  | Regulator, Vacuum |  | PSAY13746 |  | TMC |  | TMC - SAROFIM 1 - PEDI ER | [5 empty] | REGULATORS, SUCTION |  | REGULATORVACUUM-Ohio Medical-6-1251 | REGULATORVACUUM | 6-1251 |  |  |  | Ohio Medical | Regulator, Vacuum |  | REGULATORVACUUM-Ohio Medical-6-1251 |  |  |  |  | No Coverage Specified | MHHS-TMC
NO | NO |  |  |  | PSAY13750 |  | Ohio Medical Corporation |  |  | PSAY13750 | TMC - SAROFIM 1 - PEDI ER | MHHS-TMC |  | Regulator, Vacuum |  | PSAY13750 |  | TMC |  | TMC - SAROFIM 1 - PEDI ER | [5 empty] | REGULATORS, SUCTION |  | REGULATORVACUUM-Ohio Medical-6-1251 | REGULATORVACUUM | 6-1251 |  |  |  | Ohio Medical | Regulator, Vacuum |  | REGULATORVACUUM-Ohio Medical-6-1251 |  |  |  |  | No Coverage Specified | MHHS-TMC
NO | NO |  |  |  | PSAY13753 |  | Ohio Medical Corporation |  |  | PSAY13753 | TMC - SAROFIM 1 - PEDI ER | MHHS-TMC |  | Regulator, Vacuum |  | PSAY13753 |  | TMC |  | TMC - SAROFIM 1 - PEDI ER | [5 empty] | REGULATORS, SUCTION |  | REGULATORVACUUM-Ohio Medical-6-1251 | REGULATORVACUUM | 6-1251 |  |  |  | Ohio Medical | Regulator, Vacuum |  | REGULATORVACUUM-Ohio Medical-6-1251 |  |  |  |  | No Coverage Specified | MHHS-TMC
NO | NO |  |  |  | PSAY13754 |  | Ohio Medical Corporation |  |  | PSAY13754 | TMC - SAROFIM 1 - PEDI ER | MHHS-TMC |  | Regulator, Vacuum |  | PSAY13754 |  | TMC |  | TMC - SAROFIM 1 - PEDI ER | [5 empty] | REGULATORS, SUCTION |  | REGULATORVACUUM-Ohio Medical-6-1251 | REGULATORVACUUM | 6-1251 |  |  |  | Ohio Medical | Regulator, Vacuum |  | REGULATORVACUUM-Ohio Medical-6-1251 |  |  |  |  | No Coverage Specified | MHHS-TMC
NO | NO |  |  |  | PSAY13860 |  | Ohio Medical Corporation |  |  | PSAY13860 | TMC - SAROFIM 1 - PEDI ER | MHHS-TMC |  | Regulator, Vacuum |  | PSAY13860 |  | TMC |  | TMC - SAROFIM 1 - PEDI ER | [5 empty] | REGULATORS, SUCTION |  | REGULATORVACUUM-Ohio Medical-6-1251 | REGULATORVACUUM | 6-1251 |  |  |  | Ohio Medical | Regulator, Vacuum |  | REGULATORVACUUM-Ohio Medical-6-1251 |  |  |  |  | No Coverage Specified | MHHS-TMC
NO | NO |  |  |  | PSAY13861 |  | Ohio Medical Corporation |  |  | PSAY13861 | TMC - SAROFIM 1 - PEDI ER | MHHS-TMC |  | Regulator, Vacuum |  | PSAY13861 |  | TMC |  | TMC - SAROFIM 1 - PEDI ER | [5 empty] | REGULATORS, SUCTION |  | REGULATORVACUUM-Ohio Medical-6-1251 | REGULATORVACUUM | 6-1251 |  |  |  | Ohio Medical | Regulator, Vacuum |  | REGULATORVACUUM-Ohio Medical-6-1251 |  |  |  |  | No Coverage Specified | MHHS-TMC
NO | NO |  |  |  | PSAY13865 |  | Ohio Medical Corporation |  |  | PSAY13865 | TMC - SAROFIM 1 - PEDI ER | MHHS-TMC |  | Regulator, Vacuum |  | PSAY13865 |  | TMC |  | TMC - SAROFIM 1 - PEDI ER | [5 empty] | REGULATORS, SUCTION |  | REGULATORVACUUM-Ohio Medical-6-1251 | REGULATORVACUUM | 6-1251 |  |  |  | Ohio Medical | Regulator, Vacuum |  | REGULATORVACUUM-Ohio Medical-6-1251 |  |  |  |  | No Coverage Specified | MHHS-TMC
NO | NO |  |  |  | PSAY13881 |  | Ohio Medical Corporation |  |  | PSAY13881 | TMC - SAROFIM 1 - PEDI ER | MHHS-TMC |  | Regulator, Vacuum |  | PSAY13881 |  | TMC |  | TMC - SAROFIM 1 - PEDI ER | [5 empty] | REGULATORS, SUCTION |  | REGULATORVACUUM-Ohio Medical-6-1251 | REGULATORVACUUM | 6-1251 |  |  |  | Ohio Medical | Regulator, Vacuum |  | REGULATORVACUUM-Ohio Medical-6-1251 |  |  |  |  | No Coverage Specified | MHHS-TMC
NO | NO |  |  |  | PSAY12915 |  | Ohio Medical Corporation |  |  | PSAY12915 | TMC - SAROFIM 2 - ADULT PACU | MHHS-TMC |  | Regulator, Vacuum |  | PSAY12915 |  | TMC |  | TMC - SAROFIM 2 - ADULT PACU | [5 empty] | REGULATORS, SUCTION |  | REGULATORVACUUM-Ohio Medical-6-1251 | REGULATORVACUUM | 6-1251 |  |  |  | Ohio Medical | Regulator, Vacuum |  | REGULATORVACUUM-Ohio Medical-6-1251 |  |  |  |  | No Coverage Specified | MHHS-TMC
NO | NO |  |  |  | PSAY13058 |  | Ohio Medical Corporation |  |  | PSAY13058 | TMC - SAROFIM 2 - ADULT PACU | MHHS-TMC |  | Regulator, Vacuum |  | PSAY13058 |  | TMC |  | TMC - SAROFIM 2 - ADULT PACU | [5 empty] | REGULATORS, SUCTION |  | REGULATORVACUUM-Ohio Medical-6-1251 | REGULATORVACUUM | 6-1251 |  |  |  | Ohio Medical | Regulator, Vacuum |  | REGULATORVACUUM-Ohio Medical-6-1251 |  |  |  |  | No Coverage Specified | MHHS-TMC
NO | NO |  |  |  | PSAY13097 |  | Ohio Medical Corporation |  |  | PSAY13097 | TMC - SAROFIM 2 - ADULT PACU | MHHS-TMC |  | Regulator, Vacuum |  | PSAY13097 |  | TMC |  | TMC - SAROFIM 2 - ADULT PACU | [5 empty] | REGULATORS, SUCTION |  | REGULATORVACUUM-Ohio Medical-6-1251 | REGULATORVACUUM | 6-1251 |  |  |  | Ohio Medical | Regulator, Vacuum |  | REGULATORVACUUM-Ohio Medical-6-1251 |  |  |  |  | No Coverage Specified | MHHS-TMC
NO | NO |  |  |  | PSAY13102 |  | Ohio Medical Corporation |  |  | PSAY13102 | TMC - SAROFIM 2 - ADULT PACU | MHHS-TMC |  | Regulator, Vacuum |  | PSAY13102 |  | TMC |  | TMC - SAROFIM 2 - ADULT PACU | [5 empty] | REGULATORS, SUCTION |  | REGULATORVACUUM-Ohio Medical-6-1251 | REGULATORVACUUM | 6-1251 |  |  |  | Ohio Medical | Regulator, Vacuum |  | REGULATORVACUUM-Ohio Medical-6-1251 |  |  |  |  | No Coverage Specified | MHHS-TMC
NO | NO |  |  |  | PSAY13104 |  | Ohio Medical Corporation |  |  | PSAY13104 | TMC - SAROFIM 2 - ADULT PACU | MHHS-TMC |  | Regulator, Vacuum |  | PSAY13104 |  | TMC |  | TMC - SAROFIM 2 - ADULT PACU | [5 empty] | REGULATORS, SUCTION |  | REGULATORVACUUM-Ohio Medical-6-1251 | REGULATORVACUUM | 6-1251 |  |  |  | Ohio Medical | Regulator, Vacuum |  | REGULATORVACUUM-Ohio Medical-6-1251 |  |  |  |  | No Coverage Specified | MHHS-TMC
NO | NO |  |  |  | PSAY13105 |  | Ohio Medical Corporation |  |  | PSAY13105 | TMC - SAROFIM 2 - ADULT PACU | MHHS-TMC |  | Regulator, Vacuum |  | PSAY13105 |  | TMC |  | TMC - SAROFIM 2 - ADULT PACU | [5 empty] | REGULATORS, SUCTION |  | REGULATORVACUUM-Ohio Medical-6-1251 | REGULATORVACUUM | 6-1251 |  |  |  | Ohio Medical | Regulator, Vacuum |  | REGULATORVACUUM-Ohio Medical-6-1251 |  |  |  |  | No Coverage Specified | MHHS-TMC
NO | NO |  |  |  | PSAY13311 |  | Ohio Medical Corporation |  |  | PSAY13311 | TMC - SAROFIM 2 - ADULT PACU | MHHS-TMC |  | Regulator, Vacuum |  | PSAY13311 |  | TMC |  | TMC - SAROFIM 2 - ADULT PACU | [5 empty] | REGULATORS, SUCTION |  | REGULATORVACUUM-Ohio Medical-6-1251 | REGULATORVACUUM | 6-1251 |  |  |  | Ohio Medical | Regulator, Vacuum |  | REGULATORVACUUM-Ohio Medical-6-1251 |  |  |  |  | No Coverage Specified | MHHS-TMC
NO | NO |  |  |  | PSAY13607 |  | Ohio Medical Corporation |  |  | PSAY13607 | TMC - SAROFIM 2 - ADULT PACU | MHHS-TMC |  | Regulator, Vacuum |  | PSAY13607 |  | TMC |  | TMC - SAROFIM 2 - ADULT PACU | [5 empty] | REGULATORS, SUCTION |  | REGULATORVACUUM-Ohio Medical-6-1251 | REGULATORVACUUM | 6-1251 |  |  |  | Ohio Medical | Regulator, Vacuum |  | REGULATORVACUUM-Ohio Medical-6-1251 |  |  |  |  | No Coverage Specified | MHHS-TMC
NO | NO |  |  |  | PSAY13609 |  | Ohio Medical Corporation |  |  | PSAY13609 | TMC - SAROFIM 2 - ADULT PACU | MHHS-TMC |  | Regulator, Vacuum |  | PSAY13609 |  | TMC |  | TMC - SAROFIM 2 - ADULT PACU | [5 empty] | REGULATORS, SUCTION |  | REGULATORVACUUM-Ohio Medical-6-1251 | REGULATORVACUUM | 6-1251 |  |  |  | Ohio Medical | Regulator, Vacuum |  | REGULATORVACUUM-Ohio Medical-6-1251 |  |  |  |  | No Coverage Specified | MHHS-TMC
NO | NO |  |  |  | PSAY13769 |  | Ohio Medical Corporation |  |  | PSAY13769 | TMC - SAROFIM 2 - ADULT PACU | MHHS-TMC |  | Regulator, Vacuum |  | PSAY13769 |  | TMC |  | TMC - SAROFIM 2 - ADULT PACU | [5 empty] | REGULATORS, SUCTION |  | REGULATORVACUUM-Ohio Medical-6-1251 | REGULATORVACUUM | 6-1251 |  |  |  | Ohio Medical | Regulator, Vacuum |  | REGULATORVACUUM-Ohio Medical-6-1251 |  |  |  |  | No Coverage Specified | MHHS-TMC
NO | NO |  |  |  | PSAY13824 |  | Ohio Medical Corporation |  |  | PSAY13824 | TMC - SAROFIM 2 - ADULT PACU | MHHS-TMC |  | Regulator, Vacuum |  | PSAY13824 |  | TMC |  | TMC - SAROFIM 2 - ADULT PACU | [5 empty] | REGULATORS, SUCTION |  | REGULATORVACUUM-Ohio Medical-6-1251 | REGULATORVACUUM | 6-1251 |  |  |  | Ohio Medical | Regulator, Vacuum |  | REGULATORVACUUM-Ohio Medical-6-1251 |  |  |  |  | No Coverage Specified | MHHS-TMC
NO | NO |  |  |  | PSAY13842 |  | Ohio Medical Corporation |  |  | PSAY13842 | TMC - SAROFIM 2 - ADULT PACU | MHHS-TMC |  | Regulator, Vacuum |  | PSAY13842 |  | TMC |  | TMC - SAROFIM 2 - ADULT PACU | [5 empty] | REGULATORS, SUCTION |  | REGULATORVACUUM-Ohio Medical-6-1251 | REGULATORVACUUM | 6-1251 |  |  |  | Ohio Medical | Regulator, Vacuum |  | REGULATORVACUUM-Ohio Medical-6-1251 |  |  |  |  | No Coverage Specified | MHHS-TMC
NO | NO |  |  |  | PSAY13843 |  | Ohio Medical Corporation |  |  | PSAY13843 | TMC - SAROFIM 2 - ADULT PACU | MHHS-TMC |  | Regulator, Vacuum |  | PSAY13843 |  | TMC |  | TMC - SAROFIM 2 - ADULT PACU | [5 empty] | REGULATORS, SUCTION |  | REGULATORVACUUM-Ohio Medical-6-1251 | REGULATORVACUUM | 6-1251 |  |  |  | Ohio Medical | Regulator, Vacuum |  | REGULATORVACUUM-Ohio Medical-6-1251 |  |  |  |  | No Coverage Specified | MHHS-TMC
NO | NO |  |  |  | PSAY13874 |  | Ohio Medical Corporation |  |  | PSAY13874 | TMC - SAROFIM 2 - ADULT PACU | MHHS-TMC |  | Regulator, Vacuum |  | PSAY13874 |  | TMC |  | TMC - SAROFIM 2 - ADULT PACU | [5 empty] | REGULATORS, SUCTION |  | REGULATORVACUUM-Ohio Medical-6-1251 | REGULATORVACUUM | 6-1251 |  |  |  | Ohio Medical | Regulator, Vacuum |  | REGULATORVACUUM-Ohio Medical-6-1251 |  |  |  |  | No Coverage Specified | MHHS-TMC
NO | NO |  |  |  | PSAY13876 |  | Ohio Medical Corporation |  |  | PSAY13876 | TMC - SAROFIM 2 - ADULT PACU | MHHS-TMC |  | Regulator, Vacuum |  | PSAY13876 |  | TMC |  | TMC - SAROFIM 2 - ADULT PACU | [5 empty] | REGULATORS, SUCTION |  | REGULATORVACUUM-Ohio Medical-6-1251 | REGULATORVACUUM | 6-1251 |  |  |  | Ohio Medical | Regulator, Vacuum |  | REGULATORVACUUM-Ohio Medical-6-1251 |  |  |  |  | No Coverage Specified | MHHS-TMC
NO | NO |  |  |  | PSAY13887 |  | Ohio Medical Corporation |  |  | PSAY13887 | TMC - SAROFIM 2 - ADULT PACU | MHHS-TMC |  | Regulator, Vacuum |  | PSAY13887 |  | TMC |  | TMC - SAROFIM 2 - ADULT PACU | [5 empty] | REGULATORS, SUCTION |  | REGULATORVACUUM-Ohio Medical-6-1251 | REGULATORVACUUM | 6-1251 |  |  |  | Ohio Medical | Regulator, Vacuum |  | REGULATORVACUUM-Ohio Medical-6-1251 |  |  |  |  | No Coverage Specified | MHHS-TMC
NO | NO |  |  |  | PSAY13888 |  | Ohio Medical Corporation |  |  | PSAY13888 | TMC - SAROFIM 2 - ADULT PACU | MHHS-TMC |  | Regulator, Vacuum |  | PSAY13888 |  | TMC |  | TMC - SAROFIM 2 - ADULT PACU | [5 empty] | REGULATORS, SUCTION |  | REGULATORVACUUM-Ohio Medical-6-1251 | REGULATORVACUUM | 6-1251 |  |  |  | Ohio Medical | Regulator, Vacuum |  | REGULATORVACUUM-Ohio Medical-6-1251 |  |  |  |  | No Coverage Specified | MHHS-TMC
NO | NO |  |  |  | PSAY13891 |  | Ohio Medical Corporation |  |  | PSAY13891 | TMC - SAROFIM 2 - ADULT PACU | MHHS-TMC |  | Regulator, Vacuum |  | PSAY13891 |  | TMC |  | TMC - SAROFIM 2 - ADULT PACU | [5 empty] | REGULATORS, SUCTION |  | REGULATORVACUUM-Ohio Medical-6-1251 | REGULATORVACUUM | 6-1251 |  |  |  | Ohio Medical | Regulator, Vacuum |  | REGULATORVACUUM-Ohio Medical-6-1251 |  |  |  |  | No Coverage Specified | MHHS-TMC
NO | NO |  |  |  | PSAY13892 |  | Ohio Medical Corporation |  |  | PSAY13892 | TMC - SAROFIM 2 - ADULT PACU | MHHS-TMC |  | Regulator, Vacuum |  | PSAY13892 |  | TMC |  | TMC - SAROFIM 2 - ADULT PACU | [5 empty] | REGULATORS, SUCTION |  | REGULATORVACUUM-Ohio Medical-6-1251 | REGULATORVACUUM | 6-1251 |  |  |  | Ohio Medical | Regulator, Vacuum |  | REGULATORVACUUM-Ohio Medical-6-1251 |  |  |  |  | No Coverage Specified | MHHS-TMC
NO | NO |  |  |  | PSAY13894 |  | Ohio Medical Corporation |  |  | PSAY13894 | TMC - SAROFIM 2 - ADULT PACU | MHHS-TMC |  | Regulator, Vacuum |  | PSAY13894 |  | TMC |  | TMC - SAROFIM 2 - ADULT PACU | [5 empty] | REGULATORS, SUCTION |  | REGULATORVACUUM-Ohio Medical-6-1251 | REGULATORVACUUM | 6-1251 |  |  |  | Ohio Medical | Regulator, Vacuum |  | REGULATORVACUUM-Ohio Medical-6-1251 |  |  |  |  | No Coverage Specified | MHHS-TMC
NO | NO |  |  |  | PSAY13679 |  | Ohio Medical Corporation |  |  | PSAY13679 | TMC - SAROFIM 2 - ADULT PRE OP | MHHS-TMC |  | Regulator, Vacuum |  | PSAY13679 |  | TMC |  | TMC - SAROFIM 2 - ADULT PRE OP | [5 empty] | REGULATORS, SUCTION |  | REGULATORVACUUM-Ohio Medical-6-1251 | REGULATORVACUUM | 6-1251 |  |  |  | Ohio Medical | Regulator, Vacuum |  | REGULATORVACUUM-Ohio Medical-6-1251 |  |  |  |  | No Coverage Specified | MHHS-TMC
NO | NO |  |  |  | PSAY13683 |  | Ohio Medical Corporation |  |  | PSAY13683 | TMC - SAROFIM 2 - ADULT PRE OP | MHHS-TMC |  | Regulator, Vacuum |  | PSAY13683 |  | TMC |  | TMC - SAROFIM 2 - ADULT PRE OP | [5 empty] | REGULATORS, SUCTION |  | REGULATORVACUUM-Ohio Medical-6-1251 | REGULATORVACUUM | 6-1251 |  |  |  | Ohio Medical | Regulator, Vacuum |  | REGULATORVACUUM-Ohio Medical-6-1251 |  |  |  |  | No Coverage Specified | MHHS-TMC
NO | NO |  |  |  | PSAY13685 |  | Ohio Medical Corporation |  |  | PSAY13685 | TMC - SAROFIM 2 - ADULT PRE OP | MHHS-TMC |  | Regulator, Vacuum |  | PSAY13685 |  | TMC |  | TMC - SAROFIM 2 - ADULT PRE OP | [5 empty] | REGULATORS, SUCTION |  | REGULATORVACUUM-Ohio Medical-6-1251 | REGULATORVACUUM | 6-1251 |  |  |  | Ohio Medical | Regulator, Vacuum |  | REGULATORVACUUM-Ohio Medical-6-1251 |  |  |  |  | No Coverage Specified | MHHS-TMC
NO | NO |  |  |  | PSAY14012 |  | Ohio Medical Corporation |  |  | PSAY14012 | TMC - SAROFIM 2 - ADULT PRE OP | MHHS-TMC |  | Regulator, Vacuum |  | PSAY14012 |  | TMC |  | TMC - SAROFIM 2 - ADULT PRE OP | [5 empty] | REGULATORS, SUCTION |  | REGULATORVACUUM-Ohio Medical-6-1251 | REGULATORVACUUM | 6-1251 |  |  |  | Ohio Medical | Regulator, Vacuum |  | REGULATORVACUUM-Ohio Medical-6-1251 |  |  |  |  | No Coverage Specified | MHHS-TMC
NO | NO |  |  |  | PSAY14014 |  | Ohio Medical Corporation |  |  | PSAY14014 | TMC - SAROFIM 2 - ADULT PRE OP | MHHS-TMC |  | Regulator, Vacuum |  | PSAY14014 |  | TMC |  | TMC - SAROFIM 2 - ADULT PRE OP | [5 empty] | REGULATORS, SUCTION |  | REGULATORVACUUM-Ohio Medical-6-1251 | REGULATORVACUUM | 6-1251 |  |  |  | Ohio Medical | Regulator, Vacuum |  | REGULATORVACUUM-Ohio Medical-6-1251 |  |  |  |  | No Coverage Specified | MHHS-TMC
NO | NO |  |  |  | PSAY14017 |  | Ohio Medical Corporation |  |  | PSAY14017 | TMC - SAROFIM 2 - ADULT PRE OP | MHHS-TMC |  | Regulator, Vacuum |  | PSAY14017 |  | TMC |  | TMC - SAROFIM 2 - ADULT PRE OP | [5 empty] | REGULATORS, SUCTION |  | REGULATORVACUUM-Ohio Medical-6-1251 | REGULATORVACUUM | 6-1251 |  |  |  | Ohio Medical | Regulator, Vacuum |  | REGULATORVACUUM-Ohio Medical-6-1251 |  |  |  |  | No Coverage Specified | MHHS-TMC
NO | NO |  |  |  | PSAY14019 |  | Ohio Medical Corporation |  |  | PSAY14019 | TMC - SAROFIM 2 - ADULT PRE OP | MHHS-TMC |  | Regulator, Vacuum |  | PSAY14019 |  | TMC |  | TMC - SAROFIM 2 - ADULT PRE OP | [5 empty] | REGULATORS, SUCTION |  | REGULATORVACUUM-Ohio Medical-6-1251 | REGULATORVACUUM | 6-1251 |  |  |  | Ohio Medical | Regulator, Vacuum |  | REGULATORVACUUM-Ohio Medical-6-1251 |  |  |  |  | No Coverage Specified | MHHS-TMC
NO | NO |  |  |  | PSAY14022 |  | Ohio Medical Corporation |  |  | PSAY14022 | TMC - SAROFIM 2 - ADULT PRE OP | MHHS-TMC |  | Regulator, Vacuum |  | PSAY14022 |  | TMC |  | TMC - SAROFIM 2 - ADULT PRE OP | [5 empty] | REGULATORS, SUCTION |  | REGULATORVACUUM-Ohio Medical-6-1251 | REGULATORVACUUM | 6-1251 |  |  |  | Ohio Medical | Regulator, Vacuum |  | REGULATORVACUUM-Ohio Medical-6-1251 |  |  |  |  | Not Covered Vendor Only - Biomedical | MHHS-TMC
NO | NO |  |  |  | PSAY14024 |  | Ohio Medical Corporation |  |  | PSAY14024 | TMC - SAROFIM 2 - ADULT PRE OP | MHHS-TMC |  | Regulator, Vacuum |  | PSAY14024 |  | TMC |  | TMC - SAROFIM 2 - ADULT PRE OP | [5 empty] | REGULATORS, SUCTION |  | REGULATORVACUUM-Ohio Medical-6-1251 | REGULATORVACUUM | 6-1251 |  |  |  | Ohio Medical | Regulator, Vacuum |  | REGULATORVACUUM-Ohio Medical-6-1251 |  |  |  |  | Not Covered Vendor Only - Biomedical | MHHS-TMC
NO | NO |  |  |  | PSAY14026 |  | Ohio Medical Corporation |  |  | PSAY14026 | TMC - SAROFIM 2 - ADULT PRE OP | MHHS-TMC |  | Regulator, Vacuum |  | PSAY14026 |  | TMC |  | TMC - SAROFIM 2 - ADULT PRE OP | [5 empty] | REGULATORS, SUCTION |  | REGULATORVACUUM-Ohio Medical-6-1251 | REGULATORVACUUM | 6-1251 |  |  |  | Ohio Medical | Regulator, Vacuum |  | REGULATORVACUUM-Ohio Medical-6-1251 |  |  |  |  | Not Covered Vendor Only - Biomedical | MHHS-TMC
NO | NO |  |  |  | PSAY14134 |  | Ohio Medical Corporation |  |  | PSAY14134 | TMC - SAROFIM 2 - ADULT PRE OP | MHHS-TMC |  | Regulator, Vacuum |  | PSAY14134 |  | TMC |  | TMC - SAROFIM 2 - ADULT PRE OP | [5 empty] | REGULATORS, SUCTION |  | REGULATORVACUUM-Ohio Medical-6-1251 | REGULATORVACUUM | 6-1251 |  |  |  | Ohio Medical | Regulator, Vacuum |  | REGULATORVACUUM-Ohio Medical-6-1251 |  |  |  |  | Not Covered Vendor Only - Biomedical | MHHS-TMC
NO | NO |  |  |  | PSAY14137 |  | Ohio Medical Corporation |  |  | PSAY14137 | TMC - SAROFIM 2 - ADULT PRE OP | MHHS-TMC |  | Regulator, Vacuum |  | PSAY14137 |  | TMC |  | TMC - SAROFIM 2 - ADULT PRE OP | [5 empty] | REGULATORS, SUCTION |  | REGULATORVACUUM-Ohio Medical-6-1251 | REGULATORVACUUM | 6-1251 |  |  |  | Ohio Medical | Regulator, Vacuum |  | REGULATORVACUUM-Ohio Medical-6-1251 |  |  |  |  | Not Covered Vendor Only - Biomedical | MHHS-TMC
NO | NO |  |  |  | PSAY14158 |  | Ohio Medical Corporation |  |  | PSAY14158 | TMC - SAROFIM 2 - ADULT PRE OP | MHHS-TMC |  | Regulator, Vacuum |  | PSAY14158 |  | TMC |  | TMC - SAROFIM 2 - ADULT PRE OP | [5 empty] | REGULATORS, SUCTION |  | REGULATORVACUUM-Ohio Medical-6-1251 | REGULATORVACUUM | 6-1251 |  |  |  | Ohio Medical | Regulator, Vacuum |  | REGULATORVACUUM-Ohio Medical-6-1251 |  |  |  |  | Not Covered Vendor Only - Biomedical | MHHS-TMC
NO | NO |  |  |  | PSAY14177 |  | Ohio Medical Corporation |  |  | PSAY14177 | TMC - SAROFIM 2 - ADULT PRE OP | MHHS-TMC |  | Regulator, Vacuum |  | PSAY14177 |  | TMC |  | TMC - SAROFIM 2 - ADULT PRE OP | [5 empty] | REGULATORS, SUCTION |  | REGULATORVACUUM-Ohio Medical-6-1251 | REGULATORVACUUM | 6-1251 |  |  |  | Ohio Medical | Regulator, Vacuum |  | REGULATORVACUUM-Ohio Medical-6-1251 |  |  |  |  | Not Covered Vendor Only - Biomedical | MHHS-TMC
NO | NO |  |  |  | PSAY14315 |  | Ohio Medical Corporation |  |  | PSAY14315 | TMC - SAROFIM 2 - ADULT PRE OP | MHHS-TMC |  | Regulator, Vacuum |  | PSAY14315 |  | TMC |  | TMC - SAROFIM 2 - ADULT PRE OP | [5 empty] | REGULATORS, SUCTION |  | REGULATORVACUUM-Ohio Medical-6-1251 | REGULATORVACUUM | 6-1251 |  |  |  | Ohio Medical | Regulator, Vacuum |  | REGULATORVACUUM-Ohio Medical-6-1251 |  |  |  |  | Not Covered Vendor Only - Biomedical | MHHS-TMC
NO | NO |  |  |  | PSAY14316 |  | Ohio Medical Corporation |  |  | PSAY14316 | TMC - SAROFIM 2 - ADULT PRE OP | MHHS-TMC |  | Regulator, Vacuum |  | PSAY14316 |  | TMC |  | TMC - SAROFIM 2 - ADULT PRE OP | [5 empty] | REGULATORS, SUCTION |  | REGULATORVACUUM-Ohio Medical-6-1251 | REGULATORVACUUM | 6-1251 |  |  |  | Ohio Medical | Regulator, Vacuum |  | REGULATORVACUUM-Ohio Medical-6-1251 |  |  |  |  | Not Covered Vendor Only - Biomedical | MHHS-TMC
NO | NO |  |  |  | PSAY14347 |  | Ohio Medical Corporation |  |  | PSAY14347 | TMC - SAROFIM 2 - ADULT PRE OP | MHHS-TMC |  | Regulator, Vacuum |  | PSAY14347 |  | TMC |  | TMC - SAROFIM 2 - ADULT PRE OP | [5 empty] | REGULATORS, SUCTION |  | REGULATORVACUUM-Ohio Medical-6-1251 | REGULATORVACUUM | 6-1251 |  |  |  | Ohio Medical | Regulator, Vacuum |  | REGULATORVACUUM-Ohio Medical-6-1251 |  |  |  |  | Not Covered Vendor Only - Biomedical | MHHS-TMC
NO | NO |  |  |  | PSAY14350 |  | Ohio Medical Corporation |  |  | PSAY14350 | TMC - SAROFIM 2 - ADULT PRE OP | MHHS-TMC |  | Regulator, Vacuum |  | PSAY14350 |  | TMC |  | TMC - SAROFIM 2 - ADULT PRE OP | [5 empty] | REGULATORS, SUCTION |  | REGULATORVACUUM-Ohio Medical-6-1251 | REGULATORVACUUM | 6-1251 |  |  |  | Ohio Medical | Regulator, Vacuum |  | REGULATORVACUUM-Ohio Medical-6-1251 |  |  |  |  | Covered PM Repair - Biomedical | MHHS-TMC
NO | NO |  |  |  | PSAY14351 |  | Ohio Medical Corporation |  |  | PSAY14351 | TMC - SAROFIM 2 - ADULT PRE OP | MHHS-TMC |  | Regulator, Vacuum |  | PSAY14351 |  | TMC |  | TMC - SAROFIM 2 - ADULT PRE OP | [5 empty] | REGULATORS, SUCTION |  | REGULATORVACUUM-Ohio Medical-6-1251 | REGULATORVACUUM | 6-1251 |  |  |  | Ohio Medical | Regulator, Vacuum |  | REGULATORVACUUM-Ohio Medical-6-1251 |  |  |  |  | Covered PM Repair - Biomedical | MHHS-TMC
NO | NO |  |  |  | PSAY14352 |  | Ohio Medical Corporation |  |  | PSAY14352 | TMC - SAROFIM 2 - ADULT PRE OP | MHHS-TMC |  | Regulator, Vacuum |  | PSAY14352 |  | TMC |  | TMC - SAROFIM 2 - ADULT PRE OP | [5 empty] | REGULATORS, SUCTION |  | REGULATORVACUUM-Ohio Medical-6-1251 | REGULATORVACUUM | 6-1251 |  |  |  | Ohio Medical | Regulator, Vacuum |  | REGULATORVACUUM-Ohio Medical-6-1251 |  |  |  |  | Covered PM Repair - Biomedical | MHHS-TMC
NO | NO |  |  |  | PSAY14354 |  | Ohio Medical Corporation |  |  | PSAY14354 | TMC - SAROFIM 2 - ADULT PRE OP | MHHS-TMC |  | Regulator, Vacuum |  | PSAY14354 |  | TMC |  | TMC - SAROFIM 2 - ADULT PRE OP | [5 empty] | REGULATORS, SUCTION |  | REGULATORVACUUM-Ohio Medical-6-1251 | REGULATORVACUUM | 6-1251 |  |  |  | Ohio Medical | Regulator, Vacuum |  | REGULATORVACUUM-Ohio Medical-6-1251 |  |  |  |  | Covered PM Repair - Biomedical | MHHS-TMC
NO | NO |  |  |  | PSAY14355 |  | Ohio Medical Corporation |  |  | PSAY14355 | TMC - SAROFIM 2 - ADULT PRE OP | MHHS-TMC |  | Regulator, Vacuum |  | PSAY14355 |  | TMC |  | TMC - SAROFIM 2 - ADULT PRE OP | [5 empty] | REGULATORS, SUCTION |  | REGULATORVACUUM-Ohio Medical-6-1251 | REGULATORVACUUM | 6-1251 |  |  |  | Ohio Medical | Regulator, Vacuum |  | REGULATORVACUUM-Ohio Medical-6-1251 |  |  |  |  | Covered PM Repair - Biomedical | MHHS-TMC
NO | NO |  |  |  | PSAY14409 |  | Ohio Medical Corporation |  |  | PSAY14409 | TMC - SAROFIM 2 - ADULT PRE OP | MHHS-TMC |  | Regulator, Vacuum |  | PSAY14409 |  | TMC |  | TMC - SAROFIM 2 - ADULT PRE OP | [5 empty] | REGULATORS, SUCTION |  | REGULATORVACUUM-Ohio Medical-6-1251 | REGULATORVACUUM | 6-1251 |  |  |  | Ohio Medical | Regulator, Vacuum |  | REGULATORVACUUM-Ohio Medical-6-1251 |  |  |  |  | Covered PM Repair - Biomedical | MHHS-TMC
NO | NO |  |  |  | PSAY14413 |  | Ohio Medical Corporation |  |  | PSAY14413 | TMC - SAROFIM 2 - ADULT PRE OP | MHHS-TMC |  | Regulator, Vacuum |  | PSAY14413 |  | TMC |  | TMC - SAROFIM 2 - ADULT PRE OP | [5 empty] | REGULATORS, SUCTION |  | REGULATORVACUUM-Ohio Medical-6-1251 | REGULATORVACUUM | 6-1251 |  |  |  | Ohio Medical | Regulator, Vacuum |  | REGULATORVACUUM-Ohio Medical-6-1251 |  |  |  |  | Covered PM Repair - Biomedical | MHHS-TMC
NO | NO |  |  |  | PSAY13763 |  | Ohio Medical Corporation |  |  | PSAY13763 | TMC - SAROFIM 3 - PACU | MHHS-TMC |  | Regulator, Vacuum |  | PSAY13763 |  | TMC |  | TMC - SAROFIM 3 - PACU | [5 empty] | REGULATORS, SUCTION |  | REGULATORVACUUM-Ohio Medical-6-1251 | REGULATORVACUUM | 6-1251 |  |  |  | Ohio Medical | Regulator, Vacuum |  | REGULATORVACUUM-Ohio Medical-6-1251 |  |  |  |  | Not Covered Vendor Only - Resp/Ster | MHHS-TMC
NO | NO |  |  |  | PSAY13770 |  | Ohio Medical Corporation |  |  | PSAY13770 | TMC - SAROFIM 3 - PACU | MHHS-TMC |  | Regulator, Vacuum |  | PSAY13770 |  | TMC |  | TMC - SAROFIM 3 - PACU | [5 empty] | REGULATORS, SUCTION |  | REGULATORVACUUM-Ohio Medical-6-1251 | REGULATORVACUUM | 6-1251 |  |  |  | Ohio Medical | Regulator, Vacuum |  | REGULATORVACUUM-Ohio Medical-6-1251 |  |  |  |  | Covered PM Repair - Biomedical | MHHS-TMC
NO | NO |  |  |  | PSAY13771 |  | Ohio Medical Corporation |  |  | PSAY13771 | TMC - SAROFIM 3 - PACU | MHHS-TMC |  | Regulator, Vacuum |  | PSAY13771 |  | TMC |  | TMC - SAROFIM 3 - PACU | [5 empty] | REGULATORS, SUCTION |  | REGULATORVACUUM-Ohio Medical-6-1251 | REGULATORVACUUM | 6-1251 |  |  |  | Ohio Medical | Regulator, Vacuum |  | REGULATORVACUUM-Ohio Medical-6-1251 |  |  |  |  | Covered PM Repair - Biomedical | MHHS-TMC
NO | NO |  |  |  | PSAY13784 |  | Ohio Medical Corporation |  |  | PSAY13784 | TMC - SAROFIM 3 - PACU | MHHS-TMC |  | Regulator, Vacuum |  | PSAY13784 |  | TMC |  | TMC - SAROFIM 3 - PACU | [5 empty] | REGULATORS, SUCTION |  | REGULATORVACUUM-Ohio Medical-6-1251 | REGULATORVACUUM | 6-1251 |  |  |  | Ohio Medical | Regulator, Vacuum |  | REGULATORVACUUM-Ohio Medical-6-1251 |  |  |  |  | Covered PM Repair - Biomedical | MHHS-TMC
NO | NO |  |  |  | PSAY13785 |  | Ohio Medical Corporation |  |  | PSAY13785 | TMC - SAROFIM 3 - PACU | MHHS-TMC |  | Regulator, Vacuum |  | PSAY13785 |  | TMC |  | TMC - SAROFIM 3 - PACU | [5 empty] | REGULATORS, SUCTION |  | REGULATORVACUUM-Ohio Medical-6-1251 | REGULATORVACUUM | 6-1251 |  |  |  | Ohio Medical | Regulator, Vacuum |  | REGULATORVACUUM-Ohio Medical-6-1251 |  |  |  |  | Covered PM Repair - Biomedical | MHHS-TMC
NO | NO |  |  |  | PSAY13794 |  | Ohio Medical Corporation |  |  | PSAY13794 | TMC - SAROFIM 3 - PACU | MHHS-TMC |  | Regulator, Vacuum |  | PSAY13794 |  | TMC |  | TMC - SAROFIM 3 - PACU | [5 empty] | REGULATORS, SUCTION |  | REGULATORVACUUM-Ohio Medical-6-1251 | REGULATORVACUUM | 6-1251 |  |  |  | Ohio Medical | Regulator, Vacuum |  | REGULATORVACUUM-Ohio Medical-6-1251 |  |  |  |  | Covered PM Repair - Biomedical | MHHS-TMC
NO | NO |  |  |  | PSAY13795 |  | Ohio Medical Corporation |  |  | PSAY13795 | TMC - SAROFIM 3 - PACU | MHHS-TMC |  | Regulator, Vacuum |  | PSAY13795 |  | TMC |  | TMC - SAROFIM 3 - PACU | [5 empty] | REGULATORS, SUCTION |  | REGULATORVACUUM-Ohio Medical-6-1251 | REGULATORVACUUM | 6-1251 |  |  |  | Ohio Medical | Regulator, Vacuum |  | REGULATORVACUUM-Ohio Medical-6-1251 |  |  |  |  | Covered PM Repair - Biomedical | MHHS-TMC
NO | NO |  |  |  | PSAY13804 |  | Ohio Medical Corporation |  |  | PSAY13804 | TMC - SAROFIM 3 - PACU | MHHS-TMC |  | Regulator, Vacuum |  | PSAY13804 |  | TMC |  | TMC - SAROFIM 3 - PACU | [5 empty] | REGULATORS, SUCTION |  | REGULATORVACUUM-Ohio Medical-6-1251 | REGULATORVACUUM | 6-1251 |  |  |  | Ohio Medical | Regulator, Vacuum |  | REGULATORVACUUM-Ohio Medical-6-1251 |  |  |  |  | Covered PM Repair - Biomedical | MHHS-TMC
NO | NO |  |  |  | PSAY13818 |  | Ohio Medical Corporation |  |  | PSAY13818 | TMC - SAROFIM 3 - PACU | MHHS-TMC |  | Regulator, Vacuum |  | PSAY13818 |  | TMC |  | TMC - SAROFIM 3 - PACU | [5 empty] | REGULATORS, SUCTION |  | REGULATORVACUUM-Ohio Medical-6-1251 | REGULATORVACUUM | 6-1251 |  |  |  | Ohio Medical | Regulator, Vacuum |  | REGULATORVACUUM-Ohio Medical-6-1251 |  |  |  |  | Covered PM Repair - Biomedical | MHHS-TMC
NO | NO |  |  |  | PSAY13820 |  | Ohio Medical Corporation |  |  | PSAY13820 | TMC - SAROFIM 3 - PACU | MHHS-TMC |  | Regulator, Vacuum |  | PSAY13820 |  | TMC |  | TMC - SAROFIM 3 - PACU | [5 empty] | REGULATORS, SUCTION |  | REGULATORVACUUM-Ohio Medical-6-1251 | REGULATORVACUUM | 6-1251 |  |  |  | Ohio Medical | Regulator, Vacuum |  | REGULATORVACUUM-Ohio Medical-6-1251 |  |  |  |  | Covered PM Repair - Biomedical | MHHS-TMC
NO | NO |  |  |  | PSAY13838 |  | Ohio Medical Corporation |  |  | PSAY13838 | TMC - SAROFIM 3 - PACU | MHHS-TMC |  | Regulator, Vacuum |  | PSAY13838 |  | TMC |  | TMC - SAROFIM 3 - PACU | [5 empty] | REGULATORS, SUCTION |  | REGULATORVACUUM-Ohio Medical-6-1251 | REGULATORVACUUM | 6-1251 |  |  |  | Ohio Medical | Regulator, Vacuum |  | REGULATORVACUUM-Ohio Medical-6-1251 |  |  |  |  | Covered PM Repair - Biomedical | MHHS-TMC
NO | NO |  |  |  | PSAY13839 |  | Ohio Medical Corporation |  |  | PSAY13839 | TMC - SAROFIM 3 - PACU | MHHS-TMC |  | Regulator, Vacuum |  | PSAY13839 |  | TMC |  | TMC - SAROFIM 3 - PACU | [5 empty] | REGULATORS, SUCTION |  | REGULATORVACUUM-Ohio Medical-6-1251 | REGULATORVACUUM | 6-1251 |  |  |  | Ohio Medical | Regulator, Vacuum |  | REGULATORVACUUM-Ohio Medical-6-1251 |  |  |  |  | Covered PM Repair - Biomedical | MHHS-TMC
NO | NO |  |  |  | PSAY13849 |  | Ohio Medical Corporation |  |  | PSAY13849 | TMC - SAROFIM 3 - PACU | MHHS-TMC |  | Regulator, Vacuum |  | PSAY13849 |  | TMC |  | TMC - SAROFIM 3 - PACU | [5 empty] | REGULATORS, SUCTION |  | REGULATORVACUUM-Ohio Medical-6-1251 | REGULATORVACUUM | 6-1251 |  |  |  | Ohio Medical | Regulator, Vacuum |  | REGULATORVACUUM-Ohio Medical-6-1251 |  |  |  |  | Covered PM Repair - Biomedical | MHHS-TMC
NO | NO |  |  |  | PSAY13853 |  | Ohio Medical Corporation |  |  | PSAY13853 | TMC - SAROFIM 3 - PACU | MHHS-TMC |  | Regulator, Vacuum |  | PSAY13853 |  | TMC |  | TMC - SAROFIM 3 - PACU | [5 empty] | REGULATORS, SUCTION |  | REGULATORVACUUM-Ohio Medical-6-1251 | REGULATORVACUUM | 6-1251 |  |  |  | Ohio Medical | Regulator, Vacuum |  | REGULATORVACUUM-Ohio Medical-6-1251 |  |  |  |  | Covered PM Repair - Biomedical | MHHS-TMC
NO | NO |  |  |  | PSAY13854 |  | Ohio Medical Corporation |  |  | PSAY13854 | TMC - SAROFIM 3 - PACU | MHHS-TMC |  | Regulator, Vacuum |  | PSAY13854 |  | TMC |  | TMC - SAROFIM 3 - PACU | [5 empty] | REGULATORS, SUCTION |  | REGULATORVACUUM-Ohio Medical-6-1251 | REGULATORVACUUM | 6-1251 |  |  |  | Ohio Medical | Regulator, Vacuum |  | REGULATORVACUUM-Ohio Medical-6-1251 |  |  |  |  | Covered PM Repair - Biomedical | MHHS-TMC
NO | NO |  |  |  | PSAY13855 |  | Ohio Medical Corporation |  |  | PSAY13855 | TMC - SAROFIM 3 - PACU | MHHS-TMC |  | Regulator, Vacuum |  | PSAY13855 |  | TMC |  | TMC - SAROFIM 3 - PACU | [5 empty] | REGULATORS, SUCTION |  | REGULATORVACUUM-Ohio Medical-6-1251 | REGULATORVACUUM | 6-1251 |  |  |  | Ohio Medical | Regulator, Vacuum |  | REGULATORVACUUM-Ohio Medical-6-1251 |  |  |  |  | Covered PM Repair - Biomedical | MHHS-TMC
NO | NO |  |  |  | PSAY13871 |  | Ohio Medical Corporation |  |  | PSAY13871 | TMC - SAROFIM 3 - PACU | MHHS-TMC |  | Regulator, Vacuum |  | PSAY13871 |  | TMC |  | TMC - SAROFIM 3 - PACU | [5 empty] | REGULATORS, SUCTION |  | REGULATORVACUUM-Ohio Medical-6-1251 | REGULATORVACUUM | 6-1251 |  |  |  | Ohio Medical | Regulator, Vacuum |  | REGULATORVACUUM-Ohio Medical-6-1251 |  |  |  |  | Covered PM Repair - Biomedical | MHHS-TMC
NO | NO |  |  |  | PSAY13899 |  | Ohio Medical Corporation |  |  | PSAY13899 | TMC - SAROFIM 3 - PACU | MHHS-TMC |  | Regulator, Vacuum |  | PSAY13899 |  | TMC |  | TMC - SAROFIM 3 - PACU | [5 empty] | REGULATORS, SUCTION |  | REGULATORVACUUM-Ohio Medical-6-1251 | REGULATORVACUUM | 6-1251 |  |  |  | Ohio Medical | Regulator, Vacuum |  | REGULATORVACUUM-Ohio Medical-6-1251 |  |  |  |  | Covered PM Repair - Biomedical | MHHS-TMC
NO | NO |  |  |  | PSAY14245 |  | Ohio Medical Corporation |  |  | PSAY14245 | TMC - SAROFIM 3 - PACU | MHHS-TMC |  | Regulator, Vacuum |  | PSAY14245 |  | TMC |  | TMC - SAROFIM 3 - PACU | [5 empty] | REGULATORS, SUCTION |  | REGULATORVACUUM-Ohio Medical-6-1251 | REGULATORVACUUM | 6-1251 |  |  |  | Ohio Medical | Regulator, Vacuum |  | REGULATORVACUUM-Ohio Medical-6-1251 |  |  |  |  | Covered PM Repair - Biomedical | MHHS-TMC
NO | NO |  |  |  | PSAY14245 |  | Ohio Medical Corporation |  |  | PSAY14245 | TMC - SAROFIM 3 - PACU | MHHS-TMC |  | Regulator, Vacuum |  | PSAY14245 |  | TMC |  | TMC - SAROFIM 3 - PACU | [5 empty] | REGULATORS, SUCTION |  | REGULATORVACUUM-Ohio Medical-6-1251 | REGULATORVACUUM | 6-1251 |  |  |  | Ohio Medical | Regulator, Vacuum |  | REGULATORVACUUM-Ohio Medical-6-1251 |  |  |  |  | Covered PM Repair - Biomedical | MHHS-TMC
NO | NO |  |  |  | PSAY14274 |  | Ohio Medical Corporation |  |  | PSAY14274 | TMC - SAROFIM 3 - PACU | MHHS-TMC |  | Regulator, Vacuum |  | PSAY14274 |  | TMC |  | TMC - SAROFIM 3 - PACU | [5 empty] | REGULATORS, SUCTION |  | REGULATORVACUUM-Ohio Medical-6-1251 | REGULATORVACUUM | 6-1251 |  |  |  | Ohio Medical | Regulator, Vacuum |  | REGULATORVACUUM-Ohio Medical-6-1251 |  |  |  |  | Covered PM Repair - Biomedical | MHHS-TMC
NO | NO |  |  |  | PSAY14487 |  | Ohio Medical Corporation |  |  | PSAY14487 | TMC - SAROFIM 3 - PACU | MHHS-TMC |  | Regulator, Vacuum |  | PSAY14487 |  | TMC |  | TMC - SAROFIM 3 - PACU | [5 empty] | REGULATORS, SUCTION |  | REGULATORVACUUM-Ohio Medical-6-1251 | REGULATORVACUUM | 6-1251 |  |  |  | Ohio Medical | Regulator, Vacuum |  | REGULATORVACUUM-Ohio Medical-6-1251 |  |  |  |  | Covered PM Repair - Biomedical | MHHS-TMC
NO | NO |  |  |  | PSAY14491 |  | Ohio Medical Corporation |  |  | PSAY14491 | TMC - SAROFIM 3 - PACU | MHHS-TMC |  | Regulator, Vacuum |  | PSAY14491 |  | TMC |  | TMC - SAROFIM 3 - PACU | [5 empty] | REGULATORS, SUCTION |  | REGULATORVACUUM-Ohio Medical-6-1251 | REGULATORVACUUM | 6-1251 |  |  |  | Ohio Medical | Regulator, Vacuum |  | REGULATORVACUUM-Ohio Medical-6-1251 |  |  |  |  | Covered PM Repair - Biomedical | MHHS-TMC
NO | NO |  |  |  | PSAY14501 |  | Ohio Medical Corporation |  |  | PSAY14501 | TMC - SAROFIM 3 - PACU | MHHS-TMC |  | Regulator, Vacuum |  | PSAY14501 |  | TMC |  | TMC - SAROFIM 3 - PACU | [5 empty] | REGULATORS, SUCTION |  | REGULATORVACUUM-Ohio Medical-6-1251 | REGULATORVACUUM | 6-1251 |  |  |  | Ohio Medical | Regulator, Vacuum |  | REGULATORVACUUM-Ohio Medical-6-1251 |  |  |  |  | Covered PM Repair - Biomedical | MHHS-TMC
NO | NO |  |  |  | PSAY14504 |  | Ohio Medical Corporation |  |  | PSAY14504 | TMC - SAROFIM 3 - PACU | MHHS-TMC |  | Regulator, Vacuum |  | PSAY14504 |  | TMC |  | TMC - SAROFIM 3 - PACU | [5 empty] | REGULATORS, SUCTION |  | REGULATORVACUUM-Ohio Medical-6-1251 | REGULATORVACUUM | 6-1251 |  |  |  | Ohio Medical | Regulator, Vacuum |  | REGULATORVACUUM-Ohio Medical-6-1251 |  |  |  |  | Covered PM Repair - Biomedical | MHHS-TMC
NO | NO |  |  |  | PSAY14506 |  | Ohio Medical Corporation |  |  | PSAY14506 | TMC - SAROFIM 3 - PACU | MHHS-TMC |  | Regulator, Vacuum |  | PSAY14506 |  | TMC |  | TMC - SAROFIM 3 - PACU | [5 empty] | REGULATORS, SUCTION |  | REGULATORVACUUM-Ohio Medical-6-1251 | REGULATORVACUUM | 6-1251 |  |  |  | Ohio Medical | Regulator, Vacuum |  | REGULATORVACUUM-Ohio Medical-6-1251 |  |  |  |  | Covered PM Repair - Biomedical | MHHS-TMC
NO | NO |  |  |  | psay13929 |  | Ohio Medical Corporation |  |  | psay13929 | TMC - SAROFIM 5 - BURN UNIT | MHHS-TMC |  | Regulator, Vacuum |  | psay13929 |  | TMC |  | TMC - SAROFIM 5 - BURN UNIT | [5 empty] | REGULATORS, SUCTION |  | REGULATORVACUUM-Ohio Medical-6-1251 | REGULATORVACUUM | 6-1251 |  |  |  | Ohio Medical | Regulator, Vacuum |  | REGULATORVACUUM-Ohio Medical-6-1251 |  |  |  |  | Covered PM Repair - Biomedical | MHHS-TMC
NO | NO |  |  |  | psay13957 |  | Ohio Medical Corporation |  |  | psay13957 | TMC - SAROFIM 5 - BURN UNIT | MHHS-TMC |  | Regulator, Vacuum |  | psay13957 |  | TMC |  | TMC - SAROFIM 5 - BURN UNIT | [5 empty] | REGULATORS, SUCTION |  | REGULATORVACUUM-Ohio Medical-6-1251 | REGULATORVACUUM | 6-1251 |  |  |  | Ohio Medical | Regulator, Vacuum |  | REGULATORVACUUM-Ohio Medical-6-1251 |  |  |  |  | Covered PM Repair - Biomedical | MHHS-TMC
NO | NO |  |  |  | psay13958 |  | Ohio Medical Corporation |  |  | psay13958 | TMC - SAROFIM 5 - BURN UNIT | MHHS-TMC |  | Regulator, Vacuum |  | psay13958 |  | TMC |  | TMC - SAROFIM 5 - BURN UNIT | [5 empty] | REGULATORS, SUCTION |  | REGULATORVACUUM-Ohio Medical-6-1251 | REGULATORVACUUM | 6-1251 |  |  |  | Ohio Medical | Regulator, Vacuum |  | REGULATORVACUUM-Ohio Medical-6-1251 |  |  |  |  | Covered PM Repair - Biomedical | MHHS-TMC
NO | NO |  |  |  | psay13960 |  | Ohio Medical Corporation |  |  | psay13960 | TMC - SAROFIM 5 - BURN UNIT | MHHS-TMC |  | Regulator, Vacuum |  | psay13960 |  | TMC |  | TMC - SAROFIM 5 - BURN UNIT | [5 empty] | REGULATORS, SUCTION |  | REGULATORVACUUM-Ohio Medical-6-1251 | REGULATORVACUUM | 6-1251 |  |  |  | Ohio Medical | Regulator, Vacuum |  | REGULATORVACUUM-Ohio Medical-6-1251 |  |  |  |  | Covered PM Repair - Biomedical | MHHS-TMC
NO | NO |  |  |  | psay13977 |  | Ohio Medical Corporation |  |  | psay13977 | TMC - SAROFIM 5 - BURN UNIT | MHHS-TMC |  | Regulator, Vacuum |  | psay13977 |  | TMC |  | TMC - SAROFIM 5 - BURN UNIT | [5 empty] | REGULATORS, SUCTION |  | REGULATORVACUUM-Ohio Medical-6-1251 | REGULATORVACUUM | 6-1251 |  |  |  | Ohio Medical | Regulator, Vacuum |  | REGULATORVACUUM-Ohio Medical-6-1251 |  |  |  |  | Covered PM Repair - Biomedical | MHHS-TMC
NO | NO |  |  |  | psay13978 |  | Ohio Medical Corporation |  |  | psay13978 | TMC - SAROFIM 5 - BURN UNIT | MHHS-TMC |  | Regulator, Vacuum |  | psay13978 |  | TMC |  | TMC - SAROFIM 5 - BURN UNIT | [5 empty] | REGULATORS, SUCTION |  | REGULATORVACUUM-Ohio Medical-6-1251 | REGULATORVACUUM | 6-1251 |  |  |  | Ohio Medical | Regulator, Vacuum |  | REGULATORVACUUM-Ohio Medical-6-1251 |  |  |  |  | Covered PM Repair - Biomedical | MHHS-TMC
NO | NO |  |  |  | psay13980 |  | Ohio Medical Corporation |  |  | psay13980 | TMC - SAROFIM 5 - BURN UNIT | MHHS-TMC |  | Regulator, Vacuum |  | psay13980 |  | TMC |  | TMC - SAROFIM 5 - BURN UNIT | [5 empty] | REGULATORS, SUCTION |  | REGULATORVACUUM-Ohio Medical-6-1251 | REGULATORVACUUM | 6-1251 |  |  |  | Ohio Medical | Regulator, Vacuum |  | REGULATORVACUUM-Ohio Medical-6-1251 |  |  |  |  | Covered PM Repair - Biomedical | MHHS-TMC
NO | NO |  |  |  | psay13981 |  | Ohio Medical Corporation |  |  | psay13981 | TMC - SAROFIM 5 - BURN UNIT | MHHS-TMC |  | Regulator, Vacuum |  | psay13981 |  | TMC |  | TMC - SAROFIM 5 - BURN UNIT | [5 empty] | REGULATORS, SUCTION |  | REGULATORVACUUM-Ohio Medical-6-1251 | REGULATORVACUUM | 6-1251 |  |  |  | Ohio Medical | Regulator, Vacuum |  | REGULATORVACUUM-Ohio Medical-6-1251 |  |  |  |  | Covered PM Repair - Biomedical | MHHS-TMC
NO | NO |  |  |  | psay13988 |  | Ohio Medical Corporation |  |  | psay13988 | TMC - SAROFIM 5 - BURN UNIT | MHHS-TMC |  | Regulator, Vacuum |  | psay13988 |  | TMC |  | TMC - SAROFIM 5 - BURN UNIT | [5 empty] | REGULATORS, SUCTION |  | REGULATORVACUUM-Ohio Medical-6-1251 | REGULATORVACUUM | 6-1251 |  |  |  | Ohio Medical | Regulator, Vacuum |  | REGULATORVACUUM-Ohio Medical-6-1251 |  |  |  |  | Covered PM Repair - Biomedical | MHHS-TMC
NO | NO |  |  |  | psay13989 |  | Ohio Medical Corporation |  |  | psay13989 | TMC - SAROFIM 5 - BURN UNIT | MHHS-TMC |  | Regulator, Vacuum |  | psay13989 |  | TMC |  | TMC - SAROFIM 5 - BURN UNIT | [5 empty] | REGULATORS, SUCTION |  | REGULATORVACUUM-Ohio Medical-6-1251 | REGULATORVACUUM | 6-1251 |  |  |  | Ohio Medical | Regulator, Vacuum |  | REGULATORVACUUM-Ohio Medical-6-1251 |  |  |  |  | Covered PM Repair - Biomedical | MHHS-TMC
NO | NO |  |  |  | psay13991 |  | Ohio Medical Corporation |  |  | psay13991 | TMC - SAROFIM 5 - BURN UNIT | MHHS-TMC |  | Regulator, Vacuum |  | psay13991 |  | TMC |  | TMC - SAROFIM 5 - BURN UNIT | [5 empty] | REGULATORS, SUCTION |  | REGULATORVACUUM-Ohio Medical-6-1251 | REGULATORVACUUM | 6-1251 |  |  |  | Ohio Medical | Regulator, Vacuum |  | REGULATORVACUUM-Ohio Medical-6-1251 |  |  |  |  | Covered PM Repair - Biomedical | MHHS-TMC
NO | NO |  |  |  | psay14384 |  | Ohio Medical Corporation |  |  | psay14384 | TMC - SAROFIM 5 - BURN UNIT | MHHS-TMC |  | Regulator, Vacuum |  | psay14384 |  | TMC |  | TMC - SAROFIM 5 - BURN UNIT | [5 empty] | REGULATORS, SUCTION |  | REGULATORVACUUM-Ohio Medical-6-1251 | REGULATORVACUUM | 6-1251 |  |  |  | Ohio Medical | Regulator, Vacuum |  | REGULATORVACUUM-Ohio Medical-6-1251 |  |  |  |  | Covered PM Repair - Biomedical | MHHS-TMC
NO | NO |  |  |  | psay13308 |  | Ohio Medical Corporation |  |  | psay13308 | TMC - SAROFIM 5 - SILVER | MHHS-TMC |  | Regulator, Vacuum |  | psay13308 |  | TMC |  | TMC - SAROFIM 5 - SILVER | [5 empty] | REGULATORS, SUCTION |  | REGULATORVACUUM-Ohio Medical-6-1251 | REGULATORVACUUM | 6-1251 |  |  |  | Ohio Medical | Regulator, Vacuum |  | REGULATORVACUUM-Ohio Medical-6-1251 |  |  |  |  | Covered PM Repair - Biomedical | MHHS-TMC
NO | NO |  |  |  | psay13314 |  | Ohio Medical Corporation |  |  | psay13314 | TMC - SAROFIM 5 - SILVER | MHHS-TMC |  | Regulator, Vacuum |  | psay13314 |  | TMC |  | TMC - SAROFIM 5 - SILVER | [5 empty] | REGULATORS, SUCTION |  | REGULATORVACUUM-Ohio Medical-6-1251 | REGULATORVACUUM | 6-1251 |  |  |  | Ohio Medical | Regulator, Vacuum |  | REGULATORVACUUM-Ohio Medical-6-1251 |  |  |  |  | Covered PM Repair - Biomedical | MHHS-TMC
NO | NO |  |  |  | psay13316 |  | Ohio Medical Corporation |  |  | psay13316 | TMC - SAROFIM 5 - SILVER | MHHS-TMC |  | Regulator, Vacuum |  | psay13316 |  | TMC |  | TMC - SAROFIM 5 - SILVER | [5 empty] | REGULATORS, SUCTION |  | REGULATORVACUUM-Ohio Medical-6-1251 | REGULATORVACUUM | 6-1251 |  |  |  | Ohio Medical | Regulator, Vacuum |  | REGULATORVACUUM-Ohio Medical-6-1251 |  |  |  |  | No Coverage Specified | MHHS-TMC
NO | NO |  |  |  | psay14152 |  | Ohio Medical Corporation |  |  | psay14152 | TMC - SAROFIM 5 - SILVER | MHHS-TMC |  | Regulator, Vacuum |  | psay14152 |  | TMC |  | TMC - SAROFIM 5 - SILVER | [5 empty] | REGULATORS, SUCTION |  | REGULATORVACUUM-Ohio Medical-6-1251 | REGULATORVACUUM | 6-1251 |  |  |  | Ohio Medical | Regulator, Vacuum |  | REGULATORVACUUM-Ohio Medical-6-1251 |  |  |  |  | Covered PM Repair - Biomedical | MHHS-TMC
NO | NO |  |  |  | psay14154 |  | Ohio Medical Corporation |  |  | psay14154 | TMC - SAROFIM 5 - SILVER | MHHS-TMC |  | Regulator, Vacuum |  | psay14154 |  | TMC |  | TMC - SAROFIM 5 - SILVER | [5 empty] | REGULATORS, SUCTION |  | REGULATORVACUUM-Ohio Medical-6-1251 | REGULATORVACUUM | 6-1251 |  |  |  | Ohio Medical | Regulator, Vacuum |  | REGULATORVACUUM-Ohio Medical-6-1251 |  |  |  |  | Covered PM Repair - Biomedical | MHHS-TMC
NO | NO |  |  |  | psay14327 |  | Ohio Medical Corporation |  |  | psay14327 | TMC - SAROFIM 5 - SILVER | MHHS-TMC |  | Regulator, Vacuum |  | psay14327 |  | TMC |  | TMC - SAROFIM 5 - SILVER | [5 empty] | REGULATORS, SUCTION |  | REGULATORVACUUM-Ohio Medical-6-1251 | REGULATORVACUUM | 6-1251 |  |  |  | Ohio Medical | Regulator, Vacuum |  | REGULATORVACUUM-Ohio Medical-6-1251 |  |  |  |  | Covered PM Repair - Biomedical | MHHS-TMC
NO | NO |  |  |  | psay14406 |  | Ohio Medical Corporation |  |  | psay14406 | TMC - SAROFIM 5 - SILVER | MHHS-TMC |  | Regulator, Vacuum |  | psay14406 |  | TMC |  | TMC - SAROFIM 5 - SILVER | [5 empty] | REGULATORS, SUCTION |  | REGULATORVACUUM-Ohio Medical-6-1251 | REGULATORVACUUM | 6-1251 |  |  |  | Ohio Medical | Regulator, Vacuum |  | REGULATORVACUUM-Ohio Medical-6-1251 |  |  |  |  | Covered PM Repair - Biomedical | MHHS-TMC
NO | NO |  |  |  | psay14419 |  | Ohio Medical Corporation |  |  | psay14419 | TMC - SAROFIM 5 - SILVER | MHHS-TMC |  | Regulator, Vacuum |  | psay14419 |  | TMC |  | TMC - SAROFIM 5 - SILVER | [5 empty] | REGULATORS, SUCTION |  | REGULATORVACUUM-Ohio Medical-6-1251 | REGULATORVACUUM | 6-1251 |  |  |  | Ohio Medical | Regulator, Vacuum |  | REGULATORVACUUM-Ohio Medical-6-1251 |  |  |  |  | Covered PM Repair - Biomedical | MHHS-TMC
NO | NO |  |  |  | psay14420 |  | Ohio Medical Corporation |  |  | psay14420 | TMC - SAROFIM 5 - SILVER | MHHS-TMC |  | Regulator, Vacuum |  | psay14420 |  | TMC |  | TMC - SAROFIM 5 - SILVER | [5 empty] | REGULATORS, SUCTION |  | REGULATORVACUUM-Ohio Medical-6-1251 | REGULATORVACUUM | 6-1251 |  |  |  | Ohio Medical | Regulator, Vacuum |  | REGULATORVACUUM-Ohio Medical-6-1251 |  |  |  |  | Covered PM Repair - Biomedical | MHHS-TMC
NO | NO |  |  |  | PSAY13654 |  | Ohio Medical Corporation |  |  | PSAY13654 | TMC - SAROFIM 6 - SIMU | MHHS-TMC |  | Regulator, Vacuum |  | PSAY13654 |  | TMC |  | TMC - SAROFIM 6 - SIMU | [5 empty] | REGULATORS, SUCTION |  | REGULATORVACUUM-Ohio Medical-6-1251 | REGULATORVACUUM | 6-1251 |  |  |  | Ohio Medical | Regulator, Vacuum |  | REGULATORVACUUM-Ohio Medical-6-1251 |  |  |  |  | Covered PM Repair - Biomedical | MHHS-TMC
NO | NO |  |  |  | PSAY13655 |  | Ohio Medical Corporation |  |  | PSAY13655 | TMC - SAROFIM 6 - SIMU | MHHS-TMC |  | Regulator, Vacuum |  | PSAY13655 |  | TMC |  | TMC - SAROFIM 6 - SIMU | [5 empty] | REGULATORS, SUCTION |  | REGULATORVACUUM-Ohio Medical-6-1251 | REGULATORVACUUM | 6-1251 |  |  |  | Ohio Medical | Regulator, Vacuum |  | REGULATORVACUUM-Ohio Medical-6-1251 |  |  |  |  | Covered PM Repair - Biomedical | MHHS-TMC
NO | NO |  |  |  | PSAY13691 |  | Ohio Medical Corporation |  |  | PSAY13691 | TMC - SAROFIM 6 - SIMU | MHHS-TMC |  | Regulator, Vacuum |  | PSAY13691 |  | TMC |  | TMC - SAROFIM 6 - SIMU | [5 empty] | REGULATORS, SUCTION |  | REGULATORVACUUM-Ohio Medical-6-1251 | REGULATORVACUUM | 6-1251 |  |  |  | Ohio Medical | Regulator, Vacuum |  | REGULATORVACUUM-Ohio Medical-6-1251 |  |  |  |  | Covered PM Repair - Biomedical | MHHS-TMC
NO | NO |  |  |  | PSAY13702 |  | Ohio Medical Corporation |  |  | PSAY13702 | TMC - SAROFIM 6 - SIMU | MHHS-TMC |  | Regulator, Vacuum |  | PSAY13702 |  | TMC |  | TMC - SAROFIM 6 - SIMU | [5 empty] | REGULATORS, SUCTION |  | REGULATORVACUUM-Ohio Medical-6-1251 | REGULATORVACUUM | 6-1251 |  |  |  | Ohio Medical | Regulator, Vacuum |  | REGULATORVACUUM-Ohio Medical-6-1251 |  |  |  |  | Covered PM Repair - Biomedical | MHHS-TMC
NO | NO |  |  |  | PSAY13703 |  | Ohio Medical Corporation |  |  | PSAY13703 | TMC - SAROFIM 6 - SIMU | MHHS-TMC |  | Regulator, Vacuum |  | PSAY13703 |  | TMC |  | TMC - SAROFIM 6 - SIMU | [5 empty] | REGULATORS, SUCTION |  | REGULATORVACUUM-Ohio Medical-6-1251 | REGULATORVACUUM | 6-1251 |  |  |  | Ohio Medical | Regulator, Vacuum |  | REGULATORVACUUM-Ohio Medical-6-1251 |  |  |  |  | Covered PM Repair - Biomedical | MHHS-TMC
NO | NO |  |  |  | PSAY13704 |  | Ohio Medical Corporation |  |  | PSAY13704 | TMC - SAROFIM 6 - SIMU | MHHS-TMC |  | Regulator, Vacuum |  | PSAY13704 |  | TMC |  | TMC - SAROFIM 6 - SIMU | [5 empty] | REGULATORS, SUCTION |  | REGULATORVACUUM-Ohio Medical-6-1251 | REGULATORVACUUM | 6-1251 |  |  |  | Ohio Medical | Regulator, Vacuum |  | REGULATORVACUUM-Ohio Medical-6-1251 |  |  |  |  | Covered PM Repair - Biomedical | MHHS-TMC
NO | NO |  |  |  | PSAY13705 |  | Ohio Medical Corporation |  |  | PSAY13705 | TMC - SAROFIM 6 - SIMU | MHHS-TMC |  | Regulator, Vacuum |  | PSAY13705 |  | TMC |  | TMC - SAROFIM 6 - SIMU | [5 empty] | REGULATORS, SUCTION |  | REGULATORVACUUM-Ohio Medical-6-1251 | REGULATORVACUUM | 6-1251 |  |  |  | Ohio Medical | Regulator, Vacuum |  | REGULATORVACUUM-Ohio Medical-6-1251 |  |  |  |  | Covered PM Repair - Biomedical | MHHS-TMC
NO | NO |  |  |  | PSAY13706 |  | Ohio Medical Corporation |  |  | PSAY13706 | TMC - SAROFIM 6 - SIMU | MHHS-TMC |  | Regulator, Vacuum |  | PSAY13706 |  | TMC |  | TMC - SAROFIM 6 - SIMU | [5 empty] | REGULATORS, SUCTION |  | REGULATORVACUUM-Ohio Medical-6-1251 | REGULATORVACUUM | 6-1251 |  |  |  | Ohio Medical | Regulator, Vacuum |  | REGULATORVACUUM-Ohio Medical-6-1251 |  |  |  |  | Covered PM Repair - Biomedical | MHHS-TMC
NO | NO |  |  |  | PSAY14202 |  | Ohio Medical Corporation |  |  | PSAY14202 | TMC - SAROFIM 6 - SIMU | MHHS-TMC |  | Regulator, Vacuum |  | PSAY14202 |  | TMC |  | TMC - SAROFIM 6 - SIMU | [5 empty] | REGULATORS, SUCTION |  | REGULATORVACUUM-Ohio Medical-6-1251 | REGULATORVACUUM | 6-1251 |  |  |  | Ohio Medical | Regulator, Vacuum |  | REGULATORVACUUM-Ohio Medical-6-1251 |  |  |  |  | Covered PM Repair - Biomedical | MHHS-TMC
NO | NO |  |  |  | PSAY14203 |  | Ohio Medical Corporation |  |  | PSAY14203 | TMC - SAROFIM 6 - SIMU | MHHS-TMC |  | Regulator, Vacuum |  | PSAY14203 |  | TMC |  | TMC - SAROFIM 6 - SIMU | [5 empty] | REGULATORS, SUCTION |  | REGULATORVACUUM-Ohio Medical-6-1251 | REGULATORVACUUM | 6-1251 |  |  |  | Ohio Medical | Regulator, Vacuum |  | REGULATORVACUUM-Ohio Medical-6-1251 |  |  |  |  | Covered PM Repair - Biomedical | MHHS-TMC
NO | NO |  |  |  | PSAY14204 |  | Ohio Medical Corporation |  |  | PSAY14204 | TMC - SAROFIM 6 - SIMU | MHHS-TMC |  | Regulator, Vacuum |  | PSAY14204 |  | TMC |  | TMC - SAROFIM 6 - SIMU | [5 empty] | REGULATORS, SUCTION |  | REGULATORVACUUM-Ohio Medical-6-1251 | REGULATORVACUUM | 6-1251 |  |  |  | Ohio Medical | Regulator, Vacuum |  | REGULATORVACUUM-Ohio Medical-6-1251 |  |  |  |  | Covered PM Repair - Biomedical | MHHS-TMC
NO | NO |  |  |  | PSAY14205 |  | Ohio Medical Corporation |  |  | PSAY14205 | TMC - SAROFIM 6 - SIMU | MHHS-TMC |  | Regulator, Vacuum |  | PSAY14205 |  | TMC |  | TMC - SAROFIM 6 - SIMU | [5 empty] | REGULATORS, SUCTION |  | REGULATORVACUUM-Ohio Medical-6-1251 | REGULATORVACUUM | 6-1251 |  |  |  | Ohio Medical | Regulator, Vacuum |  | REGULATORVACUUM-Ohio Medical-6-1251 |  |  |  |  | Covered PM Repair - Biomedical | MHHS-TMC
NO | NO |  |  |  | PSAY14206 |  | Ohio Medical Corporation |  |  | PSAY14206 | TMC - SAROFIM 6 - SIMU | MHHS-TMC |  | Regulator, Vacuum |  | PSAY14206 |  | TMC |  | TMC - SAROFIM 6 - SIMU | [5 empty] | REGULATORS, SUCTION |  | REGULATORVACUUM-Ohio Medical-6-1251 | REGULATORVACUUM | 6-1251 |  |  |  | Ohio Medical | Regulator, Vacuum |  | REGULATORVACUUM-Ohio Medical-6-1251 |  |  |  |  | Covered PM Repair - Biomedical | MHHS-TMC
NO | NO |  |  |  | PSAY14207 |  | Ohio Medical Corporation |  |  | PSAY14207 | TMC - SAROFIM 6 - SIMU | MHHS-TMC |  | Regulator, Vacuum |  | PSAY14207 |  | TMC |  | TMC - SAROFIM 6 - SIMU | [5 empty] | REGULATORS, SUCTION |  | REGULATORVACUUM-Ohio Medical-6-1251 | REGULATORVACUUM | 6-1251 |  |  |  | Ohio Medical | Regulator, Vacuum |  | REGULATORVACUUM-Ohio Medical-6-1251 |  |  |  |  | Covered PM Repair - Biomedical | MHHS-TMC
NO | NO |  |  |  | PSAY14208 |  | Ohio Medical Corporation |  |  | PSAY14208 | TMC - SAROFIM 6 - SIMU | MHHS-TMC |  | Regulator, Vacuum |  | PSAY14208 |  | TMC |  | TMC - SAROFIM 6 - SIMU | [5 empty] | REGULATORS, SUCTION |  | REGULATORVACUUM-Ohio Medical-6-1251 | REGULATORVACUUM | 6-1251 |  |  |  | Ohio Medical | Regulator, Vacuum |  | REGULATORVACUUM-Ohio Medical-6-1251 |  |  |  |  | Covered PM Repair - Biomedical | MHHS-TMC
NO | NO |  |  |  | PSAY14209 |  | Ohio Medical Corporation |  |  | PSAY14209 | TMC - SAROFIM 6 - SIMU | MHHS-TMC |  | Regulator, Vacuum |  | PSAY14209 |  | TMC |  | TMC - SAROFIM 6 - SIMU | [5 empty] | REGULATORS, SUCTION |  | REGULATORVACUUM-Ohio Medical-6-1251 | REGULATORVACUUM | 6-1251 |  |  |  | Ohio Medical | Regulator, Vacuum |  | REGULATORVACUUM-Ohio Medical-6-1251 |  |  |  |  | Covered PM Repair - Biomedical | MHHS-TMC
NO | NO |  |  |  | PSAY14210 |  | Ohio Medical Corporation |  |  | PSAY14210 | TMC - SAROFIM 6 - SIMU | MHHS-TMC |  | Regulator, Vacuum |  | PSAY14210 |  | TMC |  | TMC - SAROFIM 6 - SIMU | [5 empty] | REGULATORS, SUCTION |  | REGULATORVACUUM-Ohio Medical-6-1251 | REGULATORVACUUM | 6-1251 |  |  |  | Ohio Medical | Regulator, Vacuum |  | REGULATORVACUUM-Ohio Medical-6-1251 |  |  |  |  | Covered PM Repair - Biomedical | MHHS-TMC
NO | NO |  |  |  | PSAY14211 |  | Ohio Medical Corporation |  |  | PSAY14211 | TMC - SAROFIM 6 - SIMU | MHHS-TMC |  | Regulator, Vacuum |  | PSAY14211 |  | TMC |  | TMC - SAROFIM 6 - SIMU | [5 empty] | REGULATORS, SUCTION |  | REGULATORVACUUM-Ohio Medical-6-1251 | REGULATORVACUUM | 6-1251 |  |  |  | Ohio Medical | Regulator, Vacuum |  | REGULATORVACUUM-Ohio Medical-6-1251 |  |  |  |  | Covered PM Repair - Biomedical | MHHS-TMC
NO | NO |  |  |  | PSAY14212 |  | Ohio Medical Corporation |  |  | PSAY14212 | TMC - SAROFIM 6 - SIMU | MHHS-TMC |  | Regulator, Vacuum |  | PSAY14212 |  | TMC |  | TMC - SAROFIM 6 - SIMU | [5 empty] | REGULATORS, SUCTION |  | REGULATORVACUUM-Ohio Medical-6-1251 | REGULATORVACUUM | 6-1251 |  |  |  | Ohio Medical | Regulator, Vacuum |  | REGULATORVACUUM-Ohio Medical-6-1251 |  |  |  |  | Covered PM Repair - Biomedical | MHHS-TMC
NO | NO |  |  |  | PSAY14213 |  | Ohio Medical Corporation |  |  | PSAY14213 | TMC - SAROFIM 6 - SIMU | MHHS-TMC |  | Regulator, Vacuum |  | PSAY14213 |  | TMC |  | TMC - SAROFIM 6 - SIMU | [5 empty] | REGULATORS, SUCTION |  | REGULATORVACUUM-Ohio Medical-6-1251 | REGULATORVACUUM | 6-1251 |  |  |  | Ohio Medical | Regulator, Vacuum |  | REGULATORVACUUM-Ohio Medical-6-1251 |  |  |  |  | Covered PM Repair - Biomedical | MHHS-TMC
NO | NO |  |  |  | PSAY14214 |  | Ohio Medical Corporation |  |  | PSAY14214 | TMC - SAROFIM 6 - SIMU | MHHS-TMC |  | Regulator, Vacuum |  | PSAY14214 |  | TMC |  | TMC - SAROFIM 6 - SIMU | [5 empty] | REGULATORS, SUCTION |  | REGULATORVACUUM-Ohio Medical-6-1251 | REGULATORVACUUM | 6-1251 |  |  |  | Ohio Medical | Regulator, Vacuum |  | REGULATORVACUUM-Ohio Medical-6-1251 |  |  |  |  | Covered PM Repair - Biomedical | MHHS-TMC
NO | NO |  |  |  | PSAY14215 |  | Ohio Medical Corporation |  |  | PSAY14215 | TMC - SAROFIM 6 - SIMU | MHHS-TMC |  | Regulator, Vacuum |  | PSAY14215 |  | TMC |  | TMC - SAROFIM 6 - SIMU | [5 empty] | REGULATORS, SUCTION |  | REGULATORVACUUM-Ohio Medical-6-1251 | REGULATORVACUUM | 6-1251 |  |  |  | Ohio Medical | Regulator, Vacuum |  | REGULATORVACUUM-Ohio Medical-6-1251 |  |  |  |  | Covered PM Repair - Biomedical | MHHS-TMC
NO | NO |  |  |  | PSAY14216 |  | Ohio Medical Corporation |  |  | PSAY14216 | TMC - SAROFIM 6 - SIMU | MHHS-TMC |  | Regulator, Vacuum |  | PSAY14216 |  | TMC |  | TMC - SAROFIM 6 - SIMU | [5 empty] | REGULATORS, SUCTION |  | REGULATORVACUUM-Ohio Medical-6-1251 | REGULATORVACUUM | 6-1251 |  |  |  | Ohio Medical | Regulator, Vacuum |  | REGULATORVACUUM-Ohio Medical-6-1251 |  |  |  |  | Covered PM Repair - Biomedical | MHHS-TMC
NO | NO |  |  |  | PSAY14217 |  | Ohio Medical Corporation |  |  | PSAY14217 | TMC - SAROFIM 6 - SIMU | MHHS-TMC |  | Regulator, Vacuum |  | PSAY14217 |  | TMC |  | TMC - SAROFIM 6 - SIMU | [5 empty] | REGULATORS, SUCTION |  | REGULATORVACUUM-Ohio Medical-6-1251 | REGULATORVACUUM | 6-1251 |  |  |  | Ohio Medical | Regulator, Vacuum |  | REGULATORVACUUM-Ohio Medical-6-1251 |  |  |  |  | Covered PM Repair - Biomedical | MHHS-TMC
NO | NO |  |  |  | PSAY14218 |  | Ohio Medical Corporation |  |  | PSAY14218 | TMC - SAROFIM 6 - SIMU | MHHS-TMC |  | Regulator, Vacuum |  | PSAY14218 |  | TMC |  | TMC - SAROFIM 6 - SIMU | [5 empty] | REGULATORS, SUCTION |  | REGULATORVACUUM-Ohio Medical-6-1251 | REGULATORVACUUM | 6-1251 |  |  |  | Ohio Medical | Regulator, Vacuum |  | REGULATORVACUUM-Ohio Medical-6-1251 |  |  |  |  | Covered PM Repair - Biomedical | MHHS-TMC
NO | NO |  |  |  | PSAY14219 |  | Ohio Medical Corporation |  |  | PSAY14219 | TMC - SAROFIM 6 - SIMU | MHHS-TMC |  | Regulator, Vacuum |  | PSAY14219 |  | TMC |  | TMC - SAROFIM 6 - SIMU | [5 empty] | REGULATORS, SUCTION |  | REGULATORVACUUM-Ohio Medical-6-1251 | REGULATORVACUUM | 6-1251 |  |  |  | Ohio Medical | Regulator, Vacuum |  | REGULATORVACUUM-Ohio Medical-6-1251 |  |  |  |  | Covered PM Repair - Biomedical | MHHS-TMC
NO | NO |  |  |  | PSAY14220 |  | Ohio Medical Corporation |  |  | PSAY14220 | TMC - SAROFIM 6 - SIMU | MHHS-TMC |  | Regulator, Vacuum |  | PSAY14220 |  | TMC |  | TMC - SAROFIM 6 - SIMU | [5 empty] | REGULATORS, SUCTION |  | REGULATORVACUUM-Ohio Medical-6-1251 | REGULATORVACUUM | 6-1251 |  |  |  | Ohio Medical | Regulator, Vacuum |  | REGULATORVACUUM-Ohio Medical-6-1251 |  |  |  |  | Covered PM Repair - Biomedical | MHHS-TMC
NO | NO |  |  |  | PSAY14221 |  | Ohio Medical Corporation |  |  | PSAY14221 | TMC - SAROFIM 6 - SIMU | MHHS-TMC |  | Regulator, Vacuum |  | PSAY14221 |  | TMC |  | TMC - SAROFIM 6 - SIMU | [5 empty] | REGULATORS, SUCTION |  | REGULATORVACUUM-Ohio Medical-6-1251 | REGULATORVACUUM | 6-1251 |  |  |  | Ohio Medical | Regulator, Vacuum |  | REGULATORVACUUM-Ohio Medical-6-1251 |  |  |  |  | Covered PM Repair - Biomedical | MHHS-TMC
NO | NO |  |  |  | PSAY14222 |  | Ohio Medical Corporation |  |  | PSAY14222 | TMC - SAROFIM 6 - SIMU | MHHS-TMC |  | Regulator, Vacuum |  | PSAY14222 |  | TMC |  | TMC - SAROFIM 6 - SIMU | [5 empty] | REGULATORS, SUCTION |  | REGULATORVACUUM-Ohio Medical-6-1251 | REGULATORVACUUM | 6-1251 |  |  |  | Ohio Medical | Regulator, Vacuum |  | REGULATORVACUUM-Ohio Medical-6-1251 |  |  |  |  | Covered PM Repair - Biomedical | MHHS-TMC
NO | NO |  |  |  | PSAY14223 |  | Ohio Medical Corporation |  |  | PSAY14223 | TMC - SAROFIM 6 - SIMU | MHHS-TMC |  | Regulator, Vacuum |  | PSAY14223 |  | TMC |  | TMC - SAROFIM 6 - SIMU | [5 empty] | REGULATORS, SUCTION |  | REGULATORVACUUM-Ohio Medical-6-1251 | REGULATORVACUUM | 6-1251 |  |  |  | Ohio Medical | Regulator, Vacuum |  | REGULATORVACUUM-Ohio Medical-6-1251 |  |  |  |  | Covered PM Repair - Biomedical | MHHS-TMC
NO | NO |  |  |  | PSAY14224 |  | Ohio Medical Corporation |  |  | PSAY14224 | TMC - SAROFIM 6 - SIMU | MHHS-TMC |  | Regulator, Vacuum |  | PSAY14224 |  | TMC |  | TMC - SAROFIM 6 - SIMU | [5 empty] | REGULATORS, SUCTION |  | REGULATORVACUUM-Ohio Medical-6-1251 | REGULATORVACUUM | 6-1251 |  |  |  | Ohio Medical | Regulator, Vacuum |  | REGULATORVACUUM-Ohio Medical-6-1251 |  |  |  |  | Covered PM Repair - Biomedical | MHHS-TMC
NO | NO |  |  |  | PSAY14225 |  | Ohio Medical Corporation |  |  | PSAY14225 | TMC - SAROFIM 6 - SIMU | MHHS-TMC |  | Regulator, Vacuum |  | PSAY14225 |  | TMC |  | TMC - SAROFIM 6 - SIMU | [5 empty] | REGULATORS, SUCTION |  | REGULATORVACUUM-Ohio Medical-6-1251 | REGULATORVACUUM | 6-1251 |  |  |  | Ohio Medical | Regulator, Vacuum |  | REGULATORVACUUM-Ohio Medical-6-1251 |  |  |  |  | Covered PM Repair - Biomedical | MHHS-TMC
NO | NO |  |  |  | PSAY14226 |  | Ohio Medical Corporation |  |  | PSAY14226 | TMC - SAROFIM 6 - SIMU | MHHS-TMC |  | Regulator, Vacuum |  | PSAY14226 |  | TMC |  | TMC - SAROFIM 6 - SIMU | [5 empty] | REGULATORS, SUCTION |  | REGULATORVACUUM-Ohio Medical-6-1251 | REGULATORVACUUM | 6-1251 |  |  |  | Ohio Medical | Regulator, Vacuum |  | REGULATORVACUUM-Ohio Medical-6-1251 |  |  |  |  | Covered PM Repair - Biomedical | MHHS-TMC
NO | NO |  |  |  | PSAY14287 |  | Ohio Medical Corporation |  |  | PSAY14287 | TMC - SAROFIM 6 - SIMU | MHHS-TMC |  | Regulator, Vacuum |  | PSAY14287 |  | TMC |  | TMC - SAROFIM 6 - SIMU | [5 empty] | REGULATORS, SUCTION |  | REGULATORVACUUM-Ohio Medical-6-1251 | REGULATORVACUUM | 6-1251 |  |  |  | Ohio Medical | Regulator, Vacuum |  | REGULATORVACUUM-Ohio Medical-6-1251 |  |  |  |  | Covered PM Repair - Biomedical | MHHS-TMC
NO | NO |  |  |  | PSAY14288 |  | Ohio Medical Corporation |  |  | PSAY14288 | TMC - SAROFIM 6 - SIMU | MHHS-TMC |  | Regulator, Vacuum |  | PSAY14288 |  | TMC |  | TMC - SAROFIM 6 - SIMU | [5 empty] | REGULATORS, SUCTION |  | REGULATORVACUUM-Ohio Medical-6-1251 | REGULATORVACUUM | 6-1251 |  |  |  | Ohio Medical | Regulator, Vacuum |  | REGULATORVACUUM-Ohio Medical-6-1251 |  |  |  |  | Covered PM Repair - Biomedical | MHHS-TMC
NO | NO |  |  |  | PSAY14289 |  | Ohio Medical Corporation |  |  | PSAY14289 | TMC - SAROFIM 6 - SIMU | MHHS-TMC |  | Regulator, Vacuum |  | PSAY14289 |  | TMC |  | TMC - SAROFIM 6 - SIMU | [5 empty] | REGULATORS, SUCTION |  | REGULATORVACUUM-Ohio Medical-6-1251 | REGULATORVACUUM | 6-1251 |  |  |  | Ohio Medical | Regulator, Vacuum |  | REGULATORVACUUM-Ohio Medical-6-1251 |  |  |  |  | Covered PM Repair - Biomedical | MHHS-TMC
NO | NO |  |  |  | PSAY14290 |  | Ohio Medical Corporation |  |  | PSAY14290 | TMC - SAROFIM 6 - SIMU | MHHS-TMC |  | Regulator, Vacuum |  | PSAY14290 |  | TMC |  | TMC - SAROFIM 6 - SIMU | [5 empty] | REGULATORS, SUCTION |  | REGULATORVACUUM-Ohio Medical-6-1251 | REGULATORVACUUM | 6-1251 |  |  |  | Ohio Medical | Regulator, Vacuum |  | REGULATORVACUUM-Ohio Medical-6-1251 |  |  |  |  | Covered PM Repair - Biomedical | MHHS-TMC
NO | NO |  |  |  | PSAY14291 |  | Ohio Medical Corporation |  |  | PSAY14291 | TMC - SAROFIM 6 - SIMU | MHHS-TMC |  | Regulator, Vacuum |  | PSAY14291 |  | TMC |  | TMC - SAROFIM 6 - SIMU | [5 empty] | REGULATORS, SUCTION |  | REGULATORVACUUM-Ohio Medical-6-1251 | REGULATORVACUUM | 6-1251 |  |  |  | Ohio Medical | Regulator, Vacuum |  | REGULATORVACUUM-Ohio Medical-6-1251 |  |  |  |  | Covered PM Repair - Biomedical | MHHS-TMC
NO | NO |  |  |  | PSAY14292 |  | Ohio Medical Corporation |  |  | PSAY14292 | TMC - SAROFIM 6 - SIMU | MHHS-TMC |  | Regulator, Vacuum |  | PSAY14292 |  | TMC |  | TMC - SAROFIM 6 - SIMU | [5 empty] | REGULATORS, SUCTION |  | REGULATORVACUUM-Ohio Medical-6-1251 | REGULATORVACUUM | 6-1251 |  |  |  | Ohio Medical | Regulator, Vacuum |  | REGULATORVACUUM-Ohio Medical-6-1251 |  |  |  |  | Covered PM Repair - Biomedical | MHHS-TMC
NO | NO |  |  |  | PSAY14293 |  | Ohio Medical Corporation |  |  | PSAY14293 | TMC - SAROFIM 6 - SIMU | MHHS-TMC |  | Regulator, Vacuum |  | PSAY14293 |  | TMC |  | TMC - SAROFIM 6 - SIMU | [5 empty] | REGULATORS, SUCTION |  | REGULATORVACUUM-Ohio Medical-6-1251 | REGULATORVACUUM | 6-1251 |  |  |  | Ohio Medical | Regulator, Vacuum |  | REGULATORVACUUM-Ohio Medical-6-1251 |  |  |  |  | Covered PM Repair - Biomedical | MHHS-TMC
NO | NO |  |  |  | PSAY14294 |  | Ohio Medical Corporation |  |  | PSAY14294 | TMC - SAROFIM 6 - SIMU | MHHS-TMC |  | Regulator, Vacuum |  | PSAY14294 |  | TMC |  | TMC - SAROFIM 6 - SIMU | [5 empty] | REGULATORS, SUCTION |  | REGULATORVACUUM-Ohio Medical-6-1251 | REGULATORVACUUM | 6-1251 |  |  |  | Ohio Medical | Regulator, Vacuum |  | REGULATORVACUUM-Ohio Medical-6-1251 |  |  |  |  | Covered PM Repair - Biomedical | MHHS-TMC
NO | NO |  |  |  | PSAY14295 |  | Ohio Medical Corporation |  |  | PSAY14295 | TMC - SAROFIM 6 - SIMU | MHHS-TMC |  | Regulator, Vacuum |  | PSAY14295 |  | TMC |  | TMC - SAROFIM 6 - SIMU | [5 empty] | REGULATORS, SUCTION |  | REGULATORVACUUM-Ohio Medical-6-1251 | REGULATORVACUUM | 6-1251 |  |  |  | Ohio Medical | Regulator, Vacuum |  | REGULATORVACUUM-Ohio Medical-6-1251 |  |  |  |  | Covered PM Repair - Biomedical | MHHS-TMC
NO | NO |  |  |  | PSAY14296 |  | Ohio Medical Corporation |  |  | PSAY14296 | TMC - SAROFIM 6 - SIMU | MHHS-TMC |  | Regulator, Vacuum |  | PSAY14296 |  | TMC |  | TMC - SAROFIM 6 - SIMU | [5 empty] | REGULATORS, SUCTION |  | REGULATORVACUUM-Ohio Medical-6-1251 | REGULATORVACUUM | 6-1251 |  |  |  | Ohio Medical | Regulator, Vacuum |  | REGULATORVACUUM-Ohio Medical-6-1251 |  |  |  |  | Covered PM Repair - Biomedical | MHHS-TMC
NO | NO |  |  |  | PSAY14299 |  | Ohio Medical Corporation |  |  | PSAY14299 | TMC - SAROFIM 6 - SIMU | MHHS-TMC |  | Regulator, Vacuum |  | PSAY14299 |  | TMC |  | TMC - SAROFIM 6 - SIMU | [5 empty] | REGULATORS, SUCTION |  | REGULATORVACUUM-Ohio Medical-6-1251 | REGULATORVACUUM | 6-1251 |  |  |  | Ohio Medical | Regulator, Vacuum |  | REGULATORVACUUM-Ohio Medical-6-1251 |  |  |  |  | Covered PM Repair - Biomedical | MHHS-TMC
NO | NO |  |  |  | PSAY14358 |  | Ohio Medical Corporation |  |  | PSAY14358 | TMC - SAROFIM 6 - SIMU | MHHS-TMC |  | Regulator, Vacuum |  | PSAY14358 |  | TMC |  | TMC - SAROFIM 6 - SIMU | [5 empty] | REGULATORS, SUCTION |  | REGULATORVACUUM-Ohio Medical-6-1251 | REGULATORVACUUM | 6-1251 |  |  |  | Ohio Medical | Regulator, Vacuum |  | REGULATORVACUUM-Ohio Medical-6-1251 |  |  |  |  | Covered PM Repair - Biomedical | MHHS-TMC
NO | NO |  |  |  | PSAY14362 |  | Ohio Medical Corporation |  |  | PSAY14362 | TMC - SAROFIM 6 - SIMU | MHHS-TMC |  | Regulator, Vacuum |  | PSAY14362 |  | TMC |  | TMC - SAROFIM 6 - SIMU | [5 empty] | REGULATORS, SUCTION |  | REGULATORVACUUM-Ohio Medical-6-1251 | REGULATORVACUUM | 6-1251 |  |  |  | Ohio Medical | Regulator, Vacuum |  | REGULATORVACUUM-Ohio Medical-6-1251 |  |  |  |  | Covered PM Repair - Biomedical | MHHS-TMC
NO | NO |  |  |  | PSAY14388 |  | Ohio Medical Corporation |  |  | PSAY14388 | TMC - SAROFIM 6 - SIMU | MHHS-TMC |  | Regulator, Vacuum |  | PSAY14388 |  | TMC |  | TMC - SAROFIM 6 - SIMU | [5 empty] | REGULATORS, SUCTION |  | REGULATORVACUUM-Ohio Medical-6-1251 | REGULATORVACUUM | 6-1251 |  |  |  | Ohio Medical | Regulator, Vacuum |  | REGULATORVACUUM-Ohio Medical-6-1251 |  |  |  |  | Covered PM Repair - Biomedical | MHHS-TMC
NO | NO |  |  |  | PSAY14389 |  | Ohio Medical Corporation |  |  | PSAY14389 | TMC - SAROFIM 6 - SIMU | MHHS-TMC |  | Regulator, Vacuum |  | PSAY14389 |  | TMC |  | TMC - SAROFIM 6 - SIMU | [5 empty] | REGULATORS, SUCTION |  | REGULATORVACUUM-Ohio Medical-6-1251 | REGULATORVACUUM | 6-1251 |  |  |  | Ohio Medical | Regulator, Vacuum |  | REGULATORVACUUM-Ohio Medical-6-1251 |  |  |  |  | Covered PM Repair - Biomedical | MHHS-TMC
NO | NO |  |  |  | PSAY14394 |  | Ohio Medical Corporation |  |  | PSAY14394 | TMC - SAROFIM 6 - SIMU | MHHS-TMC |  | Regulator, Vacuum |  | PSAY14394 |  | TMC |  | TMC - SAROFIM 6 - SIMU | [5 empty] | REGULATORS, SUCTION |  | REGULATORVACUUM-Ohio Medical-6-1251 | REGULATORVACUUM | 6-1251 |  |  |  | Ohio Medical | Regulator, Vacuum |  | REGULATORVACUUM-Ohio Medical-6-1251 |  |  |  |  | Covered PM Repair - Biomedical | MHHS-TMC
NO | NO |  |  |  | PSAY14395 |  | Ohio Medical Corporation |  |  | PSAY14395 | TMC - SAROFIM 6 - SIMU | MHHS-TMC |  | Regulator, Vacuum |  | PSAY14395 |  | TMC |  | TMC - SAROFIM 6 - SIMU | [5 empty] | REGULATORS, SUCTION |  | REGULATORVACUUM-Ohio Medical-6-1251 | REGULATORVACUUM | 6-1251 |  |  |  | Ohio Medical | Regulator, Vacuum |  | REGULATORVACUUM-Ohio Medical-6-1251 |  |  |  |  | Covered PM Repair - Biomedical | MHHS-TMC
NO | NO |  |  |  | PSAY14507 |  | Ohio Medical Corporation |  |  | PSAY14507 | TMC - SAROFIM 6 - SIMU | MHHS-TMC |  | Regulator, Vacuum |  | PSAY14507 |  | TMC |  | TMC - SAROFIM 6 - SIMU | [5 empty] | REGULATORS, SUCTION |  | REGULATORVACUUM-Ohio Medical-6-1251 | REGULATORVACUUM | 6-1251 |  |  |  | Ohio Medical | Regulator, Vacuum |  | REGULATORVACUUM-Ohio Medical-6-1251 |  |  |  |  | Covered PM Repair - Biomedical | MHHS-TMC
NO | NO |  |  |  | PSAY14508 |  | Ohio Medical Corporation |  |  | PSAY14508 | TMC - SAROFIM 6 - SIMU | MHHS-TMC |  | Regulator, Vacuum |  | PSAY14508 |  | TMC |  | TMC - SAROFIM 6 - SIMU | [5 empty] | REGULATORS, SUCTION |  | REGULATORVACUUM-Ohio Medical-6-1251 | REGULATORVACUUM | 6-1251 |  |  |  | Ohio Medical | Regulator, Vacuum |  | REGULATORVACUUM-Ohio Medical-6-1251 |  |  |  |  | Covered PM Repair - Biomedical | MHHS-TMC
NO | NO |  |  |  | PSAY14509 |  | Ohio Medical Corporation |  |  | PSAY14509 | TMC - SAROFIM 6 - SIMU | MHHS-TMC |  | Regulator, Vacuum |  | PSAY14509 |  | TMC |  | TMC - SAROFIM 6 - SIMU | [5 empty] | REGULATORS, SUCTION |  | REGULATORVACUUM-Ohio Medical-6-1251 | REGULATORVACUUM | 6-1251 |  |  |  | Ohio Medical | Regulator, Vacuum |  | REGULATORVACUUM-Ohio Medical-6-1251 |  |  |  |  | Covered PM Repair - Biomedical | MHHS-TMC
NO | NO |  |  |  | PSAY14510 |  | Ohio Medical Corporation |  |  | PSAY14510 | TMC - SAROFIM 6 - SIMU | MHHS-TMC |  | Regulator, Vacuum |  | PSAY14510 |  | TMC |  | TMC - SAROFIM 6 - SIMU | [5 empty] | REGULATORS, SUCTION |  | REGULATORVACUUM-Ohio Medical-6-1251 | REGULATORVACUUM | 6-1251 |  |  |  | Ohio Medical | Regulator, Vacuum |  | REGULATORVACUUM-Ohio Medical-6-1251 |  |  |  |  | Covered PM Repair - Biomedical | MHHS-TMC
NO | NO |  |  |  | PSAY14511 |  | Ohio Medical Corporation |  |  | PSAY14511 | TMC - SAROFIM 6 - SIMU | MHHS-TMC |  | Regulator, Vacuum |  | PSAY14511 |  | TMC |  | TMC - SAROFIM 6 - SIMU | [5 empty] | REGULATORS, SUCTION |  | REGULATORVACUUM-Ohio Medical-6-1251 | REGULATORVACUUM | 6-1251 |  |  |  | Ohio Medical | Regulator, Vacuum |  | REGULATORVACUUM-Ohio Medical-6-1251 |  |  |  |  | Covered PM Repair - Biomedical | MHHS-TMC
NO | NO |  |  |  | PSAY14512 |  | Ohio Medical Corporation |  |  | PSAY14512 | TMC - SAROFIM 6 - SIMU | MHHS-TMC |  | Regulator, Vacuum |  | PSAY14512 |  | TMC |  | TMC - SAROFIM 6 - SIMU | [5 empty] | REGULATORS, SUCTION |  | REGULATORVACUUM-Ohio Medical-6-1251 | REGULATORVACUUM | 6-1251 |  |  |  | Ohio Medical | Regulator, Vacuum |  | REGULATORVACUUM-Ohio Medical-6-1251 |  |  |  |  | Covered PM Repair - Biomedical | MHHS-TMC
NO | NO |  |  |  | PSAY14513 |  | Ohio Medical Corporation |  |  | PSAY14513 | TMC - SAROFIM 6 - SIMU | MHHS-TMC |  | Regulator, Vacuum |  | PSAY14513 |  | TMC |  | TMC - SAROFIM 6 - SIMU | [5 empty] | REGULATORS, SUCTION |  | REGULATORVACUUM-Ohio Medical-6-1251 | REGULATORVACUUM | 6-1251 |  |  |  | Ohio Medical | Regulator, Vacuum |  | REGULATORVACUUM-Ohio Medical-6-1251 |  |  |  |  | Covered PM Repair - Biomedical | MHHS-TMC
NO | NO |  |  |  | PSAY14514 |  | Ohio Medical Corporation |  |  | PSAY14514 | TMC - SAROFIM 6 - SIMU | MHHS-TMC |  | Regulator, Vacuum |  | PSAY14514 |  | TMC |  | TMC - SAROFIM 6 - SIMU | [5 empty] | REGULATORS, SUCTION |  | REGULATORVACUUM-Ohio Medical-6-1251 | REGULATORVACUUM | 6-1251 |  |  |  | Ohio Medical | Regulator, Vacuum |  | REGULATORVACUUM-Ohio Medical-6-1251 |  |  |  |  | Covered PM Repair - Biomedical | MHHS-TMC
NO | NO |  |  |  | PSAY14515 |  | Ohio Medical Corporation |  |  | PSAY14515 | TMC - SAROFIM 6 - SIMU | MHHS-TMC |  | Regulator, Vacuum |  | PSAY14515 |  | TMC |  | TMC - SAROFIM 6 - SIMU | [5 empty] | REGULATORS, SUCTION |  | REGULATORVACUUM-Ohio Medical-6-1251 | REGULATORVACUUM | 6-1251 |  |  |  | Ohio Medical | Regulator, Vacuum |  | REGULATORVACUUM-Ohio Medical-6-1251 |  |  |  |  | Covered PM Repair - Biomedical | MHHS-TMC
NO | NO |  |  |  | PSAY14516 |  | Ohio Medical Corporation |  |  | PSAY14516 | TMC - SAROFIM 6 - SIMU | MHHS-TMC |  | Regulator, Vacuum |  | PSAY14516 |  | TMC |  | TMC - SAROFIM 6 - SIMU | [5 empty] | REGULATORS, SUCTION |  | REGULATORVACUUM-Ohio Medical-6-1251 | REGULATORVACUUM | 6-1251 |  |  |  | Ohio Medical | Regulator, Vacuum |  | REGULATORVACUUM-Ohio Medical-6-1251 |  |  |  |  | Covered PM Repair - Biomedical | MHHS-TMC
NO | NO |  |  |  | PSAY14517 |  | Ohio Medical Corporation |  |  | PSAY14517 | TMC - SAROFIM 6 - SIMU | MHHS-TMC |  | Regulator, Vacuum |  | PSAY14517 |  | TMC |  | TMC - SAROFIM 6 - SIMU | [5 empty] | REGULATORS, SUCTION |  | REGULATORVACUUM-Ohio Medical-6-1251 | REGULATORVACUUM | 6-1251 |  |  |  | Ohio Medical | Regulator, Vacuum |  | REGULATORVACUUM-Ohio Medical-6-1251 |  |  |  |  | Covered PM Repair - Biomedical | MHHS-TMC
NO | NO |  |  |  | PSAY14518 |  | Ohio Medical Corporation |  |  | PSAY14518 | TMC - SAROFIM 6 - SIMU | MHHS-TMC |  | Regulator, Vacuum |  | PSAY14518 |  | TMC |  | TMC - SAROFIM 6 - SIMU | [5 empty] | REGULATORS, SUCTION |  | REGULATORVACUUM-Ohio Medical-6-1251 | REGULATORVACUUM | 6-1251 |  |  |  | Ohio Medical | Regulator, Vacuum |  | REGULATORVACUUM-Ohio Medical-6-1251 |  |  |  |  | Covered PM Repair - Biomedical | MHHS-TMC
NO | NO |  |  |  | PSAY14525 |  | Ohio Medical Corporation |  |  | PSAY14525 | TMC - SAROFIM 6 - SIMU | MHHS-TMC |  | Regulator, Vacuum |  | PSAY14525 |  | TMC |  | TMC - SAROFIM 6 - SIMU | [5 empty] | REGULATORS, SUCTION |  | REGULATORVACUUM-Ohio Medical-6-1251 | REGULATORVACUUM | 6-1251 |  |  |  | Ohio Medical | Regulator, Vacuum |  | REGULATORVACUUM-Ohio Medical-6-1251 |  |  |  |  | Covered PM Repair - Biomedical | MHHS-TMC
NO | NO |  |  |  | PSAY14526 |  | Ohio Medical Corporation |  |  | PSAY14526 | TMC - SAROFIM 6 - SIMU | MHHS-TMC |  | Regulator, Vacuum |  | PSAY14526 |  | TMC |  | TMC - SAROFIM 6 - SIMU | [5 empty] | REGULATORS, SUCTION |  | REGULATORVACUUM-Ohio Medical-6-1251 | REGULATORVACUUM | 6-1251 |  |  |  | Ohio Medical | Regulator, Vacuum |  | REGULATORVACUUM-Ohio Medical-6-1251 |  |  |  |  | Covered PM Repair - Biomedical | MHHS-TMC
NO | NO |  |  |  | PSAY13354 |  | Ohio Medical Corporation |  |  | PSAY13354 | TMC - SAROFIM 6 - STICU | MHHS-TMC |  | Regulator, Vacuum |  | PSAY13354 |  | TMC |  | TMC - SAROFIM 6 - STICU | [5 empty] | REGULATORS, SUCTION |  | REGULATORVACUUM-Ohio Medical-6-1251 | REGULATORVACUUM | 6-1251 |  |  |  | Ohio Medical | Regulator, Vacuum |  | REGULATORVACUUM-Ohio Medical-6-1251 |  |  |  |  | Covered PM Repair - Biomedical | MHHS-TMC
NO | NO |  |  |  | PSAY13437 |  | Ohio Medical Corporation |  |  | PSAY13437 | TMC - SAROFIM 6 - STICU | MHHS-TMC |  | Regulator, Vacuum |  | PSAY13437 |  | TMC |  | TMC - SAROFIM 6 - STICU | [5 empty] | REGULATORS, SUCTION |  | REGULATORVACUUM-Ohio Medical-6-1251 | REGULATORVACUUM | 6-1251 |  |  |  | Ohio Medical | Regulator, Vacuum |  | REGULATORVACUUM-Ohio Medical-6-1251 |  |  |  |  | Covered PM Repair - Biomedical | MHHS-TMC
NO | NO |  |  |  | PSAY13438 |  | Ohio Medical Corporation |  |  | PSAY13438 | TMC - SAROFIM 6 - STICU | MHHS-TMC |  | Regulator, Vacuum |  | PSAY13438 |  | TMC |  | TMC - SAROFIM 6 - STICU | [5 empty] | REGULATORS, SUCTION |  | REGULATORVACUUM-Ohio Medical-6-1251 | REGULATORVACUUM | 6-1251 |  |  |  | Ohio Medical | Regulator, Vacuum |  | REGULATORVACUUM-Ohio Medical-6-1251 |  |  |  |  | Covered PM Repair - Biomedical | MHHS-TMC
NO | NO |  |  |  | PSAY13439 |  | Ohio Medical Corporation |  |  | PSAY13439 | TMC - SAROFIM 6 - STICU | MHHS-TMC |  | Regulator, Vacuum |  | PSAY13439 |  | TMC |  | TMC - SAROFIM 6 - STICU | [5 empty] | REGULATORS, SUCTION |  | REGULATORVACUUM-Ohio Medical-6-1251 | REGULATORVACUUM | 6-1251 |  |  |  | Ohio Medical | Regulator, Vacuum |  | REGULATORVACUUM-Ohio Medical-6-1251 |  |  |  |  | Covered PM Repair - Biomedical | MHHS-TMC
NO | NO |  |  |  | PSAY13440 |  | Ohio Medical Corporation |  |  | PSAY13440 | TMC - SAROFIM 6 - STICU | MHHS-TMC |  | Regulator, Vacuum |  | PSAY13440 |  | TMC |  | TMC - SAROFIM 6 - STICU | [5 empty] | REGULATORS, SUCTION |  | REGULATORVACUUM-Ohio Medical-6-1251 | REGULATORVACUUM | 6-1251 |  |  |  | Ohio Medical | Regulator, Vacuum |  | REGULATORVACUUM-Ohio Medical-6-1251 |  |  |  |  | Covered PM Repair - Biomedical | MHHS-TMC
NO | NO |  |  |  | PSAY13442 |  | Ohio Medical Corporation |  |  | PSAY13442 | TMC - SAROFIM 6 - STICU | MHHS-TMC |  | Regulator, Vacuum |  | PSAY13442 |  | TMC |  | TMC - SAROFIM 6 - STICU | [5 empty] | REGULATORS, SUCTION |  | REGULATORVACUUM-Ohio Medical-6-1251 | REGULATORVACUUM | 6-1251 |  |  |  | Ohio Medical | Regulator, Vacuum |  | REGULATORVACUUM-Ohio Medical-6-1251 |  |  |  |  | Covered PM Repair - Biomedical | MHHS-TMC
NO | NO |  |  |  | PSAY13444 |  | Ohio Medical Corporation |  |  | PSAY13444 | TMC - SAROFIM 6 - STICU | MHHS-TMC |  | Regulator, Vacuum |  | PSAY13444 |  | TMC |  | TMC - SAROFIM 6 - STICU | [5 empty] | REGULATORS, SUCTION |  | REGULATORVACUUM-Ohio Medical-6-1251 | REGULATORVACUUM | 6-1251 |  |  |  | Ohio Medical | Regulator, Vacuum |  | REGULATORVACUUM-Ohio Medical-6-1251 |  |  |  |  | Covered PM Repair - Biomedical | MHHS-TMC
NO | NO |  |  |  | PSAY13445 |  | Ohio Medical Corporation |  |  | PSAY13445 | TMC - SAROFIM 6 - STICU | MHHS-TMC |  | Regulator, Vacuum |  | PSAY13445 |  | TMC |  | TMC - SAROFIM 6 - STICU | [5 empty] | REGULATORS, SUCTION |  | REGULATORVACUUM-Ohio Medical-6-1251 | REGULATORVACUUM | 6-1251 |  |  |  | Ohio Medical | Regulator, Vacuum |  | REGULATORVACUUM-Ohio Medical-6-1251 |  |  |  |  | Covered PM Repair - Biomedical | MHHS-TMC
NO | NO |  |  |  | PSAY13446 |  | Ohio Medical Corporation |  |  | PSAY13446 | TMC - SAROFIM 6 - STICU | MHHS-TMC |  | Regulator, Vacuum |  | PSAY13446 |  | TMC |  | TMC - SAROFIM 6 - STICU | [5 empty] | REGULATORS, SUCTION |  | REGULATORVACUUM-Ohio Medical-6-1251 | REGULATORVACUUM | 6-1251 |  |  |  | Ohio Medical | Regulator, Vacuum |  | REGULATORVACUUM-Ohio Medical-6-1251 |  |  |  |  | Covered PM Repair - Biomedical | MHHS-TMC
NO | NO |  |  |  | PSAY13447 |  | Ohio Medical Corporation |  |  | PSAY13447 | TMC - SAROFIM 6 - STICU | MHHS-TMC |  | Regulator, Vacuum |  | PSAY13447 |  | TMC |  | TMC - SAROFIM 6 - STICU | [5 empty] | REGULATORS, SUCTION |  | REGULATORVACUUM-Ohio Medical-6-1251 | REGULATORVACUUM | 6-1251 |  |  |  | Ohio Medical | Regulator, Vacuum |  | REGULATORVACUUM-Ohio Medical-6-1251 |  |  |  |  | Covered PM Repair - Biomedical | MHHS-TMC
NO | NO |  |  |  | PSAY13448 |  | Ohio Medical Corporation |  |  | PSAY13448 | TMC - SAROFIM 6 - STICU | MHHS-TMC |  | Regulator, Vacuum |  | PSAY13448 |  | TMC |  | TMC - SAROFIM 6 - STICU | [5 empty] | REGULATORS, SUCTION |  | REGULATORVACUUM-Ohio Medical-6-1251 | REGULATORVACUUM | 6-1251 |  |  |  | Ohio Medical | Regulator, Vacuum |  | REGULATORVACUUM-Ohio Medical-6-1251 |  |  |  |  | Covered PM Repair - Biomedical | MHHS-TMC
NO | NO |  |  |  | PSAY13449 |  | Ohio Medical Corporation |  |  | PSAY13449 | TMC - SAROFIM 6 - STICU | MHHS-TMC |  | Regulator, Vacuum |  | PSAY13449 |  | TMC |  | TMC - SAROFIM 6 - STICU | [5 empty] | REGULATORS, SUCTION |  | REGULATORVACUUM-Ohio Medical-6-1251 | REGULATORVACUUM | 6-1251 |  |  |  | Ohio Medical | Regulator, Vacuum |  | REGULATORVACUUM-Ohio Medical-6-1251 |  |  |  |  | Covered PM Repair - Biomedical | MHHS-TMC
NO | NO |  |  |  | PSAY13450 |  | Ohio Medical Corporation |  |  | PSAY13450 | TMC - SAROFIM 6 - STICU | MHHS-TMC |  | Regulator, Vacuum |  | PSAY13450 |  | TMC |  | TMC - SAROFIM 6 - STICU | [5 empty] | REGULATORS, SUCTION |  | REGULATORVACUUM-Ohio Medical-6-1251 | REGULATORVACUUM | 6-1251 |  |  |  | Ohio Medical | Regulator, Vacuum |  | REGULATORVACUUM-Ohio Medical-6-1251 |  |  |  |  | Covered PM Repair - Respiratory/Steriliz | MHHS-TMC
NO | NO |  |  |  | PSAY13451 |  | Ohio Medical Corporation |  |  | PSAY13451 | TMC - SAROFIM 6 - STICU | MHHS-TMC |  | Regulator, Vacuum |  | PSAY13451 |  | TMC |  | TMC - SAROFIM 6 - STICU | [5 empty] | REGULATORS, SUCTION |  | REGULATORVACUUM-Ohio Medical-6-1251 | REGULATORVACUUM | 6-1251 |  |  |  | Ohio Medical | Regulator, Vacuum |  | REGULATORVACUUM-Ohio Medical-6-1251 |  |  |  |  | Covered PM Repair - Biomedical | MHHS-TMC
NO | NO |  |  |  | PSAY13467 |  | Ohio Medical Corporation |  |  | PSAY13467 | TMC - SAROFIM 6 - STICU | MHHS-TMC |  | Regulator, Vacuum |  | PSAY13467 |  | TMC |  | TMC - SAROFIM 6 - STICU | [5 empty] | REGULATORS, SUCTION |  | REGULATORVACUUM-Ohio Medical-6-1251 | REGULATORVACUUM | 6-1251 |  |  |  | Ohio Medical | Regulator, Vacuum |  | REGULATORVACUUM-Ohio Medical-6-1251 |  |  |  |  | Covered PM Repair - Biomedical | MHHS-TMC
NO | NO |  |  |  | PSAY13468 |  | Ohio Medical Corporation |  |  | PSAY13468 | TMC - SAROFIM 6 - STICU | MHHS-TMC |  | Regulator, Vacuum |  | PSAY13468 |  | TMC |  | TMC - SAROFIM 6 - STICU | [5 empty] | REGULATORS, SUCTION |  | REGULATORVACUUM-Ohio Medical-6-1251 | REGULATORVACUUM | 6-1251 |  |  |  | Ohio Medical | Regulator, Vacuum |  | REGULATORVACUUM-Ohio Medical-6-1251 |  |  |  |  | Covered PM Repair - Biomedical | MHHS-TMC
NO | NO |  |  |  | PSAY13469 |  | Ohio Medical Corporation |  |  | PSAY13469 | TMC - SAROFIM 6 - STICU | MHHS-TMC |  | Regulator, Vacuum |  | PSAY13469 |  | TMC |  | TMC - SAROFIM 6 - STICU | [5 empty] | REGULATORS, SUCTION |  | REGULATORVACUUM-Ohio Medical-6-1251 | REGULATORVACUUM | 6-1251 |  |  |  | Ohio Medical | Regulator, Vacuum |  | REGULATORVACUUM-Ohio Medical-6-1251 |  |  |  |  | Covered PM Repair - Biomedical | MHHS-TMC
NO | NO |  |  |  | PSAY13470 |  | Ohio Medical Corporation |  |  | PSAY13470 | TMC - SAROFIM 6 - STICU | MHHS-TMC |  | Regulator, Vacuum |  | PSAY13470 |  | TMC |  | TMC - SAROFIM 6 - STICU | [5 empty] | REGULATORS, SUCTION |  | REGULATORVACUUM-Ohio Medical-6-1251 | REGULATORVACUUM | 6-1251 |  |  |  | Ohio Medical | Regulator, Vacuum |  | REGULATORVACUUM-Ohio Medical-6-1251 |  |  |  |  | Covered PM Repair - Biomedical | MHHS-TMC
NO | NO |  |  |  | PSAY13471 |  | Ohio Medical Corporation |  |  | PSAY13471 | TMC - SAROFIM 6 - STICU | MHHS-TMC |  | Regulator, Vacuum |  | PSAY13471 |  | TMC |  | TMC - SAROFIM 6 - STICU | [5 empty] | REGULATORS, SUCTION |  | REGULATORVACUUM-Ohio Medical-6-1251 | REGULATORVACUUM | 6-1251 |  |  |  | Ohio Medical | Regulator, Vacuum |  | REGULATORVACUUM-Ohio Medical-6-1251 |  |  |  |  | Covered PM Repair - Biomedical | MHHS-TMC
NO | NO |  |  |  | PSAY13472 |  | Ohio Medical Corporation |  |  | PSAY13472 | TMC - SAROFIM 6 - STICU | MHHS-TMC |  | Regulator, Vacuum |  | PSAY13472 |  | TMC |  | TMC - SAROFIM 6 - STICU | [5 empty] | REGULATORS, SUCTION |  | REGULATORVACUUM-Ohio Medical-6-1251 | REGULATORVACUUM | 6-1251 |  |  |  | Ohio Medical | Regulator, Vacuum |  | REGULATORVACUUM-Ohio Medical-6-1251 |  |  |  |  | Covered PM Repair - Biomedical | MHHS-TMC
NO | NO |  |  |  | PSAY13473 |  | Ohio Medical Corporation |  |  | PSAY13473 | TMC - SAROFIM 6 - STICU | MHHS-TMC |  | Regulator, Vacuum |  | PSAY13473 |  | TMC |  | TMC - SAROFIM 6 - STICU | [5 empty] | REGULATORS, SUCTION |  | REGULATORVACUUM-Ohio Medical-6-1251 | REGULATORVACUUM | 6-1251 |  |  |  | Ohio Medical | Regulator, Vacuum |  | REGULATORVACUUM-Ohio Medical-6-1251 |  |  |  |  | Covered PM Repair - Biomedical | MHHS-TMC
NO | NO |  |  |  | PSAY13474 |  | Ohio Medical Corporation |  |  | PSAY13474 | TMC - SAROFIM 6 - STICU | MHHS-TMC |  | Regulator, Vacuum |  | PSAY13474 |  | TMC |  | TMC - SAROFIM 6 - STICU | [5 empty] | REGULATORS, SUCTION |  | REGULATORVACUUM-Ohio Medical-6-1251 | REGULATORVACUUM | 6-1251 |  |  |  | Ohio Medical | Regulator, Vacuum |  | REGULATORVACUUM-Ohio Medical-6-1251 |  |  |  |  | Covered PM Repair - Biomedical | MHHS-TMC
NO | NO |  |  |  | PSAY13475 |  | Ohio Medical Corporation |  |  | PSAY13475 | TMC - SAROFIM 6 - STICU | MHHS-TMC |  | Regulator, Vacuum |  | PSAY13475 |  | TMC |  | TMC - SAROFIM 6 - STICU | [5 empty] | REGULATORS, SUCTION |  | REGULATORVACUUM-Ohio Medical-6-1251 | REGULATORVACUUM | 6-1251 |  |  |  | Ohio Medical | Regulator, Vacuum |  | REGULATORVACUUM-Ohio Medical-6-1251 |  |  |  |  | Covered PM Repair - Biomedical | MHHS-TMC
NO | NO |  |  |  | PSAY13476 |  | Ohio Medical Corporation |  |  | PSAY13476 | TMC - SAROFIM 6 - STICU | MHHS-TMC |  | Regulator, Vacuum |  | PSAY13476 |  | TMC |  | TMC - SAROFIM 6 - STICU | [5 empty] | REGULATORS, SUCTION |  | REGULATORVACUUM-Ohio Medical-6-1251 | REGULATORVACUUM | 6-1251 |  |  |  | Ohio Medical | Regulator, Vacuum |  | REGULATORVACUUM-Ohio Medical-6-1251 |  |  |  |  | Covered PM Repair - Biomedical | MHHS-TMC
NO | NO |  |  |  | PSAY13532 |  | Ohio Medical Corporation |  |  | PSAY13532 | TMC - SAROFIM 6 - STICU | MHHS-TMC |  | Regulator, Vacuum |  | PSAY13532 |  | TMC |  | TMC - SAROFIM 6 - STICU | [5 empty] | REGULATORS, SUCTION |  | REGULATORVACUUM-Ohio Medical-6-1251 | REGULATORVACUUM | 6-1251 |  |  |  | Ohio Medical | Regulator, Vacuum |  | REGULATORVACUUM-Ohio Medical-6-1251 |  |  |  |  | Covered PM Repair - Biomedical | MHHS-TMC
NO | NO |  |  |  | PSAY13563 |  | Ohio Medical Corporation |  |  | PSAY13563 | TMC - SAROFIM 6 - STICU | MHHS-TMC |  | Regulator, Vacuum |  | PSAY13563 |  | TMC |  | TMC - SAROFIM 6 - STICU | [5 empty] | REGULATORS, SUCTION |  | REGULATORVACUUM-Ohio Medical-6-1251 | REGULATORVACUUM | 6-1251 |  |  |  | Ohio Medical | Regulator, Vacuum |  | REGULATORVACUUM-Ohio Medical-6-1251 |  |  |  |  | Covered PM Repair - Biomedical | MHHS-TMC
NO | NO |  |  |  | PSAY13565 |  | Ohio Medical Corporation |  |  | PSAY13565 | TMC - SAROFIM 6 - STICU | MHHS-TMC |  | Regulator, Vacuum |  | PSAY13565 |  | TMC |  | TMC - SAROFIM 6 - STICU | [5 empty] | REGULATORS, SUCTION |  | REGULATORVACUUM-Ohio Medical-6-1251 | REGULATORVACUUM | 6-1251 |  |  |  | Ohio Medical | Regulator, Vacuum |  | REGULATORVACUUM-Ohio Medical-6-1251 |  |  |  |  | Covered PM Repair - Biomedical | MHHS-TMC
NO | NO |  |  |  | PSAY13587 |  | Ohio Medical Corporation |  |  | PSAY13587 | TMC - SAROFIM 6 - STICU | MHHS-TMC |  | Regulator, Vacuum |  | PSAY13587 |  | TMC |  | TMC - SAROFIM 6 - STICU | [5 empty] | REGULATORS, SUCTION |  | REGULATORVACUUM-Ohio Medical-6-1251 | REGULATORVACUUM | 6-1251 |  |  |  | Ohio Medical | Regulator, Vacuum |  | REGULATORVACUUM-Ohio Medical-6-1251 |  |  |  |  | Covered PM Repair - Biomedical | MHHS-TMC
NO | NO |  |  |  | PSAY13588 |  | Ohio Medical Corporation |  |  | PSAY13588 | TMC - SAROFIM 6 - STICU | MHHS-TMC |  | Regulator, Vacuum |  | PSAY13588 |  | TMC |  | TMC - SAROFIM 6 - STICU | [5 empty] | REGULATORS, SUCTION |  | REGULATORVACUUM-Ohio Medical-6-1251 | REGULATORVACUUM | 6-1251 |  |  |  | Ohio Medical | Regulator, Vacuum |  | REGULATORVACUUM-Ohio Medical-6-1251 |  |  |  |  | Covered PM Repair - Biomedical | MHHS-TMC
NO | NO |  |  |  | PSAY13589 |  | Ohio Medical Corporation |  |  | PSAY13589 | TMC - SAROFIM 6 - STICU | MHHS-TMC |  | Regulator, Vacuum |  | PSAY13589 |  | TMC |  | TMC - SAROFIM 6 - STICU | [5 empty] | REGULATORS, SUCTION |  | REGULATORVACUUM-Ohio Medical-6-1251 | REGULATORVACUUM | 6-1251 |  |  |  | Ohio Medical | Regulator, Vacuum |  | REGULATORVACUUM-Ohio Medical-6-1251 |  |  |  |  | Covered PM Repair - Biomedical | MHHS-TMC
NO | NO |  |  |  | PSAY13590 |  | Ohio Medical Corporation |  |  | PSAY13590 | TMC - SAROFIM 6 - STICU | MHHS-TMC |  | Regulator, Vacuum |  | PSAY13590 |  | TMC |  | TMC - SAROFIM 6 - STICU | [5 empty] | REGULATORS, SUCTION |  | REGULATORVACUUM-Ohio Medical-6-1251 | REGULATORVACUUM | 6-1251 |  |  |  | Ohio Medical | Regulator, Vacuum |  | REGULATORVACUUM-Ohio Medical-6-1251 |  |  |  |  | Covered PM Repair - Biomedical | MHHS-TMC
NO | NO |  |  |  | PSAY13591 |  | Ohio Medical Corporation |  |  | PSAY13591 | TMC - SAROFIM 6 - STICU | MHHS-TMC |  | Regulator, Vacuum |  | PSAY13591 |  | TMC |  | TMC - SAROFIM 6 - STICU | [5 empty] | REGULATORS, SUCTION |  | REGULATORVACUUM-Ohio Medical-6-1251 | REGULATORVACUUM | 6-1251 |  |  |  | Ohio Medical | Regulator, Vacuum |  | REGULATORVACUUM-Ohio Medical-6-1251 |  |  |  |  | Covered PM Repair - Respiratory/Steriliz | MHHS-TMC
NO | NO |  |  |  | PSAY13595 |  | Ohio Medical Corporation |  |  | PSAY13595 | TMC - SAROFIM 6 - STICU | MHHS-TMC |  | Regulator, Vacuum |  | PSAY13595 |  | TMC |  | TMC - SAROFIM 6 - STICU | [5 empty] | REGULATORS, SUCTION |  | REGULATORVACUUM-Ohio Medical-6-1251 | REGULATORVACUUM | 6-1251 |  |  |  | Ohio Medical | Regulator, Vacuum |  | REGULATORVACUUM-Ohio Medical-6-1251 |  |  |  |  | Covered PM Repair - Respiratory/Steriliz | MHHS-TMC
NO | NO |  |  |  | PSAY13596 |  | Ohio Medical Corporation |  |  | PSAY13596 | TMC - SAROFIM 6 - STICU | MHHS-TMC |  | Regulator, Vacuum |  | PSAY13596 |  | TMC |  | TMC - SAROFIM 6 - STICU | [5 empty] | REGULATORS, SUCTION |  | REGULATORVACUUM-Ohio Medical-6-1251 | REGULATORVACUUM | 6-1251 |  |  |  | Ohio Medical | Regulator, Vacuum |  | REGULATORVACUUM-Ohio Medical-6-1251 |  |  |  |  | Covered PM Repair - Biomedical | MHHS-TMC
NO | NO |  |  |  | PSAY13597 |  | Ohio Medical Corporation |  |  | PSAY13597 | TMC - SAROFIM 6 - STICU | MHHS-TMC |  | Regulator, Vacuum |  | PSAY13597 |  | TMC |  | TMC - SAROFIM 6 - STICU | [5 empty] | REGULATORS, SUCTION |  | REGULATORVACUUM-Ohio Medical-6-1251 | REGULATORVACUUM | 6-1251 |  |  |  | Ohio Medical | Regulator, Vacuum |  | REGULATORVACUUM-Ohio Medical-6-1251 |  |  |  |  | Covered PM Repair - Biomedical | MHHS-TMC
NO | NO |  |  |  | PSAY13598 |  | Ohio Medical Corporation |  |  | PSAY13598 | TMC - SAROFIM 6 - STICU | MHHS-TMC |  | Regulator, Vacuum |  | PSAY13598 |  | TMC |  | TMC - SAROFIM 6 - STICU | [5 empty] | REGULATORS, SUCTION |  | REGULATORVACUUM-Ohio Medical-6-1251 | REGULATORVACUUM | 6-1251 |  |  |  | Ohio Medical | Regulator, Vacuum |  | REGULATORVACUUM-Ohio Medical-6-1251 |  |  |  |  | Covered PM Repair - Biomedical | MHHS-TMC
NO | NO |  |  |  | PSAY13599 |  | Ohio Medical Corporation |  |  | PSAY13599 | TMC - SAROFIM 6 - STICU | MHHS-TMC |  | Regulator, Vacuum |  | PSAY13599 |  | TMC |  | TMC - SAROFIM 6 - STICU | [5 empty] | REGULATORS, SUCTION |  | REGULATORVACUUM-Ohio Medical-6-1251 | REGULATORVACUUM | 6-1251 |  |  |  | Ohio Medical | Regulator, Vacuum |  | REGULATORVACUUM-Ohio Medical-6-1251 |  |  |  |  | Covered PM Repair - Biomedical | MHHS-TMC
NO | NO |  |  |  | PSAY13600 |  | Ohio Medical Corporation |  |  | PSAY13600 | TMC - SAROFIM 6 - STICU | MHHS-TMC |  | Regulator, Vacuum |  | PSAY13600 |  | TMC |  | TMC - SAROFIM 6 - STICU | [5 empty] | REGULATORS, SUCTION |  | REGULATORVACUUM-Ohio Medical-6-1251 | REGULATORVACUUM | 6-1251 |  |  |  | Ohio Medical | Regulator, Vacuum |  | REGULATORVACUUM-Ohio Medical-6-1251 |  |  |  |  | Covered PM Repair - Biomedical | MHHS-TMC
NO | NO |  |  |  | PSAY13601 |  | Ohio Medical Corporation |  |  | PSAY13601 | TMC - SAROFIM 6 - STICU | MHHS-TMC |  | Regulator, Vacuum |  | PSAY13601 |  | TMC |  | TMC - SAROFIM 6 - STICU | [5 empty] | REGULATORS, SUCTION |  | REGULATORVACUUM-Ohio Medical-6-1251 | REGULATORVACUUM | 6-1251 |  |  |  | Ohio Medical | Regulator, Vacuum |  | REGULATORVACUUM-Ohio Medical-6-1251 |  |  |  |  | Covered PM Repair - Biomedical | MHHS-TMC
NO | NO |  |  |  | PSAY13602 |  | Ohio Medical Corporation |  |  | PSAY13602 | TMC - SAROFIM 6 - STICU | MHHS-TMC |  | Regulator, Vacuum |  | PSAY13602 |  | TMC |  | TMC - SAROFIM 6 - STICU | [5 empty] | REGULATORS, SUCTION |  | REGULATORVACUUM-Ohio Medical-6-1251 | REGULATORVACUUM | 6-1251 |  |  |  | Ohio Medical | Regulator, Vacuum |  | REGULATORVACUUM-Ohio Medical-6-1251 |  |  |  |  | Covered PM Repair - Biomedical | MHHS-TMC
NO | NO |  |  |  | PSAY13603 |  | Ohio Medical Corporation |  |  | PSAY13603 | TMC - SAROFIM 6 - STICU | MHHS-TMC |  | Regulator, Vacuum |  | PSAY13603 |  | TMC |  | TMC - SAROFIM 6 - STICU | [5 empty] | REGULATORS, SUCTION |  | REGULATORVACUUM-Ohio Medical-6-1251 | REGULATORVACUUM | 6-1251 |  |  |  | Ohio Medical | Regulator, Vacuum |  | REGULATORVACUUM-Ohio Medical-6-1251 |  |  |  |  | Covered PM Repair - Biomedical | MHHS-TMC
NO | NO |  |  |  | PSAY13604 |  | Ohio Medical Corporation |  |  | PSAY13604 | TMC - SAROFIM 6 - STICU | MHHS-TMC |  | Regulator, Vacuum |  | PSAY13604 |  | TMC |  | TMC - SAROFIM 6 - STICU | [5 empty] | REGULATORS, SUCTION |  | REGULATORVACUUM-Ohio Medical-6-1251 | REGULATORVACUUM | 6-1251 |  |  |  | Ohio Medical | Regulator, Vacuum |  | REGULATORVACUUM-Ohio Medical-6-1251 |  |  |  |  | Covered PM Repair - Biomedical | MHHS-TMC
NO | NO |  |  |  | PSAY13605 |  | Ohio Medical Corporation |  |  | PSAY13605 | TMC - SAROFIM 6 - STICU | MHHS-TMC |  | Regulator, Vacuum |  | PSAY13605 |  | TMC |  | TMC - SAROFIM 6 - STICU | [5 empty] | REGULATORS, SUCTION |  | REGULATORVACUUM-Ohio Medical-6-1251 | REGULATORVACUUM | 6-1251 |  |  |  | Ohio Medical | Regulator, Vacuum |  | REGULATORVACUUM-Ohio Medical-6-1251 |  |  |  |  | Covered PM Repair - Biomedical | MHHS-TMC
NO | NO |  |  |  | PSAY13606 |  | Ohio Medical Corporation |  |  | PSAY13606 | TMC - SAROFIM 6 - STICU | MHHS-TMC |  | Regulator, Vacuum |  | PSAY13606 |  | TMC |  | TMC - SAROFIM 6 - STICU | [5 empty] | REGULATORS, SUCTION |  | REGULATORVACUUM-Ohio Medical-6-1251 | REGULATORVACUUM | 6-1251 |  |  |  | Ohio Medical | Regulator, Vacuum |  | REGULATORVACUUM-Ohio Medical-6-1251 |  |  |  |  | Covered PM Repair - Biomedical | MHHS-TMC
NO | NO |  |  |  | PSAY13707 |  | Ohio Medical Corporation |  |  | PSAY13707 | TMC - SAROFIM 6 - STICU | MHHS-TMC |  | Regulator, Vacuum |  | PSAY13707 |  | TMC |  | TMC - SAROFIM 6 - STICU | [5 empty] | REGULATORS, SUCTION |  | REGULATORVACUUM-Ohio Medical-6-1251 | REGULATORVACUUM | 6-1251 |  |  |  | Ohio Medical | Regulator, Vacuum |  | REGULATORVACUUM-Ohio Medical-6-1251 |  |  |  |  | Covered PM Repair - Biomedical | MHHS-TMC
NO | NO |  |  |  | PSAY13708 |  | Ohio Medical Corporation |  |  | PSAY13708 | TMC - SAROFIM 6 - STICU | MHHS-TMC |  | Regulator, Vacuum |  | PSAY13708 |  | TMC |  | TMC - SAROFIM 6 - STICU | [5 empty] | REGULATORS, SUCTION |  | REGULATORVACUUM-Ohio Medical-6-1251 | REGULATORVACUUM | 6-1251 |  |  |  | Ohio Medical | Regulator, Vacuum |  | REGULATORVACUUM-Ohio Medical-6-1251 |  |  |  |  | Covered PM Repair - Biomedical | MHHS-TMC
NO | NO |  |  |  | PSAY13715 |  | Ohio Medical Corporation |  |  | PSAY13715 | TMC - SAROFIM 6 - STICU | MHHS-TMC |  | Regulator, Vacuum |  | PSAY13715 |  | TMC |  | TMC - SAROFIM 6 - STICU | [5 empty] | REGULATORS, SUCTION |  | REGULATORVACUUM-Ohio Medical-6-1251 | REGULATORVACUUM | 6-1251 |  |  |  | Ohio Medical | Regulator, Vacuum |  | REGULATORVACUUM-Ohio Medical-6-1251 |  |  |  |  | Covered PM Repair - Biomedical | MHHS-TMC
NO | NO |  |  |  | PSAY13716 |  | Ohio Medical Corporation |  |  | PSAY13716 | TMC - SAROFIM 6 - STICU | MHHS-TMC |  | Regulator, Vacuum |  | PSAY13716 |  | TMC |  | TMC - SAROFIM 6 - STICU | [5 empty] | REGULATORS, SUCTION |  | REGULATORVACUUM-Ohio Medical-6-1251 | REGULATORVACUUM | 6-1251 |  |  |  | Ohio Medical | Regulator, Vacuum |  | REGULATORVACUUM-Ohio Medical-6-1251 |  |  |  |  | Covered PM Repair - Biomedical | MHHS-TMC
NO | NO |  |  |  | PSAY14227 |  | Ohio Medical Corporation |  |  | PSAY14227 | TMC - SAROFIM 6 - STICU | MHHS-TMC |  | Regulator, Vacuum |  | PSAY14227 |  | TMC |  | TMC - SAROFIM 6 - STICU | [5 empty] | REGULATORS, SUCTION |  | REGULATORVACUUM-Ohio Medical-6-1251 | REGULATORVACUUM | 6-1251 |  |  |  | Ohio Medical | Regulator, Vacuum |  | REGULATORVACUUM-Ohio Medical-6-1251 |  |  |  |  | Covered PM Repair - Biomedical | MHHS-TMC
NO | NO |  |  |  | PSAY14233 |  | Ohio Medical Corporation |  |  | PSAY14233 | TMC - SAROFIM 6 - STICU | MHHS-TMC |  | Regulator, Vacuum |  | PSAY14233 |  | TMC |  | TMC - SAROFIM 6 - STICU | [5 empty] | REGULATORS, SUCTION |  | REGULATORVACUUM-Ohio Medical-6-1251 | REGULATORVACUUM | 6-1251 |  |  |  | Ohio Medical | Regulator, Vacuum |  | REGULATORVACUUM-Ohio Medical-6-1251 |  |  |  |  | Covered PM Repair - Biomedical | MHHS-TMC
NO | NO |  |  |  | PSAY14235 |  | Ohio Medical Corporation |  |  | PSAY14235 | TMC - SAROFIM 6 - STICU | MHHS-TMC |  | Regulator, Vacuum |  | PSAY14235 |  | TMC |  | TMC - SAROFIM 6 - STICU | [5 empty] | REGULATORS, SUCTION |  | REGULATORVACUUM-Ohio Medical-6-1251 | REGULATORVACUUM | 6-1251 |  |  |  | Ohio Medical | Regulator, Vacuum |  | REGULATORVACUUM-Ohio Medical-6-1251 |  |  |  |  | Covered PM Repair - Biomedical | MHHS-TMC
NO | NO |  |  |  | PSAY14298 |  | Ohio Medical Corporation |  |  | PSAY14298 | TMC - SAROFIM 6 - STICU | MHHS-TMC |  | Regulator, Vacuum |  | PSAY14298 |  | TMC |  | TMC - SAROFIM 6 - STICU | [5 empty] | REGULATORS, SUCTION |  | REGULATORVACUUM-Ohio Medical-6-1251 | REGULATORVACUUM | 6-1251 |  |  |  | Ohio Medical | Regulator, Vacuum |  | REGULATORVACUUM-Ohio Medical-6-1251 |  |  |  |  | Covered PM Repair - Biomedical | MHHS-TMC
NO | NO |  |  |  | PSAY14304 |  | Ohio Medical Corporation |  |  | PSAY14304 | TMC - SAROFIM 6 - STICU | MHHS-TMC |  | Regulator, Vacuum |  | PSAY14304 |  | TMC |  | TMC - SAROFIM 6 - STICU | [5 empty] | REGULATORS, SUCTION |  | REGULATORVACUUM-Ohio Medical-6-1251 | REGULATORVACUUM | 6-1251 |  |  |  | Ohio Medical | Regulator, Vacuum |  | REGULATORVACUUM-Ohio Medical-6-1251 |  |  |  |  | Covered PM Repair - Biomedical | MHHS-TMC
NO | NO |  |  |  | PSAY14305 |  | Ohio Medical Corporation |  |  | PSAY14305 | TMC - SAROFIM 6 - STICU | MHHS-TMC |  | Regulator, Vacuum |  | PSAY14305 |  | TMC |  | TMC - SAROFIM 6 - STICU | [5 empty] | REGULATORS, SUCTION |  | REGULATORVACUUM-Ohio Medical-6-1251 | REGULATORVACUUM | 6-1251 |  |  |  | Ohio Medical | Regulator, Vacuum |  | REGULATORVACUUM-Ohio Medical-6-1251 |  |  |  |  | Covered PM Repair - Biomedical | MHHS-TMC
NO | NO |  |  |  | PSAY14306 |  | Ohio Medical Corporation |  |  | PSAY14306 | TMC - SAROFIM 6 - STICU | MHHS-TMC |  | Regulator, Vacuum |  | PSAY14306 |  | TMC |  | TMC - SAROFIM 6 - STICU | [5 empty] | REGULATORS, SUCTION |  | REGULATORVACUUM-Ohio Medical-6-1251 | REGULATORVACUUM | 6-1251 |  |  |  | Ohio Medical | Regulator, Vacuum |  | REGULATORVACUUM-Ohio Medical-6-1251 |  |  |  |  | Covered PM Repair - Biomedical | MHHS-TMC
NO | NO |  |  |  | PSAY14328 |  | Ohio Medical Corporation |  |  | PSAY14328 | TMC - SAROFIM 6 - STICU | MHHS-TMC |  | Regulator, Vacuum |  | PSAY14328 |  | TMC |  | TMC - SAROFIM 6 - STICU | [5 empty] | REGULATORS, SUCTION |  | REGULATORVACUUM-Ohio Medical-6-1251 | REGULATORVACUUM | 6-1251 |  |  |  | Ohio Medical | Regulator, Vacuum |  | REGULATORVACUUM-Ohio Medical-6-1251 |  |  |  |  | Covered PM Repair - Biomedical | MHHS-TMC
NO | NO |  |  |  | PSAY14329 |  | Ohio Medical Corporation |  |  | PSAY14329 | TMC - SAROFIM 6 - STICU | MHHS-TMC |  | Regulator, Vacuum |  | PSAY14329 |  | TMC |  | TMC - SAROFIM 6 - STICU | [5 empty] | REGULATORS, SUCTION |  | REGULATORVACUUM-Ohio Medical-6-1251 | REGULATORVACUUM | 6-1251 |  |  |  | Ohio Medical | Regulator, Vacuum |  | REGULATORVACUUM-Ohio Medical-6-1251 |  |  |  |  | Covered PM Repair - Biomedical | MHHS-TMC
NO | NO |  |  |  | PSAY14330 |  | Ohio Medical Corporation |  |  | PSAY14330 | TMC - SAROFIM 6 - STICU | MHHS-TMC |  | Regulator, Vacuum |  | PSAY14330 |  | TMC |  | TMC - SAROFIM 6 - STICU | [5 empty] | REGULATORS, SUCTION |  | REGULATORVACUUM-Ohio Medical-6-1251 | REGULATORVACUUM | 6-1251 |  |  |  | Ohio Medical | Regulator, Vacuum |  | REGULATORVACUUM-Ohio Medical-6-1251 |  |  |  |  | Covered PM Repair - Biomedical | MHHS-TMC
NO | NO |  |  |  | PSAY14331 |  | Ohio Medical Corporation |  |  | PSAY14331 | TMC - SAROFIM 6 - STICU | MHHS-TMC |  | Regulator, Vacuum |  | PSAY14331 |  | TMC |  | TMC - SAROFIM 6 - STICU | [5 empty] | REGULATORS, SUCTION |  | REGULATORVACUUM-Ohio Medical-6-1251 | REGULATORVACUUM | 6-1251 |  |  |  | Ohio Medical | Regulator, Vacuum |  | REGULATORVACUUM-Ohio Medical-6-1251 |  |  |  |  | Covered PM Repair - Biomedical | MHHS-TMC
NO | NO |  |  |  | PSAY14333 |  | Ohio Medical Corporation |  |  | PSAY14333 | TMC - SAROFIM 6 - STICU | MHHS-TMC |  | Regulator, Vacuum |  | PSAY14333 |  | TMC |  | TMC - SAROFIM 6 - STICU | [5 empty] | REGULATORS, SUCTION |  | REGULATORVACUUM-Ohio Medical-6-1251 | REGULATORVACUUM | 6-1251 |  |  |  | Ohio Medical | Regulator, Vacuum |  | REGULATORVACUUM-Ohio Medical-6-1251 |  |  |  |  | Covered PM Repair - Biomedical | MHHS-TMC
NO | NO |  |  |  | PSAY14334 |  | Ohio Medical Corporation |  |  | PSAY14334 | TMC - SAROFIM 6 - STICU | MHHS-TMC |  | Regulator, Vacuum |  | PSAY14334 |  | TMC |  | TMC - SAROFIM 6 - STICU | [5 empty] | REGULATORS, SUCTION |  | REGULATORVACUUM-Ohio Medical-6-1251 | REGULATORVACUUM | 6-1251 |  |  |  | Ohio Medical | Regulator, Vacuum |  | REGULATORVACUUM-Ohio Medical-6-1251 |  |  |  |  | Covered PM Repair - Biomedical | MHHS-TMC
NO | NO |  |  |  | PSAY14335 |  | Ohio Medical Corporation |  |  | PSAY14335 | TMC - SAROFIM 6 - STICU | MHHS-TMC |  | Regulator, Vacuum |  | PSAY14335 |  | TMC |  | TMC - SAROFIM 6 - STICU | [5 empty] | REGULATORS, SUCTION |  | REGULATORVACUUM-Ohio Medical-6-1251 | REGULATORVACUUM | 6-1251 |  |  |  | Ohio Medical | Regulator, Vacuum |  | REGULATORVACUUM-Ohio Medical-6-1251 |  |  |  |  | Covered PM Repair - Biomedical | MHHS-TMC
NO | NO |  |  |  | PSAY14336 |  | Ohio Medical Corporation |  |  | PSAY14336 | TMC - SAROFIM 6 - STICU | MHHS-TMC |  | Regulator, Vacuum |  | PSAY14336 |  | TMC |  | TMC - SAROFIM 6 - STICU | [5 empty] | REGULATORS, SUCTION |  | REGULATORVACUUM-Ohio Medical-6-1251 | REGULATORVACUUM | 6-1251 |  |  |  | Ohio Medical | Regulator, Vacuum |  | REGULATORVACUUM-Ohio Medical-6-1251 |  |  |  |  | Covered PM Repair - Biomedical | MHHS-TMC
NO | NO |  |  |  | PSAY14360 |  | Ohio Medical Corporation |  |  | PSAY14360 | TMC - SAROFIM 6 - STICU | MHHS-TMC |  | Regulator, Vacuum |  | PSAY14360 |  | TMC |  | TMC - SAROFIM 6 - STICU | [5 empty] | REGULATORS, SUCTION |  | REGULATORVACUUM-Ohio Medical-6-1251 | REGULATORVACUUM | 6-1251 |  |  |  | Ohio Medical | Regulator, Vacuum |  | REGULATORVACUUM-Ohio Medical-6-1251 |  |  |  |  | Covered PM Repair - Biomedical | MHHS-TMC
NO | NO |  |  |  | PSAY14361 |  | Ohio Medical Corporation |  |  | PSAY14361 | TMC - SAROFIM 6 - STICU | MHHS-TMC |  | Regulator, Vacuum |  | PSAY14361 |  | TMC |  | TMC - SAROFIM 6 - STICU | [5 empty] | REGULATORS, SUCTION |  | REGULATORVACUUM-Ohio Medical-6-1251 | REGULATORVACUUM | 6-1251 |  |  |  | Ohio Medical | Regulator, Vacuum |  | REGULATORVACUUM-Ohio Medical-6-1251 |  |  |  |  | Covered PM Repair - Biomedical | MHHS-TMC
NO | NO |  |  |  | PSAY14361 |  | Ohio Medical Corporation |  |  | PSAY14361 | TMC - SAROFIM 6 - STICU | MHHS-TMC |  | Regulator, Vacuum |  | PSAY14361 |  | TMC |  | TMC - SAROFIM 6 - STICU | [5 empty] | REGULATORS, SUCTION |  | REGULATORVACUUM-Ohio Medical-6-1251 | REGULATORVACUUM | 6-1251 |  |  |  | Ohio Medical | Regulator, Vacuum |  | REGULATORVACUUM-Ohio Medical-6-1251 |  |  |  |  | Covered PM Repair - Biomedical | MHHS-TMC
NO | NO |  |  |  | PSAY14368 |  | Ohio Medical Corporation |  |  | PSAY14368 | TMC - SAROFIM 6 - STICU | MHHS-TMC |  | Regulator, Vacuum |  | PSAY14368 |  | TMC |  | TMC - SAROFIM 6 - STICU | [5 empty] | REGULATORS, SUCTION |  | REGULATORVACUUM-Ohio Medical-6-1251 | REGULATORVACUUM | 6-1251 |  |  |  | Ohio Medical | Regulator, Vacuum |  | REGULATORVACUUM-Ohio Medical-6-1251 |  |  |  |  | Covered PM Repair - Biomedical | MHHS-TMC
NO | NO |  |  |  | PSAY14369 |  | Ohio Medical Corporation |  |  | PSAY14369 | TMC - SAROFIM 6 - STICU | MHHS-TMC |  | Regulator, Vacuum |  | PSAY14369 |  | TMC |  | TMC - SAROFIM 6 - STICU | [5 empty] | REGULATORS, SUCTION |  | REGULATORVACUUM-Ohio Medical-6-1251 | REGULATORVACUUM | 6-1251 |  |  |  | Ohio Medical | Regulator, Vacuum |  | REGULATORVACUUM-Ohio Medical-6-1251 |  |  |  |  | Covered PM Repair - Biomedical | MHHS-TMC
NO | NO |  |  |  | PSAY14370 |  | Ohio Medical Corporation |  |  | PSAY14370 | TMC - SAROFIM 6 - STICU | MHHS-TMC |  | Regulator, Vacuum |  | PSAY14370 |  | TMC |  | TMC - SAROFIM 6 - STICU | [5 empty] | REGULATORS, SUCTION |  | REGULATORVACUUM-Ohio Medical-6-1251 | REGULATORVACUUM | 6-1251 |  |  |  | Ohio Medical | Regulator, Vacuum |  | REGULATORVACUUM-Ohio Medical-6-1251 |  |  |  |  | Covered PM Repair - Biomedical | MHHS-TMC
NO | NO |  |  |  | PSAY14371 |  | Ohio Medical Corporation |  |  | PSAY14371 | TMC - SAROFIM 6 - STICU | MHHS-TMC |  | Regulator, Vacuum |  | PSAY14371 |  | TMC |  | TMC - SAROFIM 6 - STICU | [5 empty] | REGULATORS, SUCTION |  | REGULATORVACUUM-Ohio Medical-6-1251 | REGULATORVACUUM | 6-1251 |  |  |  | Ohio Medical | Regulator, Vacuum |  | REGULATORVACUUM-Ohio Medical-6-1251 |  |  |  |  | Not Covered Vendor Only - Biomedical | MHHS-TMC
NO | NO |  |  |  | PSAY14372 |  | Ohio Medical Corporation |  |  | PSAY14372 | TMC - SAROFIM 6 - STICU | MHHS-TMC |  | Regulator, Vacuum |  | PSAY14372 |  | TMC |  | TMC - SAROFIM 6 - STICU | [5 empty] | REGULATORS, SUCTION |  | REGULATORVACUUM-Ohio Medical-6-1251 | REGULATORVACUUM | 6-1251 |  |  |  | Ohio Medical | Regulator, Vacuum |  | REGULATORVACUUM-Ohio Medical-6-1251 |  |  |  |  | Covered PM Repair - Biomedical | MHHS-TMC
NO | NO |  |  |  | PSAY14373 |  | Ohio Medical Corporation |  |  | PSAY14373 | TMC - SAROFIM 6 - STICU | MHHS-TMC |  | Regulator, Vacuum |  | PSAY14373 |  | TMC |  | TMC - SAROFIM 6 - STICU | [5 empty] | REGULATORS, SUCTION |  | REGULATORVACUUM-Ohio Medical-6-1251 | REGULATORVACUUM | 6-1251 |  |  |  | Ohio Medical | Regulator, Vacuum |  | REGULATORVACUUM-Ohio Medical-6-1251 |  |  |  |  | Covered PM Repair - Biomedical | MHHS-TMC
NO | NO |  |  |  | PSAY14380 |  | Ohio Medical Corporation |  |  | PSAY14380 | TMC - SAROFIM 6 - STICU | MHHS-TMC |  | Regulator, Vacuum |  | PSAY14380 |  | TMC |  | TMC - SAROFIM 6 - STICU | [5 empty] | REGULATORS, SUCTION |  | REGULATORVACUUM-Ohio Medical-6-1251 | REGULATORVACUUM | 6-1251 |  |  |  | Ohio Medical | Regulator, Vacuum |  | REGULATORVACUUM-Ohio Medical-6-1251 |  |  |  |  | Covered PM Repair - Biomedical | MHHS-TMC
NO | NO |  |  |  | PSAY14381 |  | Ohio Medical Corporation |  |  | PSAY14381 | TMC - SAROFIM 6 - STICU | MHHS-TMC |  | Regulator, Vacuum |  | PSAY14381 |  | TMC |  | TMC - SAROFIM 6 - STICU | [5 empty] | REGULATORS, SUCTION |  | REGULATORVACUUM-Ohio Medical-6-1251 | REGULATORVACUUM | 6-1251 |  |  |  | Ohio Medical | Regulator, Vacuum |  | REGULATORVACUUM-Ohio Medical-6-1251 |  |  |  |  | Covered PM Repair - Biomedical | MHHS-TMC
NO | NO |  |  |  | PSAY14386 |  | Ohio Medical Corporation |  |  | PSAY14386 | TMC - SAROFIM 6 - STICU | MHHS-TMC |  | Regulator, Vacuum |  | PSAY14386 |  | TMC |  | TMC - SAROFIM 6 - STICU | [5 empty] | REGULATORS, SUCTION |  | REGULATORVACUUM-Ohio Medical-6-1251 | REGULATORVACUUM | 6-1251 |  |  |  | Ohio Medical | Regulator, Vacuum |  | REGULATORVACUUM-Ohio Medical-6-1251 |  |  |  |  | Covered PM Repair - Biomedical | MHHS-TMC
NO | NO |  |  |  | PSAY14397 |  | Ohio Medical Corporation |  |  | PSAY14397 | TMC - SAROFIM 6 - STICU | MHHS-TMC |  | Regulator, Vacuum |  | PSAY14397 |  | TMC |  | TMC - SAROFIM 6 - STICU | [5 empty] | REGULATORS, SUCTION |  | REGULATORVACUUM-Ohio Medical-6-1251 | REGULATORVACUUM | 6-1251 |  |  |  | Ohio Medical | Regulator, Vacuum |  | REGULATORVACUUM-Ohio Medical-6-1251 |  |  |  |  | Covered PM Repair - Biomedical | MHHS-TMC
NO | NO |  |  |  | PSAY14398 |  | Ohio Medical Corporation |  |  | PSAY14398 | TMC - SAROFIM 6 - STICU | MHHS-TMC |  | Regulator, Vacuum |  | PSAY14398 |  | TMC |  | TMC - SAROFIM 6 - STICU | [5 empty] | REGULATORS, SUCTION |  | REGULATORVACUUM-Ohio Medical-6-1251 | REGULATORVACUUM | 6-1251 |  |  |  | Ohio Medical | Regulator, Vacuum |  | REGULATORVACUUM-Ohio Medical-6-1251 |  |  |  |  | Covered PM Repair - Biomedical | MHHS-TMC
NO | NO |  |  |  | PSAY14402 |  | Ohio Medical Corporation |  |  | PSAY14402 | TMC - SAROFIM 6 - STICU | MHHS-TMC |  | Regulator, Vacuum |  | PSAY14402 |  | TMC |  | TMC - SAROFIM 6 - STICU | [5 empty] | REGULATORS, SUCTION |  | REGULATORVACUUM-Ohio Medical-6-1251 | REGULATORVACUUM | 6-1251 |  |  |  | Ohio Medical | Regulator, Vacuum |  | REGULATORVACUUM-Ohio Medical-6-1251 |  |  |  |  | Covered PM Repair - Biomedical | MHHS-TMC
NO | NO |  |  |  | PSAY14403 |  | Ohio Medical Corporation |  |  | PSAY14403 | TMC - SAROFIM 6 - STICU | MHHS-TMC |  | Regulator, Vacuum |  | PSAY14403 |  | TMC |  | TMC - SAROFIM 6 - STICU | [5 empty] | REGULATORS, SUCTION |  | REGULATORVACUUM-Ohio Medical-6-1251 | REGULATORVACUUM | 6-1251 |  |  |  | Ohio Medical | Regulator, Vacuum |  | REGULATORVACUUM-Ohio Medical-6-1251 |  |  |  |  | Covered PM Repair - Biomedical | MHHS-TMC
NO | NO |  |  |  | PSAY14404 |  | Ohio Medical Corporation |  |  | PSAY14404 | TMC - SAROFIM 6 - STICU | MHHS-TMC |  | Regulator, Vacuum |  | PSAY14404 |  | TMC |  | TMC - SAROFIM 6 - STICU | [5 empty] | REGULATORS, SUCTION |  | REGULATORVACUUM-Ohio Medical-6-1251 | REGULATORVACUUM | 6-1251 |  |  |  | Ohio Medical | Regulator, Vacuum |  | REGULATORVACUUM-Ohio Medical-6-1251 |  |  |  |  | Covered PM Repair - Biomedical | MHHS-TMC
NO | NO |  |  |  | PSAY14405 |  | Ohio Medical Corporation |  |  | PSAY14405 | TMC - SAROFIM 6 - STICU | MHHS-TMC |  | Regulator, Vacuum |  | PSAY14405 |  | TMC |  | TMC - SAROFIM 6 - STICU | [5 empty] | REGULATORS, SUCTION |  | REGULATORVACUUM-Ohio Medical-6-1251 | REGULATORVACUUM | 6-1251 |  |  |  | Ohio Medical | Regulator, Vacuum |  | REGULATORVACUUM-Ohio Medical-6-1251 |  |  |  |  | Not Covered Vendor Only - Biomedical | MHHS-TMC
NO | NO |  |  |  | PSAY14407 |  | Ohio Medical Corporation |  |  | PSAY14407 | TMC - SAROFIM 6 - STICU | MHHS-TMC |  | Regulator, Vacuum |  | PSAY14407 |  | TMC |  | TMC - SAROFIM 6 - STICU | [5 empty] | REGULATORS, SUCTION |  | REGULATORVACUUM-Ohio Medical-6-1251 | REGULATORVACUUM | 6-1251 |  |  |  | Ohio Medical | Regulator, Vacuum |  | REGULATORVACUUM-Ohio Medical-6-1251 |  |  |  |  | Covered PM Repair - Biomedical | MHHS-TMC
NO | NO |  |  |  | psay13042 |  | Ohio Medical Corporation |  |  | psay13042 | TMC - SAROFIM 7 - ORTHO TRAUMA | MHHS-TMC |  | Regulator, Vacuum |  | psay13042 |  | TMC |  | TMC - SAROFIM 7 - ORTHO TRAUMA | [5 empty] | REGULATORS, SUCTION |  | REGULATORVACUUM-Ohio Medical-6-1251 | REGULATORVACUUM | 6-1251 |  |  |  | Ohio Medical | Regulator, Vacuum |  | REGULATORVACUUM-Ohio Medical-6-1251 |  |  |  |  | Covered PM Repair - Biomedical | MHHS-TMC
NO | NO |  |  |  | psay13043 |  | Ohio Medical Corporation |  |  | psay13043 | TMC - SAROFIM 7 - ORTHO TRAUMA | MHHS-TMC |  | Regulator, Vacuum |  | psay13043 |  | TMC |  | TMC - SAROFIM 7 - ORTHO TRAUMA | [5 empty] | REGULATORS, SUCTION |  | REGULATORVACUUM-Ohio Medical-6-1251 | REGULATORVACUUM | 6-1251 |  |  |  | Ohio Medical | Regulator, Vacuum |  | REGULATORVACUUM-Ohio Medical-6-1251 |  |  |  |  | Covered PM Repair - Biomedical | MHHS-TMC
NO | NO |  |  |  | psay13045 |  | Ohio Medical Corporation |  |  | psay13045 | TMC - SAROFIM 7 - ORTHO TRAUMA | MHHS-TMC |  | Regulator, Vacuum |  | psay13045 |  | TMC |  | TMC - SAROFIM 7 - ORTHO TRAUMA | [5 empty] | REGULATORS, SUCTION |  | REGULATORVACUUM-Ohio Medical-6-1251 | REGULATORVACUUM | 6-1251 |  |  |  | Ohio Medical | Regulator, Vacuum |  | REGULATORVACUUM-Ohio Medical-6-1251 |  |  |  |  | Covered PM Repair - Biomedical | MHHS-TMC
NO | NO |  |  |  | psay13317 |  | Ohio Medical Corporation |  |  | psay13317 | TMC - SAROFIM 7 - ORTHO TRAUMA | MHHS-TMC |  | Regulator, Vacuum |  | psay13317 |  | TMC |  | TMC - SAROFIM 7 - ORTHO TRAUMA | [5 empty] | REGULATORS, SUCTION |  | REGULATORVACUUM-Ohio Medical-6-1251 | REGULATORVACUUM | 6-1251 |  |  |  | Ohio Medical | Regulator, Vacuum |  | REGULATORVACUUM-Ohio Medical-6-1251 |  |  |  |  | Covered PM Repair - Biomedical | MHHS-TMC
NO | NO |  |  |  | psay13318 |  | Ohio Medical Corporation |  |  | psay13318 | TMC - SAROFIM 7 - ORTHO TRAUMA | MHHS-TMC |  | Regulator, Vacuum |  | psay13318 |  | TMC |  | TMC - SAROFIM 7 - ORTHO TRAUMA | [5 empty] | REGULATORS, SUCTION |  | REGULATORVACUUM-Ohio Medical-6-1251 | REGULATORVACUUM | 6-1251 |  |  |  | Ohio Medical | Regulator, Vacuum |  | REGULATORVACUUM-Ohio Medical-6-1251 |  |  |  |  | Covered PM Repair - Biomedical | MHHS-TMC
NO | NO |  |  |  | psay13319 |  | Ohio Medical Corporation |  |  | psay13319 | TMC - SAROFIM 7 - ORTHO TRAUMA | MHHS-TMC |  | Regulator, Vacuum |  | psay13319 |  | TMC |  | TMC - SAROFIM 7 - ORTHO TRAUMA | [5 empty] | REGULATORS, SUCTION |  | REGULATORVACUUM-Ohio Medical-6-1251 | REGULATORVACUUM | 6-1251 |  |  |  | Ohio Medical | Regulator, Vacuum |  | REGULATORVACUUM-Ohio Medical-6-1251 |  |  |  |  | Covered PM Repair - Biomedical | MHHS-TMC
NO | NO |  |  |  | psay13320 |  | Ohio Medical Corporation |  |  | psay13320 | TMC - SAROFIM 7 - ORTHO TRAUMA | MHHS-TMC |  | Regulator, Vacuum |  | psay13320 |  | TMC |  | TMC - SAROFIM 7 - ORTHO TRAUMA | [5 empty] | REGULATORS, SUCTION |  | REGULATORVACUUM-Ohio Medical-6-1251 | REGULATORVACUUM | 6-1251 |  |  |  | Ohio Medical | Regulator, Vacuum |  | REGULATORVACUUM-Ohio Medical-6-1251 |  |  |  |  | Covered PM Repair - Biomedical | MHHS-TMC
NO | NO |  |  |  | psay13322 |  | Ohio Medical Corporation |  |  | psay13322 | TMC - SAROFIM 7 - ORTHO TRAUMA | MHHS-TMC |  | Regulator, Vacuum |  | psay13322 |  | TMC |  | TMC - SAROFIM 7 - ORTHO TRAUMA | [5 empty] | REGULATORS, SUCTION |  | REGULATORVACUUM-Ohio Medical-6-1251 | REGULATORVACUUM | 6-1251 |  |  |  | Ohio Medical | Regulator, Vacuum |  | REGULATORVACUUM-Ohio Medical-6-1251 |  |  |  |  | Covered PM Repair - Biomedical | MHHS-TMC
NO | NO |  |  |  | psay13324 |  | Ohio Medical Corporation |  |  | psay13324 | TMC - SAROFIM 7 - ORTHO TRAUMA | MHHS-TMC |  | Regulator, Vacuum |  | psay13324 |  | TMC |  | TMC - SAROFIM 7 - ORTHO TRAUMA | [5 empty] | REGULATORS, SUCTION |  | REGULATORVACUUM-Ohio Medical-6-1251 | REGULATORVACUUM | 6-1251 |  |  |  | Ohio Medical | Regulator, Vacuum |  | REGULATORVACUUM-Ohio Medical-6-1251 |  |  |  |  | Covered PM Repair - Biomedical | MHHS-TMC
NO | NO |  |  |  | psay13326 |  | Ohio Medical Corporation |  |  | psay13326 | TMC - SAROFIM 7 - ORTHO TRAUMA | MHHS-TMC |  | Regulator, Vacuum |  | psay13326 |  | TMC |  | TMC - SAROFIM 7 - ORTHO TRAUMA | [5 empty] | REGULATORS, SUCTION |  | REGULATORVACUUM-Ohio Medical-6-1251 | REGULATORVACUUM | 6-1251 |  |  |  | Ohio Medical | Regulator, Vacuum |  | REGULATORVACUUM-Ohio Medical-6-1251 |  |  |  |  | Covered PM Repair - Biomedical | MHHS-TMC
NO | NO |  |  |  | psay13348 |  | Ohio Medical Corporation |  |  | psay13348 | TMC - SAROFIM 7 - ORTHO TRAUMA | MHHS-TMC |  | Regulator, Vacuum |  | psay13348 |  | TMC |  | TMC - SAROFIM 7 - ORTHO TRAUMA | [5 empty] | REGULATORS, SUCTION |  | REGULATORVACUUM-Ohio Medical-6-1251 | REGULATORVACUUM | 6-1251 |  |  |  | Ohio Medical | Regulator, Vacuum |  | REGULATORVACUUM-Ohio Medical-6-1251 |  |  |  |  | Covered PM Repair - Biomedical | MHHS-TMC
NO | NO |  |  |  | psay13351 |  | Ohio Medical Corporation |  |  | psay13351 | TMC - SAROFIM 7 - ORTHO TRAUMA | MHHS-TMC |  | Regulator, Vacuum |  | psay13351 |  | TMC |  | TMC - SAROFIM 7 - ORTHO TRAUMA | [5 empty] | REGULATORS, SUCTION |  | REGULATORVACUUM-Ohio Medical-6-1251 | REGULATORVACUUM | 6-1251 |  |  |  | Ohio Medical | Regulator, Vacuum |  | REGULATORVACUUM-Ohio Medical-6-1251 |  |  |  |  | Covered PM Repair - Biomedical | MHHS-TMC
NO | NO |  |  |  | psay13453 |  | Ohio Medical Corporation |  |  | psay13453 | TMC - SAROFIM 7 - ORTHO TRAUMA | MHHS-TMC |  | Regulator, Vacuum |  | psay13453 |  | TMC |  | TMC - SAROFIM 7 - ORTHO TRAUMA | [5 empty] | REGULATORS, SUCTION |  | REGULATORVACUUM-Ohio Medical-6-1251 | REGULATORVACUUM | 6-1251 |  |  |  | Ohio Medical | Regulator, Vacuum |  | REGULATORVACUUM-Ohio Medical-6-1251 |  |  |  |  | Covered PM Repair - Biomedical | MHHS-TMC
NO | NO |  |  |  | psay13455 |  | Ohio Medical Corporation |  |  | psay13455 | TMC - SAROFIM 7 - ORTHO TRAUMA | MHHS-TMC |  | Regulator, Vacuum |  | psay13455 |  | TMC |  | TMC - SAROFIM 7 - ORTHO TRAUMA | [5 empty] | REGULATORS, SUCTION |  | REGULATORVACUUM-Ohio Medical-6-1251 | REGULATORVACUUM | 6-1251 |  |  |  | Ohio Medical | Regulator, Vacuum |  | REGULATORVACUUM-Ohio Medical-6-1251 |  |  |  |  | Covered PM Repair - Biomedical | MHHS-TMC
NO | NO |  |  |  | psay13456 |  | Ohio Medical Corporation |  |  | psay13456 | TMC - SAROFIM 7 - ORTHO TRAUMA | MHHS-TMC |  | Regulator, Vacuum |  | psay13456 |  | TMC |  | TMC - SAROFIM 7 - ORTHO TRAUMA | [5 empty] | REGULATORS, SUCTION |  | REGULATORVACUUM-Ohio Medical-6-1251 | REGULATORVACUUM | 6-1251 |  |  |  | Ohio Medical | Regulator, Vacuum |  | REGULATORVACUUM-Ohio Medical-6-1251 |  |  |  |  | Covered PM Repair - Biomedical | MHHS-TMC
NO | NO |  |  |  | psay13528 |  | Ohio Medical Corporation |  |  | psay13528 | TMC - SAROFIM 7 - ORTHO TRAUMA | MHHS-TMC |  | Regulator, Vacuum |  | psay13528 |  | TMC |  | TMC - SAROFIM 7 - ORTHO TRAUMA | [5 empty] | REGULATORS, SUCTION |  | REGULATORVACUUM-Ohio Medical-6-1251 | REGULATORVACUUM | 6-1251 |  |  |  | Ohio Medical | Regulator, Vacuum |  | REGULATORVACUUM-Ohio Medical-6-1251 |  |  |  |  | Covered PM Repair - Biomedical | MHHS-TMC
NO | NO |  |  |  | psay13534 |  | Ohio Medical Corporation |  |  | psay13534 | TMC - SAROFIM 7 - ORTHO TRAUMA | MHHS-TMC |  | Regulator, Vacuum |  | psay13534 |  | TMC |  | TMC - SAROFIM 7 - ORTHO TRAUMA | [5 empty] | REGULATORS, SUCTION |  | REGULATORVACUUM-Ohio Medical-6-1251 | REGULATORVACUUM | 6-1251 |  |  |  | Ohio Medical | Regulator, Vacuum |  | REGULATORVACUUM-Ohio Medical-6-1251 |  |  |  |  | Covered PM Repair - Biomedical | MHHS-TMC
NO | NO |  |  |  | psay13537 |  | Ohio Medical Corporation |  |  | psay13537 | TMC - SAROFIM 7 - ORTHO TRAUMA | MHHS-TMC |  | Regulator, Vacuum |  | psay13537 |  | TMC |  | TMC - SAROFIM 7 - ORTHO TRAUMA | [5 empty] | REGULATORS, SUCTION |  | REGULATORVACUUM-Ohio Medical-6-1251 | REGULATORVACUUM | 6-1251 |  |  |  | Ohio Medical | Regulator, Vacuum |  | REGULATORVACUUM-Ohio Medical-6-1251 |  |  |  |  | Covered PM Repair - Biomedical | MHHS-TMC
NO | NO |  |  |  | psay13541 |  | Ohio Medical Corporation |  |  | psay13541 | TMC - SAROFIM 7 - ORTHO TRAUMA | MHHS-TMC |  | Regulator, Vacuum |  | psay13541 |  | TMC |  | TMC - SAROFIM 7 - ORTHO TRAUMA | [5 empty] | REGULATORS, SUCTION |  | REGULATORVACUUM-Ohio Medical-6-1251 | REGULATORVACUUM | 6-1251 |  |  |  | Ohio Medical | Regulator, Vacuum |  | REGULATORVACUUM-Ohio Medical-6-1251 |  |  |  |  | Covered PM Repair - Biomedical | MHHS-TMC
NO | NO |  |  |  | psay13542 |  | Ohio Medical Corporation |  |  | psay13542 | TMC - SAROFIM 7 - ORTHO TRAUMA | MHHS-TMC |  | Regulator, Vacuum |  | psay13542 |  | TMC |  | TMC - SAROFIM 7 - ORTHO TRAUMA | [5 empty] | REGULATORS, SUCTION |  | REGULATORVACUUM-Ohio Medical-6-1251 | REGULATORVACUUM | 6-1251 |  |  |  | Ohio Medical | Regulator, Vacuum |  | REGULATORVACUUM-Ohio Medical-6-1251 |  |  |  |  | Covered PM Repair - Biomedical | MHHS-TMC
NO | NO |  |  |  | psay13543 |  | Ohio Medical Corporation |  |  | psay13543 | TMC - SAROFIM 7 - ORTHO TRAUMA | MHHS-TMC |  | Regulator, Vacuum |  | psay13543 |  | TMC |  | TMC - SAROFIM 7 - ORTHO TRAUMA | [5 empty] | REGULATORS, SUCTION |  | REGULATORVACUUM-Ohio Medical-6-1251 | REGULATORVACUUM | 6-1251 |  |  |  | Ohio Medical | Regulator, Vacuum |  | REGULATORVACUUM-Ohio Medical-6-1251 |  |  |  |  | Covered PM Repair - Biomedical | MHHS-TMC
NO | NO |  |  |  | psay13544 |  | Ohio Medical Corporation |  |  | psay13544 | TMC - SAROFIM 7 - ORTHO TRAUMA | MHHS-TMC |  | Regulator, Vacuum |  | psay13544 |  | TMC |  | TMC - SAROFIM 7 - ORTHO TRAUMA | [5 empty] | REGULATORS, SUCTION |  | REGULATORVACUUM-Ohio Medical-6-1251 | REGULATORVACUUM | 6-1251 |  |  |  | Ohio Medical | Regulator, Vacuum |  | REGULATORVACUUM-Ohio Medical-6-1251 |  |  |  |  | Covered PM Repair - Biomedical | MHHS-TMC
NO | NO |  |  |  | psay13550 |  | Ohio Medical Corporation |  |  | psay13550 | TMC - SAROFIM 7 - ORTHO TRAUMA | MHHS-TMC |  | Regulator, Vacuum |  | psay13550 |  | TMC |  | TMC - SAROFIM 7 - ORTHO TRAUMA | [5 empty] | REGULATORS, SUCTION |  | REGULATORVACUUM-Ohio Medical-6-1251 | REGULATORVACUUM | 6-1251 |  |  |  | Ohio Medical | Regulator, Vacuum |  | REGULATORVACUUM-Ohio Medical-6-1251 |  |  |  |  | Covered PM Repair - Biomedical | MHHS-TMC
NO | NO |  |  |  | psay13551 |  | Ohio Medical Corporation |  |  | psay13551 | TMC - SAROFIM 7 - ORTHO TRAUMA | MHHS-TMC |  | Regulator, Vacuum |  | psay13551 |  | TMC |  | TMC - SAROFIM 7 - ORTHO TRAUMA | [5 empty] | REGULATORS, SUCTION |  | REGULATORVACUUM-Ohio Medical-6-1251 | REGULATORVACUUM | 6-1251 |  |  |  | Ohio Medical | Regulator, Vacuum |  | REGULATORVACUUM-Ohio Medical-6-1251 |  |  |  |  | Covered PM Repair - Biomedical | MHHS-TMC
NO | NO |  |  |  | psay13552 |  | Ohio Medical Corporation |  |  | psay13552 | TMC - SAROFIM 7 - ORTHO TRAUMA | MHHS-TMC |  | Regulator, Vacuum |  | psay13552 |  | TMC |  | TMC - SAROFIM 7 - ORTHO TRAUMA | [5 empty] | REGULATORS, SUCTION |  | REGULATORVACUUM-Ohio Medical-6-1251 | REGULATORVACUUM | 6-1251 |  |  |  | Ohio Medical | Regulator, Vacuum |  | REGULATORVACUUM-Ohio Medical-6-1251 |  |  |  |  | Covered PM Repair - Biomedical | MHHS-TMC
NO | NO |  |  |  | psay13578 |  | Ohio Medical Corporation |  |  | psay13578 | TMC - SAROFIM 7 - ORTHO TRAUMA | MHHS-TMC |  | Regulator, Vacuum |  | psay13578 |  | TMC |  | TMC - SAROFIM 7 - ORTHO TRAUMA | [5 empty] | REGULATORS, SUCTION |  | REGULATORVACUUM-Ohio Medical-6-1251 | REGULATORVACUUM | 6-1251 |  |  |  | Ohio Medical | Regulator, Vacuum |  | REGULATORVACUUM-Ohio Medical-6-1251 |  |  |  |  | Covered PM Repair - Biomedical | MHHS-TMC
NO | NO |  |  |  | psay13579 |  | Ohio Medical Corporation |  |  | psay13579 | TMC - SAROFIM 7 - ORTHO TRAUMA | MHHS-TMC |  | Regulator, Vacuum |  | psay13579 |  | TMC |  | TMC - SAROFIM 7 - ORTHO TRAUMA | [5 empty] | REGULATORS, SUCTION |  | REGULATORVACUUM-Ohio Medical-6-1251 | REGULATORVACUUM | 6-1251 |  |  |  | Ohio Medical | Regulator, Vacuum |  | REGULATORVACUUM-Ohio Medical-6-1251 |  |  |  |  | Covered PM Repair - Biomedical | MHHS-TMC
NO | NO |  |  |  | psay13580 |  | Ohio Medical Corporation |  |  | psay13580 | TMC - SAROFIM 7 - ORTHO TRAUMA | MHHS-TMC |  | Regulator, Vacuum |  | psay13580 |  | TMC |  | TMC - SAROFIM 7 - ORTHO TRAUMA | [5 empty] | REGULATORS, SUCTION |  | REGULATORVACUUM-Ohio Medical-6-1251 | REGULATORVACUUM | 6-1251 |  |  |  | Ohio Medical | Regulator, Vacuum |  | REGULATORVACUUM-Ohio Medical-6-1251 |  |  |  |  | Covered PM Repair - Biomedical | MHHS-TMC
NO | NO |  |  |  | psay13582 |  | Ohio Medical Corporation |  |  | psay13582 | TMC - SAROFIM 7 - ORTHO TRAUMA | MHHS-TMC |  | Regulator, Vacuum |  | psay13582 |  | TMC |  | TMC - SAROFIM 7 - ORTHO TRAUMA | [5 empty] | REGULATORS, SUCTION |  | REGULATORVACUUM-Ohio Medical-6-1251 | REGULATORVACUUM | 6-1251 |  |  |  | Ohio Medical | Regulator, Vacuum |  | REGULATORVACUUM-Ohio Medical-6-1251 |  |  |  |  | Not Covered Vendor Only - Biomedical | MHHS-TMC
NO | NO |  |  |  | psay13640 |  | Ohio Medical Corporation |  |  | psay13640 | TMC - SAROFIM 7 - ORTHO TRAUMA | MHHS-TMC |  | Regulator, Vacuum |  | psay13640 |  | TMC |  | TMC - SAROFIM 7 - ORTHO TRAUMA | [5 empty] | REGULATORS, SUCTION |  | REGULATORVACUUM-Ohio Medical-6-1251 | REGULATORVACUUM | 6-1251 |  |  |  | Ohio Medical | Regulator, Vacuum |  | REGULATORVACUUM-Ohio Medical-6-1251 |  |  |  |  | Not Covered Vendor Only - Biomedical | MHHS-TMC
NO | NO |  |  |  | psay13641 |  | Ohio Medical Corporation |  |  | psay13641 | TMC - SAROFIM 7 - ORTHO TRAUMA | MHHS-TMC |  | Regulator, Vacuum |  | psay13641 |  | TMC |  | TMC - SAROFIM 7 - ORTHO TRAUMA | [5 empty] | REGULATORS, SUCTION |  | REGULATORVACUUM-Ohio Medical-6-1251 | REGULATORVACUUM | 6-1251 |  |  |  | Ohio Medical | Regulator, Vacuum |  | REGULATORVACUUM-Ohio Medical-6-1251 |  |  |  |  | Not Covered Vendor Only - Biomedical | MHHS-TMC
NO | NO |  |  |  | psay13644 |  | Ohio Medical Corporation |  |  | psay13644 | TMC - SAROFIM 7 - ORTHO TRAUMA | MHHS-TMC |  | Regulator, Vacuum |  | psay13644 |  | TMC |  | TMC - SAROFIM 7 - ORTHO TRAUMA | [5 empty] | REGULATORS, SUCTION |  | REGULATORVACUUM-Ohio Medical-6-1251 | REGULATORVACUUM | 6-1251 |  |  |  | Ohio Medical | Regulator, Vacuum |  | REGULATORVACUUM-Ohio Medical-6-1251 |  |  |  |  | Not Covered Vendor Only - Biomedical | MHHS-TMC
NO | NO |  |  |  | psay13812 |  | Ohio Medical Corporation |  |  | psay13812 | TMC - SAROFIM 7 - ORTHO TRAUMA | MHHS-TMC |  | Regulator, Vacuum |  | psay13812 |  | TMC |  | TMC - SAROFIM 7 - ORTHO TRAUMA | [5 empty] | REGULATORS, SUCTION |  | REGULATORVACUUM-Ohio Medical-6-1251 | REGULATORVACUUM | 6-1251 |  |  |  | Ohio Medical | Regulator, Vacuum |  | REGULATORVACUUM-Ohio Medical-6-1251 |  |  |  |  | Not Covered Vendor Only - Biomedical | MHHS-TMC
NO | NO |  |  |  | psay13829 |  | Ohio Medical Corporation |  |  | psay13829 | TMC - SAROFIM 7 - ORTHO TRAUMA | MHHS-TMC |  | Regulator, Vacuum |  | psay13829 |  | TMC |  | TMC - SAROFIM 7 - ORTHO TRAUMA | [5 empty] | REGULATORS, SUCTION |  | REGULATORVACUUM-Ohio Medical-6-1251 | REGULATORVACUUM | 6-1251 |  |  |  | Ohio Medical | Regulator, Vacuum |  | REGULATORVACUUM-Ohio Medical-6-1251 |  |  |  |  | Covered PM Repair - Radiology, Low End | MHHS-TMC
NO | NO |  |  |  | psay13830 |  | Ohio Medical Corporation |  |  | psay13830 | TMC - SAROFIM 7 - ORTHO TRAUMA | MHHS-TMC |  | Regulator, Vacuum |  | psay13830 |  | TMC |  | TMC - SAROFIM 7 - ORTHO TRAUMA | [5 empty] | REGULATORS, SUCTION |  | REGULATORVACUUM-Ohio Medical-6-1251 | REGULATORVACUUM | 6-1251 |  |  |  | Ohio Medical | Regulator, Vacuum |  | REGULATORVACUUM-Ohio Medical-6-1251 |  |  |  |  | Covered PM Repair - Radiology, Low End | MHHS-TMC
NO | NO |  |  |  | psay13832 |  | Ohio Medical Corporation |  |  | psay13832 | TMC - SAROFIM 7 - ORTHO TRAUMA | MHHS-TMC |  | Regulator, Vacuum |  | psay13832 |  | TMC |  | TMC - SAROFIM 7 - ORTHO TRAUMA | [5 empty] | REGULATORS, SUCTION |  | REGULATORVACUUM-Ohio Medical-6-1251 | REGULATORVACUUM | 6-1251 |  |  |  | Ohio Medical | Regulator, Vacuum |  | REGULATORVACUUM-Ohio Medical-6-1251 |  |  |  |  | Covered PM Repair - Biomedical | MHHS-TMC
NO | NO |  |  |  | psay14164 |  | Ohio Medical Corporation |  |  | psay14164 | TMC - SAROFIM 7 - ORTHO TRAUMA | MHHS-TMC |  | Regulator, Vacuum |  | psay14164 |  | TMC |  | TMC - SAROFIM 7 - ORTHO TRAUMA | [5 empty] | REGULATORS, SUCTION |  | REGULATORVACUUM-Ohio Medical-6-1251 | REGULATORVACUUM | 6-1251 |  |  |  | Ohio Medical | Regulator, Vacuum |  | REGULATORVACUUM-Ohio Medical-6-1251 |  |  |  |  | Not Covered Vendor Only - Biomedical | MHHS-TMC
NO | NO |  |  |  | psay14165 |  | Ohio Medical Corporation |  |  | psay14165 | TMC - SAROFIM 7 - ORTHO TRAUMA | MHHS-TMC |  | Regulator, Vacuum |  | psay14165 |  | TMC |  | TMC - SAROFIM 7 - ORTHO TRAUMA | [5 empty] | REGULATORS, SUCTION |  | REGULATORVACUUM-Ohio Medical-6-1251 | REGULATORVACUUM | 6-1251 |  |  |  | Ohio Medical | Regulator, Vacuum |  | REGULATORVACUUM-Ohio Medical-6-1251 |  |  |  |  | Not Covered Vendor Only - Biomedical | MHHS-TMC
NO | NO |  |  |  | psay14187 |  | Ohio Medical Corporation |  |  | psay14187 | TMC - SAROFIM 7 - ORTHO TRAUMA | MHHS-TMC |  | Regulator, Vacuum |  | psay14187 |  | TMC |  | TMC - SAROFIM 7 - ORTHO TRAUMA | [5 empty] | REGULATORS, SUCTION |  | REGULATORVACUUM-Ohio Medical-6-1251 | REGULATORVACUUM | 6-1251 |  |  |  | Ohio Medical | Regulator, Vacuum |  | REGULATORVACUUM-Ohio Medical-6-1251 |  |  |  |  | Covered PM Repair - Biomedical | MHHS-TMC
NO | NO |  |  |  | psay14191 |  | Ohio Medical Corporation |  |  | psay14191 | TMC - SAROFIM 7 - ORTHO TRAUMA | MHHS-TMC |  | Regulator, Vacuum |  | psay14191 |  | TMC |  | TMC - SAROFIM 7 - ORTHO TRAUMA | [5 empty] | REGULATORS, SUCTION |  | REGULATORVACUUM-Ohio Medical-6-1251 | REGULATORVACUUM | 6-1251 |  |  |  | Ohio Medical | Regulator, Vacuum |  | REGULATORVACUUM-Ohio Medical-6-1251 |  |  |  |  | Not Covered Vendor Only - Resp/Ster | MHHS-TMC
NO | NO |  |  |  | psay14192 |  | Ohio Medical Corporation |  |  | psay14192 | TMC - SAROFIM 7 - ORTHO TRAUMA | MHHS-TMC |  | Regulator, Vacuum |  | psay14192 |  | TMC |  | TMC - SAROFIM 7 - ORTHO TRAUMA | [5 empty] | REGULATORS, SUCTION |  | REGULATORVACUUM-Ohio Medical-6-1251 | REGULATORVACUUM | 6-1251 |  |  |  | Ohio Medical | Regulator, Vacuum |  | REGULATORVACUUM-Ohio Medical-6-1251 |  |  |  |  | Not Covered Vendor Only - Resp/Ster | MHHS-TMC
NO | NO |  |  |  | psay14193 |  | Ohio Medical Corporation |  |  | psay14193 | TMC - SAROFIM 7 - ORTHO TRAUMA | MHHS-TMC |  | Regulator, Vacuum |  | psay14193 |  | TMC |  | TMC - SAROFIM 7 - ORTHO TRAUMA | [5 empty] | REGULATORS, SUCTION |  | REGULATORVACUUM-Ohio Medical-6-1251 | REGULATORVACUUM | 6-1251 |  |  |  | Ohio Medical | Regulator, Vacuum |  | REGULATORVACUUM-Ohio Medical-6-1251 |  |  |  |  | Not Covered Vendor Only - Resp/Ster | MHHS-TMC
NO | NO |  |  |  | psay14195 |  | Ohio Medical Corporation |  |  | psay14195 | TMC - SAROFIM 7 - ORTHO TRAUMA | MHHS-TMC |  | Regulator, Vacuum |  | psay14195 |  | TMC |  | TMC - SAROFIM 7 - ORTHO TRAUMA | [5 empty] | REGULATORS, SUCTION |  | REGULATORVACUUM-Ohio Medical-6-1251 | REGULATORVACUUM | 6-1251 |  |  |  | Ohio Medical | Regulator, Vacuum |  | REGULATORVACUUM-Ohio Medical-6-1251 |  |  |  |  | Covered PM Repair - Biomedical | MHHS-TMC
NO | NO |  |  |  | psay14198 |  | Ohio Medical Corporation |  |  | psay14198 | TMC - SAROFIM 7 - ORTHO TRAUMA | MHHS-TMC |  | Regulator, Vacuum |  | psay14198 |  | TMC |  | TMC - SAROFIM 7 - ORTHO TRAUMA | [5 empty] | REGULATORS, SUCTION |  | REGULATORVACUUM-Ohio Medical-6-1251 | REGULATORVACUUM | 6-1251 |  |  |  | Ohio Medical | Regulator, Vacuum |  | REGULATORVACUUM-Ohio Medical-6-1251 |  |  |  |  | Covered PM Repair - Biomedical | MHHS-TMC
NO | NO |  |  |  | psay14199 |  | Ohio Medical Corporation |  |  | psay14199 | TMC - SAROFIM 7 - ORTHO TRAUMA | MHHS-TMC |  | Regulator, Vacuum |  | psay14199 |  | TMC |  | TMC - SAROFIM 7 - ORTHO TRAUMA | [5 empty] | REGULATORS, SUCTION |  | REGULATORVACUUM-Ohio Medical-6-1251 | REGULATORVACUUM | 6-1251 |  |  |  | Ohio Medical | Regulator, Vacuum |  | REGULATORVACUUM-Ohio Medical-6-1251 |  |  |  |  | Covered PM Repair - Biomedical | MHHS-TMC
NO | NO |  |  |  | psay14229 |  | Ohio Medical Corporation |  |  | psay14229 | TMC - SAROFIM 7 - ORTHO TRAUMA | MHHS-TMC |  | Regulator, Vacuum |  | psay14229 |  | TMC |  | TMC - SAROFIM 7 - ORTHO TRAUMA | [5 empty] | REGULATORS, SUCTION |  | REGULATORVACUUM-Ohio Medical-6-1251 | REGULATORVACUUM | 6-1251 |  |  |  | Ohio Medical | Regulator, Vacuum |  | REGULATORVACUUM-Ohio Medical-6-1251 |  |  |  |  | Covered PM Repair - Biomedical | MHHS-TMC
NO | NO |  |  |  | psay14231 |  | Ohio Medical Corporation |  |  | psay14231 | TMC - SAROFIM 7 - ORTHO TRAUMA | MHHS-TMC |  | Regulator, Vacuum |  | psay14231 |  | TMC |  | TMC - SAROFIM 7 - ORTHO TRAUMA | [5 empty] | REGULATORS, SUCTION |  | REGULATORVACUUM-Ohio Medical-6-1251 | REGULATORVACUUM | 6-1251 |  |  |  | Ohio Medical | Regulator, Vacuum |  | REGULATORVACUUM-Ohio Medical-6-1251 |  |  |  |  | Covered PM Repair - Biomedical | MHHS-TMC
NO | NO |  |  |  | psay14236 |  | Ohio Medical Corporation |  |  | psay14236 | TMC - SAROFIM 7 - ORTHO TRAUMA | MHHS-TMC |  | Regulator, Vacuum |  | psay14236 |  | TMC |  | TMC - SAROFIM 7 - ORTHO TRAUMA | [5 empty] | REGULATORS, SUCTION |  | REGULATORVACUUM-Ohio Medical-6-1251 | REGULATORVACUUM | 6-1251 |  |  |  | Ohio Medical | Regulator, Vacuum |  | REGULATORVACUUM-Ohio Medical-6-1251 |  |  |  |  | Covered PM Repair - Biomedical | MHHS-TMC
NO | NO |  |  |  | psay14238 |  | Ohio Medical Corporation |  |  | psay14238 | TMC - SAROFIM 7 - ORTHO TRAUMA | MHHS-TMC |  | Regulator, Vacuum |  | psay14238 |  | TMC |  | TMC - SAROFIM 7 - ORTHO TRAUMA | [5 empty] | REGULATORS, SUCTION |  | REGULATORVACUUM-Ohio Medical-6-1251 | REGULATORVACUUM | 6-1251 |  |  |  | Ohio Medical | Regulator, Vacuum |  | REGULATORVACUUM-Ohio Medical-6-1251 |  |  |  |  | Covered PM Repair - Biomedical | MHHS-TMC
NO | NO |  |  |  | psay14239 |  | Ohio Medical Corporation |  |  | psay14239 | TMC - SAROFIM 7 - ORTHO TRAUMA | MHHS-TMC |  | Regulator, Vacuum |  | psay14239 |  | TMC |  | TMC - SAROFIM 7 - ORTHO TRAUMA | [5 empty] | REGULATORS, SUCTION |  | REGULATORVACUUM-Ohio Medical-6-1251 | REGULATORVACUUM | 6-1251 |  |  |  | Ohio Medical | Regulator, Vacuum |  | REGULATORVACUUM-Ohio Medical-6-1251 |  |  |  |  | Covered PM Repair - Biomedical | MHHS-TMC
NO | NO |  |  |  | psay14240 |  | Ohio Medical Corporation |  |  | psay14240 | TMC - SAROFIM 7 - ORTHO TRAUMA | MHHS-TMC |  | Regulator, Vacuum |  | psay14240 |  | TMC |  | TMC - SAROFIM 7 - ORTHO TRAUMA | [5 empty] | REGULATORS, SUCTION |  | REGULATORVACUUM-Ohio Medical-6-1251 | REGULATORVACUUM | 6-1251 |  |  |  | Ohio Medical | Regulator, Vacuum |  | REGULATORVACUUM-Ohio Medical-6-1251 |  |  |  |  | Covered PM Repair - Biomedical | MHHS-TMC
NO | NO |  |  |  | psay14317 |  | Ohio Medical Corporation |  |  | psay14317 | TMC - SAROFIM 7 - ORTHO TRAUMA | MHHS-TMC |  | Regulator, Vacuum |  | psay14317 |  | TMC |  | TMC - SAROFIM 7 - ORTHO TRAUMA | [5 empty] | REGULATORS, SUCTION |  | REGULATORVACUUM-Ohio Medical-6-1251 | REGULATORVACUUM | 6-1251 |  |  |  | Ohio Medical | Regulator, Vacuum |  | REGULATORVACUUM-Ohio Medical-6-1251 |  |  |  |  | Covered PM Repair - Biomedical | MHHS-TMC
NO | NO |  |  |  | psay14319 |  | Ohio Medical Corporation |  |  | psay14319 | TMC - SAROFIM 7 - ORTHO TRAUMA | MHHS-TMC |  | Regulator, Vacuum |  | psay14319 |  | TMC |  | TMC - SAROFIM 7 - ORTHO TRAUMA | [5 empty] | REGULATORS, SUCTION |  | REGULATORVACUUM-Ohio Medical-6-1251 | REGULATORVACUUM | 6-1251 |  |  |  | Ohio Medical | Regulator, Vacuum |  | REGULATORVACUUM-Ohio Medical-6-1251 |  |  |  |  | Covered PM Repair - Biomedical | MHHS-TMC
NO | NO |  |  |  | psay14489 |  | Ohio Medical Corporation |  |  | psay14489 | TMC - SAROFIM 7 - ORTHO TRAUMA | MHHS-TMC |  | Regulator, Vacuum |  | psay14489 |  | TMC |  | TMC - SAROFIM 7 - ORTHO TRAUMA | [5 empty] | REGULATORS, SUCTION |  | REGULATORVACUUM-Ohio Medical-6-1251 | REGULATORVACUUM | 6-1251 |  |  |  | Ohio Medical | Regulator, Vacuum |  | REGULATORVACUUM-Ohio Medical-6-1251 |  |  |  |  | Covered PM Repair - Biomedical | MHHS-TMC
NO | NO |  |  |  | PSAY12907 |  | Ohio Medical Corporation |  |  | PSAY12907 | TMC - SAROFIM 8 - HVI ICU | MHHS-TMC |  | Regulator, Vacuum |  | PSAY12907 |  | TMC |  | TMC - SAROFIM 8 - HVI ICU | [5 empty] | REGULATORS, SUCTION |  | REGULATORVACUUM-Ohio Medical-6-1251 | REGULATORVACUUM | 6-1251 |  |  |  | Ohio Medical | Regulator, Vacuum |  | REGULATORVACUUM-Ohio Medical-6-1251 |  |  |  |  | Covered PM Repair - Biomedical | MHHS-TMC
NO | NO |  |  |  | PSAY12908 |  | Ohio Medical Corporation |  |  | PSAY12908 | TMC - SAROFIM 8 - HVI ICU | MHHS-TMC |  | Regulator, Vacuum |  | PSAY12908 |  | TMC |  | TMC - SAROFIM 8 - HVI ICU | [5 empty] | REGULATORS, SUCTION |  | REGULATORVACUUM-Ohio Medical-6-1251 | REGULATORVACUUM | 6-1251 |  |  |  | Ohio Medical | Regulator, Vacuum |  | REGULATORVACUUM-Ohio Medical-6-1251 |  |  |  |  | Covered PM Repair - Biomedical | MHHS-TMC
NO | NO |  |  |  | PSAY12909 |  | Ohio Medical Corporation |  |  | PSAY12909 | TMC - SAROFIM 8 - HVI ICU | MHHS-TMC |  | Regulator, Vacuum |  | PSAY12909 |  | TMC |  | TMC - SAROFIM 8 - HVI ICU | [5 empty] | REGULATORS, SUCTION |  | REGULATORVACUUM-Ohio Medical-6-1251 | REGULATORVACUUM | 6-1251 |  |  |  | Ohio Medical | Regulator, Vacuum |  | REGULATORVACUUM-Ohio Medical-6-1251 |  |  |  |  | Covered PM Repair - Biomedical | MHHS-TMC
NO | NO |  |  |  | PSAY12910 |  | Ohio Medical Corporation |  |  | PSAY12910 | TMC - SAROFIM 8 - HVI ICU | MHHS-TMC |  | Regulator, Vacuum |  | PSAY12910 |  | TMC |  | TMC - SAROFIM 8 - HVI ICU | [5 empty] | REGULATORS, SUCTION |  | REGULATORVACUUM-Ohio Medical-6-1251 | REGULATORVACUUM | 6-1251 |  |  |  | Ohio Medical | Regulator, Vacuum |  | REGULATORVACUUM-Ohio Medical-6-1251 |  |  |  |  | Covered PM Repair - Biomedical | MHHS-TMC
NO | NO |  |  |  | PSAY12911 |  | Ohio Medical Corporation |  |  | PSAY12911 | TMC - SAROFIM 8 - HVI ICU | MHHS-TMC |  | Regulator, Vacuum |  | PSAY12911 |  | TMC |  | TMC - SAROFIM 8 - HVI ICU | [5 empty] | REGULATORS, SUCTION |  | REGULATORVACUUM-Ohio Medical-6-1251 | REGULATORVACUUM | 6-1251 |  |  |  | Ohio Medical | Regulator, Vacuum |  | REGULATORVACUUM-Ohio Medical-6-1251 |  |  |  |  | Covered PM Repair - Biomedical | MHHS-TMC
NO | NO |  |  |  | PSAY13029 |  | Ohio Medical Corporation |  |  | PSAY13029 | TMC - SAROFIM 8 - HVI ICU | MHHS-TMC |  | Regulator, Vacuum |  | PSAY13029 |  | TMC |  | TMC - SAROFIM 8 - HVI ICU | [5 empty] | REGULATORS, SUCTION |  | REGULATORVACUUM-Ohio Medical-6-1251 | REGULATORVACUUM | 6-1251 |  |  |  | Ohio Medical | Regulator, Vacuum |  | REGULATORVACUUM-Ohio Medical-6-1251 |  |  |  |  | Covered PM Repair - Biomedical | MHHS-TMC
NO | NO |  |  |  | PSAY13030 |  | Ohio Medical Corporation |  |  | PSAY13030 | TMC - SAROFIM 8 - HVI ICU | MHHS-TMC |  | Regulator, Vacuum |  | PSAY13030 |  | TMC |  | TMC - SAROFIM 8 - HVI ICU | [5 empty] | REGULATORS, SUCTION |  | REGULATORVACUUM-Ohio Medical-6-1251 | REGULATORVACUUM | 6-1251 |  |  |  | Ohio Medical | Regulator, Vacuum |  | REGULATORVACUUM-Ohio Medical-6-1251 |  |  |  |  | Covered PM Repair - Biomedical | MHHS-TMC
NO | NO |  |  |  | PSAY13031 |  | Ohio Medical Corporation |  |  | PSAY13031 | TMC - SAROFIM 8 - HVI ICU | MHHS-TMC |  | Regulator, Vacuum |  | PSAY13031 |  | TMC |  | TMC - SAROFIM 8 - HVI ICU | [5 empty] | REGULATORS, SUCTION |  | REGULATORVACUUM-Ohio Medical-6-1251 | REGULATORVACUUM | 6-1251 |  |  |  | Ohio Medical | Regulator, Vacuum |  | REGULATORVACUUM-Ohio Medical-6-1251 |  |  |  |  | Covered PM Repair - Biomedical | MHHS-TMC
NO | NO |  |  |  | PSAY13032 |  | Ohio Medical Corporation |  |  | PSAY13032 | TMC - SAROFIM 8 - HVI ICU | MHHS-TMC |  | Regulator, Vacuum |  | PSAY13032 |  | TMC |  | TMC - SAROFIM 8 - HVI ICU | [5 empty] | REGULATORS, SUCTION |  | REGULATORVACUUM-Ohio Medical-6-1251 | REGULATORVACUUM | 6-1251 |  |  |  | Ohio Medical | Regulator, Vacuum |  | REGULATORVACUUM-Ohio Medical-6-1251 |  |  |  |  | Covered PM Repair - Biomedical | MHHS-TMC
NO | NO |  |  |  | PSAY13033 |  | Ohio Medical Corporation |  |  | PSAY13033 | TMC - SAROFIM 8 - HVI ICU | MHHS-TMC |  | Regulator, Vacuum |  | PSAY13033 |  | TMC |  | TMC - SAROFIM 8 - HVI ICU | [5 empty] | REGULATORS, SUCTION |  | REGULATORVACUUM-Ohio Medical-6-1251 | REGULATORVACUUM | 6-1251 |  |  |  | Ohio Medical | Regulator, Vacuum |  | REGULATORVACUUM-Ohio Medical-6-1251 |  |  |  |  | Covered PM Repair - Biomedical | MHHS-TMC
NO | NO |  |  |  | PSAY13060 |  | Ohio Medical Corporation |  |  | PSAY13060 | TMC - SAROFIM 8 - HVI ICU | MHHS-TMC |  | Regulator, Vacuum |  | PSAY13060 |  | TMC |  | TMC - SAROFIM 8 - HVI ICU | [5 empty] | REGULATORS, SUCTION |  | REGULATORVACUUM-Ohio Medical-6-1251 | REGULATORVACUUM | 6-1251 |  |  |  | Ohio Medical | Regulator, Vacuum |  | REGULATORVACUUM-Ohio Medical-6-1251 |  |  |  |  | Covered PM Repair - Biomedical | MHHS-TMC
NO | NO |  |  |  | PSAY13061 |  | Ohio Medical Corporation |  |  | PSAY13061 | TMC - SAROFIM 8 - HVI ICU | MHHS-TMC |  | Regulator, Vacuum |  | PSAY13061 |  | TMC |  | TMC - SAROFIM 8 - HVI ICU | [5 empty] | REGULATORS, SUCTION |  | REGULATORVACUUM-Ohio Medical-6-1251 | REGULATORVACUUM | 6-1251 |  |  |  | Ohio Medical | Regulator, Vacuum |  | REGULATORVACUUM-Ohio Medical-6-1251 |  |  |  |  | Covered PM Repair - Biomedical | MHHS-TMC
NO | NO |  |  |  | PSAY13077 |  | Ohio Medical Corporation |  |  | PSAY13077 | TMC - SAROFIM 8 - HVI ICU | MHHS-TMC |  | Regulator, Vacuum |  | PSAY13077 |  | TMC |  | TMC - SAROFIM 8 - HVI ICU | [5 empty] | REGULATORS, SUCTION |  | REGULATORVACUUM-Ohio Medical-6-1251 | REGULATORVACUUM | 6-1251 |  |  |  | Ohio Medical | Regulator, Vacuum |  | REGULATORVACUUM-Ohio Medical-6-1251 |  |  |  |  | Covered PM Repair - Biomedical | MHHS-TMC
NO | NO |  |  |  | PSAY13078 |  | Ohio Medical Corporation |  |  | PSAY13078 | TMC - SAROFIM 8 - HVI ICU | MHHS-TMC |  | Regulator, Vacuum |  | PSAY13078 |  | TMC |  | TMC - SAROFIM 8 - HVI ICU | [5 empty] | REGULATORS, SUCTION |  | REGULATORVACUUM-Ohio Medical-6-1251 | REGULATORVACUUM | 6-1251 |  |  |  | Ohio Medical | Regulator, Vacuum |  | REGULATORVACUUM-Ohio Medical-6-1251 |  |  |  |  | Covered PM Repair - Biomedical | MHHS-TMC
NO | NO |  |  |  | PSAY13079 |  | Ohio Medical Corporation |  |  | PSAY13079 | TMC - SAROFIM 8 - HVI ICU | MHHS-TMC |  | Regulator, Vacuum |  | PSAY13079 |  | TMC |  | TMC - SAROFIM 8 - HVI ICU | [5 empty] | REGULATORS, SUCTION |  | REGULATORVACUUM-Ohio Medical-6-1251 | REGULATORVACUUM | 6-1251 |  |  |  | Ohio Medical | Regulator, Vacuum |  | REGULATORVACUUM-Ohio Medical-6-1251 |  |  |  |  | Covered PM Repair - Biomedical | MHHS-TMC
NO | NO |  |  |  | PSAY13080 |  | Ohio Medical Corporation |  |  | PSAY13080 | TMC - SAROFIM 8 - HVI ICU | MHHS-TMC |  | Regulator, Vacuum |  | PSAY13080 |  | TMC |  | TMC - SAROFIM 8 - HVI ICU | [5 empty] | REGULATORS, SUCTION |  | REGULATORVACUUM-Ohio Medical-6-1251 | REGULATORVACUUM | 6-1251 |  |  |  | Ohio Medical | Regulator, Vacuum |  | REGULATORVACUUM-Ohio Medical-6-1251 |  |  |  |  | Covered PM Repair - Biomedical | MHHS-TMC
NO | NO |  |  |  | PSAY13082 |  | Ohio Medical Corporation |  |  | PSAY13082 | TMC - SAROFIM 8 - HVI ICU | MHHS-TMC |  | Regulator, Vacuum |  | PSAY13082 |  | TMC |  | TMC - SAROFIM 8 - HVI ICU | [5 empty] | REGULATORS, SUCTION |  | REGULATORVACUUM-Ohio Medical-6-1251 | REGULATORVACUUM | 6-1251 |  |  |  | Ohio Medical | Regulator, Vacuum |  | REGULATORVACUUM-Ohio Medical-6-1251 |  |  |  |  | Covered PM Repair - Biomedical | MHHS-TMC
NO | NO |  |  |  | PSAY13083 |  | Ohio Medical Corporation |  |  | PSAY13083 | TMC - SAROFIM 8 - HVI ICU | MHHS-TMC |  | Regulator, Vacuum |  | PSAY13083 |  | TMC |  | TMC - SAROFIM 8 - HVI ICU | [5 empty] | REGULATORS, SUCTION |  | REGULATORVACUUM-Ohio Medical-6-1251 | REGULATORVACUUM | 6-1251 |  |  |  | Ohio Medical | Regulator, Vacuum |  | REGULATORVACUUM-Ohio Medical-6-1251 |  |  |  |  | Covered PM Repair - Biomedical | MHHS-TMC
NO | NO |  |  |  | PSAY13087 |  | Ohio Medical Corporation |  |  | PSAY13087 | TMC - SAROFIM 8 - HVI ICU | MHHS-TMC |  | Regulator, Vacuum |  | PSAY13087 |  | TMC |  | TMC - SAROFIM 8 - HVI ICU | [5 empty] | REGULATORS, SUCTION |  | REGULATORVACUUM-Ohio Medical-6-1251 | REGULATORVACUUM | 6-1251 |  |  |  | Ohio Medical | Regulator, Vacuum |  | REGULATORVACUUM-Ohio Medical-6-1251 |  |  |  |  | Covered PM Repair - Biomedical | MHHS-TMC
NO | NO |  |  |  | PSAY13729 |  | Ohio Medical Corporation |  |  | PSAY13729 | TMC - SAROFIM 8 - HVI ICU | MHHS-TMC |  | Regulator, Vacuum |  | PSAY13729 |  | TMC |  | TMC - SAROFIM 8 - HVI ICU | [5 empty] | REGULATORS, SUCTION |  | REGULATORVACUUM-Ohio Medical-6-1251 | REGULATORVACUUM | 6-1251 |  |  |  | Ohio Medical | Regulator, Vacuum |  | REGULATORVACUUM-Ohio Medical-6-1251 |  |  |  |  | Covered PM Repair - Biomedical | MHHS-TMC
NO | NO |  |  |  | PSAY13730 |  | Ohio Medical Corporation |  |  | PSAY13730 | TMC - SAROFIM 8 - HVI ICU | MHHS-TMC |  | Regulator, Vacuum |  | PSAY13730 |  | TMC |  | TMC - SAROFIM 8 - HVI ICU | [5 empty] | REGULATORS, SUCTION |  | REGULATORVACUUM-Ohio Medical-6-1251 | REGULATORVACUUM | 6-1251 |  |  |  | Ohio Medical | Regulator, Vacuum |  | REGULATORVACUUM-Ohio Medical-6-1251 |  |  |  |  | Covered PM Repair - Biomedical | MHHS-TMC
NO | NO |  |  |  | PSAY13738 |  | Ohio Medical Corporation |  |  | PSAY13738 | TMC - SAROFIM 8 - HVI ICU | MHHS-TMC |  | Regulator, Vacuum |  | PSAY13738 |  | TMC |  | TMC - SAROFIM 8 - HVI ICU | [5 empty] | REGULATORS, SUCTION |  | REGULATORVACUUM-Ohio Medical-6-1251 | REGULATORVACUUM | 6-1251 |  |  |  | Ohio Medical | Regulator, Vacuum |  | REGULATORVACUUM-Ohio Medical-6-1251 |  |  |  |  | Covered PM Repair - Biomedical | MHHS-TMC
NO | NO |  |  |  | PSAY13740 |  | Ohio Medical Corporation |  |  | PSAY13740 | TMC - SAROFIM 8 - HVI ICU | MHHS-TMC |  | Regulator, Vacuum |  | PSAY13740 |  | TMC |  | TMC - SAROFIM 8 - HVI ICU | [5 empty] | REGULATORS, SUCTION |  | REGULATORVACUUM-Ohio Medical-6-1251 | REGULATORVACUUM | 6-1251 |  |  |  | Ohio Medical | Regulator, Vacuum |  | REGULATORVACUUM-Ohio Medical-6-1251 |  |  |  |  | Covered PM Repair - Biomedical | MHHS-TMC
NO | NO |  |  |  | PSAY13741 |  | Ohio Medical Corporation |  |  | PSAY13741 | TMC - SAROFIM 8 - HVI ICU | MHHS-TMC |  | Regulator, Vacuum |  | PSAY13741 |  | TMC |  | TMC - SAROFIM 8 - HVI ICU | [5 empty] | REGULATORS, SUCTION |  | REGULATORVACUUM-Ohio Medical-6-1251 | REGULATORVACUUM | 6-1251 |  |  |  | Ohio Medical | Regulator, Vacuum |  | REGULATORVACUUM-Ohio Medical-6-1251 |  |  |  |  | Covered PM Repair - Biomedical | MHHS-TMC
NO | NO |  |  |  | PSAY13742 |  | Ohio Medical Corporation |  |  | PSAY13742 | TMC - SAROFIM 8 - HVI ICU | MHHS-TMC |  | Regulator, Vacuum |  | PSAY13742 |  | TMC |  | TMC - SAROFIM 8 - HVI ICU | [5 empty] | REGULATORS, SUCTION |  | REGULATORVACUUM-Ohio Medical-6-1251 | REGULATORVACUUM | 6-1251 |  |  |  | Ohio Medical | Regulator, Vacuum |  | REGULATORVACUUM-Ohio Medical-6-1251 |  |  |  |  | Covered PM Repair - Biomedical | MHHS-TMC
NO | NO |  |  |  | PSAY13757 |  | Ohio Medical Corporation |  |  | PSAY13757 | TMC - SAROFIM 8 - HVI ICU | MHHS-TMC |  | Regulator, Vacuum |  | PSAY13757 |  | TMC |  | TMC - SAROFIM 8 - HVI ICU | [5 empty] | REGULATORS, SUCTION |  | REGULATORVACUUM-Ohio Medical-6-1251 | REGULATORVACUUM | 6-1251 |  |  |  | Ohio Medical | Regulator, Vacuum |  | REGULATORVACUUM-Ohio Medical-6-1251 |  |  |  |  | Covered PM Repair - Biomedical | MHHS-TMC
NO | NO |  |  |  | PSAY13758 |  | Ohio Medical Corporation |  |  | PSAY13758 | TMC - SAROFIM 8 - HVI ICU | MHHS-TMC |  | Regulator, Vacuum |  | PSAY13758 |  | TMC |  | TMC - SAROFIM 8 - HVI ICU | [5 empty] | REGULATORS, SUCTION |  | REGULATORVACUUM-Ohio Medical-6-1251 | REGULATORVACUUM | 6-1251 |  |  |  | Ohio Medical | Regulator, Vacuum |  | REGULATORVACUUM-Ohio Medical-6-1251 |  |  |  |  | Covered PM Repair - Biomedical | MHHS-TMC
NO | NO |  |  |  | PSAY13759 |  | Ohio Medical Corporation |  |  | PSAY13759 | TMC - SAROFIM 8 - HVI ICU | MHHS-TMC |  | Regulator, Vacuum |  | PSAY13759 |  | TMC |  | TMC - SAROFIM 8 - HVI ICU | [5 empty] | REGULATORS, SUCTION |  | REGULATORVACUUM-Ohio Medical-6-1251 | REGULATORVACUUM | 6-1251 |  |  |  | Ohio Medical | Regulator, Vacuum |  | REGULATORVACUUM-Ohio Medical-6-1251 |  |  |  |  | Covered PM Repair - Biomedical | MHHS-TMC
NO | NO |  |  |  | PSAY13762 |  | Ohio Medical Corporation |  |  | PSAY13762 | TMC - SAROFIM 8 - HVI ICU | MHHS-TMC |  | Regulator, Vacuum |  | PSAY13762 |  | TMC |  | TMC - SAROFIM 8 - HVI ICU | [5 empty] | REGULATORS, SUCTION |  | REGULATORVACUUM-Ohio Medical-6-1251 | REGULATORVACUUM | 6-1251 |  |  |  | Ohio Medical | Regulator, Vacuum |  | REGULATORVACUUM-Ohio Medical-6-1251 |  |  |  |  | Covered PM Repair - Biomedical | MHHS-TMC
NO | NO |  |  |  | PSAY13764 |  | Ohio Medical Corporation |  |  | PSAY13764 | TMC - SAROFIM 8 - HVI ICU | MHHS-TMC |  | Regulator, Vacuum |  | PSAY13764 |  | TMC |  | TMC - SAROFIM 8 - HVI ICU | [5 empty] | REGULATORS, SUCTION |  | REGULATORVACUUM-Ohio Medical-6-1251 | REGULATORVACUUM | 6-1251 |  |  |  | Ohio Medical | Regulator, Vacuum |  | REGULATORVACUUM-Ohio Medical-6-1251 |  |  |  |  | Covered PM Repair - Biomedical | MHHS-TMC
NO | NO |  |  |  | PSAY13765 |  | Ohio Medical Corporation |  |  | PSAY13765 | TMC - SAROFIM 8 - HVI ICU | MHHS-TMC |  | Regulator, Vacuum |  | PSAY13765 |  | TMC |  | TMC - SAROFIM 8 - HVI ICU | [5 empty] | REGULATORS, SUCTION |  | REGULATORVACUUM-Ohio Medical-6-1251 | REGULATORVACUUM | 6-1251 |  |  |  | Ohio Medical | Regulator, Vacuum |  | REGULATORVACUUM-Ohio Medical-6-1251 |  |  |  |  | Covered PM Repair - Biomedical | MHHS-TMC
NO | NO |  |  |  | PSAY13777 |  | Ohio Medical Corporation |  |  | PSAY13777 | TMC - SAROFIM 8 - HVI ICU | MHHS-TMC |  | Regulator, Vacuum |  | PSAY13777 |  | TMC |  | TMC - SAROFIM 8 - HVI ICU | [5 empty] | REGULATORS, SUCTION |  | REGULATORVACUUM-Ohio Medical-6-1251 | REGULATORVACUUM | 6-1251 |  |  |  | Ohio Medical | Regulator, Vacuum |  | REGULATORVACUUM-Ohio Medical-6-1251 |  |  |  |  | Covered PM Repair - Biomedical | MHHS-TMC
NO | NO |  |  |  | PSAY13778 |  | Ohio Medical Corporation |  |  | PSAY13778 | TMC - SAROFIM 8 - HVI ICU | MHHS-TMC |  | Regulator, Vacuum |  | PSAY13778 |  | TMC |  | TMC - SAROFIM 8 - HVI ICU | [5 empty] | REGULATORS, SUCTION |  | REGULATORVACUUM-Ohio Medical-6-1251 | REGULATORVACUUM | 6-1251 |  |  |  | Ohio Medical | Regulator, Vacuum |  | REGULATORVACUUM-Ohio Medical-6-1251 |  |  |  |  | Covered PM Repair - Biomedical | MHHS-TMC
NO | NO |  |  |  | PSAY13779 |  | Ohio Medical Corporation |  |  | PSAY13779 | TMC - SAROFIM 8 - HVI ICU | MHHS-TMC |  | Regulator, Vacuum |  | PSAY13779 |  | TMC |  | TMC - SAROFIM 8 - HVI ICU | [5 empty] | REGULATORS, SUCTION |  | REGULATORVACUUM-Ohio Medical-6-1251 | REGULATORVACUUM | 6-1251 |  |  |  | Ohio Medical | Regulator, Vacuum |  | REGULATORVACUUM-Ohio Medical-6-1251 |  |  |  |  | Covered PM Repair - Biomedical | MHHS-TMC
NO | NO |  |  |  | PSAY13780 |  | Ohio Medical Corporation |  |  | PSAY13780 | TMC - SAROFIM 8 - HVI ICU | MHHS-TMC |  | Regulator, Vacuum |  | PSAY13780 |  | TMC |  | TMC - SAROFIM 8 - HVI ICU | [5 empty] | REGULATORS, SUCTION |  | REGULATORVACUUM-Ohio Medical-6-1251 | REGULATORVACUUM | 6-1251 |  |  |  | Ohio Medical | Regulator, Vacuum |  | REGULATORVACUUM-Ohio Medical-6-1251 |  |  |  |  | Covered PM Repair - Biomedical | MHHS-TMC
NO | NO |  |  |  | PSAY13781 |  | Ohio Medical Corporation |  |  | PSAY13781 | TMC - SAROFIM 8 - HVI ICU | MHHS-TMC |  | Regulator, Vacuum |  | PSAY13781 |  | TMC |  | TMC - SAROFIM 8 - HVI ICU | [5 empty] | REGULATORS, SUCTION |  | REGULATORVACUUM-Ohio Medical-6-1251 | REGULATORVACUUM | 6-1251 |  |  |  | Ohio Medical | Regulator, Vacuum |  | REGULATORVACUUM-Ohio Medical-6-1251 |  |  |  |  | Covered PM Repair - Biomedical | MHHS-TMC
NO | NO |  |  |  | PSAY13797 |  | Ohio Medical Corporation |  |  | PSAY13797 | TMC - SAROFIM 8 - HVI ICU | MHHS-TMC |  | Regulator, Vacuum |  | PSAY13797 |  | TMC |  | TMC - SAROFIM 8 - HVI ICU | [5 empty] | REGULATORS, SUCTION |  | REGULATORVACUUM-Ohio Medical-6-1251 | REGULATORVACUUM | 6-1251 |  |  |  | Ohio Medical | Regulator, Vacuum |  | REGULATORVACUUM-Ohio Medical-6-1251 |  |  |  |  | Covered PM Repair - Biomedical | MHHS-TMC
NO | NO |  |  |  | PSAY13798 |  | Ohio Medical Corporation |  |  | PSAY13798 | TMC - SAROFIM 8 - HVI ICU | MHHS-TMC |  | Regulator, Vacuum |  | PSAY13798 |  | TMC |  | TMC - SAROFIM 8 - HVI ICU | [5 empty] | REGULATORS, SUCTION |  | REGULATORVACUUM-Ohio Medical-6-1251 | REGULATORVACUUM | 6-1251 |  |  |  | Ohio Medical | Regulator, Vacuum |  | REGULATORVACUUM-Ohio Medical-6-1251 |  |  |  |  | Covered PM Repair - Biomedical | MHHS-TMC
NO | NO |  |  |  | PSAY13799 |  | Ohio Medical Corporation |  |  | PSAY13799 | TMC - SAROFIM 8 - HVI ICU | MHHS-TMC |  | Regulator, Vacuum |  | PSAY13799 |  | TMC |  | TMC - SAROFIM 8 - HVI ICU | [5 empty] | REGULATORS, SUCTION |  | REGULATORVACUUM-Ohio Medical-6-1251 | REGULATORVACUUM | 6-1251 |  |  |  | Ohio Medical | Regulator, Vacuum |  | REGULATORVACUUM-Ohio Medical-6-1251 |  |  |  |  | Covered PM Repair - Biomedical | MHHS-TMC
NO | NO |  |  |  | PSAY13800 |  | Ohio Medical Corporation |  |  | PSAY13800 | TMC - SAROFIM 8 - HVI ICU | MHHS-TMC |  | Regulator, Vacuum |  | PSAY13800 |  | TMC |  | TMC - SAROFIM 8 - HVI ICU | [5 empty] | REGULATORS, SUCTION |  | REGULATORVACUUM-Ohio Medical-6-1251 | REGULATORVACUUM | 6-1251 |  |  |  | Ohio Medical | Regulator, Vacuum |  | REGULATORVACUUM-Ohio Medical-6-1251 |  |  |  |  | Covered PM Repair - Biomedical | MHHS-TMC
NO | NO |  |  |  | PSAY13801 |  | Ohio Medical Corporation |  |  | PSAY13801 | TMC - SAROFIM 8 - HVI ICU | MHHS-TMC |  | Regulator, Vacuum |  | PSAY13801 |  | TMC |  | TMC - SAROFIM 8 - HVI ICU | [5 empty] | REGULATORS, SUCTION |  | REGULATORVACUUM-Ohio Medical-6-1251 | REGULATORVACUUM | 6-1251 |  |  |  | Ohio Medical | Regulator, Vacuum |  | REGULATORVACUUM-Ohio Medical-6-1251 |  |  |  |  | Covered PM Repair - Biomedical | MHHS-TMC
NO | NO |  |  |  | PSAY13885 |  | Ohio Medical Corporation |  |  | PSAY13885 | TMC - SAROFIM 8 - HVI ICU | MHHS-TMC |  | Regulator, Vacuum |  | PSAY13885 |  | TMC |  | TMC - SAROFIM 8 - HVI ICU | [5 empty] | REGULATORS, SUCTION |  | REGULATORVACUUM-Ohio Medical-6-1251 | REGULATORVACUUM | 6-1251 |  |  |  | Ohio Medical | Regulator, Vacuum |  | REGULATORVACUUM-Ohio Medical-6-1251 |  |  |  |  | Covered PM Repair - Biomedical | MHHS-TMC
NO | NO |  |  |  | PSAY13907 |  | Ohio Medical Corporation |  |  | PSAY13907 | TMC - SAROFIM 8 - HVI ICU | MHHS-TMC |  | Regulator, Vacuum |  | PSAY13907 |  | TMC |  | TMC - SAROFIM 8 - HVI ICU | [5 empty] | REGULATORS, SUCTION |  | REGULATORVACUUM-Ohio Medical-6-1251 | REGULATORVACUUM | 6-1251 |  |  |  | Ohio Medical | Regulator, Vacuum |  | REGULATORVACUUM-Ohio Medical-6-1251 |  |  |  |  | Covered PM Repair - Biomedical | MHHS-TMC
NO | NO |  |  |  | PSAY13908 |  | Ohio Medical Corporation |  |  | PSAY13908 | TMC - SAROFIM 8 - HVI ICU | MHHS-TMC |  | Regulator, Vacuum |  | PSAY13908 |  | TMC |  | TMC - SAROFIM 8 - HVI ICU | [5 empty] | REGULATORS, SUCTION |  | REGULATORVACUUM-Ohio Medical-6-1251 | REGULATORVACUUM | 6-1251 |  |  |  | Ohio Medical | Regulator, Vacuum |  | REGULATORVACUUM-Ohio Medical-6-1251 |  |  |  |  | Covered PM Repair - Biomedical | MHHS-TMC
NO | NO |  |  |  | PSAY13909 |  | Ohio Medical Corporation |  |  | PSAY13909 | TMC - SAROFIM 8 - HVI ICU | MHHS-TMC |  | Regulator, Vacuum |  | PSAY13909 |  | TMC |  | TMC - SAROFIM 8 - HVI ICU | [5 empty] | REGULATORS, SUCTION |  | REGULATORVACUUM-Ohio Medical-6-1251 | REGULATORVACUUM | 6-1251 |  |  |  | Ohio Medical | Regulator, Vacuum |  | REGULATORVACUUM-Ohio Medical-6-1251 |  |  |  |  | Covered PM Repair - Biomedical | MHHS-TMC
NO | NO |  |  |  | PSAY13911 |  | Ohio Medical Corporation |  |  | PSAY13911 | TMC - SAROFIM 8 - HVI ICU | MHHS-TMC |  | Regulator, Vacuum |  | PSAY13911 |  | TMC |  | TMC - SAROFIM 8 - HVI ICU | [5 empty] | REGULATORS, SUCTION |  | REGULATORVACUUM-Ohio Medical-6-1251 | REGULATORVACUUM | 6-1251 |  |  |  | Ohio Medical | Regulator, Vacuum |  | REGULATORVACUUM-Ohio Medical-6-1251 |  |  |  |  | Covered PM Repair - Biomedical | MHHS-TMC
NO | NO |  |  |  | PSAY13912 |  | Ohio Medical Corporation |  |  | PSAY13912 | TMC - SAROFIM 8 - HVI ICU | MHHS-TMC |  | Regulator, Vacuum |  | PSAY13912 |  | TMC |  | TMC - SAROFIM 8 - HVI ICU | [5 empty] | REGULATORS, SUCTION |  | REGULATORVACUUM-Ohio Medical-6-1251 | REGULATORVACUUM | 6-1251 |  |  |  | Ohio Medical | Regulator, Vacuum |  | REGULATORVACUUM-Ohio Medical-6-1251 |  |  |  |  | Covered PM Repair - Biomedical | MHHS-TMC
NO | NO |  |  |  | PSAY13913 |  | Ohio Medical Corporation |  |  | PSAY13913 | TMC - SAROFIM 8 - HVI ICU | MHHS-TMC |  | Regulator, Vacuum |  | PSAY13913 |  | TMC |  | TMC - SAROFIM 8 - HVI ICU | [5 empty] | REGULATORS, SUCTION |  | REGULATORVACUUM-Ohio Medical-6-1251 | REGULATORVACUUM | 6-1251 |  |  |  | Ohio Medical | Regulator, Vacuum |  | REGULATORVACUUM-Ohio Medical-6-1251 |  |  |  |  | Covered PM Repair - Biomedical | MHHS-TMC
NO | NO |  |  |  | PSAY13914 |  | Ohio Medical Corporation |  |  | PSAY13914 | TMC - SAROFIM 8 - HVI ICU | MHHS-TMC |  | Regulator, Vacuum |  | PSAY13914 |  | TMC |  | TMC - SAROFIM 8 - HVI ICU | [5 empty] | REGULATORS, SUCTION |  | REGULATORVACUUM-Ohio Medical-6-1251 | REGULATORVACUUM | 6-1251 |  |  |  | Ohio Medical | Regulator, Vacuum |  | REGULATORVACUUM-Ohio Medical-6-1251 |  |  |  |  | Covered PM Repair - Biomedical | MHHS-TMC
NO | NO |  |  |  | PSAY14257 |  | Ohio Medical Corporation |  |  | PSAY14257 | TMC - SAROFIM 8 - HVI ICU | MHHS-TMC |  | Regulator, Vacuum |  | PSAY14257 |  | TMC |  | TMC - SAROFIM 8 - HVI ICU | [5 empty] | REGULATORS, SUCTION |  | REGULATORVACUUM-Ohio Medical-6-1251 | REGULATORVACUUM | 6-1251 |  |  |  | Ohio Medical | Regulator, Vacuum |  | REGULATORVACUUM-Ohio Medical-6-1251 |  |  |  |  | Covered PM Repair - Biomedical | MHHS-TMC
NO | NO |  |  |  | PSAY14258 |  | Ohio Medical Corporation |  |  | PSAY14258 | TMC - SAROFIM 8 - HVI ICU | MHHS-TMC |  | Regulator, Vacuum |  | PSAY14258 |  | TMC |  | TMC - SAROFIM 8 - HVI ICU | [5 empty] | REGULATORS, SUCTION |  | REGULATORVACUUM-Ohio Medical-6-1251 | REGULATORVACUUM | 6-1251 |  |  |  | Ohio Medical | Regulator, Vacuum |  | REGULATORVACUUM-Ohio Medical-6-1251 |  |  |  |  | Covered PM Repair - Biomedical | MHHS-TMC
NO | NO |  |  |  | PSAY14259 |  | Ohio Medical Corporation |  |  | PSAY14259 | TMC - SAROFIM 8 - HVI ICU | MHHS-TMC |  | Regulator, Vacuum |  | PSAY14259 |  | TMC |  | TMC - SAROFIM 8 - HVI ICU | [5 empty] | REGULATORS, SUCTION |  | REGULATORVACUUM-Ohio Medical-6-1251 | REGULATORVACUUM | 6-1251 |  |  |  | Ohio Medical | Regulator, Vacuum |  | REGULATORVACUUM-Ohio Medical-6-1251 |  |  |  |  | Covered PM Repair - Biomedical | MHHS-TMC
NO | NO |  |  |  | PSAY14260 |  | Ohio Medical Corporation |  |  | PSAY14260 | TMC - SAROFIM 8 - HVI ICU | MHHS-TMC |  | Regulator, Vacuum |  | PSAY14260 |  | TMC |  | TMC - SAROFIM 8 - HVI ICU | [5 empty] | REGULATORS, SUCTION |  | REGULATORVACUUM-Ohio Medical-6-1251 | REGULATORVACUUM | 6-1251 |  |  |  | Ohio Medical | Regulator, Vacuum |  | REGULATORVACUUM-Ohio Medical-6-1251 |  |  |  |  | Covered PM Repair - Biomedical | MHHS-TMC
NO | NO |  |  |  | PSAY14262 |  | Ohio Medical Corporation |  |  | PSAY14262 | TMC - SAROFIM 8 - HVI ICU | MHHS-TMC |  | Regulator, Vacuum |  | PSAY14262 |  | TMC |  | TMC - SAROFIM 8 - HVI ICU | [5 empty] | REGULATORS, SUCTION |  | REGULATORVACUUM-Ohio Medical-6-1251 | REGULATORVACUUM | 6-1251 |  |  |  | Ohio Medical | Regulator, Vacuum |  | REGULATORVACUUM-Ohio Medical-6-1251 |  |  |  |  | Covered PM Repair - Biomedical | MHHS-TMC
NO | NO |  |  |  | PSAY14264 |  | Ohio Medical Corporation |  |  | PSAY14264 | TMC - SAROFIM 8 - HVI ICU | MHHS-TMC |  | Regulator, Vacuum |  | PSAY14264 |  | TMC |  | TMC - SAROFIM 8 - HVI ICU | [5 empty] | REGULATORS, SUCTION |  | REGULATORVACUUM-Ohio Medical-6-1251 | REGULATORVACUUM | 6-1251 |  |  |  | Ohio Medical | Regulator, Vacuum |  | REGULATORVACUUM-Ohio Medical-6-1251 |  |  |  |  | Covered PM Repair - Biomedical | MHHS-TMC
NO | NO |  |  |  | PSAY14265 |  | Ohio Medical Corporation |  |  | PSAY14265 | TMC - SAROFIM 8 - HVI ICU | MHHS-TMC |  | Regulator, Vacuum |  | PSAY14265 |  | TMC |  | TMC - SAROFIM 8 - HVI ICU | [5 empty] | REGULATORS, SUCTION |  | REGULATORVACUUM-Ohio Medical-6-1251 | REGULATORVACUUM | 6-1251 |  |  |  | Ohio Medical | Regulator, Vacuum |  | REGULATORVACUUM-Ohio Medical-6-1251 |  |  |  |  | Covered PM Repair - Biomedical | MHHS-TMC
NO | NO |  |  |  | PSAY14265 |  | Ohio Medical Corporation |  |  | PSAY14265 | TMC - SAROFIM 8 - HVI ICU | MHHS-TMC |  | Regulator, Vacuum |  | PSAY14265 |  | TMC |  | TMC - SAROFIM 8 - HVI ICU | [5 empty] | REGULATORS, SUCTION |  | REGULATORVACUUM-Ohio Medical-6-1251 | REGULATORVACUUM | 6-1251 |  |  |  | Ohio Medical | Regulator, Vacuum |  | REGULATORVACUUM-Ohio Medical-6-1251 |  |  |  |  | Covered PM Repair - Biomedical | MHHS-TMC
NO | NO |  |  |  | PSAY14266 |  | Ohio Medical Corporation |  |  | PSAY14266 | TMC - SAROFIM 8 - HVI ICU | MHHS-TMC |  | Regulator, Vacuum |  | PSAY14266 |  | TMC |  | TMC - SAROFIM 8 - HVI ICU | [5 empty] | REGULATORS, SUCTION |  | REGULATORVACUUM-Ohio Medical-6-1251 | REGULATORVACUUM | 6-1251 |  |  |  | Ohio Medical | Regulator, Vacuum |  | REGULATORVACUUM-Ohio Medical-6-1251 |  |  |  |  | Covered PM Repair - Biomedical | MHHS-TMC
NO | NO |  |  |  | PSAY14300 |  | Ohio Medical Corporation |  |  | PSAY14300 | TMC - SAROFIM 8 - HVI ICU | MHHS-TMC |  | Regulator, Vacuum |  | PSAY14300 |  | TMC |  | TMC - SAROFIM 8 - HVI ICU | [5 empty] | REGULATORS, SUCTION |  | REGULATORVACUUM-Ohio Medical-6-1251 | REGULATORVACUUM | 6-1251 |  |  |  | Ohio Medical | Regulator, Vacuum |  | REGULATORVACUUM-Ohio Medical-6-1251 |  |  |  |  | Covered PM Repair - Biomedical | MHHS-TMC
NO | NO |  |  |  | PSAY14301 |  | Ohio Medical Corporation |  |  | PSAY14301 | TMC - SAROFIM 8 - HVI ICU | MHHS-TMC |  | Regulator, Vacuum |  | PSAY14301 |  | TMC |  | TMC - SAROFIM 8 - HVI ICU | [5 empty] | REGULATORS, SUCTION |  | REGULATORVACUUM-Ohio Medical-6-1251 | REGULATORVACUUM | 6-1251 |  |  |  | Ohio Medical | Regulator, Vacuum |  | REGULATORVACUUM-Ohio Medical-6-1251 |  |  |  |  | Covered PM Repair - Biomedical | MHHS-TMC
NO | NO |  |  |  | PSAY14302 |  | Ohio Medical Corporation |  |  | PSAY14302 | TMC - SAROFIM 8 - HVI ICU | MHHS-TMC |  | Regulator, Vacuum |  | PSAY14302 |  | TMC |  | TMC - SAROFIM 8 - HVI ICU | [5 empty] | REGULATORS, SUCTION |  | REGULATORVACUUM-Ohio Medical-6-1251 | REGULATORVACUUM | 6-1251 |  |  |  | Ohio Medical | Regulator, Vacuum |  | REGULATORVACUUM-Ohio Medical-6-1251 |  |  |  |  | Covered PM Repair - Biomedical | MHHS-TMC
NO | NO |  |  |  | PSAY14303 |  | Ohio Medical Corporation |  |  | PSAY14303 | TMC - SAROFIM 8 - HVI ICU | MHHS-TMC |  | Regulator, Vacuum |  | PSAY14303 |  | TMC |  | TMC - SAROFIM 8 - HVI ICU | [5 empty] | REGULATORS, SUCTION |  | REGULATORVACUUM-Ohio Medical-6-1251 | REGULATORVACUUM | 6-1251 |  |  |  | Ohio Medical | Regulator, Vacuum |  | REGULATORVACUUM-Ohio Medical-6-1251 |  |  |  |  | Covered PM Repair - Biomedical | MHHS-TMC
NO | NO |  |  |  | PSAY14337 |  | Ohio Medical Corporation |  |  | PSAY14337 | TMC - SAROFIM 8 - HVI ICU | MHHS-TMC |  | Regulator, Vacuum |  | PSAY14337 |  | TMC |  | TMC - SAROFIM 8 - HVI ICU | [5 empty] | REGULATORS, SUCTION |  | REGULATORVACUUM-Ohio Medical-6-1251 | REGULATORVACUUM | 6-1251 |  |  |  | Ohio Medical | Regulator, Vacuum |  | REGULATORVACUUM-Ohio Medical-6-1251 |  |  |  |  | Covered PM Repair - Biomedical | MHHS-TMC
NO | NO |  |  |  | PSAY14338 |  | Ohio Medical Corporation |  |  | PSAY14338 | TMC - SAROFIM 8 - HVI ICU | MHHS-TMC |  | Regulator, Vacuum |  | PSAY14338 |  | TMC |  | TMC - SAROFIM 8 - HVI ICU | [5 empty] | REGULATORS, SUCTION |  | REGULATORVACUUM-Ohio Medical-6-1251 | REGULATORVACUUM | 6-1251 |  |  |  | Ohio Medical | Regulator, Vacuum |  | REGULATORVACUUM-Ohio Medical-6-1251 |  |  |  |  | Covered PM Repair - Biomedical | MHHS-TMC
NO | NO |  |  |  | PSAY14339 |  | Ohio Medical Corporation |  |  | PSAY14339 | TMC - SAROFIM 8 - HVI ICU | MHHS-TMC |  | Regulator, Vacuum |  | PSAY14339 |  | TMC |  | TMC - SAROFIM 8 - HVI ICU | [5 empty] | REGULATORS, SUCTION |  | REGULATORVACUUM-Ohio Medical-6-1251 | REGULATORVACUUM | 6-1251 |  |  |  | Ohio Medical | Regulator, Vacuum |  | REGULATORVACUUM-Ohio Medical-6-1251 |  |  |  |  | Covered PM Repair - Biomedical | MHHS-TMC
NO | NO |  |  |  | PSAY14340 |  | Ohio Medical Corporation |  |  | PSAY14340 | TMC - SAROFIM 8 - HVI ICU | MHHS-TMC |  | Regulator, Vacuum |  | PSAY14340 |  | TMC |  | TMC - SAROFIM 8 - HVI ICU | [5 empty] | REGULATORS, SUCTION |  | REGULATORVACUUM-Ohio Medical-6-1251 | REGULATORVACUUM | 6-1251 |  |  |  | Ohio Medical | Regulator, Vacuum |  | REGULATORVACUUM-Ohio Medical-6-1251 |  |  |  |  | Covered PM Repair - Biomedical | MHHS-TMC
NO | NO |  |  |  | PSAY14341 |  | Ohio Medical Corporation |  |  | PSAY14341 | TMC - SAROFIM 8 - HVI ICU | MHHS-TMC |  | Regulator, Vacuum |  | PSAY14341 |  | TMC |  | TMC - SAROFIM 8 - HVI ICU | [5 empty] | REGULATORS, SUCTION |  | REGULATORVACUUM-Ohio Medical-6-1251 | REGULATORVACUUM | 6-1251 |  |  |  | Ohio Medical | Regulator, Vacuum |  | REGULATORVACUUM-Ohio Medical-6-1251 |  |  |  |  | Covered PM Repair - Biomedical | MHHS-TMC
NO | NO |  |  |  | PSAY14342 |  | Ohio Medical Corporation |  |  | PSAY14342 | TMC - SAROFIM 8 - HVI ICU | MHHS-TMC |  | Regulator, Vacuum |  | PSAY14342 |  | TMC |  | TMC - SAROFIM 8 - HVI ICU | [5 empty] | REGULATORS, SUCTION |  | REGULATORVACUUM-Ohio Medical-6-1251 | REGULATORVACUUM | 6-1251 |  |  |  | Ohio Medical | Regulator, Vacuum |  | REGULATORVACUUM-Ohio Medical-6-1251 |  |  |  |  | Covered PM Repair - Biomedical | MHHS-TMC
NO | NO |  |  |  | PSAY14343 |  | Ohio Medical Corporation |  |  | PSAY14343 | TMC - SAROFIM 8 - HVI ICU | MHHS-TMC |  | Regulator, Vacuum |  | PSAY14343 |  | TMC |  | TMC - SAROFIM 8 - HVI ICU | [5 empty] | REGULATORS, SUCTION |  | REGULATORVACUUM-Ohio Medical-6-1251 | REGULATORVACUUM | 6-1251 |  |  |  | Ohio Medical | Regulator, Vacuum |  | REGULATORVACUUM-Ohio Medical-6-1251 |  |  |  |  | Covered PM Repair - Biomedical | MHHS-TMC
NO | NO |  |  |  | PSAY14344 |  | Ohio Medical Corporation |  |  | PSAY14344 | TMC - SAROFIM 8 - HVI ICU | MHHS-TMC |  | Regulator, Vacuum |  | PSAY14344 |  | TMC |  | TMC - SAROFIM 8 - HVI ICU | [5 empty] | REGULATORS, SUCTION |  | REGULATORVACUUM-Ohio Medical-6-1251 | REGULATORVACUUM | 6-1251 |  |  |  | Ohio Medical | Regulator, Vacuum |  | REGULATORVACUUM-Ohio Medical-6-1251 |  |  |  |  | Covered PM Repair - Biomedical | MHHS-TMC
NO | NO |  |  |  | PSAY14345 |  | Ohio Medical Corporation |  |  | PSAY14345 | TMC - SAROFIM 8 - HVI ICU | MHHS-TMC |  | Regulator, Vacuum |  | PSAY14345 |  | TMC |  | TMC - SAROFIM 8 - HVI ICU | [5 empty] | REGULATORS, SUCTION |  | REGULATORVACUUM-Ohio Medical-6-1251 | REGULATORVACUUM | 6-1251 |  |  |  | Ohio Medical | Regulator, Vacuum |  | REGULATORVACUUM-Ohio Medical-6-1251 |  |  |  |  | Covered PM Repair - Biomedical | MHHS-TMC
NO | NO |  |  |  | PSAY14346 |  | Ohio Medical Corporation |  |  | PSAY14346 | TMC - SAROFIM 8 - HVI ICU | MHHS-TMC |  | Regulator, Vacuum |  | PSAY14346 |  | TMC |  | TMC - SAROFIM 8 - HVI ICU | [5 empty] | REGULATORS, SUCTION |  | REGULATORVACUUM-Ohio Medical-6-1251 | REGULATORVACUUM | 6-1251 |  |  |  | Ohio Medical | Regulator, Vacuum |  | REGULATORVACUUM-Ohio Medical-6-1251 |  |  |  |  | Covered PM Repair - Biomedical | MHHS-TMC
NO | NO |  |  |  | PSAY14357 |  | Ohio Medical Corporation |  |  | PSAY14357 | TMC - SAROFIM 8 - HVI ICU | MHHS-TMC |  | Regulator, Vacuum |  | PSAY14357 |  | TMC |  | TMC - SAROFIM 8 - HVI ICU | [5 empty] | REGULATORS, SUCTION |  | REGULATORVACUUM-Ohio Medical-6-1251 | REGULATORVACUUM | 6-1251 |  |  |  | Ohio Medical | Regulator, Vacuum |  | REGULATORVACUUM-Ohio Medical-6-1251 |  |  |  |  | Covered PM Repair - Biomedical | MHHS-TMC
NO | NO |  |  |  | PSAY14359 |  | Ohio Medical Corporation |  |  | PSAY14359 | TMC - SAROFIM 8 - HVI ICU | MHHS-TMC |  | Regulator, Vacuum |  | PSAY14359 |  | TMC |  | TMC - SAROFIM 8 - HVI ICU | [5 empty] | REGULATORS, SUCTION |  | REGULATORVACUUM-Ohio Medical-6-1251 | REGULATORVACUUM | 6-1251 |  |  |  | Ohio Medical | Regulator, Vacuum |  | REGULATORVACUUM-Ohio Medical-6-1251 |  |  |  |  | Covered PM Repair - Biomedical | MHHS-TMC
NO | NO |  |  |  | PSAY14363 |  | Ohio Medical Corporation |  |  | PSAY14363 | TMC - SAROFIM 8 - HVI ICU | MHHS-TMC |  | Regulator, Vacuum |  | PSAY14363 |  | TMC |  | TMC - SAROFIM 8 - HVI ICU | [5 empty] | REGULATORS, SUCTION |  | REGULATORVACUUM-Ohio Medical-6-1251 | REGULATORVACUUM | 6-1251 |  |  |  | Ohio Medical | Regulator, Vacuum |  | REGULATORVACUUM-Ohio Medical-6-1251 |  |  |  |  | Covered PM Repair - Biomedical | MHHS-TMC
NO | NO |  |  |  | PSAY14364 |  | Ohio Medical Corporation |  |  | PSAY14364 | TMC - SAROFIM 8 - HVI ICU | MHHS-TMC |  | Regulator, Vacuum |  | PSAY14364 |  | TMC |  | TMC - SAROFIM 8 - HVI ICU | [5 empty] | REGULATORS, SUCTION |  | REGULATORVACUUM-Ohio Medical-6-1251 | REGULATORVACUUM | 6-1251 |  |  |  | Ohio Medical | Regulator, Vacuum |  | REGULATORVACUUM-Ohio Medical-6-1251 |  |  |  |  | Covered PM Repair - Biomedical | MHHS-TMC
NO | NO |  |  |  | PSAY14365 |  | Ohio Medical Corporation |  |  | PSAY14365 | TMC - SAROFIM 8 - HVI ICU | MHHS-TMC |  | Regulator, Vacuum |  | PSAY14365 |  | TMC |  | TMC - SAROFIM 8 - HVI ICU | [5 empty] | REGULATORS, SUCTION |  | REGULATORVACUUM-Ohio Medical-6-1251 | REGULATORVACUUM | 6-1251 |  |  |  | Ohio Medical | Regulator, Vacuum |  | REGULATORVACUUM-Ohio Medical-6-1251 |  |  |  |  | Covered PM Repair - Biomedical | MHHS-TMC
NO | NO |  |  |  | PSAY14387 |  | Ohio Medical Corporation |  |  | PSAY14387 | TMC - SAROFIM 8 - HVI ICU | MHHS-TMC |  | Regulator, Vacuum |  | PSAY14387 |  | TMC |  | TMC - SAROFIM 8 - HVI ICU | [5 empty] | REGULATORS, SUCTION |  | REGULATORVACUUM-Ohio Medical-6-1251 | REGULATORVACUUM | 6-1251 |  |  |  | Ohio Medical | Regulator, Vacuum |  | REGULATORVACUUM-Ohio Medical-6-1251 |  |  |  |  | Covered PM Repair - Radiology, Low End | MHHS-TMC
NO | NO |  |  |  | PSAY14390 |  | Ohio Medical Corporation |  |  | PSAY14390 | TMC - SAROFIM 8 - HVI ICU | MHHS-TMC |  | Regulator, Vacuum |  | PSAY14390 |  | TMC |  | TMC - SAROFIM 8 - HVI ICU | [5 empty] | REGULATORS, SUCTION |  | REGULATORVACUUM-Ohio Medical-6-1251 | REGULATORVACUUM | 6-1251 |  |  |  | Ohio Medical | Regulator, Vacuum |  | REGULATORVACUUM-Ohio Medical-6-1251 |  |  |  |  | Not Covered Vendor Only - Biomedical | MHHS-TMC
NO | NO |  |  |  | PSAY14392 |  | Ohio Medical Corporation |  |  | PSAY14392 | TMC - SAROFIM 8 - HVI ICU | MHHS-TMC |  | Regulator, Vacuum |  | PSAY14392 |  | TMC |  | TMC - SAROFIM 8 - HVI ICU | [5 empty] | REGULATORS, SUCTION |  | REGULATORVACUUM-Ohio Medical-6-1251 | REGULATORVACUUM | 6-1251 |  |  |  | Ohio Medical | Regulator, Vacuum |  | REGULATORVACUUM-Ohio Medical-6-1251 |  |  |  |  | Not Covered Vendor Only - Biomedical | MHHS-TMC
NO | NO |  |  |  | PSAY14393 |  | Ohio Medical Corporation |  |  | PSAY14393 | TMC - SAROFIM 8 - HVI ICU | MHHS-TMC |  | Regulator, Vacuum |  | PSAY14393 |  | TMC |  | TMC - SAROFIM 8 - HVI ICU | [5 empty] | REGULATORS, SUCTION |  | REGULATORVACUUM-Ohio Medical-6-1251 | REGULATORVACUUM | 6-1251 |  |  |  | Ohio Medical | Regulator, Vacuum |  | REGULATORVACUUM-Ohio Medical-6-1251 |  |  |  |  | Not Covered Vendor Only - Biomedical | MHHS-TMC
NO | NO |  |  |  | PSAY14396 |  | Ohio Medical Corporation |  |  | PSAY14396 | TMC - SAROFIM 8 - HVI ICU | MHHS-TMC |  | Regulator, Vacuum |  | PSAY14396 |  | TMC |  | TMC - SAROFIM 8 - HVI ICU | [5 empty] | REGULATORS, SUCTION |  | REGULATORVACUUM-Ohio Medical-6-1251 | REGULATORVACUUM | 6-1251 |  |  |  | Ohio Medical | Regulator, Vacuum |  | REGULATORVACUUM-Ohio Medical-6-1251 |  |  |  |  | Covered PM Repair - Biomedical | MHHS-TMC
NO | NO |  |  |  | PSAY14422 |  | Ohio Medical Corporation |  |  | PSAY14422 | TMC - SAROFIM 8 - HVI ICU | MHHS-TMC |  | Regulator, Vacuum |  | PSAY14422 |  | TMC |  | TMC - SAROFIM 8 - HVI ICU | [5 empty] | REGULATORS, SUCTION |  | REGULATORVACUUM-Ohio Medical-6-1251 | REGULATORVACUUM | 6-1251 |  |  |  | Ohio Medical | Regulator, Vacuum |  | REGULATORVACUUM-Ohio Medical-6-1251 |  |  |  |  | Covered PM Repair - Biomedical | MHHS-TMC
NO | NO |  |  |  | PSAY14424 |  | Ohio Medical Corporation |  |  | PSAY14424 | TMC - SAROFIM 8 - HVI ICU | MHHS-TMC |  | Regulator, Vacuum |  | PSAY14424 |  | TMC |  | TMC - SAROFIM 8 - HVI ICU | [5 empty] | REGULATORS, SUCTION |  | REGULATORVACUUM-Ohio Medical-6-1251 | REGULATORVACUUM | 6-1251 |  |  |  | Ohio Medical | Regulator, Vacuum |  | REGULATORVACUUM-Ohio Medical-6-1251 |  |  |  |  | Covered PM Repair - Biomedical | MHHS-TMC
NO | NO |  |  |  | PSAY14426 |  | Ohio Medical Corporation |  |  | PSAY14426 | TMC - SAROFIM 8 - HVI ICU | MHHS-TMC |  | Regulator, Vacuum |  | PSAY14426 |  | TMC |  | TMC - SAROFIM 8 - HVI ICU | [5 empty] | REGULATORS, SUCTION |  | REGULATORVACUUM-Ohio Medical-6-1251 | REGULATORVACUUM | 6-1251 |  |  |  | Ohio Medical | Regulator, Vacuum |  | REGULATORVACUUM-Ohio Medical-6-1251 |  |  |  |  | Covered PM Repair - Biomedical | MHHS-TMC
NO | NO |  |  |  | psay13355 |  | Ohio Medical Corporation |  |  | psay13355 | TMC - SAROFIM 8 - TSCU | MHHS-TMC |  | Regulator, Vacuum |  | psay13355 |  | TMC |  | TMC - SAROFIM 8 - TSCU | [5 empty] | REGULATORS, SUCTION |  | REGULATORVACUUM-Ohio Medical-6-1251 | REGULATORVACUUM | 6-1251 |  |  |  | Ohio Medical | Regulator, Vacuum |  | REGULATORVACUUM-Ohio Medical-6-1251 |  |  |  |  | Covered PM Repair - Biomedical | MHHS-TMC
NO | NO |  |  |  | psay13531 |  | Ohio Medical Corporation |  |  | psay13531 | TMC - SAROFIM 8 - TSCU | MHHS-TMC |  | Regulator, Vacuum |  | psay13531 |  | TMC |  | TMC - SAROFIM 8 - TSCU | [5 empty] | REGULATORS, SUCTION |  | REGULATORVACUUM-Ohio Medical-6-1251 | REGULATORVACUUM | 6-1251 |  |  |  | Ohio Medical | Regulator, Vacuum |  | REGULATORVACUUM-Ohio Medical-6-1251 |  |  |  |  | Not Covered Vendor Only - Biomedical | MHHS-TMC
NO | NO |  |  |  | psay13533 |  | Ohio Medical Corporation |  |  | psay13533 | TMC - SAROFIM 8 - TSCU | MHHS-TMC |  | Regulator, Vacuum |  | psay13533 |  | TMC |  | TMC - SAROFIM 8 - TSCU | [5 empty] | REGULATORS, SUCTION |  | REGULATORVACUUM-Ohio Medical-6-1251 | REGULATORVACUUM | 6-1251 |  |  |  | Ohio Medical | Regulator, Vacuum |  | REGULATORVACUUM-Ohio Medical-6-1251 |  |  |  |  | Not Covered Vendor Only - Biomedical | MHHS-TMC
NO | NO |  |  |  | psay13535 |  | Ohio Medical Corporation |  |  | psay13535 | TMC - SAROFIM 8 - TSCU | MHHS-TMC |  | Regulator, Vacuum |  | psay13535 |  | TMC |  | TMC - SAROFIM 8 - TSCU | [5 empty] | REGULATORS, SUCTION |  | REGULATORVACUUM-Ohio Medical-6-1251 | REGULATORVACUUM | 6-1251 |  |  |  | Ohio Medical | Regulator, Vacuum |  | REGULATORVACUUM-Ohio Medical-6-1251 |  |  |  |  | Not Covered Vendor Only - Biomedical | MHHS-TMC
NO | NO |  |  |  | psay13567 |  | Ohio Medical Corporation |  |  | psay13567 | TMC - SAROFIM 8 - TSCU | MHHS-TMC |  | Regulator, Vacuum |  | psay13567 |  | TMC |  | TMC - SAROFIM 8 - TSCU | [5 empty] | REGULATORS, SUCTION |  | REGULATORVACUUM-Ohio Medical-6-1251 | REGULATORVACUUM | 6-1251 |  |  |  | Ohio Medical | Regulator, Vacuum |  | REGULATORVACUUM-Ohio Medical-6-1251 |  |  |  |  | Not Covered Vendor Only - Biomedical | MHHS-TMC
NO | NO |  |  |  | psay13568 |  | Ohio Medical Corporation |  |  | psay13568 | TMC - SAROFIM 8 - TSCU | MHHS-TMC |  | Regulator, Vacuum |  | psay13568 |  | TMC |  | TMC - SAROFIM 8 - TSCU | [5 empty] | REGULATORS, SUCTION |  | REGULATORVACUUM-Ohio Medical-6-1251 | REGULATORVACUUM | 6-1251 |  |  |  | Ohio Medical | Regulator, Vacuum |  | REGULATORVACUUM-Ohio Medical-6-1251 |  |  |  |  | Not Covered Vendor Only - Biomedical | MHHS-TMC
NO | NO |  |  |  | psay13569 |  | Ohio Medical Corporation |  |  | psay13569 | TMC - SAROFIM 8 - TSCU | MHHS-TMC |  | Regulator, Vacuum |  | psay13569 |  | TMC |  | TMC - SAROFIM 8 - TSCU | [5 empty] | REGULATORS, SUCTION |  | REGULATORVACUUM-Ohio Medical-6-1251 | REGULATORVACUUM | 6-1251 |  |  |  | Ohio Medical | Regulator, Vacuum |  | REGULATORVACUUM-Ohio Medical-6-1251 |  |  |  |  | Not Covered Vendor Only - Biomedical | MHHS-TMC
NO | NO |  |  |  | psay13570 |  | Ohio Medical Corporation |  |  | psay13570 | TMC - SAROFIM 8 - TSCU | MHHS-TMC |  | Regulator, Vacuum |  | psay13570 |  | TMC |  | TMC - SAROFIM 8 - TSCU | [5 empty] | REGULATORS, SUCTION |  | REGULATORVACUUM-Ohio Medical-6-1251 | REGULATORVACUUM | 6-1251 |  |  |  | Ohio Medical | Regulator, Vacuum |  | REGULATORVACUUM-Ohio Medical-6-1251 |  |  |  |  | Not Covered Vendor Only - Biomedical | MHHS-TMC
NO | NO |  |  |  | psay13571 |  | Ohio Medical Corporation |  |  | psay13571 | TMC - SAROFIM 8 - TSCU | MHHS-TMC |  | Regulator, Vacuum |  | psay13571 |  | TMC |  | TMC - SAROFIM 8 - TSCU | [5 empty] | REGULATORS, SUCTION |  | REGULATORVACUUM-Ohio Medical-6-1251 | REGULATORVACUUM | 6-1251 |  |  |  | Ohio Medical | Regulator, Vacuum |  | REGULATORVACUUM-Ohio Medical-6-1251 |  |  |  |  | Not Covered Vendor Only - Biomedical | MHHS-TMC
NO | NO |  |  |  | psay13572 |  | Ohio Medical Corporation |  |  | psay13572 | TMC - SAROFIM 8 - TSCU | MHHS-TMC |  | Regulator, Vacuum |  | psay13572 |  | TMC |  | TMC - SAROFIM 8 - TSCU | [5 empty] | REGULATORS, SUCTION |  | REGULATORVACUUM-Ohio Medical-6-1251 | REGULATORVACUUM | 6-1251 |  |  |  | Ohio Medical | Regulator, Vacuum |  | REGULATORVACUUM-Ohio Medical-6-1251 |  |  |  |  | Covered PM Repair - Biomedical | MHHS-TMC
NO | NO |  |  |  | psay13573 |  | Ohio Medical Corporation |  |  | psay13573 | TMC - SAROFIM 8 - TSCU | MHHS-TMC |  | Regulator, Vacuum |  | psay13573 |  | TMC |  | TMC - SAROFIM 8 - TSCU | [5 empty] | REGULATORS, SUCTION |  | REGULATORVACUUM-Ohio Medical-6-1251 | REGULATORVACUUM | 6-1251 |  |  |  | Ohio Medical | Regulator, Vacuum |  | REGULATORVACUUM-Ohio Medical-6-1251 |  |  |  |  | Covered PM Repair - Biomedical | MHHS-TMC
NO | NO |  |  |  | psay13574 |  | Ohio Medical Corporation |  |  | psay13574 | TMC - SAROFIM 8 - TSCU | MHHS-TMC |  | Regulator, Vacuum |  | psay13574 |  | TMC |  | TMC - SAROFIM 8 - TSCU | [5 empty] | REGULATORS, SUCTION |  | REGULATORVACUUM-Ohio Medical-6-1251 | REGULATORVACUUM | 6-1251 |  |  |  | Ohio Medical | Regulator, Vacuum |  | REGULATORVACUUM-Ohio Medical-6-1251 |  |  |  |  | Covered PM Repair - Biomedical | MHHS-TMC
NO | NO |  |  |  | psay13575 |  | Ohio Medical Corporation |  |  | psay13575 | TMC - SAROFIM 8 - TSCU | MHHS-TMC |  | Regulator, Vacuum |  | psay13575 |  | TMC |  | TMC - SAROFIM 8 - TSCU | [5 empty] | REGULATORS, SUCTION |  | REGULATORVACUUM-Ohio Medical-6-1251 | REGULATORVACUUM | 6-1251 |  |  |  | Ohio Medical | Regulator, Vacuum |  | REGULATORVACUUM-Ohio Medical-6-1251 |  |  |  |  | Covered PM Repair - Biomedical | MHHS-TMC
NO | NO |  |  |  | psay13617 |  | Ohio Medical Corporation |  |  | psay13617 | TMC - SAROFIM 8 - TSCU | MHHS-TMC |  | Regulator, Vacuum |  | psay13617 |  | TMC |  | TMC - SAROFIM 8 - TSCU | [5 empty] | REGULATORS, SUCTION |  | REGULATORVACUUM-Ohio Medical-6-1251 | REGULATORVACUUM | 6-1251 |  |  |  | Ohio Medical | Regulator, Vacuum |  | REGULATORVACUUM-Ohio Medical-6-1251 |  |  |  |  | Covered PM Repair - Biomedical | MHHS-TMC
NO | NO |  |  |  | psay13618 |  | Ohio Medical Corporation |  |  | psay13618 | TMC - SAROFIM 8 - TSCU | MHHS-TMC |  | Regulator, Vacuum |  | psay13618 |  | TMC |  | TMC - SAROFIM 8 - TSCU | [5 empty] | REGULATORS, SUCTION |  | REGULATORVACUUM-Ohio Medical-6-1251 | REGULATORVACUUM | 6-1251 |  |  |  | Ohio Medical | Regulator, Vacuum |  | REGULATORVACUUM-Ohio Medical-6-1251 |  |  |  |  | Covered PM Repair - Biomedical | MHHS-TMC
NO | NO |  |  |  | psay13619 |  | Ohio Medical Corporation |  |  | psay13619 | TMC - SAROFIM 8 - TSCU | MHHS-TMC |  | Regulator, Vacuum |  | psay13619 |  | TMC |  | TMC - SAROFIM 8 - TSCU | [5 empty] | REGULATORS, SUCTION |  | REGULATORVACUUM-Ohio Medical-6-1251 | REGULATORVACUUM | 6-1251 |  |  |  | Ohio Medical | Regulator, Vacuum |  | REGULATORVACUUM-Ohio Medical-6-1251 |  |  |  |  | Covered PM Repair - Biomedical | MHHS-TMC
NO | NO |  |  |  | psay13620 |  | Ohio Medical Corporation |  |  | psay13620 | TMC - SAROFIM 8 - TSCU | MHHS-TMC |  | Regulator, Vacuum |  | psay13620 |  | TMC |  | TMC - SAROFIM 8 - TSCU | [5 empty] | REGULATORS, SUCTION |  | REGULATORVACUUM-Ohio Medical-6-1251 | REGULATORVACUUM | 6-1251 |  |  |  | Ohio Medical | Regulator, Vacuum |  | REGULATORVACUUM-Ohio Medical-6-1251 |  |  |  |  | Covered PM Repair - Biomedical | MHHS-TMC
NO | NO |  |  |  | psay13621 |  | Ohio Medical Corporation |  |  | psay13621 | TMC - SAROFIM 8 - TSCU | MHHS-TMC |  | Regulator, Vacuum |  | psay13621 |  | TMC |  | TMC - SAROFIM 8 - TSCU | [5 empty] | REGULATORS, SUCTION |  | REGULATORVACUUM-Ohio Medical-6-1251 | REGULATORVACUUM | 6-1251 |  |  |  | Ohio Medical | Regulator, Vacuum |  | REGULATORVACUUM-Ohio Medical-6-1251 |  |  |  |  | Covered PM Repair - Biomedical | MHHS-TMC
NO | NO |  |  |  | psay13622 |  | Ohio Medical Corporation |  |  | psay13622 | TMC - SAROFIM 8 - TSCU | MHHS-TMC |  | Regulator, Vacuum |  | psay13622 |  | TMC |  | TMC - SAROFIM 8 - TSCU | [5 empty] | REGULATORS, SUCTION |  | REGULATORVACUUM-Ohio Medical-6-1251 | REGULATORVACUUM | 6-1251 |  |  |  | Ohio Medical | Regulator, Vacuum |  | REGULATORVACUUM-Ohio Medical-6-1251 |  |  |  |  | Covered PM Repair - Biomedical | MHHS-TMC
NO | NO |  |  |  | psay13623 |  | Ohio Medical Corporation |  |  | psay13623 | TMC - SAROFIM 8 - TSCU | MHHS-TMC |  | Regulator, Vacuum |  | psay13623 |  | TMC |  | TMC - SAROFIM 8 - TSCU | [5 empty] | REGULATORS, SUCTION |  | REGULATORVACUUM-Ohio Medical-6-1251 | REGULATORVACUUM | 6-1251 |  |  |  | Ohio Medical | Regulator, Vacuum |  | REGULATORVACUUM-Ohio Medical-6-1251 |  |  |  |  | Covered PM Repair - Biomedical | MHHS-TMC
NO | NO |  |  |  | psay13624 |  | Ohio Medical Corporation |  |  | psay13624 | TMC - SAROFIM 8 - TSCU | MHHS-TMC |  | Regulator, Vacuum |  | psay13624 |  | TMC |  | TMC - SAROFIM 8 - TSCU | [5 empty] | REGULATORS, SUCTION |  | REGULATORVACUUM-Ohio Medical-6-1251 | REGULATORVACUUM | 6-1251 |  |  |  | Ohio Medical | Regulator, Vacuum |  | REGULATORVACUUM-Ohio Medical-6-1251 |  |  |  |  | Covered PM Repair - Biomedical | MHHS-TMC
NO | NO |  |  |  | psay13626 |  | Ohio Medical Corporation |  |  | psay13626 | TMC - SAROFIM 8 - TSCU | MHHS-TMC |  | Regulator, Vacuum |  | psay13626 |  | TMC |  | TMC - SAROFIM 8 - TSCU | [5 empty] | REGULATORS, SUCTION |  | REGULATORVACUUM-Ohio Medical-6-1251 | REGULATORVACUUM | 6-1251 |  |  |  | Ohio Medical | Regulator, Vacuum |  | REGULATORVACUUM-Ohio Medical-6-1251 |  |  |  |  | Covered PM Repair - Biomedical | MHHS-TMC
NO | NO |  |  |  | psay14119 |  | Ohio Medical Corporation |  |  | psay14119 | TMC - SAROFIM 8 - TSCU | MHHS-TMC |  | Regulator, Vacuum |  | psay14119 |  | TMC |  | TMC - SAROFIM 8 - TSCU | [5 empty] | REGULATORS, SUCTION |  | REGULATORVACUUM-Ohio Medical-6-1251 | REGULATORVACUUM | 6-1251 |  |  |  | Ohio Medical | Regulator, Vacuum |  | REGULATORVACUUM-Ohio Medical-6-1251 |  |  |  |  | Covered PM Repair - Biomedical | MHHS-TMC
NO | NO |  |  |  | psay14123 |  | Ohio Medical Corporation |  |  | psay14123 | TMC - SAROFIM 8 - TSCU | MHHS-TMC |  | Regulator, Vacuum |  | psay14123 |  | TMC |  | TMC - SAROFIM 8 - TSCU | [5 empty] | REGULATORS, SUCTION |  | REGULATORVACUUM-Ohio Medical-6-1251 | REGULATORVACUUM | 6-1251 |  |  |  | Ohio Medical | Regulator, Vacuum |  | REGULATORVACUUM-Ohio Medical-6-1251 |  |  |  |  | Covered PM Repair - Biomedical | MHHS-TMC
NO | NO |  |  |  | psay14124 |  | Ohio Medical Corporation |  |  | psay14124 | TMC - SAROFIM 8 - TSCU | MHHS-TMC |  | Regulator, Vacuum |  | psay14124 |  | TMC |  | TMC - SAROFIM 8 - TSCU | [5 empty] | REGULATORS, SUCTION |  | REGULATORVACUUM-Ohio Medical-6-1251 | REGULATORVACUUM | 6-1251 |  |  |  | Ohio Medical | Regulator, Vacuum |  | REGULATORVACUUM-Ohio Medical-6-1251 |  |  |  |  | Covered PM Repair - Biomedical | MHHS-TMC
NO | NO |  |  |  | psay14278 |  | Ohio Medical Corporation |  |  | psay14278 | TMC - SAROFIM 8 - TSCU | MHHS-TMC |  | Regulator, Vacuum |  | psay14278 |  | TMC |  | TMC - SAROFIM 8 - TSCU | [5 empty] | REGULATORS, SUCTION |  | REGULATORVACUUM-Ohio Medical-6-1251 | REGULATORVACUUM | 6-1251 |  |  |  | Ohio Medical | Regulator, Vacuum |  | REGULATORVACUUM-Ohio Medical-6-1251 |  |  |  |  | Covered PM Repair - Biomedical | MHHS-TMC
NO | NO |  |  |  | psay14280 |  | Ohio Medical Corporation |  |  | psay14280 | TMC - SAROFIM 8 - TSCU | MHHS-TMC |  | Regulator, Vacuum |  | psay14280 |  | TMC |  | TMC - SAROFIM 8 - TSCU | [5 empty] | REGULATORS, SUCTION |  | REGULATORVACUUM-Ohio Medical-6-1251 | REGULATORVACUUM | 6-1251 |  |  |  | Ohio Medical | Regulator, Vacuum |  | REGULATORVACUUM-Ohio Medical-6-1251 |  |  |  |  | Covered PM Repair - Biomedical | MHHS-TMC
NO | NO |  |  |  | psay14282 |  | Ohio Medical Corporation |  |  | psay14282 | TMC - SAROFIM 8 - TSCU | MHHS-TMC |  | Regulator, Vacuum |  | psay14282 |  | TMC |  | TMC - SAROFIM 8 - TSCU | [5 empty] | REGULATORS, SUCTION |  | REGULATORVACUUM-Ohio Medical-6-1251 | REGULATORVACUUM | 6-1251 |  |  |  | Ohio Medical | Regulator, Vacuum |  | REGULATORVACUUM-Ohio Medical-6-1251 |  |  |  |  | Covered PM Repair - Biomedical | MHHS-TMC
NO | NO |  |  |  | psay14283 |  | Ohio Medical Corporation |  |  | psay14283 | TMC - SAROFIM 8 - TSCU | MHHS-TMC |  | Regulator, Vacuum |  | psay14283 |  | TMC |  | TMC - SAROFIM 8 - TSCU | [5 empty] | REGULATORS, SUCTION |  | REGULATORVACUUM-Ohio Medical-6-1251 | REGULATORVACUUM | 6-1251 |  |  |  | Ohio Medical | Regulator, Vacuum |  | REGULATORVACUUM-Ohio Medical-6-1251 |  |  |  |  | Covered PM Repair - Biomedical | MHHS-TMC
NO | NO |  |  |  | psay14322 |  | Ohio Medical Corporation |  |  | psay14322 | TMC - SAROFIM 8 - TSCU | MHHS-TMC |  | Regulator, Vacuum |  | psay14322 |  | TMC |  | TMC - SAROFIM 8 - TSCU | [5 empty] | REGULATORS, SUCTION |  | REGULATORVACUUM-Ohio Medical-6-1251 | REGULATORVACUUM | 6-1251 |  |  |  | Ohio Medical | Regulator, Vacuum |  | REGULATORVACUUM-Ohio Medical-6-1251 |  |  |  |  | Covered PM Repair - Biomedical | MHHS-TMC
NO | NO |  |  |  | psay14326 |  | Ohio Medical Corporation |  |  | psay14326 | TMC - SAROFIM 8 - TSCU | MHHS-TMC |  | Regulator, Vacuum |  | psay14326 |  | TMC |  | TMC - SAROFIM 8 - TSCU | [5 empty] | REGULATORS, SUCTION |  | REGULATORVACUUM-Ohio Medical-6-1251 | REGULATORVACUUM | 6-1251 |  |  |  | Ohio Medical | Regulator, Vacuum |  | REGULATORVACUUM-Ohio Medical-6-1251 |  |  |  |  | Covered PM Repair - Biomedical | MHHS-TMC
NO | NO |  |  |  | psay14412 |  | Ohio Medical Corporation |  |  | psay14412 | TMC - SAROFIM 8 - TSCU | MHHS-TMC |  | Regulator, Vacuum |  | psay14412 |  | TMC |  | TMC - SAROFIM 8 - TSCU | [5 empty] | REGULATORS, SUCTION |  | REGULATORVACUUM-Ohio Medical-6-1251 | REGULATORVACUUM | 6-1251 |  |  |  | Ohio Medical | Regulator, Vacuum |  | REGULATORVACUUM-Ohio Medical-6-1251 |  |  |  |  | Covered PM Repair - Biomedical | MHHS-TMC
NO | NO |  |  |  | psay14423 |  | Ohio Medical Corporation |  |  | psay14423 | TMC - SAROFIM 8 - TSCU | MHHS-TMC |  | Regulator, Vacuum |  | psay14423 |  | TMC |  | TMC - SAROFIM 8 - TSCU | [5 empty] | REGULATORS, SUCTION |  | REGULATORVACUUM-Ohio Medical-6-1251 | REGULATORVACUUM | 6-1251 |  |  |  | Ohio Medical | Regulator, Vacuum |  | REGULATORVACUUM-Ohio Medical-6-1251 |  |  |  |  | Covered PM Repair - Biomedical | MHHS-TMC
NO | NO |  |  |  | JGGU23314 |  | Ohio Medical Corporation |  |  | JGGU23314 | WOODLANDS - ER | MHHS-Woodlands |  | Regulator, Vacuum |  | JGGU23314 |  | Woodlands |  | WOODLANDS - ER | [5 empty] | REGULATORS, SUCTION |  | REGULATORVACUUM-Ohio Medical-6-1251 | REGULATORVACUUM | 6-1251 |  |  |  | Ohio Medical | Regulator, Vacuum |  | REGULATORVACUUM-Ohio Medical-6-1251 |  |  |  |  | Covered PM Repair - Biomedical | MHHS-Woodlands
NO | YES |  |  |  | 009-00007 | 009-00007 | Ohio Medical Corporation |  |  | GFFS11325 | GH-PACU | MHHS-Greater Heights |  | Regulator, Vacuum |  | 009-00007 | 009-00007 | Central | MHHS-Greater Heights | GH-PACU | PACU |  |  |  |  | REGULATORS, SUCTION | Regulator, Vacuum | REGULATORVACUUM-Ohio Medical-1271 | REGULATORVACUUM |  |  |  |  | Ohio Medical | Regulator, Vacuum |  | REGULATORVACUUM-Ohio Medical-1271 |  | 12/15/15 |  |  | Covered PM Repair - Biomedical | MHHS-Greater Heights | [8 empty] | REGULATORVACUUM | Regulator, Vacuum | Ohio Medical
NO | YES | Asset Tag 009-00361 |  |  | 009-00361 | 009-00361 | Ohio Medical Corporation |  |  | GFHY04736 | GH-Central Supply | MHHS-Greater Heights |  | Regulator, Vacuum |  | 009-00361 | 009-00361 | Central & Greater Heights | MHHS-Greater Heights | GH-Central Supply | [5 empty] | REGULATORS, SUCTION | Regulator, Vacuum | REGULATORVACUUM-Ohio Medical-1271 | REGULATORVACUUM |  |  |  |  | Ohio Medical | Regulator, Vacuum |  | REGULATORVACUUM-Ohio Medical-1271 |  | 3/27/16 | Finished from Script 3/27/2020 12:11:52pm (Central) |  | Covered PM Repair - Biomedical | MHHS-Greater Heights | [8 empty] | REGULATORVACUUM | Regulator, Vacuum | Ohio Medical
NO | YES |  |  |  | 009-00407 | 009-00407 | Ohio Medical Corporation |  |  | AHBH46385 | GH-PACU | MHHS-Greater Heights |  | Regulator, Vacuum |  | 009-00407 | 009-00407 | Central | MHHS-Greater Heights | GH-PACU | PACU |  |  |  |  | REGULATORS, SUCTION | Regulator, Vacuum | REGULATORVACUUM-Ohio Medical-1271 | REGULATORVACUUM |  |  |  |  | Ohio Medical | Regulator, Vacuum |  | REGULATORVACUUM-Ohio Medical-1271 |  | 3/27/16 |  |  | Covered PM Repair - Biomedical | MHHS-Greater Heights | [8 empty] | REGULATORVACUUM | Regulator, Vacuum | Ohio Medical
NO | YES |  |  |  | 009-00734 | 009-00734 | Ohio Medical Corporation |  |  | GFCG03901 | GH-PACU | MHHS-Greater Heights |  | Regulator, Vacuum |  | 009-00734 | 009-00734 | Central | MHHS-Greater Heights | GH-PACU | PACU |  |  |  |  | REGULATORS, SUCTION | Regulator, Vacuum | REGULATORVACUUM-Ohio Medical-1271 | REGULATORVACUUM |  |  |  |  | Ohio Medical | Regulator, Vacuum |  | REGULATORVACUUM-Ohio Medical-1271 |  | 3/13/16 |  |  | Covered PM Repair - Biomedical | MHHS-Greater Heights | [8 empty] | REGULATORVACUUM | Regulator, Vacuum | Ohio Medical
NO | YES |  |  |  | 009-00914 | 009-00914 | Ohio Medical Corporation |  |  | AHCR22247 | GH-OR Endoscopy | MHHS-Greater Heights |  | Regulator, Vacuum |  | 009-00914 | 009-00914 | Central | MHHS-Greater Heights | GH-OR Endoscopy | OR PER OP |  |  |  |  | REGULATORS, SUCTION | Regulator, Vacuum | REGULATORVACUUM-Ohio Medical-1271 | REGULATORVACUUM |  |  |  |  | Ohio Medical | Regulator, Vacuum |  | REGULATORVACUUM-Ohio Medical-1271 |  | 3/13/16 |  |  | Covered PM Repair - Biomedical | MHHS-Greater Heights | [8 empty] | REGULATORVACUUM | Regulator, Vacuum | Ohio Medical
NO | YES |  |  |  | 009-01057 | 009-01057 | Ohio Medical Corporation |  |  | GFFA14464 | GH-PACU | MHHS-Greater Heights |  | Regulator, Vacuum |  | 009-01057 | 009-01057 | Central | MHHS-Greater Heights | GH-PACU | PACU |  |  |  |  | REGULATORS, SUCTION | Regulator, Vacuum | REGULATORVACUUM-Ohio Medical-1271 | REGULATORVACUUM |  |  |  |  | Ohio Medical | Regulator, Vacuum |  | REGULATORVACUUM-Ohio Medical-1271 |  | 3/13/16 |  |  | Covered PM Repair - Biomedical | MHHS-Greater Heights | [8 empty] | REGULATORVACUUM | Regulator, Vacuum | Ohio Medical
NO | YES |  |  |  | 009-01058 | 009-01058 | Ohio Medical Corporation |  |  | GFCA00205 | GH-PACU | MHHS-Greater Heights |  | Regulator, Vacuum |  | 009-01058 | 009-01058 | Central | MHHS-Greater Heights | GH-PACU | PACU |  |  |  |  | REGULATORS, SUCTION | Regulator, Vacuum | REGULATORVACUUM-Ohio Medical-1271 | REGULATORVACUUM |  |  |  |  | Ohio Medical | Regulator, Vacuum |  | REGULATORVACUUM-Ohio Medical-1271 |  | 3/13/16 |  |  | Covered PM Repair - Biomedical | MHHS-Greater Heights | [8 empty] | REGULATORVACUUM | Regulator, Vacuum | Ohio Medical
NO | YES |  |  |  | 009-01708 | 009-01708 | Ohio Medical Corporation |  |  | GFHV12177 | GH-OR Anesthesia | MHHS-Greater Heights |  | Regulator, Vacuum |  | 009-01708 | 009-01708 | Central | MHHS-Greater Heights | GH-OR Anesthesia | OR | 8/1/15 |  |  |  | REGULATORS, SUCTION | Regulator, Vacuum | REGULATORVACUUM-Ohio Medical-1271 | REGULATORVACUUM |  |  |  |  | Ohio Medical | Regulator, Vacuum |  | REGULATORVACUUM-Ohio Medical-1271 |  | 3/13/16 |  |  | Covered PM Repair - Biomedical | MHHS-Greater Heights | [8 empty] | REGULATORVACUUM | Regulator, Vacuum | Ohio Medical
NO | YES |  |  |  | 009-02943 | 009-02943 | Ohio Medical Corporation |  |  | GFFG11976 | GH-PACU | MHHS-Greater Heights |  | Regulator, Vacuum |  | 009-02943 | 009-02943 | Central | MHHS-Greater Heights | GH-PACU | PACU |  |  |  |  | REGULATORS, SUCTION | Regulator, Vacuum | REGULATORVACUUM-Ohio Medical-1271 | REGULATORVACUUM |  |  |  |  | Ohio Medical | Regulator, Vacuum |  | REGULATORVACUUM-Ohio Medical-1271 |  | 4/24/16 |  |  | Covered PM Repair - Biomedical | MHHS-Greater Heights | [8 empty] | REGULATORVACUUM | Regulator, Vacuum | Ohio Medical
NO | YES |  |  |  | 009-02984 | 009-02984 | Ohio Medical Corporation |  |  | GFFG11979 | GH-Central Supply | MHHS-Greater Heights |  | Regulator, Vacuum |  | 009-02984 | 009-02984 | Central | MHHS-Greater Heights | GH-Central Supply | PUC 3 N | 1/1/16 |  |  |  | REGULATORS, SUCTION | Regulator, Vacuum | REGULATORVACUUM-Ohio Medical-1271 | REGULATORVACUUM |  |  |  |  | Ohio Medical | Regulator, Vacuum |  | REGULATORVACUUM-Ohio Medical-1271 |  | 4/24/16 |  |  | Covered PM Repair - Biomedical | MHHS-Greater Heights | [8 empty] | REGULATORVACUUM | Regulator, Vacuum | Ohio Medical
NO | YES |  |  |  | 009-02995 | 009-02995 | Ohio Medical Corporation |  |  | GFCC03940 | GH-PACU | MHHS-Greater Heights |  | Regulator, Vacuum |  | 009-02995 | 009-02995 | Central | MHHS-Greater Heights | GH-PACU | PACU | 8/1/18 |  |  |  | REGULATORS, SUCTION | Regulator, Vacuum | REGULATORVACUUM-Ohio Medical-1271 | REGULATORVACUUM |  |  |  |  | Ohio Medical | Regulator, Vacuum |  | REGULATORVACUUM-Ohio Medical-1271 |  | 4/24/16 |  |  | Covered PM Repair - Biomedical | MHHS-Greater Heights | [8 empty] | REGULATORVACUUM | Regulator, Vacuum | Ohio Medical
NO | YES |  |  |  | 009-03212 | 009-03212 | Ohio Medical Corporation |  |  | GFHG06667 | GH-Central Supply | MHHS-Greater Heights |  | Regulator, Vacuum |  | 009-03212 | 009-03212 | Central | MHHS-Greater Heights | GH-Central Supply | OR |  |  |  |  | REGULATORS, SUCTION | Regulator, Vacuum | REGULATORVACUUM-Ohio Medical-1271 | REGULATORVACUUM |  |  |  |  | Ohio Medical | Regulator, Vacuum |  | REGULATORVACUUM-Ohio Medical-1271 |  | 4/24/16 |  |  | Covered PM Repair - Biomedical | MHHS-Greater Heights | [8 empty] | REGULATORVACUUM | Regulator, Vacuum | Ohio Medical
NO | YES |  |  |  | 009-04831 | 009-04831 | Ohio Medical Corporation |  |  | GFFJ30397 | GH-PACU | MHHS-Greater Heights |  | Regulator, Vacuum |  | 009-04831 | 009-04831 | Central | MHHS-Greater Heights | GH-PACU | PACU |  |  |  |  | REGULATORS, SUCTION | Regulator, Vacuum | REGULATORVACUUM-Ohio Medical-1271 | REGULATORVACUUM |  |  |  |  | Ohio Medical | Regulator, Vacuum |  | REGULATORVACUUM-Ohio Medical-1271 |  | 1/16/16 |  |  | Covered PM Repair - Biomedical | MHHS-Greater Heights | [8 empty] | REGULATORVACUUM | Regulator, Vacuum | Ohio Medical
NO | YES |  |  |  | 009-04942 | 009-04942 | Ohio Medical Corporation |  |  | GFFK07311 | GH-Med Surg 6 | MHHS-Greater Heights |  | Regulator, Vacuum |  | 009-04942 | 009-04942 | Central | MHHS-Greater Heights | GH-Med Surg 6 | Room 610B |  |  |  |  | REGULATORS, SUCTION | Regulator, Vacuum | REGULATORVACUUM-Ohio Medical-1271 | REGULATORVACUUM |  |  |  |  | Ohio Medical | Regulator, Vacuum |  | REGULATORVACUUM-Ohio Medical-1271 |  | 1/16/16 |  |  | Covered PM Repair - Biomedical | MHHS-Greater Heights | [8 empty] | REGULATORVACUUM | Regulator, Vacuum | Ohio Medical
NO | YES |  |  |  | 009-33598 | 009-33598 | Ohio Medical Corporation |  |  | PSAX13015 | GH-ER | MHHS-Greater Heights |  | Regulator, Vacuum |  | 009-33598 | 009-33598 | Central | MHHS-Greater Heights | GH-ER | Rm 36 |  |  |  |  | REGULATORS, SUCTION | Regulator, Vacuum | REGULATORVACUUM-Ohio Medical-1271 | REGULATORVACUUM |  |  |  |  | Ohio Medical | Regulator, Vacuum |  | REGULATORVACUUM-Ohio Medical-1271 |  | 1/16/16 |  |  | Covered PM Repair - Biomedical | MHHS-Greater Heights | [8 empty] | REGULATORVACUUM | Regulator, Vacuum | Ohio Medical
NO | YES |  |  |  | 009-33600 | 009-33600 | Ohio Medical Corporation |  |  | PSAX13012 | GH-ER | MHHS-Greater Heights |  | Regulator, Vacuum |  | 009-33600 | 009-33600 | Central | MHHS-Greater Heights | GH-ER | Rm 38 |  |  |  |  | REGULATORS, SUCTION | Regulator, Vacuum | REGULATORVACUUM-Ohio Medical-1271 | REGULATORVACUUM |  |  |  |  | Ohio Medical | Regulator, Vacuum |  | REGULATORVACUUM-Ohio Medical-1271 |  | 1/30/16 |  |  | Covered PM Repair - Biomedical | MHHS-Greater Heights | [8 empty] | REGULATORVACUUM | Regulator, Vacuum | Ohio Medical
NO | YES |  |  |  | 009-02939 | 009-02939 | Ohio Medical Corporation |  |  | GFFG11970 | GH-Labor | MHHS-Greater Heights |  | Regulator, Vacuum |  | 009-02939 | 009-02939 | Central | Memorial Hermann Greater Heights Hospital | GH-Labor | LD3 |  |  |  | No p.m. | REGULATORS, SUCTION |  | REGULATORVACUUM-Ohio Medical-1271 | REGULATORVACUUM |  |  |  |  | Ohio Medical | Regulator, Vacuum |  | REGULATORVACUUM-Ohio Medical-1271 |  |  |  |  | Covered PM Repair - Biomedical | MHHS-Greater Heights
NO | YES |  |  |  | 009-04537 | 009-04537 | Ohio Medical Corporation |  |  | GFFJ02495 | GH - NICU | MHHS-Greater Heights |  | Regulator, Vacuum |  | 009-04537 | 009-04537 | Central | Greater heights | GH - NICU | GH - NICU |  |  |  |  | REGULATORS, SUCTION |  | REGULATORVACUUM-Ohio Medical-1271 | REGULATORVACUUM |  |  |  |  | Ohio Medical | Regulator, Vacuum |  | REGULATORVACUUM-Ohio Medical-1271 |  |  |  |  | Covered PM Repair - Biomedical | MHHS-Greater Heights
NO | YES |  |  |  | 029-00353 | 029-00353 | Ohio Medical Corporation |  |  | GFFZ08735 | Woodlands-Biomedical Services | MHHS-Woodlands |  | Regulator, Vacuum |  | 029-00353 | 029-00353 | Woodlands | MHHS-Woodlands | Woodlands-Biomedical Services | Room 5231 | 7/1/16 |  |  |  | REGULATORS, SUCTION | Regulator, Vacuum | REGULATORVACUUM-Ohio Medical-1271 | REGULATORVACUUM |  |  |  |  | Ohio Medical | Regulator, Vacuum |  | REGULATORVACUUM-Ohio Medical-1271 |  | 12/11/15 |  |  | Covered PM Repair - Biomedical | MHHS-Woodlands | [8 empty] | REGULATORVACUUM | Regulator, Vacuum | Ohio Medical
NO | YES |  |  |  | 029-02355 | 029-02355 | Ohio Medical Corporation |  |  | GFFF32687 | Woodlands-OR | MHHS-Woodlands |  | Regulator, Vacuum |  | 029-02355 | 029-02355 | Woodlands | MHHS-Woodlands | Woodlands-OR | Or 19 | 7/1/16 |  |  |  | REGULATORS, SUCTION | Regulator, Vacuum | REGULATORVACUUM-Ohio Medical-1271 | REGULATORVACUUM |  |  |  |  | Ohio Medical | Regulator, Vacuum |  | REGULATORVACUUM-Ohio Medical-1271 |  | 12/11/15 |  |  | Covered PM Repair - Biomedical | MHHS-Woodlands | [8 empty] | REGULATORVACUUM | Regulator, Vacuum | Ohio Medical
NO | YES |  |  |  | 029-02357 | 029-02357 | Ohio Medical Corporation |  |  | GFFF32689 | Woodlands-Biomedical Services | MHHS-Woodlands |  | Regulator, Vacuum |  | 029-02357 | 029-02357 | Woodlands | MHHS-Woodlands | Woodlands-Biomedical Services |  | 7/21/16 |  |  |  | REGULATORS, SUCTION | Regulator, Vacuum | REGULATORVACUUM-Ohio Medical-1271 | REGULATORVACUUM |  |  |  |  | Ohio Medical | Regulator, Vacuum |  | REGULATORVACUUM-Ohio Medical-1271 |  | 12/11/15 | Finished from Script 3/27/2020 12:11:52pm (Central) |  | Covered PM Repair - Biomedical | MHHS-Woodlands | [8 empty] | REGULATORVACUUM | Regulator, Vacuum | Ohio Medical
NO | YES |  |  |  | 029-03980 | 029-03980 | Ohio Medical Corporation |  |  | GFFH18037 | Woodlands-PCU3 | MHHS-Woodlands |  | Regulator, Vacuum |  | 029-03980 | 029-03980 | Woodlands | MHHS-Woodlands | Woodlands-PCU3 | Room 3232 |  |  |  |  | REGULATORS, SUCTION | Regulator, Vacuum | REGULATORVACUUM-Ohio Medical-1271 | REGULATORVACUUM |  |  |  |  | Ohio Medical | Regulator, Vacuum |  | REGULATORVACUUM-Ohio Medical-1271 |  | 3/27/16 |  |  | Covered PM Repair - Biomedical | MHHS-Woodlands | [8 empty] | REGULATORVACUUM | Regulator, Vacuum | Ohio Medical
NO | YES |  |  |  | 029-01033 | 029-01033 | Ohio Medical Corporation |  |  | AHBMD3636 | Woodlands-Central Supply | MHHS-Woodlands |  | Regulator, Vacuum |  | 029-01033 | 029-01033 | Woodlands | MHHS-Woodlands | Woodlands-Central Supply |  | 5/1/17 |  |  |  | REGULATORS, SUCTION | Regulator, Vacuum | REGULATORVACUUM-Ohio Medical-1271 | REGULATORVACUUM |  |  |  |  | Ohio Medical | Regulator, Vacuum |  | REGULATORVACUUM-Ohio Medical-1271 |  | 5/15/16 |  |  | Covered PM Repair - Biomedical | MHHS-Woodlands | [8 empty] | REGULATORVACUUM | Regulator, Vacuum | Ohio Medical
NO | YES |  |  |  | 029-01942 | 029-01942 | Ohio Medical Corporation |  |  | GFFF32611 | Woodlands-PCU5 | MHHS-Woodlands |  | Regulator, Vacuum |  | 029-01942 | 029-01942 | Woodlands | MHHS-Woodlands | Woodlands-PCU5 | Room 5245 |  |  |  |  | REGULATORS, SUCTION | Regulator, Vacuum | REGULATORVACUUM-Ohio Medical-1271 | REGULATORVACUUM |  |  |  |  | Ohio Medical | Regulator, Vacuum |  | REGULATORVACUUM-Ohio Medical-1271 |  | 5/15/16 |  |  | Covered PM Repair - Biomedical | MHHS-Woodlands | [8 empty] | REGULATORVACUUM | Regulator, Vacuum | Ohio Medical
NO | YES |  |  |  | 029-10282 | 029-10282 | Ohio Medical Corporation |  |  | GFFF34392 | Woodlands-Central Supply | MHHS-Woodlands |  | Regulator, Vacuum |  | 029-10282 | 029-10282 | Woodlands | MHHS-Woodlands | Woodlands-Central Supply |  | 5/1/17 |  | 5/1/20 |  | REGULATORS, SUCTION | Regulator, Vacuum | REGULATORVACUUM-Ohio Medical-1271 | REGULATORVACUUM |  |  |  |  | Ohio Medical | Regulator, Vacuum |  | REGULATORVACUUM-Ohio Medical-1271 |  |  |  |  | Covered PM Repair - Biomedical | MHHS-Woodlands | [8 empty] | REGULATORVACUUM | Regulator, Vacuum | Ohio Medical
NO | YES |  |  |  | 029-10755 | 029-10755 | Ohio Medical Corporation |  |  | JGGV07044 | Woodlands-CVICU | MHHS-Woodlands |  | Regulator, Vacuum |  | 029-10755 | 029-10755 | Woodlands | MHHS-Woodlands | Woodlands-CVICU | CVICU | 5/1/16 |  |  |  | REGULATORS, SUCTION | Regulator, Vacuum | REGULATORVACUUM-Ohio Medical-1271 | REGULATORVACUUM |  |  |  |  | Ohio Medical | Regulator, Vacuum |  | REGULATORVACUUM-Ohio Medical-1271 |  |  |  |  | Covered PM Repair - Biomedical | MHHS-Woodlands | [8 empty] | REGULATORVACUUM | Regulator, Vacuum | Ohio Medical
NO | YES |  |  |  | 029-10760 | 029-10760 | Ohio Medical Corporation |  |  | JGGV07037 | Woodlands-CVICU | MHHS-Woodlands |  | Regulator, Vacuum |  | 029-10760 | 029-10760 | Woodlands | MHHS-Woodlands | Woodlands-CVICU | Room 635 | 5/1/16 |  |  |  | REGULATORS, SUCTION | Regulator, Vacuum | REGULATORVACUUM-Ohio Medical-1271 | REGULATORVACUUM |  |  |  |  | Ohio Medical | Regulator, Vacuum |  | REGULATORVACUUM-Ohio Medical-1271 |  |  |  |  | Covered PM Repair - Biomedical | MHHS-Woodlands | [8 empty] | REGULATORVACUUM | Regulator, Vacuum | Ohio Medical
NO | YES |  |  |  | 029-10762 | 029-10762 | Ohio Medical Corporation |  |  | JGGV07022 | Woodlands-CVICU | MHHS-Woodlands |  | Regulator, Vacuum |  | 029-10762 | 029-10762 | Woodlands | MHHS-Woodlands | Woodlands-CVICU | CVICU |  |  |  |  | REGULATORS, SUCTION | Regulator, Vacuum | REGULATORVACUUM-Ohio Medical-1271 | REGULATORVACUUM |  |  |  |  | Ohio Medical | Regulator, Vacuum |  | REGULATORVACUUM-Ohio Medical-1271 |  | 10/6/15 |  |  | Covered PM Repair - Biomedical | MHHS-Woodlands | [8 empty] | REGULATORVACUUM | Regulator, Vacuum | Ohio Medical
NO | YES |  |  |  | 029-10767 | 029-10767 | Ohio Medical Corporation |  |  | JGGV07007 | Woodlands-CVICU | MHHS-Woodlands |  | Regulator, Vacuum |  | 029-10767 | 029-10767 | Woodlands | MHHS-Woodlands | Woodlands-CVICU | Room 635 | 5/1/16 |  |  |  | REGULATORS, SUCTION | Regulator, Vacuum | REGULATORVACUUM-Ohio Medical-1271 | REGULATORVACUUM |  |  |  |  | Ohio Medical | Regulator, Vacuum |  | REGULATORVACUUM-Ohio Medical-1271 |  | 10/6/15 |  |  | Covered PM Repair - Biomedical | MHHS-Woodlands | [8 empty] | REGULATORVACUUM | Regulator, Vacuum | Ohio Medical
NO | YES |  |  |  | 029-10768 | 029-10768 | Ohio Medical Corporation |  |  | JGGV07014 | Woodlands-CVICU | MHHS-Woodlands |  | Regulator, Vacuum |  | 029-10768 | 029-10768 | Woodlands | MHHS-Woodlands | Woodlands-CVICU | CVICU | 5/1/16 |  |  |  | REGULATORS, SUCTION | Regulator, Vacuum | REGULATORVACUUM-Ohio Medical-1271 | REGULATORVACUUM |  |  |  |  | Ohio Medical | Regulator, Vacuum |  | REGULATORVACUUM-Ohio Medical-1271 |  | 7/5/19 |  |  | Covered PM Repair - Biomedical | MHHS-Woodlands | [8 empty] | REGULATORVACUUM | Regulator, Vacuum | Ohio Medical
YES | YES |  |  |  | 074-06196 | 074-06196 | Ohio Medical Corporation |  |  | PSAY08055 | West Tower Surgical ICU |  |  |  |  | 074-06196 | 074-06196 | Woodlands | Memorial Hermann Hospital Woodlands | West Tower Surgical ICU | Isolation Room | [6 empty] | REGULATORVACUUM-Ohio Medical-1271
YES | YES |  |  |  | 029-32078 | 029-32078 | Ohio Medical Corporation |  |  | PSAX04793 | West Tower Surgical ICU |  |  |  |  | 029-32078 | 029-32078 | Woodlands | Memorial Hermann Hospital Woodlands | West Tower Surgical ICU | Isolation Room | [6 empty] | REGULATORVACUUM-Ohio Medical-1271
YES | YES |  |  |  | 074-06198 | 074-06198 | Ohio Medical Corporation |  |  | PSAY08052 | West Tower Surgical ICU |  |  |  |  | 074-06198 | 074-06198 | Woodlands | Memorial Hermann Hospital Woodlands | West Tower Surgical ICU | Isolation Room | [6 empty] | REGULATORVACUUM-Ohio Medical-1271
YES | YES |  |  |  | 029-32079 | 029-32079 | Ohio Medical Corporation |  |  |  | West Tower Surgical ICU |  |  |  |  | 029-32079 | 029-32079 | Woodlands | Memorial Hermann Hospital Woodlands | West Tower Surgical ICU | Room 4102 |  |  |  | In use on patient |  |  | REGULATORVACUUM-Ohio Medical-1271
YES | YES |  |  |  | 074-06201 | 074-06201 | Ohio Medical Corporation |  |  |  | West Tower Surgical ICU |  |  |  |  | 074-06201 | 074-06201 | Woodlands | Memorial Hermann Hospital Woodlands | West Tower Surgical ICU | Room 4102 |  |  |  | In use on patient |  |  | REGULATORVACUUM-Ohio Medical-1271
YES | YES |  |  |  | 074-06202 | 074-06202 | Ohio Medical Corporation |  |  |  | West Tower Surgical ICU |  |  |  |  | 074-06202 | 074-06202 | Woodlands | Memorial Hermann Hospital Woodlands | West Tower Surgical ICU | Room 4102 |  |  |  | In use on patient |  |  | REGULATORVACUUM-Ohio Medical-1271
YES | YES |  |  |  | 074-06358 | 074-06358 | Ohio Medical Corporation |  |  | PSAY17643 | West Tower 3rd Floor |  |  |  |  | 074-06358 | 074-06358 | Woodlands | Memorial Hermann Hospital Woodlands | West Tower 3rd Floor | Room 3211 | [6 empty] | REGULATORVACUUM-Ohio Medical-1271
YES | YES |  |  |  | 009-04510 | 009-04510 | Ohio Medical Corporation |  |  | GFFJ02516 | GH - PACU |  |  |  |  | 009-04510 | 009-04510 | Central | Memorial Hermann Greater Heights Hospital | GH - PACU | PACU | [6 empty] | REGULATORVACUUM-Ohio Medical-1271
YES | YES |  |  |  | 009-02982 | 009-02982 | Ohio Medical Corporation |  |  | GFFG11877 | GH - PACU |  |  |  |  | 009-02982 | 009-02982 | Central | Memorial Hermann Greater Heights Hospital | GH - PACU | PACU | [6 empty] | REGULATORVACUUM-Ohio Medical-1271
YES | YES |  |  |  | 009-04520 | 009-04520 | Ohio Medical Corporation |  |  | GFFJ02503 | GH - PACU |  |  |  |  | 009-04520 | 009-04520 | Central | Memorial Hermann Greater Heights Hospital | GH - PACU | PACU | [6 empty] | REGULATORVACUUM-Ohio Medical-1271
YES | YES |  |  |  | 009-00009 | 009-00009 | Ohio Medical Corporation |  |  | AHCS00448 | GH - PACU |  |  |  |  | 009-00009 | 009-00009 | Central | Memorial Hermann Greater Heights Hospital | GH - PACU | PACU | [6 empty] | REGULATORVACUUM-Ohio Medical-1271
YES | YES |  |  |  | 009-01156 | 009-01156 | Ohio Medical Corporation |  |  | AHCR21166 | GH - PACU |  |  |  |  | 009-01156 | 009-01156 | Central | Memorial Hermann Greater Heights Hospital | GH - PACU | PACU | [6 empty] | REGULATORVACUUM-Ohio Medical-1271
YES | YES |  |  |  | 009-00977 | 009-00977 | Ohio Medical Corporation |  |  | GFJG00640 | GH - PACU |  |  |  |  | 009-00977 | 009-00977 | Central | Memorial Hermann Greater Heights Hospital | GH - PACU | PACU | [6 empty] | REGULATORVACUUM-Ohio Medical-1271
YES | YES |  |  |  | 009-04536 | 009-04536 | Ohio Medical Corporation |  |  | GFFJ02496 | GH - PACU |  |  |  |  | 009-04536 | 009-04536 | Central | Memorial Hermann Greater Heights Hospital | GH - PACU | PACU | [6 empty] | REGULATORVACUUM-Ohio Medical-1271
YES | YES |  |  |  | 099-08194 | 099-08194 | Ohio Medical Corporation |  |  |  | Sourh Tower 6 |  |  |  |  | 099-08194 | 099-08194 | Central | Memorial Hermann Hospital | Sourh Tower 6 | Room 618A | [6 empty] | REGULATORVACUUM-Ohio Medical-1271
YES | YES |  |  |  | 099-08273 | 099-08273 | Ohio Medical Corporation |  |  | JGGW17007 | 6th Floor |  |  |  |  | 099-08273 | 099-08273 | Central | Memorial Hermann Hospital greater heights | 6th Floor | Room 628 |  |  |  | No p.m. |  |  | REGULATORVACUUM-Ohio Medical-1271
NO | NO |  |  |  | 009-00006 |  | Ohio Medical Corporation |  |  | GFCG03837 | GH - CENTRAL SUPPLY | MHHS-Greater Heights |  | Regulator, Vacuum |  | 009-00006 |  | Central & Greater Heights |  | GH - CENTRAL SUPPLY | [5 empty] | REGULATORS, SUCTION |  | REGULATORVACUUM-Ohio Medical-1271 | REGULATORVACUUM |  |  |  |  | Ohio Medical | Regulator, Vacuum |  | REGULATORVACUUM-Ohio Medical-1271 |  |  |  |  | Covered PM Repair - Biomedical | MHHS-Greater Heights
NO | NO |  |  |  | 009-00008 |  | Ohio Medical Corporation |  |  | GFCC03938 | GH - CENTRAL SUPPLY | MHHS-Greater Heights |  | Regulator, Vacuum |  | 009-00008 |  | Central & Greater Heights |  | GH - CENTRAL SUPPLY | [5 empty] | REGULATORS, SUCTION |  | REGULATORVACUUM-Ohio Medical-1271 | REGULATORVACUUM |  |  |  |  | Ohio Medical | Regulator, Vacuum |  | REGULATORVACUUM-Ohio Medical-1271 |  |  |  |  | Covered PM Repair - Biomedical | MHHS-Greater Heights
NO | NO |  |  |  | 009-00010 |  | Ohio Medical Corporation |  |  | GFCG03902 | GH - CENTRAL SUPPLY | MHHS-Greater Heights |  | Regulator, Vacuum |  | 009-00010 |  | Central & Greater Heights |  | GH - CENTRAL SUPPLY | [5 empty] | REGULATORS, SUCTION |  | REGULATORVACUUM-Ohio Medical-1271 | REGULATORVACUUM |  |  |  |  | Ohio Medical | Regulator, Vacuum |  | REGULATORVACUUM-Ohio Medical-1271 |  |  |  |  | Covered PM Repair - Biomedical | MHHS-Greater Heights
NO | NO |  |  |  | 009-00316 |  | Ohio Medical Corporation |  |  | GFCG03166 | GH - CENTRAL SUPPLY | MHHS-Greater Heights |  | Regulator, Vacuum |  | 009-00316 |  | Central & Greater Heights |  | GH - CENTRAL SUPPLY | [5 empty] | REGULATORS, SUCTION |  | REGULATORVACUUM-Ohio Medical-1271 | REGULATORVACUUM |  |  |  |  | Ohio Medical | Regulator, Vacuum |  | REGULATORVACUUM-Ohio Medical-1271 |  |  |  |  | Covered PM Repair - Biomedical | MHHS-Greater Heights
NO | NO |  |  |  | 009-00362 |  | Ohio Medical Corporation |  |  | GFFZ16111 | GH - CENTRAL SUPPLY | MHHS-Greater Heights |  | Regulator, Vacuum |  | 009-00362 |  | Central & Greater Heights |  | GH - CENTRAL SUPPLY | [5 empty] | REGULATORS, SUCTION |  | REGULATORVACUUM-Ohio Medical-1271 | REGULATORVACUUM |  |  |  |  | Ohio Medical | Regulator, Vacuum |  | REGULATORVACUUM-Ohio Medical-1271 |  |  |  |  | Covered PM Repair - Biomedical | MHHS-Greater Heights
NO | NO |  |  |  | 009-00408 |  | Ohio Medical Corporation |  |  | GFFZ16090 | GH - CENTRAL SUPPLY | MHHS-Greater Heights |  | Regulator, Vacuum |  | 009-00408 |  | Central & Greater Heights |  | GH - CENTRAL SUPPLY | [5 empty] | REGULATORS, SUCTION |  | REGULATORVACUUM-Ohio Medical-1271 | REGULATORVACUUM |  |  |  |  | Ohio Medical | Regulator, Vacuum |  | REGULATORVACUUM-Ohio Medical-1271 |  |  |  |  | Covered PM Repair - Biomedical | MHHS-Greater Heights
NO | NO |  |  |  | 009-00517 |  | Ohio Medical Corporation |  |  | GFHC18353 | GH - CENTRAL SUPPLY | MHHS-Greater Heights |  | Regulator, Vacuum |  | 009-00517 |  | Central & Greater Heights |  | GH - CENTRAL SUPPLY | [5 empty] | REGULATORS, SUCTION |  | REGULATORVACUUM-Ohio Medical-1271 | REGULATORVACUUM |  |  |  |  | Ohio Medical | Regulator, Vacuum |  | REGULATORVACUUM-Ohio Medical-1271 |  |  |  |  | Covered PM Repair - Biomedical | MHHS-Greater Heights
NO | NO |  |  |  | 009-00554 |  | Ohio Medical Corporation |  |  | GFJG00742 | GH - CENTRAL SUPPLY | MHHS-Greater Heights |  | Regulator, Vacuum |  | 009-00554 |  | Central & Greater Heights |  | GH - CENTRAL SUPPLY | [5 empty] | REGULATORS, SUCTION |  | REGULATORVACUUM-Ohio Medical-1271 | REGULATORVACUUM |  |  |  |  | Ohio Medical | Regulator, Vacuum |  | REGULATORVACUUM-Ohio Medical-1271 |  |  |  |  | Covered PM Repair - Biomedical | MHHS-Greater Heights
NO | NO |  |  |  | 009-00674 |  | Ohio Medical Corporation |  |  | GFFZ16098 | GH - CENTRAL SUPPLY | MHHS-Greater Heights |  | Regulator, Vacuum |  | 009-00674 |  | Central & Greater Heights |  | GH - CENTRAL SUPPLY | [5 empty] | REGULATORS, SUCTION |  | REGULATORVACUUM-Ohio Medical-1271 | REGULATORVACUUM |  |  |  |  | Ohio Medical | Regulator, Vacuum |  | REGULATORVACUUM-Ohio Medical-1271 |  |  |  |  | Covered PM Repair - Biomedical | MHHS-Greater Heights
NO | NO |  |  |  | 009-00745 |  | Ohio Medical Corporation |  |  | cfff28706 | GH - CENTRAL SUPPLY | MHHS-Greater Heights |  | Regulator, Vacuum |  | 009-00745 |  | Central & Greater Heights |  | GH - CENTRAL SUPPLY | [5 empty] | REGULATORS, SUCTION |  | REGULATORVACUUM-Ohio Medical-1271 | REGULATORVACUUM |  |  |  |  | Ohio Medical | Regulator, Vacuum |  | REGULATORVACUUM-Ohio Medical-1271 |  |  |  |  | Covered PM Repair - Biomedical | MHHS-Greater Heights
NO | NO |  |  |  | 009-00958 |  | Ohio Medical Corporation |  |  | AHCR22250 | GH - CENTRAL SUPPLY | MHHS-Greater Heights |  | Regulator, Vacuum |  | 009-00958 |  | Central & Greater Heights |  | GH - CENTRAL SUPPLY | [5 empty] | REGULATORS, SUCTION |  | REGULATORVACUUM-Ohio Medical-1271 | REGULATORVACUUM |  |  |  |  | Ohio Medical | Regulator, Vacuum |  | REGULATORVACUUM-Ohio Medical-1271 |  |  |  |  | Covered PM Repair - Biomedical | MHHS-Greater Heights
NO | NO |  |  |  | 009-01092 |  | Ohio Medical Corporation |  |  | GFFZ16096 | GH - CENTRAL SUPPLY | MHHS-Greater Heights |  | Regulator, Vacuum |  | 009-01092 |  | Central & Greater Heights |  | GH - CENTRAL SUPPLY | [5 empty] | REGULATORS, SUCTION |  | REGULATORVACUUM-Ohio Medical-1271 | REGULATORVACUUM |  |  |  |  | Ohio Medical | Regulator, Vacuum |  | REGULATORVACUUM-Ohio Medical-1271 |  |  |  |  | Covered PM Repair - Biomedical | MHHS-Greater Heights
NO | NO |  |  |  | 009-01195 |  | Ohio Medical Corporation |  |  | AHCR22202 | GH - CENTRAL SUPPLY | MHHS-Greater Heights |  | Regulator, Vacuum |  | 009-01195 |  | Central & Greater Heights |  | GH - CENTRAL SUPPLY | [5 empty] | REGULATORS, SUCTION |  | REGULATORVACUUM-Ohio Medical-1271 | REGULATORVACUUM |  |  |  |  | Ohio Medical | Regulator, Vacuum |  | REGULATORVACUUM-Ohio Medical-1271 |  |  |  |  | Covered PM Repair - Biomedical | MHHS-Greater Heights
NO | NO |  |  |  | 009-01231 |  | Ohio Medical Corporation |  |  | GFFZ09552 | GH - CENTRAL SUPPLY | MHHS-Greater Heights |  | Regulator, Vacuum |  | 009-01231 |  | Central & Greater Heights |  | GH - CENTRAL SUPPLY | [5 empty] | REGULATORS, SUCTION |  | REGULATORVACUUM-Ohio Medical-1271 | REGULATORVACUUM |  |  |  |  | Ohio Medical | Regulator, Vacuum |  | REGULATORVACUUM-Ohio Medical-1271 |  |  |  |  | Covered PM Repair - Biomedical | MHHS-Greater Heights
NO | NO |  |  |  | 009-01238 |  | Ohio Medical Corporation |  |  | GFCG03169 | GH - CENTRAL SUPPLY | MHHS-Greater Heights |  | Regulator, Vacuum |  | 009-01238 |  | Central & Greater Heights |  | GH - CENTRAL SUPPLY | [5 empty] | REGULATORS, SUCTION |  | REGULATORVACUUM-Ohio Medical-1271 | REGULATORVACUUM |  |  |  |  | Ohio Medical | Regulator, Vacuum |  | REGULATORVACUUM-Ohio Medical-1271 |  |  |  |  | Covered PM Repair - Biomedical | MHHS-Greater Heights
NO | NO |  |  |  | 009-01498 |  | Ohio Medical Corporation |  |  | GFCG03168 | GH - CENTRAL SUPPLY | MHHS-Greater Heights |  | Regulator, Vacuum |  | 009-01498 |  | Central & Greater Heights |  | GH - CENTRAL SUPPLY | [5 empty] | REGULATORS, SUCTION |  | REGULATORVACUUM-Ohio Medical-1271 | REGULATORVACUUM |  |  |  |  | Ohio Medical | Regulator, Vacuum |  | REGULATORVACUUM-Ohio Medical-1271 |  |  |  |  | Covered PM Repair - Biomedical | MHHS-Greater Heights
NO | NO |  |  |  | 009-01506 |  | Ohio Medical Corporation |  |  | GFCU00364 | GH - CENTRAL SUPPLY | MHHS-Greater Heights |  | Regulator, Vacuum |  | 009-01506 |  | Central & Greater Heights |  | GH - CENTRAL SUPPLY | [5 empty] | REGULATORS, SUCTION |  | REGULATORVACUUM-Ohio Medical-1271 | REGULATORVACUUM |  |  |  |  | Ohio Medical | Regulator, Vacuum |  | REGULATORVACUUM-Ohio Medical-1271 |  |  |  |  | Covered PM Repair - Biomedical | MHHS-Greater Heights
NO | NO |  |  |  | 009-01545 |  | Ohio Medical Corporation |  |  | GFHY04738 | GH - CENTRAL SUPPLY | MHHS-Greater Heights |  | Regulator, Vacuum |  | 009-01545 |  | Central & Greater Heights |  | GH - CENTRAL SUPPLY | [5 empty] | REGULATORS, SUCTION |  | REGULATORVACUUM-Ohio Medical-1271 | REGULATORVACUUM |  |  |  |  | Ohio Medical | Regulator, Vacuum |  | REGULATORVACUUM-Ohio Medical-1271 |  |  |  |  | Covered PM Repair - Biomedical | MHHS-Greater Heights
NO | NO |  |  |  | 009-01572 |  | Ohio Medical Corporation |  |  | GFJB00552 | GH - CENTRAL SUPPLY | MHHS-Greater Heights |  | Regulator, Vacuum |  | 009-01572 |  | Central & Greater Heights |  | GH - CENTRAL SUPPLY | [5 empty] | REGULATORS, SUCTION |  | REGULATORVACUUM-Ohio Medical-1271 | REGULATORVACUUM |  |  |  |  | Ohio Medical | Regulator, Vacuum |  | REGULATORVACUUM-Ohio Medical-1271 |  |  |  |  | Covered PM Repair - Biomedical | MHHS-Greater Heights
NO | NO |  |  |  | 009-01763 |  | Ohio Medical Corporation |  |  | GFFZ09543 | GH - CENTRAL SUPPLY | MHHS-Greater Heights |  | Regulator, Vacuum |  | 009-01763 |  | Central & Greater Heights |  | GH - CENTRAL SUPPLY | [5 empty] | REGULATORS, SUCTION |  | REGULATORVACUUM-Ohio Medical-1271 | REGULATORVACUUM |  |  |  |  | Ohio Medical | Regulator, Vacuum |  | REGULATORVACUUM-Ohio Medical-1271 |  |  |  |  | Covered PM Repair - Biomedical | MHHS-Greater Heights
NO | NO |  |  |  | 009-01786 |  | Ohio Medical Corporation |  |  | AHCM31554 | GH - CENTRAL SUPPLY | MHHS-Greater Heights |  | Regulator, Vacuum |  | 009-01786 |  | Central & Greater Heights |  | GH - CENTRAL SUPPLY | [5 empty] | REGULATORS, SUCTION |  | REGULATORVACUUM-Ohio Medical-1271 | REGULATORVACUUM |  |  |  |  | Ohio Medical | Regulator, Vacuum |  | REGULATORVACUUM-Ohio Medical-1271 |  |  |  |  | Covered PM Repair - Biomedical | MHHS-Greater Heights
NO | NO |  |  |  | 009-01788 |  | Ohio Medical Corporation |  |  | GFJP00098 | GH - CENTRAL SUPPLY | MHHS-Greater Heights |  | Regulator, Vacuum |  | 009-01788 |  | Central & Greater Heights |  | GH - CENTRAL SUPPLY | [5 empty] | REGULATORS, SUCTION |  | REGULATORVACUUM-Ohio Medical-1271 | REGULATORVACUUM |  |  |  |  | Ohio Medical | Regulator, Vacuum |  | REGULATORVACUUM-Ohio Medical-1271 |  |  |  |  | Covered PM Repair - Biomedical | MHHS-Greater Heights
NO | NO |  |  |  | 009-02366 |  | Ohio Medical Corporation |  |  | GFFA14460 | GH - CENTRAL SUPPLY | MHHS-Greater Heights |  | Regulator, Vacuum |  | 009-02366 |  | Central & Greater Heights |  | GH - CENTRAL SUPPLY | [5 empty] | REGULATORS, SUCTION |  | REGULATORVACUUM-Ohio Medical-1271 | REGULATORVACUUM |  |  |  |  | Ohio Medical | Regulator, Vacuum |  | REGULATORVACUUM-Ohio Medical-1271 |  |  |  |  | Covered PM Repair - Biomedical | MHHS-Greater Heights
NO | NO |  |  |  | 009-02926 |  | Ohio Medical Corporation |  |  | GFFG12015 | GH - CENTRAL SUPPLY | MHHS-Greater Heights |  | Regulator, Vacuum |  | 009-02926 |  | Central & Greater Heights |  | GH - CENTRAL SUPPLY | [5 empty] | REGULATORS, SUCTION |  | REGULATORVACUUM-Ohio Medical-1271 | REGULATORVACUUM |  |  |  |  | Ohio Medical | Regulator, Vacuum |  | REGULATORVACUUM-Ohio Medical-1271 |  |  |  |  | Covered PM Repair - Biomedical | MHHS-Greater Heights
NO | NO |  |  |  | 009-02929 |  | Ohio Medical Corporation |  |  | GFFG12021 | GH - CENTRAL SUPPLY | MHHS-Greater Heights |  | Regulator, Vacuum |  | 009-02929 |  | Central & Greater Heights |  | GH - CENTRAL SUPPLY | [5 empty] | REGULATORS, SUCTION |  | REGULATORVACUUM-Ohio Medical-1271 | REGULATORVACUUM |  |  |  |  | Ohio Medical | Regulator, Vacuum |  | REGULATORVACUUM-Ohio Medical-1271 |  |  |  |  | Covered PM Repair - Biomedical | MHHS-Greater Heights
NO | NO |  |  |  | 009-02934 |  | Ohio Medical Corporation |  |  | GFFG11975 | GH - CENTRAL SUPPLY | MHHS-Greater Heights |  | Regulator, Vacuum |  | 009-02934 |  | Central & Greater Heights |  | GH - CENTRAL SUPPLY | [5 empty] | REGULATORS, SUCTION |  | REGULATORVACUUM-Ohio Medical-1271 | REGULATORVACUUM |  |  |  |  | Ohio Medical | Regulator, Vacuum |  | REGULATORVACUUM-Ohio Medical-1271 |  |  |  |  | Covered PM Repair - Biomedical | MHHS-Greater Heights
NO | NO |  |  |  | 009-02944 |  | Ohio Medical Corporation |  |  | GFFG11988 | GH - CENTRAL SUPPLY | MHHS-Greater Heights |  | Regulator, Vacuum |  | 009-02944 |  | Central & Greater Heights |  | GH - CENTRAL SUPPLY | [5 empty] | REGULATORS, SUCTION |  | REGULATORVACUUM-Ohio Medical-1271 | REGULATORVACUUM |  |  |  |  | Ohio Medical | Regulator, Vacuum |  | REGULATORVACUUM-Ohio Medical-1271 |  |  |  |  | Covered PM Repair - Biomedical | MHHS-Greater Heights
NO | NO |  |  |  | 009-02958 |  | Ohio Medical Corporation |  |  | GFHG04682 | GH - CENTRAL SUPPLY | MHHS-Greater Heights |  | Regulator, Vacuum |  | 009-02958 |  | Central & Greater Heights |  | GH - CENTRAL SUPPLY | [5 empty] | REGULATORS, SUCTION |  | REGULATORVACUUM-Ohio Medical-1271 | REGULATORVACUUM |  |  |  |  | Ohio Medical | Regulator, Vacuum |  | REGULATORVACUUM-Ohio Medical-1271 |  |  |  |  | Covered PM Repair - Biomedical | MHHS-Greater Heights
NO | NO |  |  |  | 009-02972 |  | Ohio Medical Corporation |  |  | GFFG12004 | GH - CENTRAL SUPPLY | MHHS-Greater Heights |  | Regulator, Vacuum |  | 009-02972 |  | Central & Greater Heights |  | GH - CENTRAL SUPPLY | [5 empty] | REGULATORS, SUCTION |  | REGULATORVACUUM-Ohio Medical-1271 | REGULATORVACUUM |  |  |  |  | Ohio Medical | Regulator, Vacuum |  | REGULATORVACUUM-Ohio Medical-1271 |  |  |  |  | Covered PM Repair - Biomedical | MHHS-Greater Heights
NO | NO |  |  |  | 009-02978 |  | Ohio Medical Corporation |  |  | GFFG12000 | GH - CENTRAL SUPPLY | MHHS-Greater Heights |  | Regulator, Vacuum |  | 009-02978 |  | Central & Greater Heights |  | GH - CENTRAL SUPPLY | [5 empty] | REGULATORS, SUCTION |  | REGULATORVACUUM-Ohio Medical-1271 | REGULATORVACUUM |  |  |  |  | Ohio Medical | Regulator, Vacuum |  | REGULATORVACUUM-Ohio Medical-1271 |  |  |  |  | Covered PM Repair - Biomedical | MHHS-Greater Heights
NO | NO |  |  |  | 009-02994 |  | Ohio Medical Corporation |  |  | GFFG12009 | GH - CENTRAL SUPPLY | MHHS-Greater Heights |  | Regulator, Vacuum |  | 009-02994 |  | Central & Greater Heights |  | GH - CENTRAL SUPPLY | [5 empty] | REGULATORS, SUCTION |  | REGULATORVACUUM-Ohio Medical-1271 | REGULATORVACUUM |  |  |  |  | Ohio Medical | Regulator, Vacuum |  | REGULATORVACUUM-Ohio Medical-1271 |  |  |  |  | Covered PM Repair - Biomedical | MHHS-Greater Heights
NO | NO |  |  |  | 009-03012 |  | Ohio Medical Corporation |  |  | GFFG11990 | GH - CENTRAL SUPPLY | MHHS-Greater Heights |  | Regulator, Vacuum |  | 009-03012 |  | Central & Greater Heights |  | GH - CENTRAL SUPPLY | [5 empty] | REGULATORS, SUCTION |  | REGULATORVACUUM-Ohio Medical-1271 | REGULATORVACUUM |  |  |  |  | Ohio Medical | Regulator, Vacuum |  | REGULATORVACUUM-Ohio Medical-1271 |  |  |  |  | Covered PM Repair - Biomedical | MHHS-Greater Heights
NO | NO |  |  |  | 009-03513 |  | Ohio Medical Corporation |  |  | GFFJ02478 | GH - CENTRAL SUPPLY | MHHS-Greater Heights |  | Regulator, Vacuum |  | 009-03513 |  | Central & Greater Heights |  | GH - CENTRAL SUPPLY | [5 empty] | REGULATORS, SUCTION |  | REGULATORVACUUM-Ohio Medical-1271 | REGULATORVACUUM |  |  |  |  | Ohio Medical | Regulator, Vacuum |  | REGULATORVACUUM-Ohio Medical-1271 |  |  |  |  | Covered PM Repair - Biomedical | MHHS-Greater Heights
NO | NO |  |  |  | 009-03632 |  | Ohio Medical Corporation |  |  | GFFG32169 | GH - CENTRAL SUPPLY | MHHS-Greater Heights |  | Regulator, Vacuum |  | 009-03632 |  | Central & Greater Heights |  | GH - CENTRAL SUPPLY | [5 empty] | REGULATORS, SUCTION |  | REGULATORVACUUM-Ohio Medical-1271 | REGULATORVACUUM |  |  |  |  | Ohio Medical | Regulator, Vacuum |  | REGULATORVACUUM-Ohio Medical-1271 |  |  |  |  | Covered PM Repair - Biomedical | MHHS-Greater Heights
NO | NO |  |  |  | 009-04508 |  | Ohio Medical Corporation |  |  | GFFJ02517 | GH - CENTRAL SUPPLY | MHHS-Greater Heights |  | Regulator, Vacuum |  | 009-04508 |  | Central & Greater Heights |  | GH - CENTRAL SUPPLY | [5 empty] | REGULATORS, SUCTION |  | REGULATORVACUUM-Ohio Medical-1271 | REGULATORVACUUM |  |  |  |  | Ohio Medical | Regulator, Vacuum |  | REGULATORVACUUM-Ohio Medical-1271 |  |  |  |  | Covered PM Repair - Biomedical | MHHS-Greater Heights
NO | NO |  |  |  | 009-04511 |  | Ohio Medical Corporation |  |  | GFFJ02520 | GH - CENTRAL SUPPLY | MHHS-Greater Heights |  | Regulator, Vacuum |  | 009-04511 |  | Central & Greater Heights |  | GH - CENTRAL SUPPLY | [5 empty] | REGULATORS, SUCTION |  | REGULATORVACUUM-Ohio Medical-1271 | REGULATORVACUUM |  |  |  |  | Ohio Medical | Regulator, Vacuum |  | REGULATORVACUUM-Ohio Medical-1271 |  |  |  |  | Covered PM Repair - Biomedical | MHHS-Greater Heights
NO | NO |  |  |  | 009-04532 |  | Ohio Medical Corporation |  |  | GFFJ02494 | GH - CENTRAL SUPPLY | MHHS-Greater Heights |  | Regulator, Vacuum |  | 009-04532 |  | Central & Greater Heights |  | GH - CENTRAL SUPPLY | [5 empty] | REGULATORS, SUCTION |  | REGULATORVACUUM-Ohio Medical-1271 | REGULATORVACUUM |  |  |  |  | Ohio Medical | Regulator, Vacuum |  | REGULATORVACUUM-Ohio Medical-1271 |  |  |  |  | Covered PM Repair - Biomedical | MHHS-Greater Heights
NO | NO |  |  |  | 009-04545 |  | Ohio Medical Corporation |  |  | GFFJ02487 | GH - CENTRAL SUPPLY | MHHS-Greater Heights |  | Regulator, Vacuum |  | 009-04545 |  | Central & Greater Heights |  | GH - CENTRAL SUPPLY | [5 empty] | REGULATORS, SUCTION |  | REGULATORVACUUM-Ohio Medical-1271 | REGULATORVACUUM |  |  |  |  | Ohio Medical | Regulator, Vacuum |  | REGULATORVACUUM-Ohio Medical-1271 |  |  |  |  | Covered PM Repair - Biomedical | MHHS-Greater Heights
NO | NO |  |  |  | 009-04915 |  | Ohio Medical Corporation |  |  | GFFZ16120 | GH - CENTRAL SUPPLY | MHHS-Greater Heights |  | Regulator, Vacuum |  | 009-04915 |  | Central & Greater Heights |  | GH - CENTRAL SUPPLY | [5 empty] | REGULATORS, SUCTION |  | REGULATORVACUUM-Ohio Medical-1271 | REGULATORVACUUM |  |  |  |  | Ohio Medical | Regulator, Vacuum |  | REGULATORVACUUM-Ohio Medical-1271 |  |  |  |  | Covered PM Repair - Biomedical | MHHS-Greater Heights
NO | NO |  |  |  | 009-08161 |  | Ohio Medical Corporation |  |  | JGGQ19739 | GH - CENTRAL SUPPLY | MHHS-Greater Heights |  | Regulator, Vacuum |  | 009-08161 |  | Central & Greater Heights |  | GH - CENTRAL SUPPLY | [5 empty] | REGULATORS, SUCTION |  | REGULATORVACUUM-Ohio Medical-1271 | REGULATORVACUUM |  |  |  |  | Ohio Medical | Regulator, Vacuum |  | REGULATORVACUUM-Ohio Medical-1271 |  |  |  |  | Covered PM Repair - Biomedical | MHHS-Greater Heights
NO | NO |  |  |  | 009-09975 |  | Ohio Medical Corporation |  |  | GFFS01471 | GH - CENTRAL SUPPLY | MHHS-Greater Heights |  | Regulator, Vacuum |  | 009-09975 |  | Central & Greater Heights |  | GH - CENTRAL SUPPLY | [5 empty] | REGULATORS, SUCTION |  | REGULATORVACUUM-Ohio Medical-1271 | REGULATORVACUUM |  |  |  |  | Ohio Medical | Regulator, Vacuum |  | REGULATORVACUUM-Ohio Medical-1271 |  |  |  |  | Covered PM Repair - Biomedical | MHHS-Greater Heights
NO | NO |  |  |  | 009-10358 |  | Ohio Medical Corporation |  |  | JGGS04901 | GH - CENTRAL SUPPLY | MHHS-Greater Heights |  | Regulator, Vacuum |  | 009-10358 |  | Central & Greater Heights |  | GH - CENTRAL SUPPLY | [5 empty] | REGULATORS, SUCTION |  | REGULATORVACUUM-Ohio Medical-1271 | REGULATORVACUUM |  |  |  |  | Ohio Medical | Regulator, Vacuum |  | REGULATORVACUUM-Ohio Medical-1271 |  |  |  |  | Covered PM Repair - Biomedical | MHHS-Greater Heights
NO | NO |  |  |  | 009-10402 |  | Ohio Medical Corporation |  |  | GFHR03523 | GH - CENTRAL SUPPLY | MHHS-Greater Heights |  | Regulator, Vacuum |  | 009-10402 |  | Central & Greater Heights |  | GH - CENTRAL SUPPLY | [5 empty] | REGULATORS, SUCTION |  | REGULATORVACUUM-Ohio Medical-1271 | REGULATORVACUUM |  |  |  |  | Ohio Medical | Regulator, Vacuum |  | REGULATORVACUUM-Ohio Medical-1271 |  |  |  |  | Covered PM Repair - Biomedical | MHHS-Greater Heights
NO | NO | [5 empty] | Ohio Medical Corporation |  |  | JGGU03349 | GH - CENTRAL SUPPLY | MHHS-Greater Heights |  | Regulator, Vacuum |  |  |  | Central & Greater Heights |  | GH - CENTRAL SUPPLY | [5 empty] | REGULATORS, SUCTION |  | REGULATORVACUUM-Ohio Medical-1271 | REGULATORVACUUM |  |  |  |  | Ohio Medical | Regulator, Vacuum |  | REGULATORVACUUM-Ohio Medical-1271 |  |  |  |  | Covered PM Repair - Biomedical | MHHS-Greater Heights
NO | NO | [5 empty] | Ohio Medical Corporation |  |  | GFHR00513 | GH - CENTRAL SUPPLY | MHHS-Greater Heights |  | Regulator, Vacuum |  |  |  | Central & Greater Heights |  | GH - CENTRAL SUPPLY | [5 empty] | REGULATORS, SUCTION |  | REGULATORVACUUM-Ohio Medical-1271 | REGULATORVACUUM |  |  |  |  | Ohio Medical | Regulator, Vacuum |  | REGULATORVACUUM-Ohio Medical-1271 |  |  |  |  | Covered PM Repair - Biomedical | MHHS-Greater Heights
NO | NO | [5 empty] | Ohio Medical Corporation |  |  | GFFM00919 | GH - CENTRAL SUPPLY | MHHS-Greater Heights |  | Regulator, Vacuum |  |  |  | Central & Greater Heights |  | GH - CENTRAL SUPPLY | [5 empty] | REGULATORS, SUCTION |  | REGULATORVACUUM-Ohio Medical-1271 | REGULATORVACUUM |  |  |  |  | Ohio Medical | Regulator, Vacuum |  | REGULATORVACUUM-Ohio Medical-1271 |  |  |  |  | Covered PM Repair - Biomedical | MHHS-Greater Heights
NO | NO | [5 empty] | Ohio Medical Corporation |  |  | GFHD13140 | GH - CENTRAL SUPPLY | MHHS-Greater Heights |  | Regulator, Vacuum |  |  |  | Central & Greater Heights |  | GH - CENTRAL SUPPLY | [5 empty] | REGULATORS, SUCTION |  | REGULATORVACUUM-Ohio Medical-1271 | REGULATORVACUUM |  |  |  |  | Ohio Medical | Regulator, Vacuum |  | REGULATORVACUUM-Ohio Medical-1271 |  |  |  |  | Covered PM Repair - Biomedical | MHHS-Greater Heights
NO | NO |  |  |  | JGGS23723 |  | Ohio Medical Corporation |  |  | JGGS23723 | GH - CENTRAL SUPPLY | MHHS-Greater Heights |  | Regulator, Vacuum |  | JGGS23723 |  | Central & Greater Heights |  | GH - CENTRAL SUPPLY | [5 empty] | REGULATORS, SUCTION |  | REGULATORVACUUM-Ohio Medical-1271 | REGULATORVACUUM |  |  |  |  | Ohio Medical | Regulator, Vacuum |  | REGULATORVACUUM-Ohio Medical-1271 |  |  |  |  | Covered PM Repair - Biomedical | MHHS-Greater Heights
NO | NO |  |  |  | GFFS01470 |  | Ohio Medical Corporation |  |  | GFFS01470 | GH - CV ICU | MHHS-Greater Heights |  | Regulator, Vacuum |  | GFFS01470 |  | Central & Greater Heights |  | GH - CV ICU | [5 empty] | REGULATORS, SUCTION |  | REGULATORVACUUM-Ohio Medical-1271 | REGULATORVACUUM |  |  |  |  | Ohio Medical | Regulator, Vacuum |  | REGULATORVACUUM-Ohio Medical-1271 |  |  |  |  | Covered PM Repair - Biomedical | MHHS-Greater Heights
NO | NO |  |  |  | 009-01501 |  | Ohio Medical Corporation |  |  | GFFA14463 | GH - ER | MHHS-Greater Heights |  | Regulator, Vacuum |  | 009-01501 |  | Central & Greater Heights |  | GH - ER | [5 empty] | REGULATORS, SUCTION |  | REGULATORVACUUM-Ohio Medical-1271 | REGULATORVACUUM |  |  |  |  | Ohio Medical | Regulator, Vacuum |  | REGULATORVACUUM-Ohio Medical-1271 |  |  |  |  | Covered PM Repair - Biomedical | MHHS-Greater Heights
NO | NO |  |  |  | 009-33599 |  | Ohio Medical Corporation |  |  | PSAX13017 | GH - ER | MHHS-Greater Heights |  | Regulator, Vacuum |  | 009-33599 |  | Central & Greater Heights |  | GH - ER | [5 empty] | REGULATORS, SUCTION |  | REGULATORVACUUM-Ohio Medical-1271 | REGULATORVACUUM |  |  |  |  | Ohio Medical | Regulator, Vacuum |  | REGULATORVACUUM-Ohio Medical-1271 |  |  |  |  | Covered PM Repair - Biomedical | MHHS-Greater Heights
NO | NO |  |  |  | 009-33601 |  | Ohio Medical Corporation |  |  | PSAX13013 | GH - ER | MHHS-Greater Heights |  | Regulator, Vacuum |  | 009-33601 |  | Central & Greater Heights |  | GH - ER | [5 empty] | REGULATORS, SUCTION |  | REGULATORVACUUM-Ohio Medical-1271 | REGULATORVACUUM |  |  |  |  | Ohio Medical | Regulator, Vacuum |  | REGULATORVACUUM-Ohio Medical-1271 |  |  |  |  | Covered PM Repair - Biomedical | MHHS-Greater Heights
NO | NO |  |  |  | 009-33602 |  | Ohio Medical Corporation |  |  | PSAX13014 | GH - ER | MHHS-Greater Heights |  | Regulator, Vacuum |  | 009-33602 |  | Central & Greater Heights |  | GH - ER | [5 empty] | REGULATORS, SUCTION |  | REGULATORVACUUM-Ohio Medical-1271 | REGULATORVACUUM |  |  |  |  | Ohio Medical | Regulator, Vacuum |  | REGULATORVACUUM-Ohio Medical-1271 |  |  |  |  | Covered PM Repair - Biomedical | MHHS-Greater Heights
NO | NO |  |  |  | 009-33603 |  | Ohio Medical Corporation |  |  | PSAX13016 | GH - ER | MHHS-Greater Heights |  | Regulator, Vacuum |  | 009-33603 |  | Central & Greater Heights |  | GH - ER | [5 empty] | REGULATORS, SUCTION |  | REGULATORVACUUM-Ohio Medical-1271 | REGULATORVACUUM |  |  |  |  | Ohio Medical | Regulator, Vacuum |  | REGULATORVACUUM-Ohio Medical-1271 |  |  |  |  | Covered PM Repair - Biomedical | MHHS-Greater Heights
NO | NO |  |  |  | 009-33533 |  | Ohio Medical Corporation |  |  | JGGV14553 | GH - ICU | MHHS-Greater Heights |  | Regulator, Vacuum |  | 009-33533 |  | Central & Greater Heights |  | GH - ICU | [5 empty] | REGULATORS, SUCTION |  | REGULATORVACUUM-Ohio Medical-1271 | REGULATORVACUUM |  |  |  |  | Ohio Medical | Regulator, Vacuum |  | REGULATORVACUUM-Ohio Medical-1271 |  |  |  |  | Covered PM Repair - Biomedical | MHHS-Greater Heights
NO | NO |  |  |  | 009-33534 |  | Ohio Medical Corporation |  |  | PSAX01797 | GH - ICU | MHHS-Greater Heights |  | Regulator, Vacuum |  | 009-33534 |  | Central & Greater Heights |  | GH - ICU | [5 empty] | REGULATORS, SUCTION |  | REGULATORVACUUM-Ohio Medical-1271 | REGULATORVACUUM |  |  |  |  | Ohio Medical | Regulator, Vacuum |  | REGULATORVACUUM-Ohio Medical-1271 |  |  |  |  | Covered PM Repair - Biomedical | MHHS-Greater Heights
NO | NO |  |  |  | 009-01711 |  | Ohio Medical Corporation |  |  | AHCR22227 | GH - PREOP | MHHS-Greater Heights |  | Regulator, Vacuum |  | 009-01711 |  | Central & Greater Heights |  | GH - PREOP | [5 empty] | REGULATORS, SUCTION |  | REGULATORVACUUM-Ohio Medical-1271 | REGULATORVACUUM |  |  |  |  | Ohio Medical | Regulator, Vacuum |  | REGULATORVACUUM-Ohio Medical-1271 |  |  |  |  | Covered PM Repair - Biomedical | MHHS-Greater Heights
NO | NO |  |  |  | 009-01712 |  | Ohio Medical Corporation |  |  | GFHX24131 | GH - PREOP | MHHS-Greater Heights |  | Regulator, Vacuum |  | 009-01712 |  | Central & Greater Heights |  | GH - PREOP | [5 empty] | REGULATORS, SUCTION |  | REGULATORVACUUM-Ohio Medical-1271 | REGULATORVACUUM |  |  |  |  | Ohio Medical | Regulator, Vacuum |  | REGULATORVACUUM-Ohio Medical-1271 |  |  |  |  | Covered PM Repair - Biomedical | MHHS-Greater Heights
NO | NO |  |  |  | JGGV05637 |  | Ohio Medical Corporation |  |  | JGGV05637 | TIRR - WOODLANDS INPATIENT | MHHS-TIRR |  | Regulator, Vacuum |  | JGGV05637 |  | Woodlands |  | TIRR - WOODLANDS INPATIENT | [5 empty] | REGULATORS, SUCTION |  | REGULATORVACUUM-Ohio Medical-1271 | REGULATORVACUUM |  |  |  |  | Ohio Medical | Regulator, Vacuum |  | REGULATORVACUUM-Ohio Medical-1271 |  |  |  |  | Covered PM Repair - Biomedical | MHHS-TIRR
NO | NO |  |  |  | JGGV05638 |  | Ohio Medical Corporation |  |  | JGGV05638 | TIRR - WOODLANDS INPATIENT | MHHS-TIRR |  | Regulator, Vacuum |  | JGGV05638 |  | Woodlands |  | TIRR - WOODLANDS INPATIENT | [5 empty] | REGULATORS, SUCTION |  | REGULATORVACUUM-Ohio Medical-1271 | REGULATORVACUUM |  |  |  |  | Ohio Medical | Regulator, Vacuum |  | REGULATORVACUUM-Ohio Medical-1271 |  |  |  |  | Covered PM Repair - Biomedical | MHHS-TIRR
NO | NO |  |  |  | JGGV05645 |  | Ohio Medical Corporation |  |  | JGGV05645 | TIRR - WOODLANDS INPATIENT | MHHS-TIRR |  | Regulator, Vacuum |  | JGGV05645 |  | Woodlands |  | TIRR - WOODLANDS INPATIENT | [5 empty] | REGULATORS, SUCTION |  | REGULATORVACUUM-Ohio Medical-1271 | REGULATORVACUUM |  |  |  |  | Ohio Medical | Regulator, Vacuum |  | REGULATORVACUUM-Ohio Medical-1271 |  |  |  |  | Covered PM Repair - Biomedical | MHHS-TIRR
NO | NO |  |  |  | JGGV05646 |  | Ohio Medical Corporation |  |  | JGGV05646 | TIRR - WOODLANDS INPATIENT | MHHS-TIRR |  | Regulator, Vacuum |  | JGGV05646 |  | Woodlands |  | TIRR - WOODLANDS INPATIENT | [5 empty] | REGULATORS, SUCTION |  | REGULATORVACUUM-Ohio Medical-1271 | REGULATORVACUUM |  |  |  |  | Ohio Medical | Regulator, Vacuum |  | REGULATORVACUUM-Ohio Medical-1271 |  |  |  |  | Covered PM Repair - Biomedical | MHHS-TIRR
NO | NO |  |  |  | JGGV05647 |  | Ohio Medical Corporation |  |  | JGGV05647 | TIRR - WOODLANDS INPATIENT | MHHS-TIRR |  | Regulator, Vacuum |  | JGGV05647 |  | Woodlands |  | TIRR - WOODLANDS INPATIENT | [5 empty] | REGULATORS, SUCTION |  | REGULATORVACUUM-Ohio Medical-1271 | REGULATORVACUUM |  |  |  |  | Ohio Medical | Regulator, Vacuum |  | REGULATORVACUUM-Ohio Medical-1271 |  |  |  |  | Covered PM Repair - Biomedical | MHHS-TIRR
NO | NO |  |  |  | JGGV05650 |  | Ohio Medical Corporation |  |  | JGGV05650 | TIRR - WOODLANDS INPATIENT | MHHS-TIRR |  | Regulator, Vacuum |  | JGGV05650 |  | Woodlands |  | TIRR - WOODLANDS INPATIENT | [5 empty] | REGULATORS, SUCTION |  | REGULATORVACUUM-Ohio Medical-1271 | REGULATORVACUUM |  |  |  |  | Ohio Medical | Regulator, Vacuum |  | REGULATORVACUUM-Ohio Medical-1271 |  |  |  |  | Covered PM Repair - Biomedical | MHHS-TIRR
NO | NO |  |  |  | JGGV05651 |  | Ohio Medical Corporation |  |  | JGGV05651 | TIRR - WOODLANDS INPATIENT | MHHS-TIRR |  | Regulator, Vacuum |  | JGGV05651 |  | Woodlands |  | TIRR - WOODLANDS INPATIENT | [5 empty] | REGULATORS, SUCTION |  | REGULATORVACUUM-Ohio Medical-1271 | REGULATORVACUUM |  |  |  |  | Ohio Medical | Regulator, Vacuum |  | REGULATORVACUUM-Ohio Medical-1271 |  |  |  |  | Covered PM Repair - Biomedical | MHHS-TIRR
NO | NO |  |  |  | JGGV05652 |  | Ohio Medical Corporation |  |  | JGGV05652 | TIRR - WOODLANDS INPATIENT | MHHS-TIRR |  | Regulator, Vacuum |  | JGGV05652 |  | Woodlands |  | TIRR - WOODLANDS INPATIENT | [5 empty] | REGULATORS, SUCTION |  | REGULATORVACUUM-Ohio Medical-1271 | REGULATORVACUUM |  |  |  |  | Ohio Medical | Regulator, Vacuum |  | REGULATORVACUUM-Ohio Medical-1271 |  |  |  |  | Covered PM Repair - Biomedical | MHHS-TIRR
NO | NO |  |  |  | JGGV05653 |  | Ohio Medical Corporation |  |  | JGGV05653 | TIRR - WOODLANDS INPATIENT | MHHS-TIRR |  | Regulator, Vacuum |  | JGGV05653 |  | Woodlands |  | TIRR - WOODLANDS INPATIENT | [5 empty] | REGULATORS, SUCTION |  | REGULATORVACUUM-Ohio Medical-1271 | REGULATORVACUUM |  |  |  |  | Ohio Medical | Regulator, Vacuum |  | REGULATORVACUUM-Ohio Medical-1271 |  |  |  |  | Covered PM Repair - Biomedical | MHHS-TIRR
NO | NO |  |  |  | JGGV06573 |  | Ohio Medical Corporation |  |  | JGGV06573 | WOODLANDS - 5 EAST MEDICAL/SURGICAL | MHHS-Woodlands |  | Regulator, Vacuum |  | JGGV06573 |  | Woodlands |  | WOODLANDS - 5 EAST MEDICAL/SURGICAL | [5 empty] | REGULATORS, SUCTION |  | REGULATORVACUUM-Ohio Medical-1271 | REGULATORVACUUM |  |  |  |  | Ohio Medical | Regulator, Vacuum |  | REGULATORVACUUM-Ohio Medical-1271 |  |  |  |  | Covered PM Repair - Biomedical | MHHS-Woodlands
NO | NO |  |  |  | JGGV06650 |  | Ohio Medical Corporation |  |  | JGGV06650 | WOODLANDS - 5 EAST MEDICAL/SURGICAL | MHHS-Woodlands |  | Regulator, Vacuum |  | JGGV06650 |  | Woodlands |  | WOODLANDS - 5 EAST MEDICAL/SURGICAL | [5 empty] | REGULATORS, SUCTION |  | REGULATORVACUUM-Ohio Medical-1271 | REGULATORVACUUM |  |  |  |  | Ohio Medical | Regulator, Vacuum |  | REGULATORVACUUM-Ohio Medical-1271 |  |  |  |  | Covered PM Repair - Biomedical | MHHS-Woodlands
NO | NO |  |  |  | JGGV07255 |  | Ohio Medical Corporation |  |  | JGGV07255 | WOODLANDS - 5 EAST MEDICAL/SURGICAL | MHHS-Woodlands |  | Regulator, Vacuum |  | JGGV07255 |  | Woodlands |  | WOODLANDS - 5 EAST MEDICAL/SURGICAL | [5 empty] | REGULATORS, SUCTION |  | REGULATORVACUUM-Ohio Medical-1271 | REGULATORVACUUM |  |  |  |  | Ohio Medical | Regulator, Vacuum |  | REGULATORVACUUM-Ohio Medical-1271 |  |  |  |  | Covered PM Repair - Biomedical | MHHS-Woodlands
NO | NO |  |  |  | JGGV07758 |  | Ohio Medical Corporation |  |  | JGGV07758 | WOODLANDS - 5 EAST MEDICAL/SURGICAL | MHHS-Woodlands |  | Regulator, Vacuum |  | JGGV07758 |  | Woodlands |  | WOODLANDS - 5 EAST MEDICAL/SURGICAL | [5 empty] | REGULATORS, SUCTION |  | REGULATORVACUUM-Ohio Medical-1271 | REGULATORVACUUM |  |  |  |  | Ohio Medical | Regulator, Vacuum |  | REGULATORVACUUM-Ohio Medical-1271 |  |  |  |  | Covered PM Repair - Biomedical | MHHS-Woodlands
NO | NO |  |  |  | JGGV07765 |  | Ohio Medical Corporation |  |  | JGGV07765 | WOODLANDS - 5 EAST MEDICAL/SURGICAL | MHHS-Woodlands |  | Regulator, Vacuum |  | JGGV07765 |  | Woodlands |  | WOODLANDS - 5 EAST MEDICAL/SURGICAL | [5 empty] | REGULATORS, SUCTION |  | REGULATORVACUUM-Ohio Medical-1271 | REGULATORVACUUM |  |  |  |  | Ohio Medical | Regulator, Vacuum |  | REGULATORVACUUM-Ohio Medical-1271 |  |  |  |  | Covered PM Repair - Biomedical | MHHS-Woodlands
NO | NO |  |  |  | JGGV07770 |  | Ohio Medical Corporation |  |  | JGGV07770 | WOODLANDS - 5 EAST MEDICAL/SURGICAL | MHHS-Woodlands |  | Regulator, Vacuum |  | JGGV07770 |  | Woodlands |  | WOODLANDS - 5 EAST MEDICAL/SURGICAL | [5 empty] | REGULATORS, SUCTION |  | REGULATORVACUUM-Ohio Medical-1271 | REGULATORVACUUM |  |  |  |  | Ohio Medical | Regulator, Vacuum |  | REGULATORVACUUM-Ohio Medical-1271 |  |  |  |  | Covered PM Repair - Biomedical | MHHS-Woodlands
NO | NO |  |  |  | JGGV07774 |  | Ohio Medical Corporation |  |  | JGGV07774 | WOODLANDS - 5 EAST MEDICAL/SURGICAL | MHHS-Woodlands |  | Regulator, Vacuum |  | JGGV07774 |  | Woodlands |  | WOODLANDS - 5 EAST MEDICAL/SURGICAL | [5 empty] | REGULATORS, SUCTION |  | REGULATORVACUUM-Ohio Medical-1271 | REGULATORVACUUM |  |  |  |  | Ohio Medical | Regulator, Vacuum |  | REGULATORVACUUM-Ohio Medical-1271 |  |  |  |  | Covered PM Repair - Biomedical | MHHS-Woodlands
NO | NO |  |  |  | JGGV07778 |  | Ohio Medical Corporation |  |  | JGGV07778 | WOODLANDS - 5 EAST MEDICAL/SURGICAL | MHHS-Woodlands |  | Regulator, Vacuum |  | JGGV07778 |  | Woodlands |  | WOODLANDS - 5 EAST MEDICAL/SURGICAL | [5 empty] | REGULATORS, SUCTION |  | REGULATORVACUUM-Ohio Medical-1271 | REGULATORVACUUM |  |  |  |  | Ohio Medical | Regulator, Vacuum |  | REGULATORVACUUM-Ohio Medical-1271 |  |  |  |  | Covered PM Repair - Biomedical | MHHS-Woodlands
NO | NO |  |  |  | JGGV07779 |  | Ohio Medical Corporation |  |  | JGGV07779 | WOODLANDS - 5 EAST MEDICAL/SURGICAL | MHHS-Woodlands |  | Regulator, Vacuum |  | JGGV07779 |  | Woodlands |  | WOODLANDS - 5 EAST MEDICAL/SURGICAL | [5 empty] | REGULATORS, SUCTION |  | REGULATORVACUUM-Ohio Medical-1271 | REGULATORVACUUM |  |  |  |  | Ohio Medical | Regulator, Vacuum |  | REGULATORVACUUM-Ohio Medical-1271 |  |  |  |  | Covered PM Repair - Biomedical | MHHS-Woodlands
NO | NO |  |  |  | JGGV07780 |  | Ohio Medical Corporation |  |  | JGGV07780 | WOODLANDS - 5 EAST MEDICAL/SURGICAL | MHHS-Woodlands |  | Regulator, Vacuum |  | JGGV07780 |  | Woodlands |  | WOODLANDS - 5 EAST MEDICAL/SURGICAL | [5 empty] | REGULATORS, SUCTION |  | REGULATORVACUUM-Ohio Medical-1271 | REGULATORVACUUM |  |  |  |  | Ohio Medical | Regulator, Vacuum |  | REGULATORVACUUM-Ohio Medical-1271 |  |  |  |  | Covered PM Repair - Biomedical | MHHS-Woodlands
NO | NO |  |  |  | JGGV07781 |  | Ohio Medical Corporation |  |  | JGGV07781 | WOODLANDS - 5 EAST MEDICAL/SURGICAL | MHHS-Woodlands |  | Regulator, Vacuum |  | JGGV07781 |  | Woodlands |  | WOODLANDS - 5 EAST MEDICAL/SURGICAL | [5 empty] | REGULATORS, SUCTION |  | REGULATORVACUUM-Ohio Medical-1271 | REGULATORVACUUM |  |  |  |  | Ohio Medical | Regulator, Vacuum |  | REGULATORVACUUM-Ohio Medical-1271 |  |  |  |  | Covered PM Repair - Biomedical | MHHS-Woodlands
NO | NO |  |  |  | JGGV07795 |  | Ohio Medical Corporation |  |  | JGGV07795 | WOODLANDS - 5 EAST MEDICAL/SURGICAL | MHHS-Woodlands |  | Regulator, Vacuum |  | JGGV07795 |  | Woodlands |  | WOODLANDS - 5 EAST MEDICAL/SURGICAL | [5 empty] | REGULATORS, SUCTION |  | REGULATORVACUUM-Ohio Medical-1271 | REGULATORVACUUM |  |  |  |  | Ohio Medical | Regulator, Vacuum |  | REGULATORVACUUM-Ohio Medical-1271 |  |  |  |  | Covered PM Repair - Biomedical | MHHS-Woodlands
NO | NO |  |  |  | JGGV07797 |  | Ohio Medical Corporation |  |  | JGGV07797 | WOODLANDS - 5 EAST MEDICAL/SURGICAL | MHHS-Woodlands |  | Regulator, Vacuum |  | JGGV07797 |  | Woodlands |  | WOODLANDS - 5 EAST MEDICAL/SURGICAL | [5 empty] | REGULATORS, SUCTION |  | REGULATORVACUUM-Ohio Medical-1271 | REGULATORVACUUM |  |  |  |  | Ohio Medical | Regulator, Vacuum |  | REGULATORVACUUM-Ohio Medical-1271 |  |  |  |  | Covered PM Repair - Biomedical | MHHS-Woodlands
NO | NO |  |  |  | 029-00487 |  | Ohio Medical Corporation |  |  | GFFB22228 | WOODLANDS - BIOMEDICAL SERVICES | MHHS-Woodlands |  | Regulator, Vacuum |  | 029-00487 |  | Woodlands |  | WOODLANDS - BIOMEDICAL SERVICES | [5 empty] | REGULATORS, SUCTION |  | REGULATORVACUUM-Ohio Medical-1271 | REGULATORVACUUM |  |  |  |  | Ohio Medical | Regulator, Vacuum |  | REGULATORVACUUM-Ohio Medical-1271 |  |  |  |  | Covered PM Repair - Biomedical | MHHS-Woodlands
NO | NO |  |  |  | 029-01869 |  | Ohio Medical Corporation |  |  | GFFF34330 | WOODLANDS - BIOMEDICAL SERVICES | MHHS-Woodlands |  | Regulator, Vacuum |  | 029-01869 |  | Woodlands |  | WOODLANDS - BIOMEDICAL SERVICES | [5 empty] | REGULATORS, SUCTION |  | REGULATORVACUUM-Ohio Medical-1271 | REGULATORVACUUM |  |  |  |  | Ohio Medical | Regulator, Vacuum |  | REGULATORVACUUM-Ohio Medical-1271 |  |  |  |  | Covered PM Repair - Biomedical | MHHS-Woodlands
NO | NO |  |  |  | 029-01891 |  | Ohio Medical Corporation |  |  | GFFF34409 | WOODLANDS - BIOMEDICAL SERVICES | MHHS-Woodlands |  | Regulator, Vacuum |  | 029-01891 |  | Woodlands |  | WOODLANDS - BIOMEDICAL SERVICES | [5 empty] | REGULATORS, SUCTION |  | REGULATORVACUUM-Ohio Medical-1271 | REGULATORVACUUM |  |  |  |  | Ohio Medical | Regulator, Vacuum |  | REGULATORVACUUM-Ohio Medical-1271 |  |  |  |  | Covered PM Repair - Biomedical | MHHS-Woodlands
NO | NO |  |  |  | 029-03459 |  | Ohio Medical Corporation |  |  | GFFH35228 | WOODLANDS - BIOMEDICAL SERVICES | MHHS-Woodlands |  | Regulator, Vacuum |  | 029-03459 |  | Woodlands |  | WOODLANDS - BIOMEDICAL SERVICES | [5 empty] | REGULATORS, SUCTION |  | REGULATORVACUUM-Ohio Medical-1271 | REGULATORVACUUM |  |  |  |  | Ohio Medical | Regulator, Vacuum |  | REGULATORVACUUM-Ohio Medical-1271 |  |  |  |  | Covered PM Repair - Biomedical | MHHS-Woodlands
NO | NO |  |  |  | 029-07427 |  | Ohio Medical Corporation |  |  | JGGR02813 | WOODLANDS - BIOMEDICAL SERVICES | MHHS-Woodlands |  | Regulator, Vacuum |  | 029-07427 |  | Woodlands |  | WOODLANDS - BIOMEDICAL SERVICES | [5 empty] | REGULATORS, SUCTION |  | REGULATORVACUUM-Ohio Medical-1271 | REGULATORVACUUM |  |  |  |  | Ohio Medical | Regulator, Vacuum |  | REGULATORVACUUM-Ohio Medical-1271 |  |  |  |  | Covered PM Repair - Biomedical | MHHS-Woodlands
NO | NO | [5 empty] | Ohio Medical Corporation |  |  | JGGV06646 | WOODLANDS - BIOMEDICAL SERVICES | MHHS-Woodlands |  | Regulator, Vacuum |  |  |  | Woodlands |  | WOODLANDS - BIOMEDICAL SERVICES | [5 empty] | REGULATORS, SUCTION |  | REGULATORVACUUM-Ohio Medical-1271 | REGULATORVACUUM |  |  |  |  | Ohio Medical | Regulator, Vacuum |  | REGULATORVACUUM-Ohio Medical-1271 |  |  |  |  | Covered PM Repair - Biomedical | MHHS-Woodlands
NO | NO | [5 empty] | Ohio Medical Corporation |  |  | JGGV06825 | WOODLANDS - BIOMEDICAL SERVICES | MHHS-Woodlands |  | Regulator, Vacuum |  |  |  | Woodlands |  | WOODLANDS - BIOMEDICAL SERVICES | [5 empty] | REGULATORS, SUCTION |  | REGULATORVACUUM-Ohio Medical-1271 | REGULATORVACUUM |  |  |  |  | Ohio Medical | Regulator, Vacuum |  | REGULATORVACUUM-Ohio Medical-1271 |  |  |  |  | Covered PM Repair - Biomedical | MHHS-Woodlands
NO | NO | [5 empty] | Ohio Medical Corporation |  |  | JGGV07253 | WOODLANDS - BIOMEDICAL SERVICES | MHHS-Woodlands |  | Regulator, Vacuum |  |  |  | Woodlands |  | WOODLANDS - BIOMEDICAL SERVICES | [5 empty] | REGULATORS, SUCTION |  | REGULATORVACUUM-Ohio Medical-1271 | REGULATORVACUUM |  |  |  |  | Ohio Medical | Regulator, Vacuum |  | REGULATORVACUUM-Ohio Medical-1271 |  |  |  |  | Covered PM Repair - Biomedical | MHHS-Woodlands
NO | NO | [5 empty] | Ohio Medical Corporation |  |  | JGGV07755 | WOODLANDS - BIOMEDICAL SERVICES | MHHS-Woodlands |  | Regulator, Vacuum |  |  |  | Woodlands |  | WOODLANDS - BIOMEDICAL SERVICES | [5 empty] | REGULATORS, SUCTION |  | REGULATORVACUUM-Ohio Medical-1271 | REGULATORVACUUM |  |  |  |  | Ohio Medical | Regulator, Vacuum |  | REGULATORVACUUM-Ohio Medical-1271 |  |  |  |  | Covered PM Repair - Biomedical | MHHS-Woodlands
NO | NO | [5 empty] | Ohio Medical Corporation |  |  | JGGV07755 | WOODLANDS - BIOMEDICAL SERVICES | MHHS-Woodlands |  | Regulator, Vacuum |  |  |  | Woodlands |  | WOODLANDS - BIOMEDICAL SERVICES | [5 empty] | REGULATORS, SUCTION |  | REGULATORVACUUM-Ohio Medical-1271 | REGULATORVACUUM |  |  |  |  | Ohio Medical | Regulator, Vacuum |  | REGULATORVACUUM-Ohio Medical-1271 |  |  |  |  | Covered PM Repair - Biomedical | MHHS-Woodlands
NO | NO | [5 empty] | Ohio Medical Corporation |  |  | JGGV07756 | WOODLANDS - BIOMEDICAL SERVICES | MHHS-Woodlands |  | Regulator, Vacuum |  |  |  | Woodlands |  | WOODLANDS - BIOMEDICAL SERVICES | [5 empty] | REGULATORS, SUCTION |  | REGULATORVACUUM-Ohio Medical-1271 | REGULATORVACUUM |  |  |  |  | Ohio Medical | Regulator, Vacuum |  | REGULATORVACUUM-Ohio Medical-1271 |  |  |  |  | Covered PM Repair - Biomedical | MHHS-Woodlands
NO | NO | [5 empty] | Ohio Medical Corporation |  |  | JGGV07762 | WOODLANDS - BIOMEDICAL SERVICES | MHHS-Woodlands |  | Regulator, Vacuum |  |  |  | Woodlands |  | WOODLANDS - BIOMEDICAL SERVICES | [5 empty] | REGULATORS, SUCTION |  | REGULATORVACUUM-Ohio Medical-1271 | REGULATORVACUUM |  |  |  |  | Ohio Medical | Regulator, Vacuum |  | REGULATORVACUUM-Ohio Medical-1271 |  |  |  |  | Covered PM Repair - Biomedical | MHHS-Woodlands
NO | NO | [5 empty] | Ohio Medical Corporation |  |  | JGGV07769 | WOODLANDS - BIOMEDICAL SERVICES | MHHS-Woodlands |  | Regulator, Vacuum |  |  |  | Woodlands |  | WOODLANDS - BIOMEDICAL SERVICES | [5 empty] | REGULATORS, SUCTION |  | REGULATORVACUUM-Ohio Medical-1271 | REGULATORVACUUM |  |  |  |  | Ohio Medical | Regulator, Vacuum |  | REGULATORVACUUM-Ohio Medical-1271 |  |  |  |  | Covered PM Repair - Biomedical | MHHS-Woodlands
NO | NO | [5 empty] | Ohio Medical Corporation |  |  | JGGV07773 | WOODLANDS - BIOMEDICAL SERVICES | MHHS-Woodlands |  | Regulator, Vacuum |  |  |  | Woodlands |  | WOODLANDS - BIOMEDICAL SERVICES | [5 empty] | REGULATORS, SUCTION |  | REGULATORVACUUM-Ohio Medical-1271 | REGULATORVACUUM |  |  |  |  | Ohio Medical | Regulator, Vacuum |  | REGULATORVACUUM-Ohio Medical-1271 |  |  |  |  | Covered PM Repair - Biomedical | MHHS-Woodlands
NO | NO | [5 empty] | Ohio Medical Corporation |  |  | JGGV07783 | WOODLANDS - BIOMEDICAL SERVICES | MHHS-Woodlands |  | Regulator, Vacuum |  |  |  | Woodlands |  | WOODLANDS - BIOMEDICAL SERVICES | [5 empty] | REGULATORS, SUCTION |  | REGULATORVACUUM-Ohio Medical-1271 | REGULATORVACUUM |  |  |  |  | Ohio Medical | Regulator, Vacuum |  | REGULATORVACUUM-Ohio Medical-1271 |  |  |  |  | Covered PM Repair - Biomedical | MHHS-Woodlands
NO | NO | [5 empty] | Ohio Medical Corporation |  |  | JGGV07796 | WOODLANDS - BIOMEDICAL SERVICES | MHHS-Woodlands |  | Regulator, Vacuum |  |  |  | Woodlands |  | WOODLANDS - BIOMEDICAL SERVICES | [5 empty] | REGULATORS, SUCTION |  | REGULATORVACUUM-Ohio Medical-1271 | REGULATORVACUUM |  |  |  |  | Ohio Medical | Regulator, Vacuum |  | REGULATORVACUUM-Ohio Medical-1271 |  |  |  |  | Covered PM Repair - Biomedical | MHHS-Woodlands
NO | NO | [5 empty] | Ohio Medical Corporation |  |  | GFHJ06554 | WOODLANDS - BIOMEDICAL SERVICES | MHHS-Woodlands |  | Regulator, Vacuum |  |  |  | Woodlands |  | WOODLANDS - BIOMEDICAL SERVICES | [5 empty] | REGULATORS, SUCTION |  | REGULATORVACUUM-Ohio Medical-1271 | REGULATORVACUUM |  |  |  |  | Ohio Medical | Regulator, Vacuum |  | REGULATORVACUUM-Ohio Medical-1271 |  |  |  |  | Covered PM Repair - Biomedical | MHHS-Woodlands
NO | NO | [5 empty] | Ohio Medical Corporation |  |  | JGGV11854 | WOODLANDS - BIOMEDICAL SERVICES | MHHS-Woodlands |  | Regulator, Vacuum |  |  |  | Woodlands |  | WOODLANDS - BIOMEDICAL SERVICES | [5 empty] | REGULATORS, SUCTION |  | REGULATORVACUUM-Ohio Medical-1271 | REGULATORVACUUM |  |  |  |  | Ohio Medical | Regulator, Vacuum |  | REGULATORVACUUM-Ohio Medical-1271 |  |  |  |  | Covered PM Repair - Biomedical | MHHS-Woodlands
NO | NO | [5 empty] | Ohio Medical Corporation |  |  | JGGV11858 | WOODLANDS - BIOMEDICAL SERVICES | MHHS-Woodlands |  | Regulator, Vacuum |  |  |  | Woodlands |  | WOODLANDS - BIOMEDICAL SERVICES | [5 empty] | REGULATORS, SUCTION |  | REGULATORVACUUM-Ohio Medical-1271 | REGULATORVACUUM |  |  |  |  | Ohio Medical | Regulator, Vacuum |  | REGULATORVACUUM-Ohio Medical-1271 |  |  |  |  | Covered PM Repair - Biomedical | MHHS-Woodlands
NO | NO | [5 empty] | Ohio Medical Corporation |  |  | JGGV11861 | WOODLANDS - BIOMEDICAL SERVICES | MHHS-Woodlands |  | Regulator, Vacuum |  |  |  | Woodlands |  | WOODLANDS - BIOMEDICAL SERVICES | [5 empty] | REGULATORS, SUCTION |  | REGULATORVACUUM-Ohio Medical-1271 | REGULATORVACUUM |  |  |  |  | Ohio Medical | Regulator, Vacuum |  | REGULATORVACUUM-Ohio Medical-1271 |  |  |  |  | Covered PM Repair - Biomedical | MHHS-Woodlands
NO | NO | [5 empty] | Ohio Medical Corporation |  |  | JGGV11866 | WOODLANDS - BIOMEDICAL SERVICES | MHHS-Woodlands |  | Regulator, Vacuum |  |  |  | Woodlands |  | WOODLANDS - BIOMEDICAL SERVICES | [5 empty] | REGULATORS, SUCTION |  | REGULATORVACUUM-Ohio Medical-1271 | REGULATORVACUUM |  |  |  |  | Ohio Medical | Regulator, Vacuum |  | REGULATORVACUUM-Ohio Medical-1271 |  |  |  |  | Covered PM Repair - Biomedical | MHHS-Woodlands
NO | NO | [5 empty] | Ohio Medical Corporation |  |  | JGGV11873 | WOODLANDS - BIOMEDICAL SERVICES | MHHS-Woodlands |  | Regulator, Vacuum |  |  |  | Woodlands |  | WOODLANDS - BIOMEDICAL SERVICES | [5 empty] | REGULATORS, SUCTION |  | REGULATORVACUUM-Ohio Medical-1271 | REGULATORVACUUM |  |  |  |  | Ohio Medical | Regulator, Vacuum |  | REGULATORVACUUM-Ohio Medical-1271 |  |  |  |  | Covered PM Repair - Biomedical | MHHS-Woodlands
NO | NO | [5 empty] | Ohio Medical Corporation |  |  | JGGV11876 | WOODLANDS - BIOMEDICAL SERVICES | MHHS-Woodlands |  | Regulator, Vacuum |  |  |  | Woodlands |  | WOODLANDS - BIOMEDICAL SERVICES | [5 empty] | REGULATORS, SUCTION |  | REGULATORVACUUM-Ohio Medical-1271 | REGULATORVACUUM |  |  |  |  | Ohio Medical | Regulator, Vacuum |  | REGULATORVACUUM-Ohio Medical-1271 |  |  |  |  | Covered PM Repair - Biomedical | MHHS-Woodlands
NO | NO | [5 empty] | Ohio Medical Corporation |  |  | JGGV11880 | WOODLANDS - BIOMEDICAL SERVICES | MHHS-Woodlands |  | Regulator, Vacuum |  |  |  | Woodlands |  | WOODLANDS - BIOMEDICAL SERVICES | [5 empty] | REGULATORS, SUCTION |  | REGULATORVACUUM-Ohio Medical-1271 | REGULATORVACUUM |  |  |  |  | Ohio Medical | Regulator, Vacuum |  | REGULATORVACUUM-Ohio Medical-1271 |  |  |  |  | Covered PM Repair - Biomedical | MHHS-Woodlands
NO | NO | [5 empty] | Ohio Medical Corporation |  |  | JGGV11887 | WOODLANDS - BIOMEDICAL SERVICES | MHHS-Woodlands |  | Regulator, Vacuum |  |  |  | Woodlands |  | WOODLANDS - BIOMEDICAL SERVICES | [5 empty] | REGULATORS, SUCTION |  | REGULATORVACUUM-Ohio Medical-1271 | REGULATORVACUUM |  |  |  |  | Ohio Medical | Regulator, Vacuum |  | REGULATORVACUUM-Ohio Medical-1271 |  |  |  |  | Covered PM Repair - Biomedical | MHHS-Woodlands
NO | NO | [5 empty] | Ohio Medical Corporation |  |  | JGGV11893 | WOODLANDS - BIOMEDICAL SERVICES | MHHS-Woodlands |  | Regulator, Vacuum |  |  |  | Woodlands |  | WOODLANDS - BIOMEDICAL SERVICES | [5 empty] | REGULATORS, SUCTION |  | REGULATORVACUUM-Ohio Medical-1271 | REGULATORVACUUM |  |  |  |  | Ohio Medical | Regulator, Vacuum |  | REGULATORVACUUM-Ohio Medical-1271 |  |  |  |  | Covered PM Repair - Biomedical | MHHS-Woodlands
NO | NO | [5 empty] | Ohio Medical Corporation |  |  | JGGV11894 | WOODLANDS - BIOMEDICAL SERVICES | MHHS-Woodlands |  | Regulator, Vacuum |  |  |  | Woodlands |  | WOODLANDS - BIOMEDICAL SERVICES | [5 empty] | REGULATORS, SUCTION |  | REGULATORVACUUM-Ohio Medical-1271 | REGULATORVACUUM |  |  |  |  | Ohio Medical | Regulator, Vacuum |  | REGULATORVACUUM-Ohio Medical-1271 |  |  |  |  | Covered PM Repair - Biomedical | MHHS-Woodlands
NO | NO | [5 empty] | Ohio Medical Corporation |  |  | JGGV11895 | WOODLANDS - BIOMEDICAL SERVICES | MHHS-Woodlands |  | Regulator, Vacuum |  |  |  | Woodlands |  | WOODLANDS - BIOMEDICAL SERVICES | [5 empty] | REGULATORS, SUCTION |  | REGULATORVACUUM-Ohio Medical-1271 | REGULATORVACUUM |  |  |  |  | Ohio Medical | Regulator, Vacuum |  | REGULATORVACUUM-Ohio Medical-1271 |  |  |  |  | Covered PM Repair - Biomedical | MHHS-Woodlands
NO | NO | [5 empty] | Ohio Medical Corporation |  |  | JGGV11896 | WOODLANDS - BIOMEDICAL SERVICES | MHHS-Woodlands |  | Regulator, Vacuum |  |  |  | Woodlands |  | WOODLANDS - BIOMEDICAL SERVICES | [5 empty] | REGULATORS, SUCTION |  | REGULATORVACUUM-Ohio Medical-1271 | REGULATORVACUUM |  |  |  |  | Ohio Medical | Regulator, Vacuum |  | REGULATORVACUUM-Ohio Medical-1271 |  |  |  |  | Covered PM Repair - Biomedical | MHHS-Woodlands
NO | NO | [5 empty] | Ohio Medical Corporation |  |  | JGGV11900 | WOODLANDS - BIOMEDICAL SERVICES | MHHS-Woodlands |  | Regulator, Vacuum |  |  |  | Woodlands |  | WOODLANDS - BIOMEDICAL SERVICES | [5 empty] | REGULATORS, SUCTION |  | REGULATORVACUUM-Ohio Medical-1271 | REGULATORVACUUM |  |  |  |  | Ohio Medical | Regulator, Vacuum |  | REGULATORVACUUM-Ohio Medical-1271 |  |  |  |  | Covered PM Repair - Biomedical | MHHS-Woodlands
NO | NO |  |  |  | 029-02333 |  | Ohio Medical Corporation |  |  | GFFF34349 | WOODLANDS - CENTRAL SUPPLY | MHHS-Woodlands |  | Regulator, Vacuum |  | 029-02333 |  | Woodlands |  | WOODLANDS - CENTRAL SUPPLY | [5 empty] | REGULATORS, SUCTION |  | REGULATORVACUUM-Ohio Medical-1271 | REGULATORVACUUM |  |  |  |  | Ohio Medical | Regulator, Vacuum |  | REGULATORVACUUM-Ohio Medical-1271 |  |  |  |  | Covered PM Repair - Biomedical | MHHS-Woodlands
NO | NO |  |  |  | 029-03970 |  | Ohio Medical Corporation |  |  | GFFJ18071 | WOODLANDS - CENTRAL SUPPLY | MHHS-Woodlands |  | Regulator, Vacuum |  | 029-03970 |  | Woodlands |  | WOODLANDS - CENTRAL SUPPLY | [5 empty] | REGULATORS, SUCTION |  | REGULATORVACUUM-Ohio Medical-1271 | REGULATORVACUUM |  |  |  |  | Ohio Medical | Regulator, Vacuum |  | REGULATORVACUUM-Ohio Medical-1271 |  |  |  |  | Covered PM Repair - Biomedical | MHHS-Woodlands
NO | NO |  |  |  | 029-05385 |  | Ohio Medical Corporation |  |  | JGGM24242 | WOODLANDS - CENTRAL SUPPLY | MHHS-Woodlands |  | Regulator, Vacuum |  | 029-05385 |  | Woodlands |  | WOODLANDS - CENTRAL SUPPLY | [5 empty] | REGULATORS, SUCTION |  | REGULATORVACUUM-Ohio Medical-1271 | REGULATORVACUUM |  |  |  |  | Ohio Medical | Regulator, Vacuum |  | REGULATORVACUUM-Ohio Medical-1271 |  |  |  |  | Covered PM Repair - Biomedical | MHHS-Woodlands
NO | NO |  |  |  | 029-06327 |  | Ohio Medical Corporation |  |  | GECP00068 | WOODLANDS - CENTRAL SUPPLY | MHHS-Woodlands |  | Regulator, Vacuum |  | 029-06327 |  | Woodlands |  | WOODLANDS - CENTRAL SUPPLY | [5 empty] | REGULATORS, SUCTION |  | REGULATORVACUUM-Ohio Medical-1271 | REGULATORVACUUM |  |  |  |  | Ohio Medical | Regulator, Vacuum |  | REGULATORVACUUM-Ohio Medical-1271 |  |  |  |  | Covered PM Repair - Biomedical | MHHS-Woodlands
NO | NO |  |  |  | 029-12083 |  | Ohio Medical Corporation |  |  | 15090006-019 | WOODLANDS - CENTRAL SUPPLY | MHHS-Woodlands |  | Regulator, Vacuum |  | 029-12083 |  | Woodlands |  | WOODLANDS - CENTRAL SUPPLY | [5 empty] | REGULATORS, SUCTION |  | REGULATORVACUUM-Ohio Medical-1271 | REGULATORVACUUM |  |  |  |  | Ohio Medical | Regulator, Vacuum |  | REGULATORVACUUM-Ohio Medical-1271 |  |  |  |  | Covered PM Repair - Biomedical | MHHS-Woodlands
NO | NO |  |  |  | GFFX16596 |  | Ohio Medical Corporation |  |  | GFFX16596 | WOODLANDS - CENTRAL SUPPLY | MHHS-Woodlands |  | Regulator, Vacuum |  | GFFX16596 |  | Woodlands |  | WOODLANDS - CENTRAL SUPPLY | [5 empty] | REGULATORS, SUCTION |  | REGULATORVACUUM-Ohio Medical-1271 | REGULATORVACUUM |  |  |  |  | Ohio Medical | Regulator, Vacuum |  | REGULATORVACUUM-Ohio Medical-1271 |  |  |  |  | Covered PM Repair - Biomedical | MHHS-Woodlands
NO | NO |  |  |  | 029-10752 |  | Ohio Medical Corporation |  |  | JGGVO7039 | WOODLANDS - CVICU | MHHS-Woodlands |  | Regulator, Vacuum |  | 029-10752 |  | Woodlands |  | WOODLANDS - CVICU | [5 empty] | REGULATORS, SUCTION |  | REGULATORVACUUM-Ohio Medical-1271 | REGULATORVACUUM |  |  |  |  | Ohio Medical | Regulator, Vacuum |  | REGULATORVACUUM-Ohio Medical-1271 |  |  |  |  | Covered PM Repair - Biomedical | MHHS-Woodlands
NO | NO |  |  |  | 029-10753 |  | Ohio Medical Corporation |  |  | JGGV07042 | WOODLANDS - CVICU | MHHS-Woodlands |  | Regulator, Vacuum |  | 029-10753 |  | Woodlands |  | WOODLANDS - CVICU | [5 empty] | REGULATORS, SUCTION |  | REGULATORVACUUM-Ohio Medical-1271 | REGULATORVACUUM |  |  |  |  | Ohio Medical | Regulator, Vacuum |  | REGULATORVACUUM-Ohio Medical-1271 |  |  |  |  | Covered PM Repair - Biomedical | MHHS-Woodlands
NO | NO |  |  |  | 029-10754 |  | Ohio Medical Corporation |  |  | JGGV07043 | WOODLANDS - CVICU | MHHS-Woodlands |  | Regulator, Vacuum |  | 029-10754 |  | Woodlands |  | WOODLANDS - CVICU | [5 empty] | REGULATORS, SUCTION |  | REGULATORVACUUM-Ohio Medical-1271 | REGULATORVACUUM |  |  |  |  | Ohio Medical | Regulator, Vacuum |  | REGULATORVACUUM-Ohio Medical-1271 |  |  |  |  | Covered PM Repair - Biomedical | MHHS-Woodlands
NO | NO |  |  |  | 029-10766 |  | Ohio Medical Corporation |  |  | JGGV07010 | WOODLANDS - CVICU | MHHS-Woodlands |  | Regulator, Vacuum |  | 029-10766 |  | Woodlands |  | WOODLANDS - CVICU | [5 empty] | REGULATORS, SUCTION |  | REGULATORVACUUM-Ohio Medical-1271 | REGULATORVACUUM |  |  |  |  | Ohio Medical | Regulator, Vacuum |  | REGULATORVACUUM-Ohio Medical-1271 |  |  |  |  | Covered PM Repair - Biomedical | MHHS-Woodlands
NO | NO |  |  |  | JGGV07009 |  | Ohio Medical Corporation |  |  | JGGV07009 | WOODLANDS - CVICU | MHHS-Woodlands |  | Regulator, Vacuum |  | JGGV07009 |  | Woodlands |  | WOODLANDS - CVICU | [5 empty] | REGULATORS, SUCTION |  | REGULATORVACUUM-Ohio Medical-1271 | REGULATORVACUUM |  |  |  |  | Ohio Medical | Regulator, Vacuum |  | REGULATORVACUUM-Ohio Medical-1271 |  |  |  |  | Covered PM Repair - Biomedical | MHHS-Woodlands
NO | NO |  |  |  | JGGV07012 |  | Ohio Medical Corporation |  |  | JGGV07012 | WOODLANDS - CVICU | MHHS-Woodlands |  | Regulator, Vacuum |  | JGGV07012 |  | Woodlands |  | WOODLANDS - CVICU | [5 empty] | REGULATORS, SUCTION |  | REGULATORVACUUM-Ohio Medical-1271 | REGULATORVACUUM |  |  |  |  | Ohio Medical | Regulator, Vacuum |  | REGULATORVACUUM-Ohio Medical-1271 |  |  |  |  | Covered PM Repair - Biomedical | MHHS-Woodlands
NO | NO |  |  |  | JGGV07013 |  | Ohio Medical Corporation |  |  | JGGV07013 | WOODLANDS - CVICU | MHHS-Woodlands |  | Regulator, Vacuum |  | JGGV07013 |  | Woodlands |  | WOODLANDS - CVICU | [5 empty] | REGULATORS, SUCTION |  | REGULATORVACUUM-Ohio Medical-1271 | REGULATORVACUUM |  |  |  |  | Ohio Medical | Regulator, Vacuum |  | REGULATORVACUUM-Ohio Medical-1271 |  |  |  |  | Covered PM Repair - Biomedical | MHHS-Woodlands
NO | NO |  |  |  | JGGV07017 |  | Ohio Medical Corporation |  |  | JGGV07017 | WOODLANDS - CVICU | MHHS-Woodlands |  | Regulator, Vacuum |  | JGGV07017 |  | Woodlands |  | WOODLANDS - CVICU | [5 empty] | REGULATORS, SUCTION |  | REGULATORVACUUM-Ohio Medical-1271 | REGULATORVACUUM |  |  |  |  | Ohio Medical | Regulator, Vacuum |  | REGULATORVACUUM-Ohio Medical-1271 |  |  |  |  | Not Covered Vendor Only - Biomedical | MHHS-Woodlands
NO | NO |  |  |  | JGGV07019 |  | Ohio Medical Corporation |  |  | JGGV07019 | WOODLANDS - CVICU | MHHS-Woodlands |  | Regulator, Vacuum |  | JGGV07019 |  | Woodlands |  | WOODLANDS - CVICU | [5 empty] | REGULATORS, SUCTION |  | REGULATORVACUUM-Ohio Medical-1271 | REGULATORVACUUM |  |  |  |  | Ohio Medical | Regulator, Vacuum |  | REGULATORVACUUM-Ohio Medical-1271 |  |  |  |  | Not Covered Vendor Only - Biomedical | MHHS-Woodlands
NO | NO |  |  |  | JGGV07021 |  | Ohio Medical Corporation |  |  | JGGV07021 | WOODLANDS - CVICU | MHHS-Woodlands |  | Regulator, Vacuum |  | JGGV07021 |  | Woodlands |  | WOODLANDS - CVICU | [5 empty] | REGULATORS, SUCTION |  | REGULATORVACUUM-Ohio Medical-1271 | REGULATORVACUUM |  |  |  |  | Ohio Medical | Regulator, Vacuum |  | REGULATORVACUUM-Ohio Medical-1271 |  |  |  |  | Not Covered Vendor Only - Biomedical | MHHS-Woodlands
NO | NO |  |  |  | JGGV07023 |  | Ohio Medical Corporation |  |  | JGGV07023 | WOODLANDS - CVICU | MHHS-Woodlands |  | Regulator, Vacuum |  | JGGV07023 |  | Woodlands |  | WOODLANDS - CVICU | [5 empty] | REGULATORS, SUCTION |  | REGULATORVACUUM-Ohio Medical-1271 | REGULATORVACUUM |  |  |  |  | Ohio Medical | Regulator, Vacuum |  | REGULATORVACUUM-Ohio Medical-1271 |  |  |  |  | Not Covered Vendor Only - Biomedical | MHHS-Woodlands
NO | NO |  |  |  | JGGV07024 |  | Ohio Medical Corporation |  |  | JGGV07024 | WOODLANDS - CVICU | MHHS-Woodlands |  | Regulator, Vacuum |  | JGGV07024 |  | Woodlands |  | WOODLANDS - CVICU | [5 empty] | REGULATORS, SUCTION |  | REGULATORVACUUM-Ohio Medical-1271 | REGULATORVACUUM |  |  |  |  | Ohio Medical | Regulator, Vacuum |  | REGULATORVACUUM-Ohio Medical-1271 |  |  |  |  | Not Covered Vendor Only - Biomedical | MHHS-Woodlands
NO | NO |  |  |  | JGGV07026 |  | Ohio Medical Corporation |  |  | JGGV07026 | WOODLANDS - CVICU | MHHS-Woodlands |  | Regulator, Vacuum |  | JGGV07026 |  | Woodlands |  | WOODLANDS - CVICU | [5 empty] | REGULATORS, SUCTION |  | REGULATORVACUUM-Ohio Medical-1271 | REGULATORVACUUM |  |  |  |  | Ohio Medical | Regulator, Vacuum |  | REGULATORVACUUM-Ohio Medical-1271 |  |  |  |  | Covered PM Repair - Biomedical | MHHS-Woodlands
NO | NO |  |  |  | JGGV07032 |  | Ohio Medical Corporation |  |  | JGGV07032 | WOODLANDS - CVICU | MHHS-Woodlands |  | Regulator, Vacuum |  | JGGV07032 |  | Woodlands |  | WOODLANDS - CVICU | [5 empty] | REGULATORS, SUCTION |  | REGULATORVACUUM-Ohio Medical-1271 | REGULATORVACUUM |  |  |  |  | Ohio Medical | Regulator, Vacuum |  | REGULATORVACUUM-Ohio Medical-1271 |  |  |  |  | Covered PM Repair - Biomedical | MHHS-Woodlands
NO | NO |  |  |  | JGGV07041 |  | Ohio Medical Corporation |  |  | JGGV07041 | WOODLANDS - CVICU | MHHS-Woodlands |  | Regulator, Vacuum |  | JGGV07041 |  | Woodlands |  | WOODLANDS - CVICU | [5 empty] | REGULATORS, SUCTION |  | REGULATORVACUUM-Ohio Medical-1271 | REGULATORVACUUM |  |  |  |  | Ohio Medical | Regulator, Vacuum |  | REGULATORVACUUM-Ohio Medical-1271 |  |  |  |  | Covered PM Repair - Biomedical | MHHS-Woodlands
NO | NO |  |  |  | JGGU23306 |  | Ohio Medical Corporation |  |  | JGGU23306 | WOODLANDS - ER | MHHS-Woodlands |  | Regulator, Vacuum |  | JGGU23306 |  | Woodlands |  | WOODLANDS - ER | [5 empty] | REGULATORS, SUCTION |  | REGULATORVACUUM-Ohio Medical-1271 | REGULATORVACUUM |  |  |  |  | Ohio Medical | Regulator, Vacuum |  | REGULATORVACUUM-Ohio Medical-1271 |  |  |  |  | Covered PM Repair - Biomedical | MHHS-Woodlands
NO | NO |  |  |  | JGGU23307 |  | Ohio Medical Corporation |  |  | JGGU23307 | WOODLANDS - ER | MHHS-Woodlands |  | Regulator, Vacuum |  | JGGU23307 |  | Woodlands |  | WOODLANDS - ER | [5 empty] | REGULATORS, SUCTION |  | REGULATORVACUUM-Ohio Medical-1271 | REGULATORVACUUM |  |  |  |  | Ohio Medical | Regulator, Vacuum |  | REGULATORVACUUM-Ohio Medical-1271 |  |  |  |  | Covered PM Repair - Biomedical | MHHS-Woodlands
NO | NO |  |  |  | JGGU23308 |  | Ohio Medical Corporation |  |  | JGGU23308 | WOODLANDS - ER | MHHS-Woodlands |  | Regulator, Vacuum |  | JGGU23308 |  | Woodlands |  | WOODLANDS - ER | [5 empty] | REGULATORS, SUCTION |  | REGULATORVACUUM-Ohio Medical-1271 | REGULATORVACUUM |  |  |  |  | Ohio Medical | Regulator, Vacuum |  | REGULATORVACUUM-Ohio Medical-1271 |  |  |  |  | Covered PM Repair - Biomedical | MHHS-Woodlands
NO | NO |  |  |  | JGGU23315 |  | Ohio Medical Corporation |  |  | JGGU23315 | WOODLANDS - ER | MHHS-Woodlands |  | Regulator, Vacuum |  | JGGU23315 |  | Woodlands |  | WOODLANDS - ER | [5 empty] | REGULATORS, SUCTION |  | REGULATORVACUUM-Ohio Medical-1271 | REGULATORVACUUM |  |  |  |  | Ohio Medical | Regulator, Vacuum |  | REGULATORVACUUM-Ohio Medical-1271 |  |  |  |  | Covered PM Repair - Biomedical | MHHS-Woodlands
NO | NO |  |  |  | JGGU23316 |  | Ohio Medical Corporation |  |  | JGGU23316 | WOODLANDS - ER | MHHS-Woodlands |  | Regulator, Vacuum |  | JGGU23316 |  | Woodlands |  | WOODLANDS - ER | [5 empty] | REGULATORS, SUCTION |  | REGULATORVACUUM-Ohio Medical-1271 | REGULATORVACUUM |  |  |  |  | Ohio Medical | Regulator, Vacuum |  | REGULATORVACUUM-Ohio Medical-1271 |  |  |  |  | Covered PM Repair - Biomedical | MHHS-Woodlands
NO | NO |  |  |  | JGGU23340 |  | Ohio Medical Corporation |  |  | JGGU23340 | WOODLANDS - ER | MHHS-Woodlands |  | Regulator, Vacuum |  | JGGU23340 |  | Woodlands |  | WOODLANDS - ER | [5 empty] | REGULATORS, SUCTION |  | REGULATORVACUUM-Ohio Medical-1271 | REGULATORVACUUM |  |  |  |  | Ohio Medical | Regulator, Vacuum |  | REGULATORVACUUM-Ohio Medical-1271 |  |  |  |  | Covered PM Repair - Biomedical | MHHS-Woodlands
NO | NO |  |  |  | JGGU23342 |  | Ohio Medical Corporation |  |  | JGGU23342 | WOODLANDS - ER | MHHS-Woodlands |  | Regulator, Vacuum |  | JGGU23342 |  | Woodlands |  | WOODLANDS - ER | [5 empty] | REGULATORS, SUCTION |  | REGULATORVACUUM-Ohio Medical-1271 | REGULATORVACUUM |  |  |  |  | Ohio Medical | Regulator, Vacuum |  | REGULATORVACUUM-Ohio Medical-1271 |  |  |  |  | Covered PM Repair - Biomedical | MHHS-Woodlands
NO | NO |  |  |  | JGGV13464 |  | Ohio Medical Corporation |  |  | JGGV13464 | WOODLANDS - ER | MHHS-Woodlands |  | Regulator, Vacuum |  | JGGV13464 |  | Woodlands |  | WOODLANDS - ER | [5 empty] | REGULATORS, SUCTION |  | REGULATORVACUUM-Ohio Medical-1271 | REGULATORVACUUM |  |  |  |  | Ohio Medical | Regulator, Vacuum |  | REGULATORVACUUM-Ohio Medical-1271 |  |  |  |  | Covered PM Repair - Biomedical | MHHS-Woodlands
NO | NO |  |  |  | JGGV13471 |  | Ohio Medical Corporation |  |  | JGGV13471 | WOODLANDS - ER | MHHS-Woodlands |  | Regulator, Vacuum |  | JGGV13471 |  | Woodlands |  | WOODLANDS - ER | [5 empty] | REGULATORS, SUCTION |  | REGULATORVACUUM-Ohio Medical-1271 | REGULATORVACUUM |  |  |  |  | Ohio Medical | Regulator, Vacuum |  | REGULATORVACUUM-Ohio Medical-1271 |  |  |  |  | Covered PM Repair - Biomedical | MHHS-Woodlands
NO | NO |  |  |  | JGGV13477 |  | Ohio Medical Corporation |  |  | JGGV13477 | WOODLANDS - ER | MHHS-Woodlands |  | Regulator, Vacuum |  | JGGV13477 |  | Woodlands |  | WOODLANDS - ER | [5 empty] | REGULATORS, SUCTION |  | REGULATORVACUUM-Ohio Medical-1271 | REGULATORVACUUM |  |  |  |  | Ohio Medical | Regulator, Vacuum |  | REGULATORVACUUM-Ohio Medical-1271 |  |  |  |  | Covered PM Repair - Biomedical | MHHS-Woodlands
NO | NO |  |  |  | JGGV13480 |  | Ohio Medical Corporation |  |  | JGGV13480 | WOODLANDS - ER | MHHS-Woodlands |  | Regulator, Vacuum |  | JGGV13480 |  | Woodlands |  | WOODLANDS - ER | [5 empty] | REGULATORS, SUCTION |  | REGULATORVACUUM-Ohio Medical-1271 | REGULATORVACUUM |  |  |  |  | Ohio Medical | Regulator, Vacuum |  | REGULATORVACUUM-Ohio Medical-1271 |  |  |  |  | Covered PM Repair - Biomedical | MHHS-Woodlands
NO | NO |  |  |  | JGGV13483 |  | Ohio Medical Corporation |  |  | JGGV13483 | WOODLANDS - ER | MHHS-Woodlands |  | Regulator, Vacuum |  | JGGV13483 |  | Woodlands |  | WOODLANDS - ER | [5 empty] | REGULATORS, SUCTION |  | REGULATORVACUUM-Ohio Medical-1271 | REGULATORVACUUM |  |  |  |  | Ohio Medical | Regulator, Vacuum |  | REGULATORVACUUM-Ohio Medical-1271 |  |  |  |  | Covered PM Repair - Biomedical | MHHS-Woodlands
NO | NO |  |  |  | JGGV13468 |  | Ohio Medical Corporation |  |  | JGGV13468 | WOODLANDS - ER - PEDS | MHHS-Woodlands |  | Regulator, Vacuum |  | JGGV13468 |  | Woodlands |  | WOODLANDS - ER - PEDS | [5 empty] | REGULATORS, SUCTION |  | REGULATORVACUUM-Ohio Medical-1271 | REGULATORVACUUM |  |  |  |  | Ohio Medical | Regulator, Vacuum |  | REGULATORVACUUM-Ohio Medical-1271 |  |  |  |  | Covered PM Repair - Biomedical | MHHS-Woodlands
NO | NO |  |  |  | JGGV13469 |  | Ohio Medical Corporation |  |  | JGGV13469 | WOODLANDS - ER - PEDS | MHHS-Woodlands |  | Regulator, Vacuum |  | JGGV13469 |  | Woodlands |  | WOODLANDS - ER - PEDS | [5 empty] | REGULATORS, SUCTION |  | REGULATORVACUUM-Ohio Medical-1271 | REGULATORVACUUM |  |  |  |  | Ohio Medical | Regulator, Vacuum |  | REGULATORVACUUM-Ohio Medical-1271 |  |  |  |  | Covered PM Repair - Biomedical | MHHS-Woodlands
NO | YES |  |  |  | 129-06036 | 129-06036 | Ohio Medical Corporation | 2003B |  | B1311338 | Sugar Land-Nursery | MHHS-Sugarland |  |  |  | 129-06036 | 129-06036 | Sugar Land | MHHS-Sugarland | Sugar Land-Nursery | NICU | 8/1/19 |  |  |  | OXYGEN-AIR PROPORTIONERS | Blender, Oxygen/Air | BLENDEROXYGENAIR-Bio-Med Dev-2003 |  |  |  |  | BLENDEROXYGENAIR-Bio-Med Dev-2003 | Ohio Medical | [6 empty] | BOA-A | Covered PM Repair - Biomedical | MHHS-Sugarland | [8 empty] | BLENDEROXYGENAIR | Blender, Oxygen/Air | Bio-Med Dev
NO | YES |  |  |  | 129-06037 | 129-06037 | Ohio Medical Corporation | 2003B |  | B1310172 | Sugar Land-Nursery | MHHS-Sugarland |  |  |  | 129-06037 | 129-06037 | Sugar Land | MHHS-Sugarland | Sugar Land-Nursery | NICU Equipment Room | 10/1/19 | 10/1/21 |  |  | OXYGEN-AIR PROPORTIONERS | Blender, Oxygen/Air | BLENDEROXYGENAIR-Bio-Med Dev-2003 |  |  |  |  | BLENDEROXYGENAIR-Bio-Med Dev-2003 | Ohio Medical | [6 empty] | BOA-A | Covered PM Repair - Biomedical | MHHS-Sugarland | [8 empty] | BLENDEROXYGENAIR | Blender, Oxygen/Air | Bio-Med Dev
NO | YES |  |  |  | 129-06128 | 129-06128 | Ohio Medical Corporation | 2003B |  | B1310155 | Sugar Land-Nursery | MHHS-Sugarland |  |  |  | 129-06128 | 129-06128 | Sugar Land | MHHS-Sugarland | Sugar Land-Nursery | NICU Equipment Room | 7/1/19 | 3/1/20 |  |  | OXYGEN-AIR PROPORTIONERS | Blender, Oxygen/Air | BLENDEROXYGENAIR-Bio-Med Dev-2003 |  |  |  |  | BLENDEROXYGENAIR-Bio-Med Dev-2003 | Ohio Medical | [6 empty] | BOA-A | Covered PM Repair - Biomedical | MHHS-Sugarland | [8 empty] | BLENDEROXYGENAIR | Blender, Oxygen/Air | Bio-Med Dev
NO | YES |  |  |  | 129-06129 | 129-06129 | Ohio Medical Corporation | 2003B |  | B1310151 | Sugar Land-Nursery | MHHS-Sugarland |  |  |  | 129-06129 | 129-06129 | Sugar Land | MHHS-Sugarland | Sugar Land-Nursery | Nursery | 7/1/19 |  | 7/1/20 |  | OXYGEN-AIR PROPORTIONERS | Blender, Oxygen/Air | BLENDEROXYGENAIR-Bio-Med Dev-2003 |  |  |  |  | BLENDEROXYGENAIR-Bio-Med Dev-2003 | Ohio Medical |  |  |  |  | 6/7/12 |  | BOA-A | Covered PM Repair - Biomedical | MHHS-Sugarland | [8 empty] | BLENDEROXYGENAIR | Blender, Oxygen/Air | Bio-Med Dev
NO | YES |  |  |  | 129-06130 | 129-06130 | Ohio Medical Corporation | 2003B |  | B1505406 | Sugar Land-Nursery | MHHS-Sugarland |  |  |  | 129-06130 | 129-06130 | Sugar Land | MHHS-Sugarland | Sugar Land-Nursery | L | 8/1/19 |  | 8/1/20 |  | OXYGEN-AIR PROPORTIONERS | Blender, Oxygen/Air | BLENDEROXYGENAIR-Bio-Med Dev-2003 |  |  |  |  | BLENDEROXYGENAIR-Bio-Med Dev-2003 | Ohio Medical | [6 empty] | BOA-A | Covered PM Repair - Biomedical | MHHS-Sugarland | [8 empty] | BLENDEROXYGENAIR | Blender, Oxygen/Air | Bio-Med Dev
NO | YES |  |  |  | 129-06131 | 129-06131 | Ohio Medical Corporation | 2003B |  | B1504684 | Sugar Land-Nursery | MHHS-Sugarland |  |  |  | 129-06131 | 129-06131 | Sugar Land | MHHS-Sugarland | Sugar Land-Nursery | Nursery | 8/1/19 |  | 2/1/20 |  | OXYGEN-AIR PROPORTIONERS | Blender, Oxygen/Air | BLENDEROXYGENAIR-Bio-Med Dev-2003 |  |  |  |  | BLENDEROXYGENAIR-Bio-Med Dev-2003 | Ohio Medical | [6 empty] | BOA-A | Covered PM Repair - Biomedical | MHHS-Sugarland | [8 empty] | BLENDEROXYGENAIR | Blender, Oxygen/Air | Bio-Med Dev
NO | YES |  |  |  | 129-06132 | 129-06132 | Ohio Medical Corporation | 2003B |  | B1310154 | Sugar Land-Nursery | MHHS-Sugarland |  |  |  | 129-06132 | 129-06132 | Sugar Land | MHHS-Sugarland | Sugar Land-Nursery | Nursery | 7/1/19 |  | 7/1/20 |  | OXYGEN-AIR PROPORTIONERS | Blender, Oxygen/Air | BLENDEROXYGENAIR-Bio-Med Dev-2003 |  |  |  |  | BLENDEROXYGENAIR-Bio-Med Dev-2003 | Ohio Medical | [6 empty] | BOA-A | Covered PM Repair - Biomedical | MHHS-Sugarland | [8 empty] | BLENDEROXYGENAIR | Blender, Oxygen/Air | Bio-Med Dev
NO | YES |  |  |  | 129-06133 | 129-06133 | Ohio Medical Corporation | 2003B |  | B1310152 | Sugar Land-Nursery | MHHS-Sugarland |  |  |  | 129-06133 | 129-06133 | Sugar Land | MHHS-Sugarland | Sugar Land-Nursery | NICU | 3/1/19 |  |  |  | OXYGEN-AIR PROPORTIONERS | Blender, Oxygen/Air | BLENDEROXYGENAIR-Bio-Med Dev-2003 |  |  |  |  | BLENDEROXYGENAIR-Bio-Med Dev-2003 | Ohio Medical | [6 empty] | BOA-A | Covered PM Repair - Biomedical | MHHS-Sugarland | [8 empty] | BLENDEROXYGENAIR | Blender, Oxygen/Air | Bio-Med Dev
NO | YES |  |  |  | 129-06135 | 129-06135 | Ohio Medical Corporation | 2003B |  | B1310156 | Sugar Land-Nursery | MHHS-Sugarland |  |  |  | 129-06135 | 129-06135 | Sugar Land | MHHS-Sugarland | Sugar Land-Nursery | NICU Equipment Room | 10/1/19 | 10/1/21 |  |  | OXYGEN-AIR PROPORTIONERS | Blender, Oxygen/Air | BLENDEROXYGENAIR-Bio-Med Dev-2003 |  |  |  |  | BLENDEROXYGENAIR-Bio-Med Dev-2003 | Ohio Medical |  |  |  |  | 7/2/16 |  | BOA-A | Covered PM Repair - Biomedical | MHHS-Sugarland | [8 empty] | BLENDEROXYGENAIR | Blender, Oxygen/Air | Bio-Med Dev
NO | YES |  |  |  | 077-08315 | 077-08315 | Ohio Medical Corporation | 2003B |  | B1310142 | TMC-Respiratory-Pedi | MHHS-TMC |  |  |  | 077-08315 | 077-08315 | TMC | MHHS-TMC | TMC-Respiratory-Pedi | Biomed Shop |  |  | 3/1/20 | No PM Sticker | OXYGEN-AIR PROPORTIONERS | Blender, Oxygen/Air | BLENDEROXYGENAIR-Bio-Med Dev-2003 |  |  |  |  | BLENDEROXYGENAIR-Bio-Med Dev-2003 | Ohio Medical |  |  |  |  | 9/1/99 |  | BOA-A | Covered PM Repair - Biomedical | MHHS-TMC | [8 empty] | BLENDEROXYGENAIR | Blender, Oxygen/Air | Bio-Med Dev
NO | YES |  |  |  | 077-10069 | 077-10069 | Ohio Medical Corporation | 2003B |  | B1310141 | TMC-Respiratory-Pedi | MHHS-TMC |  |  |  | 077-10069 | 077-10069 | TMC | MHHS-TMC | TMC-Respiratory-Pedi | Biomed shop |  |  |  | No PM Sticker | OXYGEN-AIR PROPORTIONERS | Blender, Oxygen/Air | BLENDEROXYGENAIR-Bio-Med Dev-2003 |  |  |  |  | BLENDEROXYGENAIR-Bio-Med Dev-2003 | Ohio Medical | [6 empty] | BOA-A | Covered PM Repair - Biomedical | MHHS-TMC | [8 empty] | BLENDEROXYGENAIR | Blender, Oxygen/Air | Bio-Med Dev
NO | YES |  |  |  | 077-10070 | 077-10070 | Ohio Medical Corporation | 2003B |  | B1310136 | TMC-Respiratory-Pedi | MHHS-TMC |  |  |  | 077-10070 | 077-10070 | TMC | MHHS-TMC | TMC-Respiratory-Pedi | Biomed Shop | 6/1/18 |  |  |  | OXYGEN-AIR PROPORTIONERS | Blender, Oxygen/Air | BLENDEROXYGENAIR-Bio-Med Dev-2003 |  |  |  |  | BLENDEROXYGENAIR-Bio-Med Dev-2003 | Ohio Medical |  |  |  |  | 10/10/14 |  | BOA-A | Covered PM Repair - Biomedical | MHHS-TMC | [8 empty] | BLENDEROXYGENAIR | Blender, Oxygen/Air | Bio-Med Dev
NO | NO |  |  |  | 129-06134 |  | Ohio Medical Corporation | 2003B |  | B1504685 | SUGAR LAND - NURSERY | MHHS-Sugarland |  |  |  | 129-06134 |  | Sugar Land |  | SUGAR LAND - NURSERY | [5 empty] | OXYGEN-AIR PROPORTIONERS |  | BLENDEROXYGENAIR-Bio-Med Dev-2003 |  |  |  |  | BLENDEROXYGENAIR-Bio-Med Dev-2003 | Ohio Medical | [7 empty] | Covered PM Repair - Biomedical | MHHS-Sugarland
NO | NO |  |  |  | BDKS10105 |  | Ohio Medical Corporation | 6-1246 |  | BDKS10105 | SW - HVI - OR | MHHS-Southwest |  |  |  | BDKS10105 |  | Southwest |  | SW - HVI - OR | [5 empty] | REGULATORS, SUCTION |  | .needs class |  |  |  |  | .needs class | Ohio Medical | [7 empty] | Covered PM Repair - Biomedical | MHHS-Southwest
NO | NO |  |  |  | 009-09912 |  | Ohio Medical Corporation | 6-1247 SFF (SURGICAL FREE FLOW) |  | BDKR00240 | GH - OR | MHHS-Greater Heights |  |  |  | 009-09912 |  | Central & Greater Heights |  | GH - OR | [5 empty] | REGULATORS, SUCTION |  | REGULATORVACUUM-OhmedaMedical-1247 |  |  |  |  | REGULATORVACUUM-OhmedaMedical-1247 | Ohio Medical | [7 empty] | Not Covered Vendor Only - Biomedical | MHHS-Greater Heights
NO | NO |  |  |  | BDKH00070 |  | Ohio Medical Corporation | 6-1247 SFF (SURGICAL FREE FLOW) |  | BDKH00070 | TMC - MHTMC - CENTRAL SUPPLY (OLD) | MHHS-TMC |  |  |  | BDKH00070 |  | TMC |  | TMC - MHTMC - CENTRAL SUPPLY (OLD) | [5 empty] | REGULATORS, SUCTION |  | REGULATORVACUUM-OhmedaMedical-1247 |  |  |  |  | REGULATORVACUUM-OhmedaMedical-1247 | Ohio Medical | [7 empty] | Covered PM Repair - Biomedical | MHHS-TMC
NO | NO |  |  |  | BDKH00099 |  | Ohio Medical Corporation | 6-1247 SFF (SURGICAL FREE FLOW) |  | BDKH00099 | TMC - MHTMC - CENTRAL SUPPLY (OLD) | MHHS-TMC |  |  |  | BDKH00099 |  | TMC |  | TMC - MHTMC - CENTRAL SUPPLY (OLD) | [5 empty] | REGULATORS, SUCTION |  | REGULATORVACUUM-OhmedaMedical-1247 |  |  |  |  | REGULATORVACUUM-OhmedaMedical-1247 | Ohio Medical | [7 empty] | Covered PM Repair - Biomedical | MHHS-TMC
NO | NO |  |  |  | BDKM00572 |  | Ohio Medical Corporation | 6-1247 SFF (SURGICAL FREE FLOW) |  | BDKM00572 | TMC - MHTMC - CENTRAL SUPPLY (OLD) | MHHS-TMC |  |  |  | BDKM00572 |  | TMC |  | TMC - MHTMC - CENTRAL SUPPLY (OLD) | [5 empty] | REGULATORS, SUCTION |  | REGULATORVACUUM-OhmedaMedical-1247 |  |  |  |  | REGULATORVACUUM-OhmedaMedical-1247 | Ohio Medical | [7 empty] | Covered PM Repair - Biomedical | MHHS-TMC
NO | NO |  |  |  | GFFC12652 |  | Ohio Medical Corporation | 6-1247 SFF (SURGICAL FREE FLOW) |  | GFFC12652 | TMC - MHTMC - CENTRAL SUPPLY (OLD) | MHHS-TMC |  |  |  | GFFC12652 |  | TMC |  | TMC - MHTMC - CENTRAL SUPPLY (OLD) | [5 empty] | REGULATORS, SUCTION |  | REGULATORVACUUM-OhmedaMedical-1247 |  |  |  |  | REGULATORVACUUM-OhmedaMedical-1247 | Ohio Medical | [7 empty] | Not Covered Vendor Only - Biomedical | MHHS-TMC
NO | NO |  |  |  | GFFC12652 |  | Ohio Medical Corporation | 6-1247 SFF (SURGICAL FREE FLOW) |  | GFFC12652 | TMC - MHTMC - CENTRAL SUPPLY (OLD) | MHHS-TMC |  |  |  | GFFC12652 |  | TMC |  | TMC - MHTMC - CENTRAL SUPPLY (OLD) | [5 empty] | REGULATORS, SUCTION |  | REGULATORVACUUM-OhmedaMedical-1247 |  |  |  |  | REGULATORVACUUM-OhmedaMedical-1247 | Ohio Medical | [7 empty] | Not Covered Vendor Only - Lab Ana/Anes | MHHS-TMC
NO | YES |  |  |  | 009-05249 | 009-05249 | Ohio Medical Corporation | 6-1251 |  | GFFR04665 | GH-Central Supply | MHHS-Greater Heights |  | Regulator, Vacuum |  | 009-05249 | 009-05249 | Central & Greater Heights | MHHS-Greater Heights | GH-Central Supply | PACU room 5 | 1/1/16 |  |  |  | REGULATORS, SUCTION | Regulator, Vacuum | REGULATORVACUUM-Ohio Medical-6-1251 | REGULATORVACUUM | 6-1251 |  |  |  | Ohio Medical | Regulator, Vacuum |  | REGULATORVACUUM-Ohio Medical-6-1251 |  | 3/1/16 |  |  | Covered PM Repair - Biomedical | MHHS-Greater Heights | [8 empty] | REGULATORVACUUM | Regulator, Vacuum | Ohio Medical
NO | YES |  |  |  | 133-03242 | 133-03242 | Ohio Medical Corporation | 6-1251 |  | GFFK21093 | Katy-ER | MHHS-Katy |  | Regulator, Vacuum |  | 133-03242 | 133-03242 | Katy | MHHS-Katy | Katy-ER | Room 1 |  |  |  |  | REGULATORS, SUCTION | Regulator, Vacuum | REGULATORVACUUM-Ohio Medical-6-1251 | REGULATORVACUUM | 6-1251 |  |  |  | Ohio Medical | Regulator, Vacuum |  | REGULATORVACUUM-Ohio Medical-6-1251 |  |  |  |  | Covered PM Repair - Lab Analyzers/Anesth | MHHS-Katy | [8 empty] | REGULATORVACUUM | Regulator, Vacuum | Ohio Medical
NO | YES |  |  |  | 133-03243 | 133-03243 | Ohio Medical Corporation | 6-1251 |  | GFFK21092 | Katy-Cath Lab | MHHS-Katy |  | Regulator, Vacuum |  | 133-03243 | 133-03243 | Katy | MHHS-Katy | Katy-Cath Lab | Pedi 3 | 8/1/17 |  |  |  | REGULATORS, SUCTION | Regulator, Vacuum | REGULATORVACUUM-Ohio Medical-6-1251 | REGULATORVACUUM | 6-1251 |  |  |  | Ohio Medical | Regulator, Vacuum |  | REGULATORVACUUM-Ohio Medical-6-1251 |  |  |  |  | Covered PM Repair - Biomedical | MHHS-Katy | [8 empty] | REGULATORVACUUM | Regulator, Vacuum | Ohio Medical
NO | YES |  |  |  | 133-07046 | 133-07046 | Ohio Medical Corporation | 6-1251 |  | JGGN00137 | Katy-ER | MHHS-Katy |  | Regulator, Vacuum |  | 133-07046 | 133-07046 | Katy | MHHS-Katy | Katy-ER | Room 2 |  |  |  |  | REGULATORS, SUCTION | Regulator, Vacuum | REGULATORVACUUM-Ohio Medical-6-1251 | REGULATORVACUUM | 6-1251 |  |  |  | Ohio Medical | Regulator, Vacuum |  | REGULATORVACUUM-Ohio Medical-6-1251 |  |  |  |  | Covered PM Repair - Biomedical | MHHS-Katy | [8 empty] | REGULATORVACUUM | Regulator, Vacuum | Ohio Medical
NO | YES |  |  |  | 133-03267 | 133-03267 | Ohio Medical Corporation | 6-1251 |  | GFFK21068 | Katy-OR | MHHS-Katy |  | Regulator, Vacuum |  | 133-03267 | 133-03267 | Katy | MHHS-Katy | Katy-OR | Bronchoscopy | 7/1/17 |  |  | One time safety | REGULATORS, SUCTION | Regulator, Vacuum | REGULATORVACUUM-Ohio Medical-6-1251 | REGULATORVACUUM | 6-1251 |  |  |  | Ohio Medical | Regulator, Vacuum |  | REGULATORVACUUM-Ohio Medical-6-1251 |  |  |  |  | Covered PM Repair - Biomedical | MHHS-Katy | [8 empty] | REGULATORVACUUM | Regulator, Vacuum | Ohio Medical
NO | YES |  |  |  | 133-03326 | 133-03326 | Ohio Medical Corporation | 6-1251 |  | GFFK20583 | Katy-ER | MHHS-Katy |  | Regulator, Vacuum |  | 133-03326 | 133-03326 | Katy | MHHS-Katy | Katy-ER | Katy - ER | 7/1/19 |  |  |  | REGULATORS, SUCTION | Regulator, Vacuum | REGULATORVACUUM-Ohio Medical-6-1251 | REGULATORVACUUM | 6-1251 |  |  |  | Ohio Medical | Regulator, Vacuum |  | REGULATORVACUUM-Ohio Medical-6-1251 |  |  |  |  | Covered PM Repair - Lab Analyzers/Anesth | MHHS-Katy | [8 empty] | REGULATORVACUUM | Regulator, Vacuum | Ohio Medical
NO | YES |  |  |  | 133-03402 | 133-03402 | Ohio Medical Corporation | 6-1251 |  | GFFK21002 | Katy-ER | MHHS-Katy |  | Regulator, Vacuum |  | 133-03402 | 133-03402 | Katy | MHHS-Katy | Katy-ER | Katy - ER |  |  |  |  | REGULATORS, SUCTION | Regulator, Vacuum | REGULATORVACUUM-Ohio Medical-6-1251 | REGULATORVACUUM | 6-1251 |  |  |  | Ohio Medical | Regulator, Vacuum |  | REGULATORVACUUM-Ohio Medical-6-1251 |  |  |  |  | Covered PM Repair - Lab Analyzers/Anesth | MHHS-Katy | [8 empty] | REGULATORVACUUM | Regulator, Vacuum | Ohio Medical
NO | YES |  |  |  | 133-03523 | 133-03523 | Ohio Medical Corporation | 6-1251 |  | GFFK21151 | Katy-ER | MHHS-Katy |  | Regulator, Vacuum |  | 133-03523 | 133-03523 | Katy | MHHS-Katy | Katy-ER | EC 11 | 7/1/19 |  |  |  | REGULATORS, SUCTION | Regulator, Vacuum | REGULATORVACUUM-Ohio Medical-6-1251 | REGULATORVACUUM | 6-1251 |  |  |  | Ohio Medical | Regulator, Vacuum |  | REGULATORVACUUM-Ohio Medical-6-1251 |  |  |  |  | Covered PM Repair - Lab Analyzers/Anesth | MHHS-Katy | [8 empty] | REGULATORVACUUM | Regulator, Vacuum | Ohio Medical
NO | YES |  |  |  | 133-03499 | 133-03499 | Ohio Medical Corporation | 6-1251 |  | GFFK21180 | Katy-Biomedical Services | MHHS-Katy |  | Regulator, Vacuum |  | 133-03499 | 133-03499 | Katy | MHHS-Katy | Katy-Biomedical Services | Biomed storage | 10/1/17 |  |  |  | REGULATORS, SUCTION | Regulator, Vacuum | REGULATORVACUUM-Ohio Medical-6-1251 | REGULATORVACUUM | 6-1251 |  |  |  | Ohio Medical | Regulator, Vacuum |  | REGULATORVACUUM-Ohio Medical-6-1251 |  |  |  |  | Covered PM Repair - Lab Analyzers/Anesth | MHHS-Katy | [8 empty] | REGULATORVACUUM | Regulator, Vacuum | Ohio Medical
NO | YES |  |  |  | 133-03514 | 133-03514 | Ohio Medical Corporation | 6-1251 |  | GFFK21201 | Katy-Biomedical Services | MHHS-Katy |  | Regulator, Vacuum |  | 133-03514 | 133-03514 | Katy | MHHS-Katy | Katy-Biomedical Services | Biomed storage | 10/1/17 |  |  |  | REGULATORS, SUCTION | Regulator, Vacuum | REGULATORVACUUM-Ohio Medical-6-1251 | REGULATORVACUUM | 6-1251 |  |  |  | Ohio Medical | Regulator, Vacuum |  | REGULATORVACUUM-Ohio Medical-6-1251 |  |  |  |  | Covered PM Repair - Biomedical | MHHS-Katy | [8 empty] | REGULATORVACUUM | Regulator, Vacuum | Ohio Medical
NO | YES |  |  |  | 133-03486 | 133-03486 | Ohio Medical Corporation | 6-1251 |  | GFFK21164 | Katy-NICU | MHHS-Katy |  | Regulator, Vacuum |  | 133-03486 | 133-03486 | Katy | MHHS-Katy | Katy-NICU |  | 10/26/17 |  |  |  | REGULATORS, SUCTION | Regulator, Vacuum | REGULATORVACUUM-Ohio Medical-6-1251 | REGULATORVACUUM | 6-1251 |  |  |  | Ohio Medical | Regulator, Vacuum |  | REGULATORVACUUM-Ohio Medical-6-1251 |  |  | Finished from Script 3/27/2020 12:11:52pm (Central) |  | Covered PM Repair - Biomedical | MHHS-Katy | [8 empty] | REGULATORVACUUM | Regulator, Vacuum | Ohio Medical
NO | YES |  |  |  | 133-03291 | 133-03291 | Ohio Medical Corporation | 6-1251 |  | GFFK20637 | Katy-PACU | MHHS-Katy |  | Regulator, Vacuum |  | 133-03291 | 133-03291 | Katy | MHHS-Katy | Katy-PACU | Recovery 25 | 10/1/06 |  |  |  | REGULATORS, SUCTION | Regulator, Vacuum | REGULATORVACUUM-Ohio Medical-6-1251 | REGULATORVACUUM | 6-1251 |  |  |  | Ohio Medical | Regulator, Vacuum |  | REGULATORVACUUM-Ohio Medical-6-1251 |  |  |  |  | Covered PM Repair - Lab Analyzers/Anesth | MHHS-Katy | [8 empty] | REGULATORVACUUM | Regulator, Vacuum | Ohio Medical
NO | YES |  |  |  |  | 099-02897 | Ohio Medical Corporation | 6-1251 |  | GFFK11075 | NE-5 South West | MHHS-Northeast |  | Regulator, Vacuum |  |  | 099-02897 | Katy | MHHS-Northeast | NE-5 South West | SW5 - 12 | 4/1/17 |  |  |  | REGULATORS, SUCTION | Regulator, Vacuum | REGULATORVACUUM-OhmedaMedical-66-1251 | REGULATORVACUUM | 6-1251 |  |  |  | Ohio Medical | Regulator, Vacuum |  | REGULATORVACUUM-Ohio Medical-6-1251 |  |  |  |  | Covered PM Repair - Lab Analyzers/Anesth | MHHS-Northeast | [8 empty] | REGULATORVACUUM | Regulator, Vacuum | Ohmeda Med
NO | YES |  |  |  | 069-19436 | 069-19436 | Ohio Medical Corporation | 6-1251 |  | GFFH00646 | Biomed Shop | MHHS-TMC |  | Regulator, Vacuum |  | 069-19436 | 069-19436 | TMC | Memorial Hermann-Texas Medical Center | Biomed Shop | Biomed Shop |  |  |  | New Add - One Time Inspection Sticker | REGULATORS, SUCTION | Regulator, Vacuum | REGULATORVACUUM-Ohio Medical-6-1251 | REGULATORVACUUM | 6-1251 |  |  |  | Ohio Medical | Regulator, Vacuum |  | REGULATORVACUUM-Ohio Medical-6-1251 |  |  |  |  | Covered PM Repair - Biomedical | MHHS-TMC | [8 empty] | REGULATORVACUUM | Regulator, Vacuum | Ohio Medical
NO | YES |  |  |  | 069-20361 | 069-20361 | Ohio Medical Corporation | 6-1251 |  | GFFJ06694 | TMC-OR-CVOR (7Hvi) | MHHS-TMC |  | Regulator, Vacuum |  | 069-20361 | 069-20361 | TMC | MHHS-TMC | TMC-OR-CVOR (7Hvi) | OR 3 |  |  |  |  | REGULATORS, SUCTION | Regulator, Vacuum | REGULATORVACUUM-Ohio Medical-6-1251 | REGULATORVACUUM | 6-1251 |  |  |  | Ohio Medical | Regulator, Vacuum |  | REGULATORVACUUM-Ohio Medical-6-1251 |  |  |  |  | Covered PM Repair - Biomedical | MHHS-TMC | [8 empty] | REGULATORVACUUM | Regulator, Vacuum | Ohio Medical
NO | YES |  |  |  | 069-20371 | 069-20371 | Ohio Medical Corporation | 6-1251 |  | GFFC25332 | TMC-OR-CVOR (7Hvi) | MHHS-TMC |  | Regulator, Vacuum |  | 069-20371 | 069-20371 | TMC | MHHS-TMC | TMC-OR-CVOR (7Hvi) | CVOR (7HVI) |  |  |  |  | REGULATORS, SUCTION | Regulator, Vacuum | REGULATORVACUUM-Ohio Medical-6-1251 | REGULATORVACUUM | 6-1251 |  |  |  | Ohio Medical | Regulator, Vacuum |  | REGULATORVACUUM-Ohio Medical-6-1251 |  |  |  |  | Covered PM Repair - Biomedical | MHHS-TMC | [8 empty] | REGULATORVACUUM | Regulator, Vacuum | Ohio Medical
NO | YES |  |  |  | 069-24264 | 069-24264 | Ohio Medical Corporation | 6-1251 |  | AHBM28771 | (null) | MHHS-TMC |  | Regulator, Vacuum |  | 069-24264 | 069-24264 | (null) | MHHS-TMC | (null) | (null) |  |  |  | (null) | REGULATORS, SUCTION |  | REGULATORVACUUM-Ohio Medical-6-1251 | REGULATORVACUUM | 6-1251 |  |  |  | Ohio Medical | Regulator, Vacuum | (null) | REGULATORVACUUM-Ohio Medical-6-1251 |  |  | (null) |  | Covered PM Repair - Biomedical | MHHS-TMC
NO | YES |  |  |  | 069-24337 | 069-24337 | Ohio Medical Corporation | 6-1251 |  | GFFL04576 | TMC-MHTMC-Central Supply | MHHS-TMC |  | Regulator, Vacuum |  | 069-24337 | 069-24337 | TMC | MHHS-TMC | TMC-MHTMC-Central Supply | HVI OR 4 |  |  |  |  | REGULATORS, SUCTION | Regulator, Vacuum | REGULATORVACUUM-Ohio Medical-6-1251 | REGULATORVACUUM | 6-1251 |  |  |  | Ohio Medical | Regulator, Vacuum |  | REGULATORVACUUM-Ohio Medical-6-1251 |  | 5/6/14 |  |  | Covered PM Repair - Biomedical | MHHS-TMC | [8 empty] | REGULATORVACUUM | Regulator, Vacuum | Ohio Medical
NO | YES |  |  |  | 077-04052 | 077-04052 | Ohio Medical Corporation | 6-1251 |  | GFFG11193 | TMC-Sarofim 2-OR | MHHS-TMC |  | Regulator, Vacuum |  | 077-04052 | 077-04052 | TMC | MHHS-TMC | TMC-Sarofim 2-OR | OR 42 |  |  |  |  | REGULATORS, SUCTION |  | REGULATORVACUUM-Ohio Medical-6-1251 | REGULATORVACUUM | 6-1251 |  |  |  | Ohio Medical | Regulator, Vacuum |  | REGULATORVACUUM-Ohio Medical-6-1251 |  | 4/3/16 |  |  | Not Covered Vendor Only - Lab Ana/Anes | MHHS-TMC
NO | YES |  |  |  | 029-32076 | 029-32076 | Ohio Medical Corporation | 6-1251 |  | PSAX04795 | ICU 4 | MHHS-Woodlands |  | Regulator, Vacuum |  | 029-32076 | 029-32076 | Woodlands | Memorial Hermann The Woodlands Medical Center | ICU 4 | ICU 4 | 7/1/18 |  |  |  | REGULATORS, SUCTION | Regulator, Vacuum | REGULATORVACUUM-Ohio Medical-6-1251 | REGULATORVACUUM | 6-1251 |  |  |  | Ohio Medical | Regulator, Vacuum |  | REGULATORVACUUM-Ohio Medical-6-1251 |  |  |  |  | Covered PM Repair - Biomedical | MHHS-Woodlands | [8 empty] | REGULATORVACUUM | Regulator, Vacuum | Ohio Medical
NO | YES |  |  |  | 029-32256 | 029-32256 | Ohio Medical Corporation | 6-1251 |  | PSAY01928 | Woodlands-PCU3 | MHHS-Woodlands |  | Regulator, Vacuum |  | 029-32256 | 029-32256 | Woodlands | MHHS-Woodlands | Woodlands-PCU3 | ICU Room 3111 |  |  |  |  | REGULATORS, SUCTION | Regulator, Vacuum | REGULATORVACUUM-Ohio Medical-6-1251 | REGULATORVACUUM | 6-1251 |  |  |  | Ohio Medical | Regulator, Vacuum |  | REGULATORVACUUM-Ohio Medical-6-1251 |  |  |  |  | Covered PM Repair - Biomedical | MHHS-Woodlands | [8 empty] | REGULATORVACUUM | Regulator, Vacuum | Ohio Medical
NO | YES |  |  |  | 029-32257 | 029-32257 | Ohio Medical Corporation | 6-1251 |  | PSAY01935 | Woodlands-PCU3 | MHHS-Woodlands |  | Regulator, Vacuum |  | 029-32257 | 029-32257 | Woodlands | MHHS-Woodlands | Woodlands-PCU3 | ICU Room 3111 |  |  |  |  | REGULATORS, SUCTION | Regulator, Vacuum | REGULATORVACUUM-Ohio Medical-6-1251 | REGULATORVACUUM | 6-1251 |  |  |  | Ohio Medical | Regulator, Vacuum |  | REGULATORVACUUM-Ohio Medical-6-1251 |  |  |  |  | Covered PM Repair - Biomedical | MHHS-Woodlands | [8 empty] | REGULATORVACUUM | Regulator, Vacuum | Ohio Medical
NO | YES |  |  |  | 029-32258 | 029-32258 | Ohio Medical Corporation | 6-1251 |  | PSAY01936 | Woodlands-PCU3 | MHHS-Woodlands |  | Regulator, Vacuum |  | 029-32258 | 029-32258 | Woodlands | MHHS-Woodlands | Woodlands-PCU3 | ICU Room 3107 |  |  |  |  | REGULATORS, SUCTION | Regulator, Vacuum | REGULATORVACUUM-Ohio Medical-6-1251 | REGULATORVACUUM | 6-1251 |  |  |  | Ohio Medical | Regulator, Vacuum |  | REGULATORVACUUM-Ohio Medical-6-1251 |  |  |  |  | Covered PM Repair - Lab Analyzers/Anesth | MHHS-Woodlands | [8 empty] | REGULATORVACUUM | Regulator, Vacuum | Ohio Medical
NO | YES |  |  |  | 029-32259 | 029-32259 | Ohio Medical Corporation | 6-1251 |  | PSAY01930 | Woodlands-MICU | MHHS-Woodlands |  | Regulator, Vacuum |  | 029-32259 | 029-32259 | Woodlands | MHHS-Woodlands | Woodlands-MICU | Room 110 | 2/1/19 |  |  |  | REGULATORS, SUCTION | Regulator, Vacuum | REGULATORVACUUM-Ohio Medical-6-1251 | REGULATORVACUUM | 6-1251 |  |  |  | Ohio Medical | Regulator, Vacuum |  | REGULATORVACUUM-Ohio Medical-6-1251 |  |  |  |  | Covered PM Repair - Biomedical | MHHS-Woodlands | [8 empty] | REGULATORVACUUM | Regulator, Vacuum | Ohio Medical
NO | YES |  |  |  | 029-32262 | 029-32262 | Ohio Medical Corporation | 6-1251 |  | PSAY01937 | Woodlands-MICU | MHHS-Woodlands |  | Regulator, Vacuum |  | 029-32262 | 029-32262 | Woodlands | MHHS-Woodlands | Woodlands-MICU | Room 110 | 2/1/19 |  |  |  | REGULATORS, SUCTION | Regulator, Vacuum | REGULATORVACUUM-Ohio Medical-6-1251 | REGULATORVACUUM | 6-1251 |  |  |  | Ohio Medical | Regulator, Vacuum |  | REGULATORVACUUM-Ohio Medical-6-1251 |  |  |  |  | Covered PM Repair - Lab Analyzers/Anesth | MHHS-Woodlands | [8 empty] | REGULATORVACUUM | Regulator, Vacuum | Ohio Medical
NO | YES |  |  |  | 029-32263 | 029-32263 | Ohio Medical Corporation | 6-1251 |  | PSAY01992 | Woodlands-MICU | MHHS-Woodlands |  | Regulator, Vacuum |  | 029-32263 | 029-32263 | Woodland | MHHS-Woodlands | Woodlands-MICU | [5 empty] | REGULATORS, SUCTION | Regulator, Vacuum | REGULATORVACUUM-Ohio Medical-6-1251 | REGULATORVACUUM | 6-1251 |  |  |  | Ohio Medical | Regulator, Vacuum |  | REGULATORVACUUM-Ohio Medical-6-1251 |  |  |  |  | Covered PM Repair - Lab Analyzers/Anesth | MHHS-Woodlands | [8 empty] | REGULATORVACUUM | Regulator, Vacuum | Ohio Medical
YES | YES |  |  |  | 133-03388 | 133-03388 | Ohio Medical Corporation | 6-1251 |  | GFFK20617 | KATY - Biomed |  |  |  |  | 133-03388 | 133-03388 | Katy | Memorial Hermann Katy Hospital | KATY - Biomed | Biomed storage | [5 empty] | Regulator, Vacuum | REGULATORVACUUM-Ohio Medical-6-1251 | [23 empty] | REGULATORVACUUM | Regulator, Vacuum | Ohio Medical
YES | YES |  |  |  | 133-03483 | 133-03483 | Ohio Medical Corporation | 6-1251 |  | GFFK21078 | KATY - Biomed |  |  |  |  | 133-03483 | 133-03483 | Katy | Memorial Hermann Katy Hospital | KATY - Biomed | Biomed storage | [5 empty] | Regulator, Vacuum | REGULATORVACUUM-Ohio Medical-6-1251 | [23 empty] | REGULATORVACUUM | Regulator, Vacuum | Ohio Medical
YES | YES |  |  |  | 133-03335 | 133-03335 | Ohio Medical Corporation | 6-1251 |  | GFFK20574 | KATY - Biomed |  |  |  |  | 133-03335 | 133-03335 | Katy | Memorial Hermann Katy Hospital | KATY - Biomed | Biomed storage | 2/1/20 |  |  |  |  | Regulator, Vacuum | REGULATORVACUUM-Ohio Medical-6-1251 | [23 empty] | REGULATORVACUUM | Regulator, Vacuum | Ohio Medical
YES | YES |  |  |  | 133-03563 | 133-03563 | Ohio Medical Corporation | 6-1251 |  | GFFK21206 | KATY - Biomed |  |  |  |  | 133-03563 | 133-03563 | Katy | Memorial Hermann Katy Hospital | KATY - Biomed | Biomed storage | [5 empty] | Regulator, Vacuum | REGULATORVACUUM-Ohio Medical-6-1251 | [23 empty] | REGULATORVACUUM | Regulator, Vacuum | Ohio Medical
YES | YES |  |  |  | 133-01556 | 133-01556 | Ohio Medical Corporation | 6-1251 |  | GFFE30306 | KATY - Biomed |  |  |  |  | 133-01556 | 133-01556 | Katy | Memorial Hermann Katy Hospital | KATY - Biomed | Biomed storage | [5 empty] | Regulator, Vacuum | REGULATORVACUUM-Ohio Medical-6-1251 | [23 empty] | REGULATORVACUUM | Regulator, Vacuum | Ohio Medical
YES | YES |  |  |  | 133-03541 | 133-03541 | Ohio Medical Corporation | 6-1251 |  | BDLK00227 | KATY - Biomed |  |  |  |  | 133-03541 | 133-03541 | Katy | Memorial Hermann Katy Hospital | KATY - Biomed | Biomed storage | [5 empty] | Regulator, Vacuum | REGULATORVACUUM-Ohio Medical-6-1251 | [23 empty] | REGULATORVACUUM | Regulator, Vacuum | Ohio Medical
YES | YES |  |  |  | 133-03250 | 133-03250 | Ohio Medical Corporation | 6-1251 |  | GFFK21129 | KATY - Biomed |  |  |  |  | 133-03250 | 133-03250 | Katy | Memorial Hermann Katy Hospital | KATY - Biomed | Biomed storage | [5 empty] | Regulator, Vacuum | REGULATORVACUUM-Ohio Medical-6-1251 | [23 empty] | REGULATORVACUUM | Regulator, Vacuum | Ohio Medical
YES | YES |  |  |  | 133-02163 | 133-02163 | Ohio Medical Corporation | 6-1251 |  | GFFV21666 | KATY - Biomed |  |  |  |  | 133-02163 | 133-02163 | Katy | Memorial Hermann Katy Hospital | KATY - Biomed | Biomed storage | [5 empty] | Regulator, Vacuum | REGULATORVACUUM-OhmedaMedical-66-1251 | [23 empty] | REGULATORVACUUM | Regulator, Vacuum | Ohmeda Med
YES | YES |  |  |  | 133-02781 | 133-02781 | Ohio Medical Corporation | 6-1251 |  | GFFK10674 | KATY - Biomed |  |  |  |  | 133-02781 | 133-02781 | Katy | Memorial Hermann Katy Hospital | KATY - Biomed | Biomed storage | [5 empty] | Regulator, Vacuum | REGULATORVACUUM-Ohio Medical-6-1251 | [23 empty] | REGULATORVACUUM | Regulator, Vacuum | Ohio Medical
YES | YES |  |  |  | 133-03408 | 133-03408 | Ohio Medical Corporation | 6-1251 |  | GFFK21096 | KATY - Biomed |  |  |  |  | 133-03408 | 133-03408 | Katy | Memorial Hermann Katy Hospital | KATY - Biomed | Biomed storage | [5 empty] | Regulator, Vacuum | REGULATORVACUUM-Ohio Medical-6-1251 | [23 empty] | REGULATORVACUUM | Regulator, Vacuum | Ohio Medical
YES | YES | Serial Number Cnf |  |  | 133-03237 | 133-03237 | Ohio Medical Corporation | 6-1251 |  | CNF | KATY - ER |  |  |  |  | 133-03237 | 133-03237 | Katy | Memorial Hermann Katy Hospital | KATY - ER | EC 11 | [5 empty] | Regulator, Vacuum | REGULATORVACUUM-Ohio Medical-6-1251 | [23 empty] | REGULATORVACUUM | Regulator, Vacuum | Ohio Medical
YES | YES |  |  |  | 029-05370 | 029-05370 | Ohio Medical Corporation | 6-1251 |  |  | West Tower 3 |  |  |  |  | 029-05370 | 029-05370 | Woodlands | Memorial Hermann Hospital Woodlands | West Tower 3 | ICU Room 3107 |  |  |  | In use |  |  | REGULATORVACUUM-Ohio Medical-6-1251
NO | NO |  |  |  | 009-04548 |  | Ohio Medical Corporation | 6-1251 |  | GFFJ02489 | GH - ICU | MHHS-Greater Heights |  | Regulator, Vacuum |  | 009-04548 |  | Central & Greater Heights |  | GH - ICU | [5 empty] | REGULATORS, SUCTION |  | REGULATORVACUUM-Ohio Medical-6-1251 | REGULATORVACUUM | 6-1251 |  |  |  | Ohio Medical | Regulator, Vacuum |  | REGULATORVACUUM-Ohio Medical-6-1251 |  |  |  |  | Covered PM Repair - Biomedical | MHHS-Greater Heights
NO | NO |  |  |  | 009-04552 |  | Ohio Medical Corporation | 6-1251 |  | GFFJ02508 | GH - ICU | MHHS-Greater Heights |  | Regulator, Vacuum |  | 009-04552 |  | Central & Greater Heights |  | GH - ICU | [5 empty] | REGULATORS, SUCTION |  | REGULATORVACUUM-Ohio Medical-6-1251 | REGULATORVACUUM | 6-1251 |  |  |  | Ohio Medical | Regulator, Vacuum |  | REGULATORVACUUM-Ohio Medical-6-1251 |  |  |  |  | Covered PM Repair - Biomedical | MHHS-Greater Heights
NO | NO |  |  |  | JGGV14565 |  | Ohio Medical Corporation | 6-1251 |  | JGGV14565 | GH - ICU | MHHS-Greater Heights |  | Regulator, Vacuum |  | JGGV14565 |  | Central & Greater Heights |  | GH - ICU | [5 empty] | REGULATORS, SUCTION |  | REGULATORVACUUM-Ohio Medical-6-1251 | REGULATORVACUUM | 6-1251 |  |  |  | Ohio Medical | Regulator, Vacuum |  | REGULATORVACUUM-Ohio Medical-6-1251 |  |  |  |  | Covered PM Repair - Biomedical | MHHS-Greater Heights
NO | NO |  |  |  | 133-03276 |  | Ohio Medical Corporation | 6-1251 |  | GFFK21013 | KATY - CATH LAB | MHHS-Katy |  | Regulator, Vacuum |  | 133-03276 |  | Katy |  | KATY - CATH LAB | [5 empty] | REGULATORS, SUCTION |  | REGULATORVACUUM-Ohio Medical-6-1251 | REGULATORVACUUM | 6-1251 |  |  |  | Ohio Medical | Regulator, Vacuum |  | REGULATORVACUUM-Ohio Medical-6-1251 |  |  |  |  | Covered PM Repair - Biomedical | MHHS-Katy
NO | NO |  |  |  | 133-03404 |  | Ohio Medical Corporation | 6-1251 |  | GFFK21004 | KATY - CATH LAB | MHHS-Katy |  | Regulator, Vacuum |  | 133-03404 |  | Katy |  | KATY - CATH LAB | [5 empty] | REGULATORS, SUCTION |  | REGULATORVACUUM-Ohio Medical-6-1251 | REGULATORVACUUM | 6-1251 |  |  |  | Ohio Medical | Regulator, Vacuum |  | REGULATORVACUUM-Ohio Medical-6-1251 |  |  |  |  | Covered PM Repair - Biomedical | MHHS-Katy
NO | NO |  |  |  | 133-03261 |  | Ohio Medical Corporation | 6-1251 |  | GFFK21028 | KATY - ER | MHHS-Katy |  | Regulator, Vacuum |  | 133-03261 |  | Katy |  | KATY - ER | [5 empty] | REGULATORS, SUCTION |  | REGULATORVACUUM-Ohio Medical-6-1251 | REGULATORVACUUM | 6-1251 |  |  |  | Ohio Medical | Regulator, Vacuum |  | REGULATORVACUUM-Ohio Medical-6-1251 |  |  |  |  | Covered PM Repair - Biomedical | MHHS-Katy
NO | NO | [5 empty] | Ohio Medical Corporation | 6-1251 |  | GFFK11088 | NE - CENTRAL SUPPLY | MHHS-Northeast |  | Regulator, Vacuum |  |  |  | Katy |  | NE - CENTRAL SUPPLY | [5 empty] | REGULATORS, SUCTION |  | REGULATORVACUUM-Ohio Medical-6-1251 | REGULATORVACUUM | 6-1251 |  |  |  | Ohio Medical | Regulator, Vacuum |  | REGULATORVACUUM-Ohio Medical-6-1251 |  |  |  |  | Covered PM Repair - Lab Analyzers/Anesth | MHHS-Northeast
NO | NO | [5 empty] | Ohio Medical Corporation | 6-1251 |  | GFFK11082 | NE - CENTRAL SUPPLY | MHHS-Northeast |  | Regulator, Vacuum |  |  |  | Katy |  | NE - CENTRAL SUPPLY | [5 empty] | REGULATORS, SUCTION |  | REGULATORVACUUM-Ohio Medical-6-1251 | REGULATORVACUUM | 6-1251 |  |  |  | Ohio Medical | Regulator, Vacuum |  | REGULATORVACUUM-Ohio Medical-6-1251 |  |  |  |  | Covered PM Repair - Lab Analyzers/Anesth | MHHS-Northeast
NO | NO |  |  |  | 005-11608 |  | Ohio Medical Corporation | 6-1251 |  | JGGU08021 | SE - CENTRAL SUPPLY | MHHS-Southeast |  | Regulator, Vacuum |  | 005-11608 |  | Southeast & Bay Area |  | SE - CENTRAL SUPPLY | [5 empty] | REGULATORS, SUCTION |  | REGULATORVACUUM-Ohio Medical-6-1251 | REGULATORVACUUM | 6-1251 |  |  |  | Ohio Medical | Regulator, Vacuum |  | REGULATORVACUUM-Ohio Medical-6-1251 |  |  |  |  | Covered PM Repair - Lab Analyzers/Anesth | MHHS-Southeast
NO | NO |  |  |  | 005-11610 |  | Ohio Medical Corporation | 6-1251 |  | JGGU08023 | SE - CENTRAL SUPPLY | MHHS-Southeast |  | Regulator, Vacuum |  | 005-11610 |  | Southeast & Bay Area |  | SE - CENTRAL SUPPLY | [5 empty] | REGULATORS, SUCTION |  | REGULATORVACUUM-Ohio Medical-6-1251 | REGULATORVACUUM | 6-1251 |  |  |  | Ohio Medical | Regulator, Vacuum |  | REGULATORVACUUM-Ohio Medical-6-1251 |  |  |  |  | Covered PM Repair - Lab Analyzers/Anesth | MHHS-Southeast
NO | NO |  |  |  | 005-05620 |  | Ohio Medical Corporation | 6-1251 |  | GFFK07345 | SE - OR | MHHS-Southeast |  | Regulator, Vacuum |  | 005-05620 |  | Southeast & Bay Area |  | SE - OR | [5 empty] | REGULATORS, SUCTION |  | REGULATORVACUUM-Ohio Medical-6-1251 | REGULATORVACUUM | 6-1251 |  |  |  | Ohio Medical | Regulator, Vacuum |  | REGULATORVACUUM-Ohio Medical-6-1251 |  |  |  |  | Covered PM Repair - Lab Analyzers/Anesth | MHHS-Southeast
NO | NO |  |  |  | GFFS00891 |  | Ohio Medical Corporation | 6-1251 |  | GFFS00891 | SE - OR | MHHS-Southeast |  | Regulator, Vacuum |  | GFFS00891 |  | Southeast & Bay Area |  | SE - OR | [5 empty] | REGULATORS, SUCTION |  | REGULATORVACUUM-Ohio Medical-6-1251 | REGULATORVACUUM | 6-1251 |  |  |  | Ohio Medical | Regulator, Vacuum |  | REGULATORVACUUM-Ohio Medical-6-1251 |  |  |  |  | Covered PM Repair - Lab Analyzers/Anesth | MHHS-Southeast
NO | NO |  |  |  | GFFS00892 |  | Ohio Medical Corporation | 6-1251 |  | GFFS00892 | SE - OR | MHHS-Southeast |  | Regulator, Vacuum |  | GFFS00892 |  | Southeast & Bay Area |  | SE - OR | [5 empty] | REGULATORS, SUCTION |  | REGULATORVACUUM-Ohio Medical-6-1251 | REGULATORVACUUM | 6-1251 |  |  |  | Ohio Medical | Regulator, Vacuum |  | REGULATORVACUUM-Ohio Medical-6-1251 |  |  |  |  | Covered PM Repair - Biomedical | MHHS-Southeast
NO | NO |  |  |  | 069-20347 |  | Ohio Medical Corporation | 6-1251 |  | GFFH25399 | TMC - MHTMC - CENTRAL SUPPLY | MHHS-TMC |  | Regulator, Vacuum |  | 069-20347 |  | TMC |  | TMC - MHTMC - CENTRAL SUPPLY | [5 empty] | REGULATORS, SUCTION |  | REGULATORVACUUM-Ohio Medical-6-1251 | REGULATORVACUUM | 6-1251 |  |  |  | Ohio Medical | Regulator, Vacuum |  | REGULATORVACUUM-Ohio Medical-6-1251 |  |  |  |  | Covered PM Repair - Biomedical | MHHS-TMC
NO | NO |  |  |  | GFFC04870 |  | Ohio Medical Corporation | 6-1251 |  | GFFC04870 | TMC - MHTMC - CENTRAL SUPPLY | MHHS-TMC |  | Regulator, Vacuum |  | GFFC04870 |  | TMC |  | TMC - MHTMC - CENTRAL SUPPLY | [5 empty] | REGULATORS, SUCTION |  | REGULATORVACUUM-Ohio Medical-6-1251 | REGULATORVACUUM | 6-1251 |  |  |  | Ohio Medical | Regulator, Vacuum |  | REGULATORVACUUM-Ohio Medical-6-1251 |  |  |  |  | Not Covered Vendor Only - Lab Ana/Anes | MHHS-TMC
NO | NO |  |  |  | GFFG32031 |  | Ohio Medical Corporation | 6-1251 |  | GFFG32031 | TMC - MHTMC - CENTRAL SUPPLY | MHHS-TMC |  | Regulator, Vacuum |  | GFFG32031 |  | TMC |  | TMC - MHTMC - CENTRAL SUPPLY | [5 empty] | REGULATORS, SUCTION |  | REGULATORVACUUM-Ohio Medical-6-1251 | REGULATORVACUUM | 6-1251 |  |  |  | Ohio Medical | Regulator, Vacuum |  | REGULATORVACUUM-Ohio Medical-6-1251 |  |  |  |  | Not Covered Vendor Only - Lab Ana/Anes | MHHS-TMC
NO | NO |  |  |  | JGGN00089 |  | Ohio Medical Corporation | 6-1251 |  | JGGN00089 | TMC - MHTMC - CENTRAL SUPPLY (OLD) | MHHS-TMC |  | Regulator, Vacuum |  | JGGN00089 |  | TMC |  | TMC - MHTMC - CENTRAL SUPPLY (OLD) | [5 empty] | REGULATORS, SUCTION |  | REGULATORVACUUM-Ohio Medical-6-1251 | REGULATORVACUUM | 6-1251 |  |  |  | Ohio Medical | Regulator, Vacuum |  | REGULATORVACUUM-Ohio Medical-6-1251 |  |  |  |  | Not Covered Vendor Only - Rad, High End | MHHS-TMC
NO | NO |  |  |  | JGGN00089 |  | Ohio Medical Corporation | 6-1251 |  | JGGN00089 | TMC - MHTMC - CENTRAL SUPPLY (OLD) | MHHS-TMC |  | Regulator, Vacuum |  | JGGN00089 |  | TMC |  | TMC - MHTMC - CENTRAL SUPPLY (OLD) | [5 empty] | REGULATORS, SUCTION |  | REGULATORVACUUM-Ohio Medical-6-1251 | REGULATORVACUUM | 6-1251 |  |  |  | Ohio Medical | Regulator, Vacuum |  | REGULATORVACUUM-Ohio Medical-6-1251 |  |  |  |  | Not Covered Vendor Only - Lab Ana/Anes | MHHS-TMC
NO | NO |  |  |  | JGGN04519 |  | Ohio Medical Corporation | 6-1251 |  | JGGN04519 | TMC - MHTMC - CENTRAL SUPPLY (OLD) | MHHS-TMC |  | Regulator, Vacuum |  | JGGN04519 |  | TMC |  | TMC - MHTMC - CENTRAL SUPPLY (OLD) | [5 empty] | REGULATORS, SUCTION |  | REGULATORVACUUM-Ohio Medical-6-1251 | REGULATORVACUUM | 6-1251 |  |  |  | Ohio Medical | Regulator, Vacuum |  | REGULATORVACUUM-Ohio Medical-6-1251 |  |  |  |  | Not Covered Vendor Only - Lab Ana/Anes | MHHS-TMC
NO | NO |  |  |  | JGGQ09615 |  | Ohio Medical Corporation | 6-1251 |  | JGGQ09615 | TMC - MHTMC - CENTRAL SUPPLY (OLD) | MHHS-TMC |  | Regulator, Vacuum |  | JGGQ09615 |  | TMC |  | TMC - MHTMC - CENTRAL SUPPLY (OLD) | [5 empty] | REGULATORS, SUCTION |  | REGULATORVACUUM-Ohio Medical-6-1251 | REGULATORVACUUM | 6-1251 |  |  |  | Ohio Medical | Regulator, Vacuum |  | REGULATORVACUUM-Ohio Medical-6-1251 |  |  |  |  | Covered PM Repair - Biomedical | MHHS-TMC
NO | NO |  |  |  | JGGS02450 |  | Ohio Medical Corporation | 6-1251 |  | JGGS02450 | TMC - MHTMC - CENTRAL SUPPLY (OLD) | MHHS-TMC |  | Regulator, Vacuum |  | JGGS02450 |  | TMC |  | TMC - MHTMC - CENTRAL SUPPLY (OLD) | [5 empty] | REGULATORS, SUCTION |  | REGULATORVACUUM-Ohio Medical-6-1251 | REGULATORVACUUM | 6-1251 |  |  |  | Ohio Medical | Regulator, Vacuum |  | REGULATORVACUUM-Ohio Medical-6-1251 |  |  |  |  | Covered PM Repair - Biomedical | MHHS-TMC
NO | NO |  |  |  | JGGS02461 |  | Ohio Medical Corporation | 6-1251 |  | JGGS02461 | TMC - MHTMC - CENTRAL SUPPLY (OLD) | MHHS-TMC |  | Regulator, Vacuum |  | JGGS02461 |  | TMC |  | TMC - MHTMC - CENTRAL SUPPLY (OLD) | [5 empty] | REGULATORS, SUCTION |  | REGULATORVACUUM-Ohio Medical-6-1251 | REGULATORVACUUM | 6-1251 |  |  |  | Ohio Medical | Regulator, Vacuum |  | REGULATORVACUUM-Ohio Medical-6-1251 |  |  |  |  | Covered PM Repair - Biomedical | MHHS-TMC
NO | NO |  |  |  | JGGS2461 |  | Ohio Medical Corporation | 6-1251 |  | JGGS2461 | TMC - MHTMC - CENTRAL SUPPLY (OLD) | MHHS-TMC |  | Regulator, Vacuum |  | JGGS2461 |  | TMC |  | TMC - MHTMC - CENTRAL SUPPLY (OLD) | [5 empty] | REGULATORS, SUCTION |  | REGULATORVACUUM-Ohio Medical-6-1251 | REGULATORVACUUM | 6-1251 |  |  |  | Ohio Medical | Regulator, Vacuum |  | REGULATORVACUUM-Ohio Medical-6-1251 |  |  |  |  | Not Covered Vendor Only - Lab Ana/Anes | MHHS-TMC
NO | NO |  |  |  | JGGU06969 |  | Ohio Medical Corporation | 6-1251 |  | JGGU06969 | TMC - MHTMC - CENTRAL SUPPLY (OLD) | MHHS-TMC |  | Regulator, Vacuum |  | JGGU06969 |  | TMC |  | TMC - MHTMC - CENTRAL SUPPLY (OLD) | [5 empty] | REGULATORS, SUCTION |  | REGULATORVACUUM-Ohio Medical-6-1251 | REGULATORVACUUM | 6-1251 |  |  |  | Ohio Medical | Regulator, Vacuum |  | REGULATORVACUUM-Ohio Medical-6-1251 |  |  |  |  | Covered PM Repair - Lab Analyzers/Anesth | MHHS-TMC
NO | NO |  |  |  | JGGV20475 |  | Ohio Medical Corporation | 6-1251 |  | JGGV20475 | TMC - MHTMC - CENTRAL SUPPLY (OLD) | MHHS-TMC |  | Regulator, Vacuum |  | JGGV20475 |  | TMC |  | TMC - MHTMC - CENTRAL SUPPLY (OLD) | [5 empty] | REGULATORS, SUCTION |  | REGULATORVACUUM-Ohio Medical-6-1251 | REGULATORVACUUM | 6-1251 |  |  |  | Ohio Medical | Regulator, Vacuum |  | REGULATORVACUUM-Ohio Medical-6-1251 |  |  |  |  | Not Covered Vendor Only - Lab Ana/Anes | MHHS-TMC
NO | NO |  |  |  | 029-32077 |  | Ohio Medical Corporation | 6-1251 |  | PSAX04794 | WOODLANDS - ICU | MHHS-Woodlands |  | Regulator, Vacuum |  | 029-32077 |  | Woodlands |  | WOODLANDS - ICU | [5 empty] | REGULATORS, SUCTION |  | REGULATORVACUUM-Ohio Medical-6-1251 | REGULATORVACUUM | 6-1251 |  |  |  | Ohio Medical | Regulator, Vacuum |  | REGULATORVACUUM-Ohio Medical-6-1251 |  |  |  |  | Not Covered Vendor Only - Biomedical | MHHS-Woodlands
NO | NO |  |  |  | 029-32255 |  | Ohio Medical Corporation | 6-1251 |  | PSAY01929 | WOODLANDS - MICU | MHHS-Woodlands |  | Regulator, Vacuum |  | 029-32255 |  | Woodlands |  | WOODLANDS - MICU | [5 empty] | REGULATORS, SUCTION |  | REGULATORVACUUM-Ohio Medical-6-1251 | REGULATORVACUUM | 6-1251 |  |  |  | Ohio Medical | Regulator, Vacuum |  | REGULATORVACUUM-Ohio Medical-6-1251 |  |  |  |  | Not Covered Vendor Only - Lab Ana/Anes | MHHS-Woodlands
NO | NO |  |  |  | 029-32264 |  | Ohio Medical Corporation | 6-1251 |  | PSAY01993 | WOODLANDS - MICU | MHHS-Woodlands |  | Regulator, Vacuum |  | 029-32264 |  | Woodlands |  | WOODLANDS - MICU | [5 empty] | REGULATORS, SUCTION |  | REGULATORVACUUM-Ohio Medical-6-1251 | REGULATORVACUUM | 6-1251 |  |  |  | Ohio Medical | Regulator, Vacuum |  | REGULATORVACUUM-Ohio Medical-6-1251 |  |  |  |  | Covered PM Repair - Biomedical | MHHS-Woodlands
NO | NO | [5 empty] | Ohio Medical Corporation | 6701-1224-905 |  | GEEZ08724 | WOODLANDS - CARDIOPULMONARY | MHHS-Woodlands | [5 empty] | Woodlands |  | WOODLANDS - CARDIOPULMONARY | [5 empty] | FLOWMETERS, GAS |  | .needs class |  |  |  |  | .needs class | Ohio Medical | [7 empty] | Covered PM Repair - Biomedical | MHHS-Woodlands
NO | YES |  |  |  | 005-08536 | 005-08536 | Ohio Medical Corporation | 6701-1251-905 |  | JGGP12966 | SE- Central Supply | MHHS-Southeast |  |  |  | 005-08536 | 005-08536 | Southeast | Memorial Hermann Southeast Hospital | SE- Central Supply | Family Life RM 414 |  |  |  |  | REGULATORS, SUCTION |  | ASPIRATORSUCTPUMP-Datex-Ohmeda-S-6701-1251 |  |  |  |  | ASPIRATORSUCTPUMP-Datex-Ohmeda-S-6701-1251 | Ohio Medical | [7 empty] | Covered PM Repair - Biomedical | MHHS-Southeast
NO | YES |  |  |  | 005-08540 | 005-08540 | Ohio Medical Corporation | 6701-1251-905 |  | JGGP13034 | SE-OR | MHHS-Southeast |  |  |  | 005-08540 | 005-08540 | Southeast | MHHS-Southeast | SE-OR | Clean supply |  |  |  |  | REGULATORS, SUCTION |  | ASPIRATORSUCTPUMP-Datex-Ohmeda-S-6701-1251 |  |  |  |  | ASPIRATORSUCTPUMP-Datex-Ohmeda-S-6701-1251 | Ohio Medical | [7 empty] | Covered PM Repair - Biomedical | MHHS-Southeast
NO | YES |  |  |  | 005-08541 | 005-08541 | Ohio Medical Corporation | 6701-1251-905 |  | JGGP13035 | SE- Central Supply | MHHS-Southeast |  |  |  | 005-08541 | 005-08541 | Southeast | Memorial Hermann Southeast Hospital | SE- Central Supply | Family Life RM 412 |  |  |  |  | REGULATORS, SUCTION |  | ASPIRATORSUCTPUMP-Datex-Ohmeda-S-6701-1251 |  |  |  |  | ASPIRATORSUCTPUMP-Datex-Ohmeda-S-6701-1251 | Ohio Medical | [7 empty] | No Coverage Specified | MHHS-Southeast
NO | YES |  |  |  | 005-08543 | 005-08543 | Ohio Medical Corporation | 6701-1251-905 |  | JGGP12958 | SE-Nurse Call | MHHS-Southeast |  |  |  | 005-08543 | 005-08543 | Southeast | MHHS-Southeast | SE-Nurse Call | Biomed |  |  |  |  | REGULATORS, SUCTION |  | ASPIRATORSUCTPUMP-Datex-Ohmeda-S-6701-1251 |  |  |  |  | ASPIRATORSUCTPUMP-Datex-Ohmeda-S-6701-1251 | Ohio Medical | [7 empty] | Covered PM Repair - Biomedical | MHHS-Southeast
NO | YES |  |  |  | 005-08544 | 005-08544 | Ohio Medical Corporation | 6701-1251-905 |  | JGGP12963 | SE-Unit 4B (Women'S Services) | MHHS-Southeast |  |  |  | 005-08544 | 005-08544 | Southeast | MHHS-Southeast | SE-Unit 4B (Women'S Services) | [5 empty] | REGULATORS, SUCTION |  | ASPIRATORSUCTPUMP-Datex-Ohmeda-S-6701-1251 |  |  |  |  | ASPIRATORSUCTPUMP-Datex-Ohmeda-S-6701-1251 | Ohio Medical | [7 empty] | Covered PM Repair - Biomedical | MHHS-Southeast
NO | NO |  |  |  | 009-02959 |  | Ohio Medical Corporation | 6701-1251-905 |  | GFHG04672 | GH - CENTRAL SUPPLY | MHHS-Greater Heights |  |  |  | 009-02959 |  | Central & Greater Heights |  | GH - CENTRAL SUPPLY | [5 empty] | REGULATORS, SUCTION |  | ASPIRATORSUCTPUMP-Datex-Ohmeda-S-6701-1251 |  |  |  |  | ASPIRATORSUCTPUMP-Datex-Ohmeda-S-6701-1251 | Ohio Medical | [7 empty] | Covered PM Repair - Biomedical | MHHS-Greater Heights
NO | NO | [5 empty] | Ohio Medical Corporation | 6701-1251-905 |  | GFFU03459 | GH - ER | MHHS-Greater Heights | [5 empty] | Central & Greater Heights |  | GH - ER | [5 empty] | REGULATORS, SUCTION |  | ASPIRATORSUCTPUMP-Datex-Ohmeda-S-6701-1251 |  |  |  |  | ASPIRATORSUCTPUMP-Datex-Ohmeda-S-6701-1251 | Ohio Medical | [7 empty] | Covered PM Repair - Biomedical | MHHS-Greater Heights
NO | NO | [5 empty] | Ohio Medical Corporation | 6701-1251-905 |  | GFFU03461 | GH - ER | MHHS-Greater Heights | [5 empty] | Central & Greater Heights |  | GH - ER | [5 empty] | REGULATORS, SUCTION |  | ASPIRATORSUCTPUMP-Datex-Ohmeda-S-6701-1251 |  |  |  |  | ASPIRATORSUCTPUMP-Datex-Ohmeda-S-6701-1251 | Ohio Medical | [7 empty] | No Coverage Specified | MHHS-Greater Heights
NO | NO | [5 empty] | Ohio Medical Corporation | 6701-1251-905 |  | GFFU03462 | GH - ER | MHHS-Greater Heights | [5 empty] | Central & Greater Heights |  | GH - ER | [5 empty] | REGULATORS, SUCTION |  | ASPIRATORSUCTPUMP-Datex-Ohmeda-S-6701-1251 |  |  |  |  | ASPIRATORSUCTPUMP-Datex-Ohmeda-S-6701-1251 | Ohio Medical | [7 empty] | Covered PM Repair - Biomedical | MHHS-Greater Heights
NO | NO | [5 empty] | Ohio Medical Corporation | 6701-1251-905 |  | GFFU03460 | GH - ER | MHHS-Greater Heights | [5 empty] | Central & Greater Heights |  | GH - ER | [5 empty] | REGULATORS, SUCTION |  | ASPIRATORSUCTPUMP-Datex-Ohmeda-S-6701-1251 |  |  |  |  | ASPIRATORSUCTPUMP-Datex-Ohmeda-S-6701-1251 | Ohio Medical | [7 empty] | Covered PM Repair - Biomedical | MHHS-Greater Heights
NO | NO |  |  |  | JGGV03092 |  | Ohio Medical Corporation | 6701-1251-905 |  | JGGV03092 | SE - UNIT 1A (OBSERVATION) | MHHS-Southeast |  |  |  | JGGV03092 |  | Southeast & Bay Area |  | SE - UNIT 1A (OBSERVATION) | [5 empty] | REGULATORS, SUCTION |  | ASPIRATORSUCTPUMP-Datex-Ohmeda-S-6701-1251 |  |  |  |  | ASPIRATORSUCTPUMP-Datex-Ohmeda-S-6701-1251 | Ohio Medical | [7 empty] | Covered PM Repair - Biomedical | MHHS-Southeast
NO | NO |  |  |  | JGGV03083 |  | Ohio Medical Corporation | 6701-1251-905 |  | JGGV03083 | SE - UNIT 1B (MED/SURG) | MHHS-Southeast |  |  |  | JGGV03083 |  | Southeast & Bay Area |  | SE - UNIT 1B (MED/SURG) | [5 empty] | REGULATORS, SUCTION |  | ASPIRATORSUCTPUMP-Datex-Ohmeda-S-6701-1251 |  |  |  |  | ASPIRATORSUCTPUMP-Datex-Ohmeda-S-6701-1251 | Ohio Medical | [7 empty] | Covered PM Repair - Biomedical | MHHS-Southeast
NO | NO |  |  |  | PSAX11111 |  | Ohio Medical Corporation | 6701-1251-905 |  | PSAX11111 | SE - UNIT 3A (IMU) | MHHS-Southeast |  |  |  | PSAX11111 |  | Southeast & Bay Area |  | SE - UNIT 3A (IMU) | [5 empty] | REGULATORS, SUCTION |  | ASPIRATORSUCTPUMP-Datex-Ohmeda-S-6701-1251 |  |  |  |  | ASPIRATORSUCTPUMP-Datex-Ohmeda-S-6701-1251 | Ohio Medical | [7 empty] | Covered PM Repair - Biomedical | MHHS-Southeast
NO | NO |  |  |  | PSAX11112 |  | Ohio Medical Corporation | 6701-1251-905 |  |  | SE - UNIT 3A (IMU) | MHHS-Southeast |  |  |  | PSAX11112 |  | Southeast & Bay Area |  | SE - UNIT 3A (IMU) | [5 empty] | REGULATORS, SUCTION |  | ASPIRATORSUCTPUMP-Datex-Ohmeda-S-6701-1251 |  |  |  |  | ASPIRATORSUCTPUMP-Datex-Ohmeda-S-6701-1251 | Ohio Medical | [7 empty] | Covered PM Repair - Biomedical | MHHS-Southeast
NO | NO |  |  |  | PSAX11113 |  | Ohio Medical Corporation | 6701-1251-905 |  | PSAX11113 | SE - UNIT 3A (IMU) | MHHS-Southeast |  |  |  | PSAX11113 |  | Southeast & Bay Area |  | SE - UNIT 3A (IMU) | [5 empty] | REGULATORS, SUCTION |  | ASPIRATORSUCTPUMP-Datex-Ohmeda-S-6701-1251 |  |  |  |  | ASPIRATORSUCTPUMP-Datex-Ohmeda-S-6701-1251 | Ohio Medical | [7 empty] | Covered PM Repair - Biomedical | MHHS-Southeast
NO | NO |  |  |  | PSAX11114 |  | Ohio Medical Corporation | 6701-1251-905 |  | PSAX11114 | SE - UNIT 3A (IMU) | MHHS-Southeast |  |  |  | PSAX11114 |  | Southeast & Bay Area |  | SE - UNIT 3A (IMU) | [5 empty] | REGULATORS, SUCTION |  | ASPIRATORSUCTPUMP-Datex-Ohmeda-S-6701-1251 |  |  |  |  | ASPIRATORSUCTPUMP-Datex-Ohmeda-S-6701-1251 | Ohio Medical | [7 empty] | Covered PM Repair - Biomedical | MHHS-Southeast
NO | NO |  |  |  | PSAX11115 |  | Ohio Medical Corporation | 6701-1251-905 |  | PSAX11115 | SE - UNIT 3A (IMU) | MHHS-Southeast |  |  |  | PSAX11115 |  | Southeast & Bay Area |  | SE - UNIT 3A (IMU) | [5 empty] | REGULATORS, SUCTION |  | ASPIRATORSUCTPUMP-Datex-Ohmeda-S-6701-1251 |  |  |  |  | ASPIRATORSUCTPUMP-Datex-Ohmeda-S-6701-1251 | Ohio Medical | [7 empty] | Covered PM Repair - Biomedical | MHHS-Southeast
NO | NO |  |  |  | PSAX11116 |  | Ohio Medical Corporation | 6701-1251-905 |  |  | SE - UNIT 3A (IMU) | MHHS-Southeast |  |  |  | PSAX11116 |  | Southeast & Bay Area |  | SE - UNIT 3A (IMU) | [5 empty] | REGULATORS, SUCTION |  | ASPIRATORSUCTPUMP-Datex-Ohmeda-S-6701-1251 |  |  |  |  | ASPIRATORSUCTPUMP-Datex-Ohmeda-S-6701-1251 | Ohio Medical | [7 empty] | Covered PM Repair - Biomedical | MHHS-Southeast
NO | NO |  |  |  | PSAX11117 |  | Ohio Medical Corporation | 6701-1251-905 |  | PSAX11117 | SE - UNIT 3A (IMU) | MHHS-Southeast |  |  |  | PSAX11117 |  | Southeast & Bay Area |  | SE - UNIT 3A (IMU) | [5 empty] | REGULATORS, SUCTION |  | ASPIRATORSUCTPUMP-Datex-Ohmeda-S-6701-1251 |  |  |  |  | ASPIRATORSUCTPUMP-Datex-Ohmeda-S-6701-1251 | Ohio Medical | [7 empty] | Covered PM Repair - Biomedical | MHHS-Southeast
NO | NO |  |  |  | PSAX11118 |  | Ohio Medical Corporation | 6701-1251-905 |  | PSAX11118 | SE - UNIT 3A (IMU) | MHHS-Southeast |  |  |  | PSAX11118 |  | Southeast & Bay Area |  | SE - UNIT 3A (IMU) | [5 empty] | REGULATORS, SUCTION |  | ASPIRATORSUCTPUMP-Datex-Ohmeda-S-6701-1251 |  |  |  |  | ASPIRATORSUCTPUMP-Datex-Ohmeda-S-6701-1251 | Ohio Medical | [7 empty] | Covered PM Repair - Biomedical | MHHS-Southeast
NO | NO |  |  |  | PSAX11119 |  | Ohio Medical Corporation | 6701-1251-905 |  | PSAX11119 | SE - UNIT 3A (IMU) | MHHS-Southeast |  |  |  | PSAX11119 |  | Southeast & Bay Area |  | SE - UNIT 3A (IMU) | [5 empty] | REGULATORS, SUCTION |  | ASPIRATORSUCTPUMP-Datex-Ohmeda-S-6701-1251 |  |  |  |  | ASPIRATORSUCTPUMP-Datex-Ohmeda-S-6701-1251 | Ohio Medical | [7 empty] | Covered PM Repair - Biomedical | MHHS-Southeast
NO | NO |  |  |  | PSAX11120 |  | Ohio Medical Corporation | 6701-1251-905 |  | PSAX11120 | SE - UNIT 3A (IMU) | MHHS-Southeast |  |  |  | PSAX11120 |  | Southeast & Bay Area |  | SE - UNIT 3A (IMU) | [5 empty] | REGULATORS, SUCTION |  | ASPIRATORSUCTPUMP-Datex-Ohmeda-S-6701-1251 |  |  |  |  | ASPIRATORSUCTPUMP-Datex-Ohmeda-S-6701-1251 | Ohio Medical | [7 empty] | No Coverage Specified | MHHS-Southeast
NO | NO |  |  |  | CM-GFFC05356 |  | Ohio Medical Corporation | 6701-1251-905 |  | GFFC05356 | TMC - GI/ENDO - PEDI (GHP) | MHHS-TMC |  |  |  | CM-GFFC05356 |  | TMC |  | TMC - GI/ENDO - PEDI (GHP) | [5 empty] | REGULATORS, SUCTION |  | ASPIRATORSUCTPUMP-Datex-Ohmeda-S-6701-1251 |  |  |  |  | ASPIRATORSUCTPUMP-Datex-Ohmeda-S-6701-1251 | Ohio Medical | [7 empty] | Covered PM Repair - Biomedical | MHHS-TMC
NO | YES | Asset Tag 133-07110 |  |  | 133-07110 | 133-07110 | Ohio Medical Corporation | 6750-0024-907 |  | 187P09B | Katy-NICU | MHHS-Katy |  |  |  | 133-07110 | 133-07110 | Katy | MHHS-Katy | Katy-NICU |  | 5/17/19 |  |  |  | OXYGEN-AIR PROPORTIONERS |  | .needs class |  |  |  |  | .needs class | Ohio Medical |  |  |  |  | 9/15/17 | Finished from Script 3/27/2020 12:11:52pm (Central) |  | Covered PM Repair - Biomedical | MHHS-Katy
NO | YES |  |  |  | 133-07111 | 133-07111 | Ohio Medical Corporation | 6750-0024-907 |  | 187O09B | Katy-NICU | MHHS-Katy |  |  |  | 133-07111 | 133-07111 | Katy | MHHS-Katy | Katy-NICU | 305B | 6/1/19 | 6/1/20 |  |  | OXYGEN-AIR PROPORTIONERS |  | .needs class |  |  |  |  | .needs class | Ohio Medical |  |  |  |  | 9/15/17 |  |  | Covered PM Repair - Biomedical | MHHS-Katy
NO | YES |  |  |  | 133-07170 | 133-07170 | Ohio Medical Corporation | 6750-0024-907 |  | 217K09B | Katy-NICU | MHHS-Katy |  |  |  | 133-07170 | 133-07170 | Katy | MHHS-Katy | Katy-NICU | NICU 309 | 4/1/19 | 4/1/20 |  |  | OXYGEN-AIR PROPORTIONERS |  | .needs class |  |  |  |  | .needs class | Ohio Medical |  |  |  |  | 9/15/18 |  |  | Covered PM Repair - Biomedical | MHHS-Katy
NO | YES |  |  |  | 133-07178 | 133-07178 | Ohio Medical Corporation | 6750-0024-907 |  | 217H09B | Katy-NICU | MHHS-Katy |  |  |  | 133-07178 | 133-07178 | Katy | MHHS-Katy | Katy-NICU | NICU STORAGE | 6/1/19 | 6/1/20 |  |  | OXYGEN-AIR PROPORTIONERS |  | .needs class |  |  |  |  | .needs class | Ohio Medical | [7 empty] | Covered PM Repair - Biomedical | MHHS-Katy
NO | YES |  |  |  | 133-07179 | 133-07179 | Ohio Medical Corporation | 6750-0024-907 |  | 217L09B | Katy-Postpartum-2W | MHHS-Katy |  |  |  | 133-07179 | 133-07179 | Katy | MHHS-Katy | Katy-Postpartum-2W | Treatment room | 4/1/20 | 4/1/21 |  |  | OXYGEN-AIR PROPORTIONERS |  | .needs class |  |  |  |  | .needs class | Ohio Medical | [7 empty] | Covered PM Repair - Biomedical | MHHS-Katy
NO | YES |  |  |  | 133-07180 | 133-07180 | Ohio Medical Corporation | 6750-0024-907 |  | 217I09B | Katy-NICU | MHHS-Katy |  |  |  | 133-07180 | 133-07180 | Katy | MHHS-Katy | Katy-NICU | NICU 307 | 5/1/19 | 5/1/20 |  |  | OXYGEN-AIR PROPORTIONERS |  | .needs class |  |  |  |  | .needs class | Ohio Medical |  |  |  |  | 11/10/18 |  |  | Covered PM Repair - Biomedical | MHHS-Katy
NO | YES |  |  |  | 133-07172 | 133-07172 | Ohio Medical Corporation | 6750-0024-907 |  | 217J09B | Katy-Central Supply | MHHS-Katy |  |  |  | 133-07172 | 133-07172 | Katy | MHHS-Katy | Katy-Central Supply | Pediatrics | 4/1/19 | 4/1/20 |  |  | OXYGEN-AIR PROPORTIONERS |  | .needs class |  |  |  |  | .needs class | Ohio Medical |  |  |  |  | 11/10/18 |  |  | Covered PM Repair - Biomedical | MHHS-Katy
NO | YES | Serial Number 187M09B |  |  | 133-07109 | 133-07109 | Ohio Medical Corporation | 6750-0024-907 |  | 187M09B | Katy-NICU | MHHS-Katy |  |  |  | 133-07109 | 133-07109 | Katy | MHHS-Katy | Katy-NICU | NICU Storage | 4/1/19 | 4/1/20 |  |  | OXYGEN-AIR PROPORTIONERS |  | .needs class |  |  |  |  | .needs class | Ohio Medical |  |  |  |  | 12/4/18 |  |  | Covered PM Repair - Biomedical | MHHS-Katy
NO | NO |  |  |  | 133-07171 |  | Ohio Medical Corporation | 6750-0024-907 |  | 217G09B | KATY - NICU | MHHS-Katy |  |  |  | 133-07171 |  | Katy |  | KATY - NICU | [5 empty] | OXYGEN-AIR PROPORTIONERS |  | .needs class |  |  |  |  | .needs class | Ohio Medical | [7 empty] | Covered PM Repair - Biomedical | MHHS-Katy
NO | NO |  |  |  | CIDO000823 |  | Ohio Medical Corporation | 8701-1251-907 |  | CIDO000823 | TMC - CATH LAB - ADULT (2HVI) | MHHS-TMC |  |  |  | CIDO000823 |  | TMC |  | TMC - CATH LAB - ADULT (2HVI) | [5 empty] | REGULATORS, SUCTION |  | .needs class |  |  |  |  | .needs class | Ohio Medical | [7 empty] | Not Covered Vendor Only - Lab Ana/Anes | MHHS-TMC
NO | NO |  |  |  | CIDO000824 |  | Ohio Medical Corporation | 8701-1251-907 |  | CIDO000824 | TMC - CATH LAB - ADULT (2HVI) | MHHS-TMC |  |  |  | CIDO000824 |  | TMC |  | TMC - CATH LAB - ADULT (2HVI) | [5 empty] | REGULATORS, SUCTION |  | .needs class |  |  |  |  | .needs class | Ohio Medical | [7 empty] | Not Covered Vendor Only - Biomedical | MHHS-TMC
NO | NO |  |  |  | CIDO001115 |  | Ohio Medical Corporation | 8701-1251-907 |  | CIDO1115 | TMC - CATH LAB - ADULT (2HVI) | MHHS-TMC |  |  |  | CIDO001115 |  | TMC |  | TMC - CATH LAB - ADULT (2HVI) | [5 empty] | REGULATORS, SUCTION |  | .needs class |  |  |  |  | .needs class | Ohio Medical | [7 empty] | Not Covered Vendor Only - Lab Ana/Anes | MHHS-TMC
NO | NO |  |  |  | JGGM20772 |  | Ohio Medical Corporation | 8701-1251-907 |  | JGGM20772 | TMC - CATH LAB - PEDI (GHP) | MHHS-TMC |  |  |  | JGGM20772 |  | TMC |  | TMC - CATH LAB - PEDI (GHP) | [5 empty] | REGULATORS, SUCTION |  | .needs class |  |  |  |  | .needs class | Ohio Medical | [7 empty] | Covered PM Repair - Biomedical | MHHS-TMC
NO | NO |  |  |  | CM-JGGN02663 |  | Ohio Medical Corporation | 8701-1251-907 |  | JGGN02663 | TMC - HERMANN - COU (1R) | MHHS-TMC |  |  |  | CM-JGGN02663 |  | TMC |  | TMC - HERMANN - COU (1R) | [5 empty] | REGULATORS, SUCTION |  | .needs class |  |  |  |  | .needs class | Ohio Medical | [7 empty] | Covered PM Repair - Biomedical | MHHS-TMC
NO | NO |  |  |  | CM-JGGQ09595 |  | Ohio Medical Corporation | 8701-1251-907 |  | JGGQ09595 | TMC - HERMANN - COU (1R) | MHHS-TMC |  |  |  | CM-JGGQ09595 |  | TMC |  | TMC - HERMANN - COU (1R) | [5 empty] | REGULATORS, SUCTION |  | .needs class |  |  |  |  | .needs class | Ohio Medical | [7 empty] | Covered PM Repair - Biomedical | MHHS-TMC
NO | NO |  |  |  | CM-JGGQ09596 |  | Ohio Medical Corporation | 8701-1251-907 |  | JGGQ09596 | TMC - HERMANN - COU (1R) | MHHS-TMC |  |  |  | CM-JGGQ09596 |  | TMC |  | TMC - HERMANN - COU (1R) | [5 empty] | REGULATORS, SUCTION |  | .needs class |  |  |  |  | .needs class | Ohio Medical | [7 empty] | Covered PM Repair - Biomedical | MHHS-TMC
NO | NO |  |  |  | CM-JGGQ09622 |  | Ohio Medical Corporation | 8701-1251-907 |  | JGGQ09622 | TMC - HERMANN - COU (1R) | MHHS-TMC |  |  |  | CM-JGGQ09622 |  | TMC |  | TMC - HERMANN - COU (1R) | [5 empty] | REGULATORS, SUCTION |  | .needs class |  |  |  |  | .needs class | Ohio Medical | [7 empty] | Covered PM Repair - Biomedical | MHHS-TMC
NO | NO |  |  |  | CM-JGGT02540 |  | Ohio Medical Corporation | 8701-1251-907 |  | JGGT02540 | TMC - HERMANN - COU (1R) | MHHS-TMC |  |  |  | CM-JGGT02540 |  | TMC |  | TMC - HERMANN - COU (1R) | [5 empty] | REGULATORS, SUCTION |  | .needs class |  |  |  |  | .needs class | Ohio Medical | [7 empty] | Covered PM Repair - Biomedical | MHHS-TMC
NO | NO |  |  |  | CM-JGGT02541 |  | Ohio Medical Corporation | 8701-1251-907 |  | JGGT02541 | TMC - HERMANN - COU (1R) | MHHS-TMC |  |  |  | CM-JGGT02541 |  | TMC |  | TMC - HERMANN - COU (1R) | [5 empty] | REGULATORS, SUCTION |  | .needs class |  |  |  |  | .needs class | Ohio Medical | [7 empty] | Covered PM Repair - Biomedical | MHHS-TMC
NO | NO |  |  |  | CM-JGGT02544 |  | Ohio Medical Corporation | 8701-1251-907 |  | JGGT02544 | TMC - HERMANN - COU (1R) | MHHS-TMC |  |  |  | CM-JGGT02544 |  | TMC |  | TMC - HERMANN - COU (1R) | [5 empty] | REGULATORS, SUCTION |  | .needs class |  |  |  |  | .needs class | Ohio Medical | [7 empty] | Covered PM Repair - Biomedical | MHHS-TMC
NO | NO |  |  |  | CM-JGGT02545 |  | Ohio Medical Corporation | 8701-1251-907 |  | JGGT02545 | TMC - HERMANN - COU (1R) | MHHS-TMC |  |  |  | CM-JGGT02545 |  | TMC |  | TMC - HERMANN - COU (1R) | [5 empty] | REGULATORS, SUCTION |  | .needs class |  |  |  |  | .needs class | Ohio Medical | [7 empty] | Covered PM Repair - Biomedical | MHHS-TMC
NO | NO |  |  |  | CM-JGGT02547 |  | Ohio Medical Corporation | 8701-1251-907 |  | JGGT02547 | TMC - HERMANN - COU (1R) | MHHS-TMC |  |  |  | CM-JGGT02547 |  | TMC |  | TMC - HERMANN - COU (1R) | [5 empty] | REGULATORS, SUCTION |  | .needs class |  |  |  |  | .needs class | Ohio Medical | [7 empty] | Covered PM Repair - Biomedical | MHHS-TMC
NO | NO |  |  |  | CM-JGGT02549 |  | Ohio Medical Corporation | 8701-1251-907 |  | JGGT02549 | TMC - HERMANN - COU (1R) | MHHS-TMC |  |  |  | CM-JGGT02549 |  | TMC |  | TMC - HERMANN - COU (1R) | [5 empty] | REGULATORS, SUCTION |  | .needs class |  |  |  |  | .needs class | Ohio Medical | [7 empty] | Covered PM Repair - Biomedical | MHHS-TMC
NO | NO |  |  |  | CM-JGGT02550 |  | Ohio Medical Corporation | 8701-1251-907 |  | JGGT02550 | TMC - HERMANN - COU (1R) | MHHS-TMC |  |  |  | CM-JGGT02550 |  | TMC |  | TMC - HERMANN - COU (1R) | [5 empty] | REGULATORS, SUCTION |  | .needs class |  |  |  |  | .needs class | Ohio Medical | [7 empty] | Covered PM Repair - Biomedical | MHHS-TMC
NO | NO |  |  |  | CM-JGGT02551 |  | Ohio Medical Corporation | 8701-1251-907 |  | JGGT02551 | TMC - HERMANN - COU (1R) | MHHS-TMC |  |  |  | CM-JGGT02551 |  | TMC |  | TMC - HERMANN - COU (1R) | [5 empty] | REGULATORS, SUCTION |  | .needs class |  |  |  |  | .needs class | Ohio Medical | [7 empty] | Covered PM Repair - Biomedical | MHHS-TMC
NO | NO |  |  |  | CM-JGGT02552 |  | Ohio Medical Corporation | 8701-1251-907 |  | JGGT02552 | TMC - HERMANN - COU (1R) | MHHS-TMC |  |  |  | CM-JGGT02552 |  | TMC |  | TMC - HERMANN - COU (1R) | [5 empty] | REGULATORS, SUCTION |  | .needs class |  |  |  |  | .needs class | Ohio Medical | [7 empty] | Covered PM Repair - Biomedical | MHHS-TMC
NO | NO |  |  |  | CM-JGGT02553 |  | Ohio Medical Corporation | 8701-1251-907 |  | JGGT02553 | TMC - HERMANN - COU (1R) | MHHS-TMC |  |  |  | CM-JGGT02553 |  | TMC |  | TMC - HERMANN - COU (1R) | [5 empty] | REGULATORS, SUCTION |  | .needs class |  |  |  |  | .needs class | Ohio Medical | [7 empty] | Covered PM Repair - Biomedical | MHHS-TMC
NO | NO |  |  |  | JGGN02462 |  | Ohio Medical Corporation | 8701-1251-907 |  | JGGN02462 | TMC - JONES - HYPERBARIC/WOUND CARE (JG) | MHHS-TMC |  |  |  | JGGN02462 |  | TMC |  | TMC - JONES - HYPERBARIC/WOUND CARE (JG) | [5 empty] | REGULATORS, SUCTION |  | .needs class |  |  |  |  | .needs class | Ohio Medical | [7 empty] | Covered PM Repair - Biomedical | MHHS-TMC
NO | NO |  |  |  | JGGP00176 |  | Ohio Medical Corporation | 8701-1251-907 |  | JGGP00176 | TMC - JONES - HYPERBARIC/WOUND CARE (JG) | MHHS-TMC |  |  |  | JGGP00176 |  | TMC |  | TMC - JONES - HYPERBARIC/WOUND CARE (JG) | [5 empty] | REGULATORS, SUCTION |  | .needs class |  |  |  |  | .needs class | Ohio Medical | [7 empty] | Covered PM Repair - Biomedical | MHHS-TMC
NO | NO |  |  |  | JGGM27105 |  | Ohio Medical Corporation | 8701-1251-907 |  | JGGM27105 | TMC - MHTMC - CENTRAL SUPPLY (OLD) | MHHS-TMC |  |  |  | JGGM27105 |  | TMC |  | TMC - MHTMC - CENTRAL SUPPLY (OLD) | [5 empty] | REGULATORS, SUCTION |  | .needs class |  |  |  |  | .needs class | Ohio Medical | [7 empty] | Covered PM Repair - Biomedical | MHHS-TMC
NO | NO |  |  |  | JGGN00091 |  | Ohio Medical Corporation | 8701-1251-907 |  | JGGN00091 | TMC - MHTMC - CENTRAL SUPPLY (OLD) | MHHS-TMC |  |  |  | JGGN00091 |  | TMC |  | TMC - MHTMC - CENTRAL SUPPLY (OLD) | [5 empty] | REGULATORS, SUCTION |  | .needs class |  |  |  |  | .needs class | Ohio Medical | [7 empty] | Not Covered Vendor Only - Biomedical | MHHS-TMC
NO | NO |  |  |  | JGGN02693 |  | Ohio Medical Corporation | 8701-1251-907 |  | JGGN02693 | TMC - MHTMC - CENTRAL SUPPLY (OLD) | MHHS-TMC |  |  |  | JGGN02693 |  | TMC |  | TMC - MHTMC - CENTRAL SUPPLY (OLD) | [5 empty] | REGULATORS, SUCTION |  | .needs class |  |  |  |  | .needs class | Ohio Medical | [7 empty] | Covered PM Repair - Biomedical | MHHS-TMC
NO | NO |  |  |  | JGGN04621 |  | Ohio Medical Corporation | 8701-1251-907 |  | JGGN04621 | TMC - MHTMC - CENTRAL SUPPLY (OLD) | MHHS-TMC |  |  |  | JGGN04621 |  | TMC |  | TMC - MHTMC - CENTRAL SUPPLY (OLD) | [5 empty] | REGULATORS, SUCTION |  | .needs class |  |  |  |  | .needs class | Ohio Medical | [7 empty] | Covered PM Repair - Biomedical | MHHS-TMC
NO | NO |  |  |  | JGGN05570 |  | Ohio Medical Corporation | 8701-1251-907 |  | JGGN05570 | TMC - MHTMC - CENTRAL SUPPLY (OLD) | MHHS-TMC |  |  |  | JGGN05570 |  | TMC |  | TMC - MHTMC - CENTRAL SUPPLY (OLD) | [5 empty] | REGULATORS, SUCTION |  | .needs class |  |  |  |  | .needs class | Ohio Medical | [7 empty] | Covered PM Repair - Biomedical | MHHS-TMC
NO | NO |  |  |  | JGGN06560 |  | Ohio Medical Corporation | 8701-1251-907 |  | JGGN06560 | TMC - MHTMC - CENTRAL SUPPLY (OLD) | MHHS-TMC |  |  |  | JGGN06560 |  | TMC |  | TMC - MHTMC - CENTRAL SUPPLY (OLD) | [5 empty] | REGULATORS, SUCTION |  | .needs class |  |  |  |  | .needs class | Ohio Medical | [7 empty] | Covered PM Repair - Biomedical | MHHS-TMC
NO | NO |  |  |  | JGGN07977 |  | Ohio Medical Corporation | 8701-1251-907 |  | JGGN07977 | TMC - MHTMC - CENTRAL SUPPLY (OLD) | MHHS-TMC |  |  |  | JGGN07977 |  | TMC |  | TMC - MHTMC - CENTRAL SUPPLY (OLD) | [5 empty] | REGULATORS, SUCTION |  | .needs class |  |  |  |  | .needs class | Ohio Medical | [7 empty] | Covered PM Repair - Biomedical | MHHS-TMC
NO | NO |  |  |  | JGGN10503 |  | Ohio Medical Corporation | 8701-1251-907 |  | JGGN10503 | TMC - MHTMC - CENTRAL SUPPLY (OLD) | MHHS-TMC |  |  |  | JGGN10503 |  | TMC |  | TMC - MHTMC - CENTRAL SUPPLY (OLD) | [5 empty] | REGULATORS, SUCTION |  | .needs class |  |  |  |  | .needs class | Ohio Medical | [7 empty] | Covered PM Repair - Biomedical | MHHS-TMC
NO | NO |  |  |  | JGGN12498 |  | Ohio Medical Corporation | 8701-1251-907 |  | JGGN12498 | TMC - MHTMC - CENTRAL SUPPLY (OLD) | MHHS-TMC |  |  |  | JGGN12498 |  | TMC |  | TMC - MHTMC - CENTRAL SUPPLY (OLD) | [5 empty] | REGULATORS, SUCTION |  | .needs class |  |  |  |  | .needs class | Ohio Medical | [7 empty] | Covered PM Repair - Biomedical | MHHS-TMC
NO | NO |  |  |  | JGGN12500 |  | Ohio Medical Corporation | 8701-1251-907 |  | JGGN12500 | TMC - MHTMC - CENTRAL SUPPLY (OLD) | MHHS-TMC |  |  |  | JGGN12500 |  | TMC |  | TMC - MHTMC - CENTRAL SUPPLY (OLD) | [5 empty] | REGULATORS, SUCTION |  | .needs class |  |  |  |  | .needs class | Ohio Medical | [7 empty] | Covered PM Repair - Biomedical | MHHS-TMC
NO | NO |  |  |  | JGGN16839 |  | Ohio Medical Corporation | 8701-1251-907 |  | JGGN16839 | TMC - MHTMC - CENTRAL SUPPLY (OLD) | MHHS-TMC |  |  |  | JGGN16839 |  | TMC |  | TMC - MHTMC - CENTRAL SUPPLY (OLD) | [5 empty] | REGULATORS, SUCTION |  | .needs class |  |  |  |  | .needs class | Ohio Medical | [7 empty] | Covered PM Repair - Biomedical | MHHS-TMC
NO | NO |  |  |  | JGGP00177 |  | Ohio Medical Corporation | 8701-1251-907 |  | JGGP00177 | TMC - MHTMC - CENTRAL SUPPLY (OLD) | MHHS-TMC |  |  |  | JGGP00177 |  | TMC |  | TMC - MHTMC - CENTRAL SUPPLY (OLD) | [5 empty] | REGULATORS, SUCTION |  | .needs class |  |  |  |  | .needs class | Ohio Medical | [7 empty] | Covered PM Repair - Biomedical | MHHS-TMC
NO | NO |  |  |  | JGGP00178 |  | Ohio Medical Corporation | 8701-1251-907 |  | JGGP00178 | TMC - MHTMC - CENTRAL SUPPLY (OLD) | MHHS-TMC |  |  |  | JGGP00178 |  | TMC |  | TMC - MHTMC - CENTRAL SUPPLY (OLD) | [5 empty] | REGULATORS, SUCTION |  | .needs class |  |  |  |  | .needs class | Ohio Medical | [7 empty] | Covered PM Repair - Biomedical | MHHS-TMC
NO | NO |  |  |  | JGGP00180 |  | Ohio Medical Corporation | 8701-1251-907 |  | JGGP00180 | TMC - MHTMC - CENTRAL SUPPLY (OLD) | MHHS-TMC |  |  |  | JGGP00180 |  | TMC |  | TMC - MHTMC - CENTRAL SUPPLY (OLD) | [5 empty] | REGULATORS, SUCTION |  | .needs class |  |  |  |  | .needs class | Ohio Medical | [7 empty] | Covered PM Repair - Biomedical | MHHS-TMC
NO | NO |  |  |  | JGGP00181 |  | Ohio Medical Corporation | 8701-1251-907 |  | JGGP00181 | TMC - MHTMC - CENTRAL SUPPLY (OLD) | MHHS-TMC |  |  |  | JGGP00181 |  | TMC |  | TMC - MHTMC - CENTRAL SUPPLY (OLD) | [5 empty] | REGULATORS, SUCTION |  | .needs class |  |  |  |  | .needs class | Ohio Medical | [7 empty] | Covered PM Repair - Biomedical | MHHS-TMC
NO | NO |  |  |  | JGGQ09593 |  | Ohio Medical Corporation | 8701-1251-907 |  | JGGQ09593 | TMC - MHTMC - CENTRAL SUPPLY (OLD) | MHHS-TMC |  |  |  | JGGQ09593 |  | TMC |  | TMC - MHTMC - CENTRAL SUPPLY (OLD) | [5 empty] | REGULATORS, SUCTION |  | .needs class |  |  |  |  | .needs class | Ohio Medical | [7 empty] | Covered PM Repair - Biomedical | MHHS-TMC
NO | NO |  |  |  | JGGQ23529 |  | Ohio Medical Corporation | 8701-1251-907 |  | JGGQ23529 | TMC - MHTMC - CENTRAL SUPPLY (OLD) | MHHS-TMC |  |  |  | JGGQ23529 |  | TMC |  | TMC - MHTMC - CENTRAL SUPPLY (OLD) | [5 empty] | REGULATORS, SUCTION |  | .needs class |  |  |  |  | .needs class | Ohio Medical | [7 empty] | Covered PM Repair - Biomedical | MHHS-TMC
NO | NO |  |  |  | JGGQ23558 |  | Ohio Medical Corporation | 8701-1251-907 |  | JGGQ23558 | TMC - MHTMC - CENTRAL SUPPLY (OLD) | MHHS-TMC |  |  |  | JGGQ23558 |  | TMC |  | TMC - MHTMC - CENTRAL SUPPLY (OLD) | [5 empty] | REGULATORS, SUCTION |  | .needs class |  |  |  |  | .needs class | Ohio Medical | [7 empty] | Covered PM Repair - Biomedical | MHHS-TMC
NO | NO |  |  |  | JGGT02135 |  | Ohio Medical Corporation | 8701-1251-907 |  | JGGT02135 | TMC - MHTMC - CENTRAL SUPPLY (OLD) | MHHS-TMC |  |  |  | JGGT02135 |  | TMC |  | TMC - MHTMC - CENTRAL SUPPLY (OLD) | [5 empty] | REGULATORS, SUCTION |  | .needs class |  |  |  |  | .needs class | Ohio Medical | [7 empty] | Covered PM Repair - Biomedical | MHHS-TMC
NO | NO |  |  |  | JGGT02136 |  | Ohio Medical Corporation | 8701-1251-907 |  | JGGT02136 | TMC - MHTMC - CENTRAL SUPPLY (OLD) | MHHS-TMC |  |  |  | JGGT02136 |  | TMC |  | TMC - MHTMC - CENTRAL SUPPLY (OLD) | [5 empty] | REGULATORS, SUCTION |  | .needs class |  |  |  |  | .needs class | Ohio Medical | [7 empty] | Covered PM Repair - Biomedical | MHHS-TMC
NO | NO |  |  |  | JGGT02137 |  | Ohio Medical Corporation | 8701-1251-907 |  | JGGT02137 | TMC - MHTMC - CENTRAL SUPPLY (OLD) | MHHS-TMC |  |  |  | JGGT02137 |  | TMC |  | TMC - MHTMC - CENTRAL SUPPLY (OLD) | [5 empty] | REGULATORS, SUCTION |  | .needs class |  |  |  |  | .needs class | Ohio Medical | [7 empty] | Covered PM Repair - Biomedical | MHHS-TMC
NO | NO |  |  |  | JGGT02139 |  | Ohio Medical Corporation | 8701-1251-907 |  | JGGT02139 | TMC - MHTMC - CENTRAL SUPPLY (OLD) | MHHS-TMC |  |  |  | JGGT02139 |  | TMC |  | TMC - MHTMC - CENTRAL SUPPLY (OLD) | [5 empty] | REGULATORS, SUCTION |  | .needs class |  |  |  |  | .needs class | Ohio Medical | [7 empty] | Covered PM Repair - Biomedical | MHHS-TMC
NO | NO |  |  |  | JGGT02142 |  | Ohio Medical Corporation | 8701-1251-907 |  | JGGT02142 | TMC - MHTMC - CENTRAL SUPPLY (OLD) | MHHS-TMC |  |  |  | JGGT02142 |  | TMC |  | TMC - MHTMC - CENTRAL SUPPLY (OLD) | [5 empty] | REGULATORS, SUCTION |  | .needs class |  |  |  |  | .needs class | Ohio Medical | [7 empty] | Covered PM Repair - Biomedical | MHHS-TMC
NO | NO |  |  |  | JGGT02144 |  | Ohio Medical Corporation | 8701-1251-907 |  | JGGT02144 | TMC - MHTMC - CENTRAL SUPPLY (OLD) | MHHS-TMC |  |  |  | JGGT02144 |  | TMC |  | TMC - MHTMC - CENTRAL SUPPLY (OLD) | [5 empty] | REGULATORS, SUCTION |  | .needs class |  |  |  |  | .needs class | Ohio Medical | [7 empty] | Covered PM Repair - Lab Analyzers/Anesth | MHHS-TMC
NO | NO |  |  |  | JGGT02145 |  | Ohio Medical Corporation | 8701-1251-907 |  | JGGT02145 | TMC - MHTMC - CENTRAL SUPPLY (OLD) | MHHS-TMC |  |  |  | JGGT02145 |  | TMC |  | TMC - MHTMC - CENTRAL SUPPLY (OLD) | [5 empty] | REGULATORS, SUCTION |  | .needs class |  |  |  |  | .needs class | Ohio Medical | [7 empty] | Covered PM Repair - Biomedical | MHHS-TMC
NO | NO |  |  |  | JGGT02146 |  | Ohio Medical Corporation | 8701-1251-907 |  | JGGT02146 | TMC - MHTMC - CENTRAL SUPPLY (OLD) | MHHS-TMC |  |  |  | JGGT02146 |  | TMC |  | TMC - MHTMC - CENTRAL SUPPLY (OLD) | [5 empty] | REGULATORS, SUCTION |  | .needs class |  |  |  |  | .needs class | Ohio Medical | [7 empty] | Covered PM Repair - Biomedical | MHHS-TMC
NO | NO |  |  |  | JGGT02147 |  | Ohio Medical Corporation | 8701-1251-907 |  | JGGT02147 | TMC - MHTMC - CENTRAL SUPPLY (OLD) | MHHS-TMC |  |  |  | JGGT02147 |  | TMC |  | TMC - MHTMC - CENTRAL SUPPLY (OLD) | [5 empty] | REGULATORS, SUCTION |  | .needs class |  |  |  |  | .needs class | Ohio Medical | [7 empty] | Covered PM Repair - Biomedical | MHHS-TMC
NO | NO |  |  |  | JGGT02148 |  | Ohio Medical Corporation | 8701-1251-907 |  | JGGT02148 | TMC - MHTMC - CENTRAL SUPPLY (OLD) | MHHS-TMC |  |  |  | JGGT02148 |  | TMC |  | TMC - MHTMC - CENTRAL SUPPLY (OLD) | [5 empty] | REGULATORS, SUCTION |  | .needs class |  |  |  |  | .needs class | Ohio Medical | [7 empty] | Covered PM Repair - Biomedical | MHHS-TMC
NO | NO |  |  |  | JGGT02150 |  | Ohio Medical Corporation | 8701-1251-907 |  | JGGT02150 | TMC - MHTMC - CENTRAL SUPPLY (OLD) | MHHS-TMC |  |  |  | JGGT02150 |  | TMC |  | TMC - MHTMC - CENTRAL SUPPLY (OLD) | [5 empty] | REGULATORS, SUCTION |  | .needs class |  |  |  |  | .needs class | Ohio Medical | [7 empty] | Covered PM Repair - Biomedical | MHHS-TMC
NO | NO |  |  |  | JGGT02151 |  | Ohio Medical Corporation | 8701-1251-907 |  | JGGT02151 | TMC - MHTMC - CENTRAL SUPPLY (OLD) | MHHS-TMC |  |  |  | JGGT02151 |  | TMC |  | TMC - MHTMC - CENTRAL SUPPLY (OLD) | [5 empty] | REGULATORS, SUCTION |  | .needs class |  |  |  |  | .needs class | Ohio Medical | [7 empty] | Covered PM Repair - Biomedical | MHHS-TMC
NO | NO |  |  |  | JGGT02152 |  | Ohio Medical Corporation | 8701-1251-907 |  | JGGT02152 | TMC - MHTMC - CENTRAL SUPPLY (OLD) | MHHS-TMC |  |  |  | JGGT02152 |  | TMC |  | TMC - MHTMC - CENTRAL SUPPLY (OLD) | [5 empty] | REGULATORS, SUCTION |  | .needs class |  |  |  |  | .needs class | Ohio Medical | [7 empty] | Covered PM Repair - Biomedical | MHHS-TMC
NO | NO |  |  |  | JGGT02286 |  | Ohio Medical Corporation | 8701-1251-907 |  | JGGT02286 | TMC - MHTMC - CENTRAL SUPPLY (OLD) | MHHS-TMC |  |  |  | JGGT02286 |  | TMC |  | TMC - MHTMC - CENTRAL SUPPLY (OLD) | [5 empty] | REGULATORS, SUCTION |  | .needs class |  |  |  |  | .needs class | Ohio Medical | [7 empty] | Covered PM Repair - Biomedical | MHHS-TMC
NO | NO |  |  |  | JGGT02287 |  | Ohio Medical Corporation | 8701-1251-907 |  | JGGT02287 | TMC - MHTMC - CENTRAL SUPPLY (OLD) | MHHS-TMC |  |  |  | JGGT02287 |  | TMC |  | TMC - MHTMC - CENTRAL SUPPLY (OLD) | [5 empty] | REGULATORS, SUCTION |  | .needs class |  |  |  |  | .needs class | Ohio Medical | [7 empty] | Covered PM Repair - Biomedical | MHHS-TMC
NO | NO |  |  |  | JGGT02288 |  | Ohio Medical Corporation | 8701-1251-907 |  | JGGT02288 | TMC - MHTMC - CENTRAL SUPPLY (OLD) | MHHS-TMC |  |  |  | JGGT02288 |  | TMC |  | TMC - MHTMC - CENTRAL SUPPLY (OLD) | [5 empty] | REGULATORS, SUCTION |  | .needs class |  |  |  |  | .needs class | Ohio Medical | [7 empty] | Covered PM Repair - Biomedical | MHHS-TMC
NO | NO |  |  |  | JGGT02289 |  | Ohio Medical Corporation | 8701-1251-907 |  | JGGT02289 | TMC - MHTMC - CENTRAL SUPPLY (OLD) | MHHS-TMC |  |  |  | JGGT02289 |  | TMC |  | TMC - MHTMC - CENTRAL SUPPLY (OLD) | [5 empty] | REGULATORS, SUCTION |  | .needs class |  |  |  |  | .needs class | Ohio Medical | [7 empty] | Covered PM Repair - Respiratory/Steriliz | MHHS-TMC
NO | NO |  |  |  | JGGT02290 |  | Ohio Medical Corporation | 8701-1251-907 |  | JGGT02290 | TMC - MHTMC - CENTRAL SUPPLY (OLD) | MHHS-TMC |  |  |  | JGGT02290 |  | TMC |  | TMC - MHTMC - CENTRAL SUPPLY (OLD) | [5 empty] | REGULATORS, SUCTION |  | .needs class |  |  |  |  | .needs class | Ohio Medical | [7 empty] | Covered PM Repair - Biomedical | MHHS-TMC
NO | NO |  |  |  | JGGT02291 |  | Ohio Medical Corporation | 8701-1251-907 |  | JGGT02291 | TMC - MHTMC - CENTRAL SUPPLY (OLD) | MHHS-TMC |  |  |  | JGGT02291 |  | TMC |  | TMC - MHTMC - CENTRAL SUPPLY (OLD) | [5 empty] | REGULATORS, SUCTION |  | .needs class |  |  |  |  | .needs class | Ohio Medical | [7 empty] | Covered PM Repair - Biomedical | MHHS-TMC
NO | NO |  |  |  | JGGT02292 |  | Ohio Medical Corporation | 8701-1251-907 |  | JGGT02292 | TMC - MHTMC - CENTRAL SUPPLY (OLD) | MHHS-TMC |  |  |  | JGGT02292 |  | TMC |  | TMC - MHTMC - CENTRAL SUPPLY (OLD) | [5 empty] | REGULATORS, SUCTION |  | .needs class |  |  |  |  | .needs class | Ohio Medical | [7 empty] | Covered PM Repair - Biomedical | MHHS-TMC
NO | NO |  |  |  | JGGT02294 |  | Ohio Medical Corporation | 8701-1251-907 |  | JGGT02294 | TMC - MHTMC - CENTRAL SUPPLY (OLD) | MHHS-TMC |  |  |  | JGGT02294 |  | TMC |  | TMC - MHTMC - CENTRAL SUPPLY (OLD) | [5 empty] | REGULATORS, SUCTION |  | .needs class |  |  |  |  | .needs class | Ohio Medical | [7 empty] | Covered PM Repair - Biomedical | MHHS-TMC
NO | NO |  |  |  | JGGT02295 |  | Ohio Medical Corporation | 8701-1251-907 |  | JGGT02295 | TMC - MHTMC - CENTRAL SUPPLY (OLD) | MHHS-TMC |  |  |  | JGGT02295 |  | TMC |  | TMC - MHTMC - CENTRAL SUPPLY (OLD) | [5 empty] | REGULATORS, SUCTION |  | .needs class |  |  |  |  | .needs class | Ohio Medical | [7 empty] | Covered PM Repair - Biomedical | MHHS-TMC
NO | NO |  |  |  | JGGT02296 |  | Ohio Medical Corporation | 8701-1251-907 |  | JGGT02296 | TMC - MHTMC - CENTRAL SUPPLY (OLD) | MHHS-TMC |  |  |  | JGGT02296 |  | TMC |  | TMC - MHTMC - CENTRAL SUPPLY (OLD) | [5 empty] | REGULATORS, SUCTION |  | .needs class |  |  |  |  | .needs class | Ohio Medical | [7 empty] | Covered PM Repair - Biomedical | MHHS-TMC
NO | NO |  |  |  | JGGT02543 |  | Ohio Medical Corporation | 8701-1251-907 |  | JGGT02543 | TMC - MHTMC - CENTRAL SUPPLY (OLD) | MHHS-TMC |  |  |  | JGGT02543 |  | TMC |  | TMC - MHTMC - CENTRAL SUPPLY (OLD) | [5 empty] | REGULATORS, SUCTION |  | .needs class |  |  |  |  | .needs class | Ohio Medical | [7 empty] | Covered PM Repair - Biomedical | MHHS-TMC
NO | NO |  |  |  | JGGT15669 |  | Ohio Medical Corporation | 8701-1251-907 |  | JGGT15669 | TMC - MHTMC - CENTRAL SUPPLY (OLD) | MHHS-TMC |  |  |  | JGGT15669 |  | TMC |  | TMC - MHTMC - CENTRAL SUPPLY (OLD) | [5 empty] | REGULATORS, SUCTION |  | .needs class |  |  |  |  | .needs class | Ohio Medical | [7 empty] | Covered PM Repair - Biomedical | MHHS-TMC
NO | NO |  |  |  | CM-JGGQ06154 |  | Ohio Medical Corporation | 8701-1251-907 |  | JGGQ06154 | TMC - RADIOLOGY - CHILDRENS HOSPITAL | MHHS-TMC |  |  |  | CM-JGGQ06154 |  | TMC |  | TMC - RADIOLOGY - CHILDRENS HOSPITAL | [5 empty] | REGULATORS, SUCTION |  | .needs class |  |  |  |  | .needs class | Ohio Medical | [7 empty] | Covered PM Repair - Biomedical | MHHS-TMC
NO | NO |  |  |  | CM-JGGQ06155 |  | Ohio Medical Corporation | 8701-1251-907 |  | JGGQ06155 | TMC - RADIOLOGY - CHILDRENS HOSPITAL | MHHS-TMC |  |  |  | CM-JGGQ06155 |  | TMC |  | TMC - RADIOLOGY - CHILDRENS HOSPITAL | [5 empty] | REGULATORS, SUCTION |  | .needs class |  |  |  |  | .needs class | Ohio Medical | [7 empty] | Covered PM Repair - Biomedical | MHHS-TMC
NO | NO |  |  |  | CM-JGGQ06156 |  | Ohio Medical Corporation | 8701-1251-907 |  | JGGQ06156 | TMC - RADIOLOGY - CHILDRENS HOSPITAL | MHHS-TMC |  |  |  | CM-JGGQ06156 |  | TMC |  | TMC - RADIOLOGY - CHILDRENS HOSPITAL | [5 empty] | REGULATORS, SUCTION |  | .needs class |  |  |  |  | .needs class | Ohio Medical | [7 empty] | Covered PM Repair - Biomedical | MHHS-TMC
NO | NO |  |  |  | CM-JGGQ06157 |  | Ohio Medical Corporation | 8701-1251-907 |  | JGGQ06157 | TMC - RADIOLOGY - CHILDRENS HOSPITAL | MHHS-TMC |  |  |  | CM-JGGQ06157 |  | TMC |  | TMC - RADIOLOGY - CHILDRENS HOSPITAL | [5 empty] | REGULATORS, SUCTION |  | .needs class |  |  |  |  | .needs class | Ohio Medical | [7 empty] | Covered PM Repair - Biomedical | MHHS-TMC
NO | YES |  |  |  |  | 142-01538 | Ohio Medical Corporation | CARE-E-VAC |  | CDJ0848 | NE-IMU1 | MHHS-Northeast |  |  |  |  | 142-01538 | Katy | MHHS-Northeast | NE-IMU1 | Cath lab room 1 | 11/1/18 | 11/1/19 |  |  | ASPIRATORS | Aspirator (Suction Pump) | ASPIRATORSUCTPUMP-Ohio Medical-Care-e-vac 3 |  |  |  |  | ASPIRATORSUCTPUMP-Ohio Medical-Care-e-vac 3 | Ohio Medical |  |  |  |  | 11/1/20 |  |  | Not Covered Vendor Only - Biomedical | MHHS-Northeast | [8 empty] | ASPIRATORSUCTPUMP | Aspirator (Suction Pump) | Ohio Medical
NO | YES |  |  |  | 029-05960 | 029-05960 | Ohio Medical Corporation | CARE-E-VAC |  | CDJ0444 | OPID-(WDLS)-Woodlands-430 (Mp3) | MHHS-OPID |  |  |  | 029-05960 | 029-05960 | Woodlands | MHHS-Others | OPID-(WDLS)-Woodlands-430 (Mp3) | Behind Nurse Station | 8/1/19 |  | 8/1/20 |  | ASPIRATORS | Aspirator (Suction Pump) | ASPIRATORSUCTPUMP-Ohio Medical-Care-e-vac 3 |  |  |  |  | ASPIRATORSUCTPUMP-Ohio Medical-Care-e-vac 3 | Ohio Medical |  |  |  |  | 1/2/23 |  |  | No Coverage Specified | MHHS-OPID | [8 empty] | ASPIRATORSUCTPUMP | Aspirator (Suction Pump) | Ohio Medical
NO | YES |  |  |  | 129-04254 | 129-04254 | Ohio Medical Corporation | CARE-E-VAC |  | cdk0231 | Sugar Land-Cath Lab | MHHS-Sugarland |  |  |  | 129-04254 | 129-04254 | Sugar Land | MHHS-Sugarland | Sugar Land-Cath Lab |  | 2/1/19 | 2/1/20 |  |  | ASPIRATORS | Aspirator (Suction Pump) | ASPIRATORSUCTPUMP-Ohio Medical-Care-e-vac 3 |  |  |  |  | ASPIRATORSUCTPUMP-Ohio Medical-Care-e-vac 3 | Ohio Medical |  |  |  |  | 12/19/20 |  |  | No Coverage Specified | MHHS-Sugarland | [8 empty] | ASPIRATORSUCTPUMP | Aspirator (Suction Pump) | Ohio Medical
NO | YES | [5 empty] | Ohio Medical Corporation | CARE-E-VAC |  | CDJ0458 | Woodlands-Birth Center | MHHS-Woodlands | [5 empty] | Woodlands | MHHS-Woodlands | Woodlands-Birth Center | Birth Center | 5/1/19 |  | 5/1/20 |  | ASPIRATORS | Aspirator (Suction Pump) | ASPIRATORSUCTPUMP-Ohio Medical-Care-e-vac 3 |  |  |  |  | ASPIRATORSUCTPUMP-Ohio Medical-Care-e-vac 3 | Ohio Medical |  |  |  |  | 12/19/20 |  |  | No Coverage Specified | MHHS-Woodlands | [8 empty] | ASPIRATORSUCTPUMP | Aspirator (Suction Pump) | Ohio Medical
NO | YES |  |  |  |  | 029-05941 | Ohio Medical Corporation | CARE-E-VAC |  | CDJ0441 | Woodlands-Cardic Rehab | MHHS-Woodlands |  |  |  |  | 029-05941 | Woodlands | MHHS-Woodlands | Woodlands-Cardic Rehab | MH woodlands 1st floor | 5/1/19 |  | 5/1/20 |  | ASPIRATORS | Aspirator (Suction Pump) | ASPIRATORSUCTPUMP-Ohio Medical-Care-e-vac 3 |  |  |  |  | ASPIRATORSUCTPUMP-Ohio Medical-Care-e-vac 3 | Ohio Medical |  |  |  |  | 12/19/20 |  |  | No Coverage Specified | MHHS-Woodlands | [8 empty] | ASPIRATORSUCTPUMP | Aspirator (Suction Pump) | Ohio Medical
NO | YES | [5 empty] | Ohio Medical Corporation | CARE-E-VAC |  | CDJ0459 | Woodlands-Endoscopy | MHHS-Woodlands | [5 empty] | Woodlands | MHHS-Woodlands | Woodlands-Endoscopy | Hallway | 10/1/19 |  | 10/1/20 |  | ASPIRATORS | Aspirator (Suction Pump) | ASPIRATORSUCTPUMP-Ohio Medical-Care-e-vac 3 |  |  |  |  | ASPIRATORSUCTPUMP-Ohio Medical-Care-e-vac 3 | Ohio Medical |  |  |  |  | 12/1/20 |  |  | Not Covered Vendor Only - Biomedical | MHHS-Woodlands | [8 empty] | ASPIRATORSUCTPUMP | Aspirator (Suction Pump) | Ohio Medical
NO | YES |  |  |  | 029-05942 | 029-05942 | Ohio Medical Corporation | CARE-E-VAC |  | CDJ0442 | Woodlands-Cath Lab | MHHS-Woodlands |  |  |  | 029-05942 | 029-05942 | Woodlands | MHHS-Woodlands | Woodlands-Cath Lab | Cath lab 1 | 10/1/19 |  |  |  | ASPIRATORS | Aspirator (Suction Pump) | ASPIRATORSUCTPUMP-Ohio Medical-Care-e-vac 3 |  |  |  |  | ASPIRATORSUCTPUMP-Ohio Medical-Care-e-vac 3 | Ohio Medical |  |  |  |  | 12/1/20 |  |  | Not Covered Vendor Only - Biomedical | MHHS-Woodlands | [8 empty] | ASPIRATORSUCTPUMP | Aspirator (Suction Pump) | Ohio Medical
NO | YES |  |  |  |  | 029-05953 | Ohio Medical Corporation | CARE-E-VAC |  | CDJ0420 | Woodlands-PCU6 | MHHS-Woodlands |  |  |  |  | 029-05953 | Woodlands | MHHS-Woodlands | Woodlands-PCU6 | PCU6 | 10/1/19 |  | 10/1/20 |  | ASPIRATORS | Aspirator (Suction Pump) | ASPIRATORSUCTPUMP-Ohio Medical-Care-e-vac 3 |  |  |  |  | ASPIRATORSUCTPUMP-Ohio Medical-Care-e-vac 3 | Ohio Medical |  |  |  |  | 11/1/20 |  |  | Not Covered Vendor Only - Biomedical | MHHS-Woodlands | [8 empty] | ASPIRATORSUCTPUMP | Aspirator (Suction Pump) | Ohio Medical
NO | YES | [5 empty] | Ohio Medical Corporation | CARE-E-VAC |  | CDJ0445 | Woodlands-PCU6 | MHHS-Woodlands | [5 empty] | Woodlands | MHHS-Woodlands | Woodlands-PCU6 | Nurse Station | 10/1/19 |  | 10/1/20 |  | ASPIRATORS | Aspirator (Suction Pump) | ASPIRATORSUCTPUMP-Ohio Medical-Care-e-vac 3 |  |  |  |  | ASPIRATORSUCTPUMP-Ohio Medical-Care-e-vac 3 | Ohio Medical |  |  |  |  | 11/1/20 |  |  | Not Covered Vendor Only - Biomedical | MHHS-Woodlands | [8 empty] | ASPIRATORSUCTPUMP | Aspirator (Suction Pump) | Ohio Medical
NO | YES |  |  |  | 029-05949 | 029-05949 | Ohio Medical Corporation | CARE-E-VAC |  | CDJ0456 | Woodlands-PCU4 | MHHS-Woodlands |  |  |  | 029-05949 | 029-05949 | Woodlands | MHHS-Woodlands | Woodlands-PCU4 | Crash Cart | 10/1/19 |  | 4/1/20 |  | ASPIRATORS | Aspirator (Suction Pump) | ASPIRATORSUCTPUMP-Ohio Medical-Care-e-vac 3 |  |  |  |  | ASPIRATORSUCTPUMP-Ohio Medical-Care-e-vac 3 | Ohio Medical |  |  |  |  | 12/1/20 |  |  | Not Covered Vendor Only - Biomedical | MHHS-Woodlands | [8 empty] | ASPIRATORSUCTPUMP | Aspirator (Suction Pump) | Ohio Medical
NO | YES | [5 empty] | Ohio Medical Corporation | CARE-E-VAC |  | CDJ0446 | Woodlands-PCU4 | MHHS-Woodlands | [5 empty] | Woodlands | MHHS-Woodlands | Woodlands-PCU4 | Hallway | 5/1/19 |  | 5/1/20 |  | ASPIRATORS | Aspirator (Suction Pump) | ASPIRATORSUCTPUMP-Ohio Medical-Care-e-vac 3 |  |  |  |  | ASPIRATORSUCTPUMP-Ohio Medical-Care-e-vac 3 | Ohio Medical |  |  |  |  | 12/1/20 |  |  | Not Covered Vendor Only - Biomedical | MHHS-Woodlands | [8 empty] | ASPIRATORSUCTPUMP | Aspirator (Suction Pump) | Ohio Medical
NO | YES |  |  |  |  | 029-05951 | Ohio Medical Corporation | CARE-E-VAC |  | CDJ0443 | ICU 4 | MHHS-Woodlands |  |  |  |  | 029-05951 | Woodlands | Memorial Hermann The Woodlands Medical Center | ICU 4 | ICU 4 | 5/1/19 |  | 5/1/20 |  | ASPIRATORS | Aspirator (Suction Pump) | ASPIRATORSUCTPUMP-Ohio Medical-Care-e-vac 3 |  |  |  |  | ASPIRATORSUCTPUMP-Ohio Medical-Care-e-vac 3 | Ohio Medical |  |  |  |  | 1/2/23 |  |  | No Coverage Specified | MHHS-Woodlands | [8 empty] | ASPIRATORSUCTPUMP | Aspirator (Suction Pump) | Ohio Medical
NO | YES | [5 empty] | Ohio Medical Corporation | CARE-E-VAC |  | CDJ0449 | Woodlands-Peds | MHHS-Woodlands | [5 empty] | Woodlands | MHHS-Woodlands | Woodlands-Peds | Hallway | 8/1/18 |  | 10/1/20 |  | ASPIRATORS | Aspirator (Suction Pump) | ASPIRATORSUCTPUMP-Ohio Medical-Care-e-vac 3 |  |  |  |  | ASPIRATORSUCTPUMP-Ohio Medical-Care-e-vac 3 | Ohio Medical |  |  |  |  | 1/2/23 |  |  | No Coverage Specified | MHHS-Woodlands | [8 empty] | ASPIRATORSUCTPUMP | Aspirator (Suction Pump) | Ohio Medical
NO | YES | [5 empty] | Ohio Medical Corporation | CARE-E-VAC |  | CDJ0454 | Woodlands-PCU4 | MHHS-Woodlands | [5 empty] | Woodlands | MHHS-Woodlands | Woodlands-PCU4 | Crash Cart | 5/1/19 |  | 5/1/20 |  | ASPIRATORS | Aspirator (Suction Pump) | ASPIRATORSUCTPUMP-Ohio Medical-Care-e-vac 3 |  |  |  |  | ASPIRATORSUCTPUMP-Ohio Medical-Care-e-vac 3 | Ohio Medical |  |  |  |  | 1/2/23 |  |  | No Coverage Specified | MHHS-Woodlands | [8 empty] | ASPIRATORSUCTPUMP | Aspirator (Suction Pump) | Ohio Medical
NO | NO |  |  |  | 029-05955 |  | Ohio Medical Corporation | CARE-E-VAC |  | CDJ0448 | WOODLANDS - CATH LAB | MHHS-Woodlands |  |  |  | 029-05955 |  | Woodlands |  | WOODLANDS - CATH LAB | [5 empty] | ASPIRATORS |  | ASPIRATORSUCTPUMP-Ohio Medical-Care-e-vac 3 |  |  |  |  | ASPIRATORSUCTPUMP-Ohio Medical-Care-e-vac 3 | Ohio Medical | [7 empty] | No Coverage Specified | MHHS-Woodlands
NO | NO |  |  |  | 029-05950 |  | Ohio Medical Corporation | CARE-E-VAC |  | cdg0457 | WOODLANDS - MICU | MHHS-Woodlands |  |  |  | 029-05950 |  | Woodlands |  | WOODLANDS - MICU | [5 empty] | ASPIRATORS |  | ASPIRATORSUCTPUMP-Ohio Medical-Care-e-vac 3 |  |  |  |  | ASPIRATORSUCTPUMP-Ohio Medical-Care-e-vac 3 | Ohio Medical | [7 empty] | Not Covered Vendor Only - Biomedical | MHHS-Woodlands
NO | NO |  |  |  | 029-05954 |  | Ohio Medical Corporation | CARE-E-VAC |  | CDJ0455 | WOODLANDS - MICU | MHHS-Woodlands |  |  |  | 029-05954 |  | Woodlands |  | WOODLANDS - MICU | [5 empty] | ASPIRATORS |  | ASPIRATORSUCTPUMP-Ohio Medical-Care-e-vac 3 |  |  |  |  | ASPIRATORSUCTPUMP-Ohio Medical-Care-e-vac 3 | Ohio Medical | [7 empty] | Not Covered Vendor Only - Biomedical | MHHS-Woodlands
NO | NO | [5 empty] | Ohio Medical Corporation | CARE-E-VAC |  | CDJ0447 | WOODLANDS - OR | MHHS-Woodlands | [5 empty] | Woodlands |  | WOODLANDS - OR | [5 empty] | ASPIRATORS |  | ASPIRATORSUCTPUMP-Ohio Medical-Care-e-vac 3 |  |  |  |  | ASPIRATORSUCTPUMP-Ohio Medical-Care-e-vac 3 | Ohio Medical | [7 empty] | Not Covered Vendor Only - Biomedical | MHHS-Woodlands
NO | NO | [5 empty] | Ohio Medical Corporation | CARE-E-VAC |  | CDJ0453 | WOODLANDS - PACU | MHHS-Woodlands | [5 empty] | Woodlands |  | WOODLANDS - PACU | [5 empty] | ASPIRATORS |  | ASPIRATORSUCTPUMP-Ohio Medical-Care-e-vac 3 |  |  |  |  | ASPIRATORSUCTPUMP-Ohio Medical-Care-e-vac 3 | Ohio Medical | [7 empty] | Not Covered Vendor Only - Biomedical | MHHS-Woodlands
NO | NO | [5 empty] | Ohio Medical Corporation | CARE-E-VAC |  | CDJ0452 | WOODLANDS - PCU5 | MHHS-Woodlands | [5 empty] | Woodlands |  | WOODLANDS - PCU5 | [5 empty] | ASPIRATORS |  | ASPIRATORSUCTPUMP-Ohio Medical-Care-e-vac 3 |  |  |  |  | ASPIRATORSUCTPUMP-Ohio Medical-Care-e-vac 3 | Ohio Medical | [7 empty] | No Coverage Specified | MHHS-Woodlands
NO | NO | [5 empty] | Ohio Medical Corporation | CARE-E-VAC |  | CDK0916 | WOODLANDS - TERRAMONT ER (CLINIC) | MHHS-Woodlands | [5 empty] | Woodlands |  | WOODLANDS - TERRAMONT ER (CLINIC) | [5 empty] | ASPIRATORS |  | ASPIRATORSUCTPUMP-Ohio Medical-Care-e-vac 3 |  |  |  |  | ASPIRATORSUCTPUMP-Ohio Medical-Care-e-vac 3 | Ohio Medical | [7 empty] | No Coverage Specified | MHHS-Woodlands
NO | YES |  |  |  |  | 241-00808 | Ohio Medical Corporation | CARE-E-VAC 3 |  | CDJ0182 | TIRR-PCU 4 | MHHS-TIRR |  | Aspirator (Suction Pump) |  |  | 241-00808 | TMC | MHHS-Others | TIRR-PCU 4 | Nurses Station | 8/1/19 |  | 8/1/20 |  | ASPIRATORS | Aspirator (Suction Pump) | ASPIRATORSUCTPUMP-Ohio Medical-Care-e-vac 3 | ASPIRATORSUCTPUMP | Care-e-vac 3 |  |  |  | Ohio Medical | Aspirator (Suction Pump) |  | ASPIRATORSUCTPUMP-Ohio Medical-Care-e-vac 3 |  | 1/2/23 |  |  | No Coverage Specified | MHHS-TIRR | [8 empty] | ASPIRATORSUCTPUMP | Aspirator (Suction Pump) | Ohio Medical
NO | YES |  |  |  |  | 241-00805 | Ohio Medical Corporation | CARE-E-VAC 3 |  | CDJ0189 | TIRR-PCU 3C | MHHS-TIRR |  | Aspirator (Suction Pump) |  |  | 241-00805 | TMC | MHHS-Others | TIRR-PCU 3C | TIRR - PCU 3C | 12/1/19 |  | 6/1/20 |  | ASPIRATORS | Aspirator (Suction Pump) | ASPIRATORSUCTPUMP-Ohio Medical-Care-e-vac 3 | ASPIRATORSUCTPUMP | Care-e-vac 3 |  |  |  | Ohio Medical | Aspirator (Suction Pump) |  | ASPIRATORSUCTPUMP-Ohio Medical-Care-e-vac 3 |  | 1/2/23 |  |  | No Coverage Specified | MHHS-TIRR | [8 empty] | ASPIRATORSUCTPUMP | Aspirator (Suction Pump) | Ohio Medical
NO | YES |  |  |  |  | 241-00806 | Ohio Medical Corporation | CARE-E-VAC 3 |  | CDJ0183 | TIRR-PCU 6 | MHHS-TIRR |  | Aspirator (Suction Pump) |  |  | 241-00806 | TMC | MHHS-Others | TIRR-PCU 6 | Nurses Station | 12/1/19 |  | 12/1/20 |  | ASPIRATORS | Aspirator (Suction Pump) | ASPIRATORSUCTPUMP-Ohio Medical-Care-e-vac 3 | ASPIRATORSUCTPUMP | Care-e-vac 3 |  |  |  | Ohio Medical | Aspirator (Suction Pump) |  | ASPIRATORSUCTPUMP-Ohio Medical-Care-e-vac 3 |  | 12/1/20 |  |  | Not Covered Vendor Only - Biomedical | MHHS-TIRR | [8 empty] | ASPIRATORSUCTPUMP | Aspirator (Suction Pump) | Ohio Medical
NO | YES |  |  |  |  | 241-00803 | Ohio Medical Corporation | CARE-E-VAC 3 |  | CDJ0188 | TIRR-Sleep Lab | MHHS-TIRR |  | Aspirator (Suction Pump) |  |  | 241-00803 | TMC | MHHS-Others | TIRR-Sleep Lab | TIRR - SLEEP LAB | 7/1/19 |  | 7/1/20 |  | ASPIRATORS | Aspirator (Suction Pump) | ASPIRATORSUCTPUMP-Ohio Medical-Care-e-vac 3 | ASPIRATORSUCTPUMP | Care-e-vac 3 |  |  |  | Ohio Medical | Aspirator (Suction Pump) |  | ASPIRATORSUCTPUMP-Ohio Medical-Care-e-vac 3 |  | 12/1/20 |  |  | Not Covered Vendor Only - Biomedical | MHHS-TIRR | [8 empty] | ASPIRATORSUCTPUMP | Aspirator (Suction Pump) | Ohio Medical
NO | YES |  |  |  |  | 241-00804 | Ohio Medical Corporation | CARE-E-VAC 3 |  | CDJ0181 | TIRR - Unit 3 | MHHS-TIRR |  | Aspirator (Suction Pump) |  |  | 241-00804 | TMC | TIRR Memorial Hermann | TIRR - Unit 3 | Nurses Station | 12/1/19 |  | 12/1/20 |  | ASPIRATORS | Aspirator (Suction Pump) | ASPIRATORSUCTPUMP-Ohio Medical-Care-e-vac 3 | ASPIRATORSUCTPUMP | Care-e-vac 3 |  |  |  | Ohio Medical | Aspirator (Suction Pump) |  | ASPIRATORSUCTPUMP-Ohio Medical-Care-e-vac 3 |  | 12/1/20 |  |  | Not Covered Vendor Only - Biomedical | MHHS-TIRR | [8 empty] | ASPIRATORSUCTPUMP | Aspirator (Suction Pump) | Ohio Medical
NO | YES |  |  |  |  | 241-00809 | Ohio Medical Corporation | CARE-E-VAC 3 |  | CDJ0187 | TIRR-Outpatient Clinic | MHHS-TIRR |  | Aspirator (Suction Pump) |  |  | 241-00809 | TM | MHHS-Others | TIRR-Outpatient Clinic | TIRR - OUTPATIENT CLINIC | 12/1/19 |  | 8/1/20 |  | ASPIRATORS | Aspirator (Suction Pump) | ASPIRATORSUCTPUMP-Ohio Medical-Care-e-vac 3 | ASPIRATORSUCTPUMP | Care-e-vac 3 |  |  |  | Ohio Medical | Aspirator (Suction Pump) |  | ASPIRATORSUCTPUMP-Ohio Medical-Care-e-vac 3 |  | 12/1/20 |  |  | Not Covered Vendor Only - Biomedical | MHHS-TIRR | [8 empty] | ASPIRATORSUCTPUMP | Aspirator (Suction Pump) | Ohio Medical
NO | YES |  |  |  |  | 241-00807 | Ohio Medical Corporation | CARE-E-VAC 3 |  | CDJ0185 | TIRR-Radiology | MHHS-TIRR |  | Aspirator (Suction Pump) |  |  | 241-00807 | TM | MHHS-Others | TIRR-Radiology | TIRR - Radiology | 12/1/19 |  | 8/1/19 |  | ASPIRATORS | Aspirator (Suction Pump) | ASPIRATORSUCTPUMP-Ohio Medical-Care-e-vac 3 | ASPIRATORSUCTPUMP | Care-e-vac 3 |  |  |  | Ohio Medical | Aspirator (Suction Pump) |  | ASPIRATORSUCTPUMP-Ohio Medical-Care-e-vac 3 |  | 12/1/20 |  |  | Not Covered Vendor Only - Biomedical | MHHS-TIRR | [8 empty] | ASPIRATORSUCTPUMP | Aspirator (Suction Pump) | Ohio Medical
NO | YES |  |  |  |  | 241-00801 | Ohio Medical Corporation | CARE-E-VAC 3 |  | CDJ0184 | TIRR-PCU 5 | MHHS-TIRR |  | Aspirator (Suction Pump) |  |  | 241-00801 | TMC | MHHS-Others | TIRR-PCU 5 | Nurses Station | 8/1/19 |  | 8/1/20 |  | ASPIRATORS | Aspirator (Suction Pump) | ASPIRATORSUCTPUMP-Ohio Medical-Care-e-vac 3 | ASPIRATORSUCTPUMP | Care-e-vac 3 |  |  |  | Ohio Medical | Aspirator (Suction Pump) |  | ASPIRATORSUCTPUMP-Ohio Medical-Care-e-vac 3 |  | 12/1/20 |  |  | Not Covered Vendor Only - Biomedical | MHHS-TIRR | [8 empty] | ASPIRATORSUCTPUMP | Aspirator (Suction Pump) | Ohio Medical
NO | YES |  |  |  |  | 029-05401 | Ohio Medical Corporation | CARE-E-VAC 3 |  | CDH0965 | Woodlands-Cardiopulmonary | MHHS-Woodlands |  | Aspirator (Suction Pump) |  |  | 029-05401 | Woodlands | MHHS-Woodlands | Woodlands-Cardiopulmonary | Cardiac Rehab | 1/1/20 |  | 7/1/21 |  | ASPIRATORS | Aspirator (Suction Pump) | ASPIRATORSUCTPUMP-Ohio Medical-Care-e-vac 3 | ASPIRATORSUCTPUMP | Care-e-vac 3 |  |  |  | Ohio Medical | Aspirator (Suction Pump) |  | ASPIRATORSUCTPUMP-Ohio Medical-Care-e-vac 3 |  | 12/1/20 |  |  | Not Covered Vendor Only - Biomedical | MHHS-Woodlands | [8 empty] | ASPIRATORSUCTPUMP | Aspirator (Suction Pump) | Ohio Medical
NO | YES |  |  |  | 029-11111 | 029-11111 | Ohio Medical Corporation | CARE-E-VAC 3 |  | CDS00040 | Woodlands-Endoscopy | MHHS-Woodlands |  | Aspirator (Suction Pump) |  | 029-11111 | 029-11111 | Woodlands | MHHS-Woodlands | Woodlands-Endoscopy | Disinfect room | 11/1/19 |  | 11/1/20 |  | ASPIRATORS | Aspirator (Suction Pump) | ASPIRATORSUCTPUMP-Ohio Medical-Care-e-vac 3 | ASPIRATORSUCTPUMP | Care-e-vac 3 |  |  |  | Ohio Medical | Aspirator (Suction Pump) |  | ASPIRATORSUCTPUMP-Ohio Medical-Care-e-vac 3 |  | 12/1/20 |  |  | Not Covered Vendor Only - Biomedical | MHHS-Woodlands | [8 empty] | ASPIRATORSUCTPUMP | Aspirator (Suction Pump) | Ohio Medical
NO | YES |  |  |  | 029-10191 | 029-10191 | Ohio Medical Corporation | CARE-E-VAC 3 |  | CDQ1142 | Woodlands-ER | MHHS-Woodlands |  | Aspirator (Suction Pump) |  | 029-10191 | 029-10191 | Woodlands | MHHS-Woodlands | Woodlands-ER | ER | 9/1/19 |  | 9/1/20 |  | ASPIRATORS | Aspirator (Suction Pump) | ASPIRATORSUCTPUMP-Ohio Medical-Care-e-vac 3 | ASPIRATORSUCTPUMP | Care-e-vac 3 |  |  |  | Ohio Medical | Aspirator (Suction Pump) |  | ASPIRATORSUCTPUMP-Ohio Medical-Care-e-vac 3 |  | 12/1/20 |  |  | Not Covered Vendor Only - Biomedical | MHHS-Woodlands | [8 empty] | ASPIRATORSUCTPUMP | Aspirator (Suction Pump) | Ohio Medical
NO | YES |  |  |  | 029-10193 | 029-10193 | Ohio Medical Corporation | CARE-E-VAC 3 |  | CDQ1144 | Woodlands-ER | MHHS-Woodlands |  | Aspirator (Suction Pump) |  | 029-10193 | 029-10193 | Woodlands | MHHS-Woodlands | Woodlands-ER | ER | 9/1/19 |  | 3/1/20 |  | ASPIRATORS | Aspirator (Suction Pump) | ASPIRATORSUCTPUMP-Ohio Medical-Care-e-vac 3 | ASPIRATORSUCTPUMP | Care-e-vac 3 |  |  |  | Ohio Medical | Aspirator (Suction Pump) |  | ASPIRATORSUCTPUMP-Ohio Medical-Care-e-vac 3 |  | 12/1/20 |  |  | Not Covered Vendor Only - Biomedical | MHHS-Woodlands | [8 empty] | ASPIRATORSUCTPUMP | Aspirator (Suction Pump) | Ohio Medical
NO | YES |  |  |  | 029-05944 | 029-05944 | Ohio Medical Corporation | CARE-E-VAC 3 |  | CDJ0450 | Woodlands-NICU | MHHS-Woodlands |  | Aspirator (Suction Pump) |  | 029-05944 | 029-05944 | Woodlands | MHHS-Woodlands | Woodlands-NICU |  | 10/1/19 |  | 10/1/20 |  | ASPIRATORS | Aspirator (Suction Pump) | ASPIRATORSUCTPUMP-Ohio Medical-Care-e-vac 3 | ASPIRATORSUCTPUMP | Care-e-vac 3 |  |  |  | Ohio Medical | Aspirator (Suction Pump) |  | ASPIRATORSUCTPUMP-Ohio Medical-Care-e-vac 3 |  | 12/1/20 |  |  | Not Covered Vendor Only - Biomedical | MHHS-Woodlands | [8 empty] | ASPIRATORSUCTPUMP | Aspirator (Suction Pump) | Ohio Medical
NO | YES |  |  |  | 029-10167 | 029-10167 | Ohio Medical Corporation | CARE-E-VAC 3 |  | CDQ1257 | Woodlands-Terramont ER (Clinic) | MHHS-Woodlands |  | Aspirator (Suction Pump) |  | 029-10167 | 029-10167 | Woodlands | MHHS-Woodlands | Woodlands-Terramont ER (Clinic) | ER HALL | 9/1/19 |  | 3/1/20 |  | ASPIRATORS | Aspirator (Suction Pump) | ASPIRATORSUCTPUMP-Ohio Medical-Care-e-vac 3 | ASPIRATORSUCTPUMP | Care-e-vac 3 |  |  |  | Ohio Medical | Aspirator (Suction Pump) |  | ASPIRATORSUCTPUMP-Ohio Medical-Care-e-vac 3 |  | 12/1/20 |  |  | Not Covered Vendor Only - Biomedical | MHHS-Woodlands | [8 empty] | ASPIRATORSUCTPUMP | Aspirator (Suction Pump) | Ohio Medical
YES | YES |  |  |  | 029-06712 | 029-06712 | Ohio Medical Corporation | CARE-E-VAC 3 |  | CDK0915 | ER |  |  |  |  | 029-06712 | 029-06712 | Woodlands | Memorial Hermann 24-Hour Emergency Care | ER | CT ROOM | 9/1/19 |  | 9/1/20 |  |  | Aspirator (Suction Pump) | ASPIRATORSUCTPUMP-Ohio Medical-Care-e-vac 3 | [23 empty] | ASPIRATORSUCTPUMP | Aspirator (Suction Pump) | Ohio Medical
NO | YES |  |  |  | 241-00800 | 241-00800 | Ohio Medical Corporation | CARE-E-VAC 3 |  | CDJ0180 | TIRR - 2C |  |  |  |  | 241-00800 | 241-00800 | TMC | TIRR Memorial Hermann | TIRR - 2C | Nurses Station | 9/1/19 |  | 9/1/20 | New Add - Hospital Asset Number faded
NO | NO |  |  |  | 241-00802 |  | Ohio Medical Corporation | CARE-E-VAC 3 |  | CDJ0186 | TIRR - UROLOGY/SPEC PROC (17) | MHHS-TIRR |  | Aspirator (Suction Pump) |  | 241-00802 |  | TMC |  | TIRR - UROLOGY/SPEC PROC (17) | [5 empty] | ASPIRATORS |  | ASPIRATORSUCTPUMP-Ohio Medical-Care-e-vac 3 | ASPIRATORSUCTPUMP | Care-e-vac 3 |  |  |  | Ohio Medical | Aspirator (Suction Pump) |  | ASPIRATORSUCTPUMP-Ohio Medical-Care-e-vac 3 |  |  |  |  | Not Covered Vendor Only - Biomedical | MHHS-TIRR
NO | NO |  |  |  | 029-10192 |  | Ohio Medical Corporation | CARE-E-VAC 3 |  | CDQ1143 | WOODLANDS - ER | MHHS-Woodlands |  | Aspirator (Suction Pump) |  | 029-10192 |  | Woodlands |  | WOODLANDS - ER | [5 empty] | ASPIRATORS |  | ASPIRATORSUCTPUMP-Ohio Medical-Care-e-vac 3 | ASPIRATORSUCTPUMP | Care-e-vac 3 |  |  |  | Ohio Medical | Aspirator (Suction Pump) |  | ASPIRATORSUCTPUMP-Ohio Medical-Care-e-vac 3 |  |  |  |  | Not Covered Vendor Only - Biomedical | MHHS-Woodlands
NO | YES |  |  |  | 009-02949 | 009-02949 | Ohio Medical Corporation | ISU |  | GFFGLL966 | GH - Nicu | MHHS-Greater Heights |  |  |  | 009-02949 | 009-02949 | Central | Memorial Hermann Greater Heights Hospital | GH - Nicu | Nicu |  |  |  | No pm sticker found | FLOWMETERS, GAS |  | .needs class | [5 empty] | Ohio Medical | [7 empty] | Covered PM Repair - Biomedical | MHHS-Greater Heights
NO | YES |  |  |  | 129-06299 | 129-06299 | Ohio Medical Corporation | ISU |  | JGGU12264 | Sugar Land-Nursery | MHHS-Sugarland |  |  |  | 129-06299 | 129-06299 | Sugar Land | MHHS-Sugarland | Sugar Land-Nursery | Nursery | 10/1/18 |  |  |  | FLOWMETERS, GAS |  | .needs class | [5 empty] | Ohio Medical |  |  |  |  | 4/17/14 |  |  | Covered PM Repair - Biomedical | MHHS-Sugarland
NO | YES |  |  |  | 129-06300 | 129-06300 | Ohio Medical Corporation | ISU |  | JGGU12265 | Sugar Land-Nursery | MHHS-Sugarland |  |  |  | 129-06300 | 129-06300 | Sugar Land | MHHS-Sugarland | Sugar Land-Nursery | Nursery | 10/1/18 |  |  |  | FLOWMETERS, GAS |  | .needs class | [5 empty] | Ohio Medical | [7 empty] | Covered PM Repair - Biomedical | MHHS-Sugarland
NO | YES |  |  |  | 129-06301 | 129-06301 | Ohio Medical Corporation | ISU |  | JGGU12266 | Sugar Land-Nursery | MHHS-Sugarland |  |  |  | 129-06301 | 129-06301 | Sugar Land | MHHS-Sugarland | Sugar Land-Nursery | Nursery | 10/1/18 |  |  |  | FLOWMETERS, GAS |  | .needs class | [5 empty] | Ohio Medical |  |  |  |  | 9/1/17 |  |  | Covered PM Repair - Biomedical | MHHS-Sugarland
NO | YES |  |  |  | 129-06302 | 129-06302 | Ohio Medical Corporation | ISU |  | JGGU12267 | Sugar Land-Nursery | MHHS-Sugarland |  |  |  | 129-06302 | 129-06302 | Sugar Land | MHHS-Sugarland | Sugar Land-Nursery | NICU | 10/1/18 |  |  |  | FLOWMETERS, GAS |  | .needs class | [5 empty] | Ohio Medical |  |  |  |  | 8/12/13 |  |  | Covered PM Repair - Biomedical | MHHS-Sugarland
NO | YES |  |  |  | 129-06303 | 129-06303 | Ohio Medical Corporation | ISU |  | JGGU12268 | Sugar Land-Nursery | MHHS-Sugarland |  |  |  | 129-06303 | 129-06303 | Sugar Land | MHHS-Sugarland | Sugar Land-Nursery | Nursery | 10/1/18 |  |  |  | FLOWMETERS, GAS |  | .needs class | [5 empty] | Ohio Medical |  |  |  |  | 10/4/20 |  |  | Not Covered Vendor Only - Biomedical | MHHS-Sugarland
NO | YES | Asset Tag 129-06304 |  |  | 129-06304 | 129-06304 | Ohio Medical Corporation | ISU |  | JGGU12269 | Sugar Land-Nursery | MHHS-Sugarland |  |  |  | 129-06304 | 129-06304 | Sugar Land | MHHS-Sugarland | Sugar Land-Nursery |  | 10/8/18 |  |  |  | FLOWMETERS, GAS |  | .needs class | [5 empty] | Ohio Medical |  |  |  |  | 10/4/20 | Finished from Script 3/27/2020 12:11:52pm (Central) |  | Not Covered Vendor Only - Biomedical | MHHS-Sugarland
NO | YES |  |  |  | 129-06306 | 129-06306 | Ohio Medical Corporation | ISU |  | JGGU12271 | Sugar Land-Labor & Delivery | MHHS-Sugarland |  |  |  | 129-06306 | 129-06306 | Sugar Land | MHHS-Sugarland | Sugar Land-Labor & Delivery | NICU - Rollover Nursery - W3 125.2 | 10/1/18 |  |  |  | FLOWMETERS, GAS |  | .needs class | [5 empty] | Ohio Medical |  |  |  |  | 10/10/19 |  |  | Covered PM Repair - Biomedical | MHHS-Sugarland
NO | YES |  |  |  | 129-06307 | 129-06307 | Ohio Medical Corporation | ISU |  | JGGU12272 | Sugar Land-Labor & Delivery | MHHS-Sugarland |  |  |  | 129-06307 | 129-06307 | Sugar Land | MHHS-Sugarland | Sugar Land-Labor & Delivery | NICU |  |  |  |  | FLOWMETERS, GAS |  | .needs class | [5 empty] | Ohio Medical |  |  |  |  | 10/10/19 |  |  | Covered PM Repair - Biomedical | MHHS-Sugarland
NO | YES |  |  |  | 129-06308 | 129-06308 | Ohio Medical Corporation | ISU |  | JGGU12273 | Sugar Land-Nursery | MHHS-Sugarland |  |  |  | 129-06308 | 129-06308 | Sugar Land | MHHS-Sugarland | Sugar Land-Nursery | Nursery | 10/1/18 |  |  |  | FLOWMETERS, GAS |  | .needs class | [5 empty] | Ohio Medical |  |  |  |  | 10/11/19 |  |  | Covered PM Repair - Biomedical | MHHS-Sugarland
NO | YES |  |  |  | 129-06309 | 129-06309 | Ohio Medical Corporation | ISU |  | JGGU12274 | Sugar Land-Nursery | MHHS-Sugarland |  |  |  | 129-06309 | 129-06309 | Sugar Land | MHHS-Sugarland | Sugar Land-Nursery | NICU - Rollover Nursery - W3 125.2 | 10/1/18 |  |  |  | FLOWMETERS, GAS |  | .needs class | [5 empty] | Ohio Medical | [7 empty] | Covered PM Repair - Biomedical | MHHS-Sugarland
NO | YES |  |  |  | 129-06310 | 129-06310 | Ohio Medical Corporation | ISU |  | JGGU12275 | Sugar Land-Labor & Delivery | MHHS-Sugarland |  |  |  | 129-06310 | 129-06310 | Sugar Land | MHHS-Sugarland | Sugar Land-Labor & Delivery | OR 1 | 10/1/18 |  |  |  | FLOWMETERS, GAS |  | .needs class | [5 empty] | Ohio Medical | [7 empty] | Covered PM Repair - Biomedical | MHHS-Sugarland
NO | YES |  |  |  | 129-05955 | 129-05955 | Ohio Medical Corporation | ISU |  | JGGU11659 | SP CCC - (SL) - EMERGENCY ROOM | MHHS-Sienna Plantation CCC |  |  |  | 129-05955 | 129-05955 | Sugar Land | MHHS-Others | SP CCC - (SL) - EMERGENCY ROOM | Exam room 8 | 7/1/15 |  |  |  | FLOWMETERS, GAS |  | .needs class | [5 empty] | Ohio Medical |  |  |  |  | 9/16/20 |  |  | Not Covered Vendor Only - Biomedical | MHHS-Sienna Plantation CCC
NO | YES | Asset Tag 129-06111 |  |  | 129-06111 | 129-06111 | Ohio Medical Corporation | ISU |  | JGGU11668 | SP CCC - (SL) - EMERGENCY ROOM | MHHS-Sienna Plantation CCC |  |  |  | 129-06111 | 129-06111 | Sugar Land |  | SP CCC - (SL) - EMERGENCY ROOM |  | 7/22/15 |  |  |  | FLOWMETERS, GAS |  | .needs class | [5 empty] | Ohio Medical |  |  |  |  | 5/2/19 | Finished from Script 3/27/2020 12:11:52pm (Central) |  | Covered PM Repair - Biomedical | MHHS-Sienna Plantation CCC
NO | YES |  |  |  | 129-06112 | 129-06112 | Ohio Medical Corporation | ISU |  | JGGU 11651 | SP CCC - (SL) - EMERGENCY ROOM | MHHS-Sienna Plantation CCC |  |  |  | 129-06112 | 129-06112 | Sugar Land | MHHS-Others | SP CCC - (SL) - EMERGENCY ROOM | Exam 1 | 7/1/15 |  |  |  | FLOWMETERS, GAS |  | .needs class | [5 empty] | Ohio Medical | [7 empty] | Covered PM Repair Labor Only - Biomedica | MHHS-Sienna Plantation CCC
NO | YES |  |  |  | 129-06113 | 129-06113 | Ohio Medical Corporation | ISU |  | JGGU 11673 | SP CCC - (SL) - EMERGENCY ROOM | MHHS-Sienna Plantation CCC |  |  |  | 129-06113 | 129-06113 | Sugar Land | MHHS-Others | SP CCC - (SL) - EMERGENCY ROOM | Exam 2 | 7/1/15 |  |  |  | FLOWMETERS, GAS |  | .needs class | [5 empty] | Ohio Medical | [7 empty] | Covered PM Repair Labor Only - Biomedica | MHHS-Sienna Plantation CCC
NO | YES |  |  |  | 129-06114 | 129-06114 | Ohio Medical Corporation | ISU |  | JJGU 11670 | SP CCC - (SL) - EMERGENCY ROOM | MHHS-Sienna Plantation CCC |  |  |  | 129-06114 | 129-06114 | Sugar Land | MHHS-Others | SP CCC - (SL) - EMERGENCY ROOM | Exam 3 | 7/1/15 |  |  |  | FLOWMETERS, GAS |  | .needs class | [5 empty] | Ohio Medical | [7 empty] | Covered PM Repair Labor Only - Biomedica | MHHS-Sienna Plantation CCC
NO | YES |  |  |  | 129-06115 | 129-06115 | Ohio Medical Corporation | ISU |  | JGGU 11669 | SP CCC - (SL) - EMERGENCY ROOM | MHHS-Sienna Plantation CCC |  |  |  | 129-06115 | 129-06115 | Sugar Land | MHHS-Others | SP CCC - (SL) - EMERGENCY ROOM | Exam 4 | 7/1/15 |  |  |  | FLOWMETERS, GAS |  | .needs class | [5 empty] | Ohio Medical | [7 empty] | Covered PM Repair Labor Only - Biomedica | MHHS-Sienna Plantation CCC
NO | YES |  |  |  | 129-06116 | 129-06116 | Ohio Medical Corporation | ISU |  | JGGU 11671 | SP CCC - (SL) - EMERGENCY ROOM | MHHS-Sienna Plantation CCC |  |  |  | 129-06116 | 129-06116 | Sugar Land | MHHS-Others | SP CCC - (SL) - EMERGENCY ROOM | Exam 5 | 7/1/15 |  |  |  | FLOWMETERS, GAS |  | .needs class | [5 empty] | Ohio Medical | [7 empty] | Covered PM Repair Labor Only - Biomedica | MHHS-Sienna Plantation CCC
NO | YES |  |  |  | 129-06118 | 129-06118 | Ohio Medical Corporation | ISU |  | JGGU 11656 | SP CCC - (SL) - EMERGENCY ROOM | MHHS-Sienna Plantation CCC |  |  |  | 129-06118 | 129-06118 | Sugar Land | MHHS-Others | SP CCC - (SL) - EMERGENCY ROOM | Exam room 7 | 7/1/15 |  |  | No pm sticker | FLOWMETERS, GAS |  | .needs class | [5 empty] | Ohio Medical | [7 empty] | Covered PM Repair Labor Only - Biomedica | MHHS-Sienna Plantation CCC
NO | YES |  |  |  | 129-06119 | 129-06119 | Ohio Medical Corporation | ISU |  | JGGU 11655 | SP CCC - (SL) - EMERGENCY ROOM | MHHS-Sienna Plantation CCC |  |  |  | 129-06119 | 129-06119 | Sugar Land | MHHS-Others | SP CCC - (SL) - EMERGENCY ROOM | Exam room 7 | 7/1/15 |  |  | No pm sticker | FLOWMETERS, GAS |  | .needs class | [5 empty] | Ohio Medical | [7 empty] | Covered PM Repair Labor Only - Biomedica | MHHS-Sienna Plantation CCC
NO | YES |  |  |  | 129-06120 | 129-06120 | Ohio Medical Corporation | ISU |  | JGGU 11652 | SP CCC - (SL) - EMERGENCY ROOM | MHHS-Sienna Plantation CCC |  |  |  | 129-06120 | 129-06120 | Sugar Land | MHHS-Others | SP CCC - (SL) - EMERGENCY ROOM | Exam room 7 | 7/1/15 |  |  | No pm sticker | FLOWMETERS, GAS |  | .needs class | [5 empty] | Ohio Medical | [7 empty] | Covered PM Repair Labor Only - Biomedica | MHHS-Sienna Plantation CCC
NO | YES |  |  |  | 029-03168 | 029-03168 | Ohio Medical Corporation | ISU |  | GFFG36863 | Woodlands-Cardiopulmonary | MHHS-Woodlands |  |  |  | 029-03168 | 029-03168 | Woodlands | MHHS-Woodlands | Woodlands-Cardiopulmonary | EEG study | 12/1/18 |  |  |  | FLOWMETERS, GAS |  | .needs class | [5 empty] | Ohio Medical | [7 empty] | Covered PM Repair - Biomedical | MHHS-Woodlands
NO | YES |  |  |  | 029-07379 | 029-07379 | Ohio Medical Corporation | ISU |  | JGGR02845 | Woodlands-OR | MHHS-Woodlands |  |  |  | 029-07379 | 029-07379 | Woodlands | MHHS-Woodlands | Woodlands-OR | PACU |  |  |  |  | FLOWMETERS, GAS |  | .needs class | [5 empty] | Ohio Medical | [7 empty] | Covered PM Repair - Biomedical | MHHS-Woodlands
NO | YES |  |  |  | 029-07438 | 029-07438 | Ohio Medical Corporation | ISU |  | JGGR02778 | Woodlands-OR | MHHS-Woodlands |  |  |  | 029-07438 | 029-07438 | Woodlands | MHHS-Woodlands | Woodlands-OR | PACU |  |  |  |  | FLOWMETERS, GAS |  | .needs class | [5 empty] | Ohio Medical |  |  |  |  | 8/21/20 |  |  | Not Covered Vendor Only - Biomedical | MHHS-Woodlands
NO | YES |  |  |  | 029-11721 | 029-11721 | Ohio Medical Corporation | ISU |  | JGGV21613 | Woodlands-ER | MHHS-Woodlands |  |  |  | 029-11721 | 029-11721 | Woodlands | MHHS-Woodlands | Woodlands-ER | Storage equipment | 2/1/17 |  |  |  | FLOWMETERS, GAS |  | .needs class | [5 empty] | Ohio Medical | [7 empty] | Covered PM Repair - Biomedical | MHHS-Woodlands
NO | YES |  |  |  | 029-11723 | 029-11723 | Ohio Medical Corporation | ISU |  | JGGV21607 | Woodlands-ER | MHHS-Woodlands |  |  |  | 029-11723 | 029-11723 | Woodlands | MHHS-Woodlands | Woodlands-ER | Storage equipment | 2/1/17 |  |  |  | FLOWMETERS, GAS |  | .needs class | [5 empty] | Ohio Medical |  |  |  |  | 12/8/17 |  |  | Covered PM Repair - Radiology, Low End | MHHS-Woodlands
NO | YES |  |  |  | 029-11724 | 029-11724 | Ohio Medical Corporation | ISU |  | JGGV21612 | Woodlands-ER | MHHS-Woodlands |  |  |  | 029-11724 | 029-11724 | Woodlands | MHHS-Woodlands | Woodlands-ER | Room 15 | 2/1/17 |  |  |  | FLOWMETERS, GAS |  | .needs class | [5 empty] | Ohio Medical |  |  |  |  | 11/16/21 |  |  | Not Covered Vendor Only - Rad, Low End | MHHS-Woodlands
NO | YES |  |  |  | 029-11725 | 029-11725 | Ohio Medical Corporation | ISU |  | JGGV21478 | Woodlands-ER | MHHS-Woodlands |  |  |  | 029-11725 | 029-11725 | Woodlands | MHHS-Woodlands | Woodlands-ER | Room 17 | 2/1/17 |  |  |  | FLOWMETERS, GAS |  | .needs class | [5 empty] | Ohio Medical |  |  |  |  | 11/20/13 |  |  | Covered PM Repair - Biomedical | MHHS-Woodlands
NO | YES |  |  |  | 029-11726 | 029-11726 | Ohio Medical Corporation | ISU |  | JGGV61473 | Woodlands-ER | MHHS-Woodlands |  |  |  | 029-11726 | 029-11726 | Woodlands | MHHS-Woodlands | Woodlands-ER | Room 18 | 2/1/17 |  |  |  | FLOWMETERS, GAS |  | .needs class | [5 empty] | Ohio Medical |  |  |  |  | 11/20/13 |  |  | Covered PM Repair - Biomedical | MHHS-Woodlands
NO | YES |  |  |  | 029-11728 | 029-11728 | Ohio Medical Corporation | ISU |  | JGGV61457 | Woodlands-ER | MHHS-Woodlands |  |  |  | 029-11728 | 029-11728 | Woodlands | MHHS-Woodlands | Woodlands-ER | ER | 2/1/17 |  |  |  | FLOWMETERS, GAS |  | .needs class | [5 empty] | Ohio Medical | [7 empty] | Covered PM Repair - Biomedical | MHHS-Woodlands
NO | YES |  |  |  | 029-11729 | 029-11729 | Ohio Medical Corporation | ISU |  | JGGV61499 | Woodlands-ER | MHHS-Woodlands |  |  |  | 029-11729 | 029-11729 | Woodlands | MHHS-Woodlands | Woodlands-ER | Room 17 | 2/1/17 |  |  |  | FLOWMETERS, GAS |  | .needs class | [5 empty] | Ohio Medical | [7 empty] | Covered PM Repair - Biomedical | MHHS-Woodlands
NO | YES |  |  |  | 029-11732 | 029-11732 | Ohio Medical Corporation | ISU |  | JGGV61493 | Woodlands-ER | MHHS-Woodlands |  |  |  | 029-11732 | 029-11732 | Woodlands | MHHS-Woodlands | Woodlands-ER | Room 14 | 2/1/17 |  |  |  | FLOWMETERS, GAS |  | .needs class | [5 empty] | Ohio Medical | [7 empty] | Covered PM Repair - Biomedical | MHHS-Woodlands
NO | YES |  |  |  | 029-11735 | 029-11735 | Ohio Medical Corporation | ISU |  | JGGV61472 | Woodlands-PCU3 | MHHS-Woodlands |  |  |  | 029-11735 | 029-11735 | Woodlands | MHHS-Woodlands | Woodlands-PCU3 | Room 3222 |  |  |  |  | FLOWMETERS, GAS |  | .needs class | [5 empty] | Ohio Medical | [7 empty] | Covered PM Repair - Biomedical | MHHS-Woodlands
NO | YES |  |  |  | 029-11737 | 029-11737 | Ohio Medical Corporation | ISU |  | JGGV61477 | Woodlands-ER | MHHS-Woodlands |  |  |  | 029-11737 | 029-11737 | Woodlands | MHHS-Woodlands | Woodlands-ER | Room 13 | 2/1/17 |  |  |  | FLOWMETERS, GAS |  | .needs class | [5 empty] | Ohio Medical | [7 empty] | Covered PM Repair - Biomedical | MHHS-Woodlands
NO | YES |  |  |  | 029-11738 | 029-11738 | Ohio Medical Corporation | ISU |  | JGGV61455 | Woodlands-ER | MHHS-Woodlands |  |  |  | 029-11738 | 029-11738 | Woodlands | MHHS-Woodlands | Woodlands-ER | Room 13 | 2/1/17 |  |  |  | FLOWMETERS, GAS |  | .needs class | [5 empty] | Ohio Medical |  |  |  |  | 10/4/19 |  |  | Covered PM Repair - Biomedical | MHHS-Woodlands
NO | YES |  |  |  | 029-11743 | 029-11743 | Ohio Medical Corporation | ISU |  | JGGV61614 | Woodlands-ER | MHHS-Woodlands |  |  |  | 029-11743 | 029-11743 | Woodlands | MHHS-Woodlands | Woodlands-ER | Room 26 | 2/1/17 |  |  |  | FLOWMETERS, GAS |  | .needs class | [5 empty] | Ohio Medical | [7 empty] | Covered PM Repair - Biomedical | MHHS-Woodlands
NO | YES |  |  |  | 029-11744 | 029-11744 | Ohio Medical Corporation | ISU |  | JGGV61623 | Woodlands-ER | MHHS-Woodlands |  |  |  | 029-11744 | 029-11744 | Woodlands | MHHS-Woodlands | Woodlands-ER | Room 25 | 2/1/17 |  |  | ?AuOne time inspection?Au sticker | FLOWMETERS, GAS |  | .needs class | [5 empty] | Ohio Medical | [7 empty] | Covered PM Repair - Biomedical | MHHS-Woodlands
NO | YES |  |  |  | 029-11745 | 029-11745 | Ohio Medical Corporation | ISU |  | JGGV61616 | Woodlands-ER | MHHS-Woodlands |  |  |  | 029-11745 | 029-11745 | Woodlands | MHHS-Woodlands | Woodlands-ER | ER pedi 3 |  |  |  |  | FLOWMETERS, GAS |  | .needs class | [5 empty] | Ohio Medical | [7 empty] | Covered PM Repair - Biomedical | MHHS-Woodlands
NO | YES |  |  |  | 029-11746 | 029-11746 | Ohio Medical Corporation | ISU |  | JGGV61621 | Woodlands-ER | MHHS-Woodlands |  |  |  | 029-11746 | 029-11746 | Woodlands | MHHS-Woodlands | Woodlands-ER | ER 25 |  |  |  |  | FLOWMETERS, GAS |  | .needs class | [5 empty] | Ohio Medical | [7 empty] | Covered PM Repair - Biomedical | MHHS-Woodlands
NO | YES |  |  |  | 029-11747 | 029-11747 | Ohio Medical Corporation | ISU |  | JGGV61476 | Woodlands-ER | MHHS-Woodlands |  |  |  | 029-11747 | 029-11747 | Woodlands | MHHS-Woodlands | Woodlands-ER | Room 27 |  |  |  | No p.m. | FLOWMETERS, GAS |  | .needs class | [5 empty] | Ohio Medical | [7 empty] | Covered PM Repair - Biomedical | MHHS-Woodlands
NO | YES |  |  |  | 029-11748 | 029-11748 | Ohio Medical Corporation | ISU |  | JGGV61458 | Woodlands-ER | MHHS-Woodlands |  |  |  | 029-11748 | 029-11748 | Woodlands | MHHS-Woodlands | Woodlands-ER | Room 27 |  |  |  | No p.m. | FLOWMETERS, GAS |  | .needs class | [5 empty] | Ohio Medical | [7 empty] | Covered PM Repair - Biomedical | MHHS-Woodlands
NO | YES |  |  |  | 029-07370 | 029-07370 | Ohio Medical Corporation | ISU |  | JGGR02857 | Woodlands-PACU | MHHS-Woodlands |  |  |  | 029-07370 | 029-07370 | Woodlands | MHHS-Woodlands | Woodlands-PACU | PACU |  |  |  |  | FLOWMETERS, GAS |  | .needs class | [5 empty] | Ohio Medical | [7 empty] | Covered PM Repair - Biomedical | MHHS-Woodlands
NO | YES |  |  |  | 029-07373 | 029-07373 | Ohio Medical Corporation | ISU |  | JGGR02854 | Woodlands-OR | MHHS-Woodlands |  |  |  | 029-07373 | 029-07373 | Woodlands | MHHS-Woodlands | Woodlands-OR | PACU |  |  |  |  | FLOWMETERS, GAS |  | .needs class | [5 empty] | Ohio Medical | [7 empty] | Covered PM Repair - Biomedical | MHHS-Woodlands
NO | YES |  |  |  | 029-07374 | 029-07374 | Ohio Medical Corporation | ISU |  | JGGR02853 | Woodlands-OR | MHHS-Woodlands |  |  |  | 029-07374 | 029-07374 | Woodlands | MHHS-Woodlands | Woodlands-OR | PACU |  |  |  |  | FLOWMETERS, GAS |  | .needs class | [5 empty] | Ohio Medical | [7 empty] | Covered PM Repair - Biomedical | MHHS-Woodlands
NO | YES |  |  |  | 029-07376 | 029-07376 | Ohio Medical Corporation | ISU |  | JGGR02848 | Woodlands-OR | MHHS-Woodlands |  |  |  | 029-07376 | 029-07376 | Woodlands | MHHS-Woodlands | Woodlands-OR | PACU |  |  |  |  | FLOWMETERS, GAS |  | .needs class | [5 empty] | Ohio Medical | [7 empty] | Covered PM Repair - Biomedical | MHHS-Woodlands
NO | YES |  |  |  | 029-07380 | 029-07380 | Ohio Medical Corporation | ISU |  | JGGR02846 | Woodlands-OR | MHHS-Woodlands |  |  |  | 029-07380 | 029-07380 | Woodlands | MHHS-Woodlands | Woodlands-OR | PACU |  |  |  |  | FLOWMETERS, GAS |  | .needs class | [5 empty] | Ohio Medical |  |  |  |  | 9/25/20 |  |  | Not Covered Vendor Only - Biomedical | MHHS-Woodlands
NO | YES |  |  |  | 029-07384 | 029-07384 | Ohio Medical Corporation | ISU |  | JGGR02844 | Woodlands-OR | MHHS-Woodlands |  |  |  | 029-07384 | 029-07384 | Woodlands | MHHS-Woodlands | Woodlands-OR | PACU |  |  |  |  | FLOWMETERS, GAS |  | .needs class | [5 empty] | Ohio Medical |  |  |  |  | 9/25/20 |  |  | Not Covered Vendor Only - Biomedical | MHHS-Woodlands
NO | YES |  |  |  | 029-07435 | 029-07435 | Ohio Medical Corporation | ISU |  | JGGR02788 | Woodlands-OR | MHHS-Woodlands |  |  |  | 029-07435 | 029-07435 | Woodlands | MHHS-Woodlands | Woodlands-OR | PACU |  |  |  |  | FLOWMETERS, GAS |  | .needs class | [5 empty] | Ohio Medical |  |  |  |  | 12/28/16 |  |  | Not Covered Vendor Only - Biomedical | MHHS-Woodlands
NO | YES |  |  |  | 029-07441 | 029-07441 | Ohio Medical Corporation | ISU |  | JGGR02782 | Woodlands-OR | MHHS-Woodlands |  |  |  | 029-07441 | 029-07441 | Woodlands | MHHS-Woodlands | Woodlands-OR | PACU |  |  |  |  | FLOWMETERS, GAS |  | .needs class | [5 empty] | Ohio Medical |  |  |  |  | 9/25/20 |  |  | Not Covered Vendor Only - Biomedical | MHHS-Woodlands
NO | YES |  |  |  | 029-07443 | 029-07443 | Ohio Medical Corporation | ISU |  | JGGR02784 | Woodlands-OR | MHHS-Woodlands |  |  |  | 029-07443 | 029-07443 | Woodlands | MHHS-Woodlands | Woodlands-OR | PACU |  |  |  |  | FLOWMETERS, GAS |  | .needs class | [5 empty] | Ohio Medical |  |  |  |  | 9/25/20 |  |  | Not Covered Vendor Only - Biomedical | MHHS-Woodlands
NO | YES |  |  |  | 029-07446 | 029-07446 | Ohio Medical Corporation | ISU |  | JGGR02780 | Woodlands-OR | MHHS-Woodlands |  |  |  | 029-07446 | 029-07446 | Woodlands | MHHS-Woodlands | Woodlands-OR | PACU |  |  |  |  | FLOWMETERS, GAS |  | .needs class | [5 empty] | Ohio Medical |  |  |  |  | 9/25/20 |  |  | Not Covered Vendor Only - Biomedical | MHHS-Woodlands
NO | YES |  |  |  | 029-07421 | 029-07421 | Ohio Medical Corporation | ISU |  | JGGR02810 | Woodlands-Preop | MHHS-Woodlands |  |  |  | 029-07421 | 029-07421 | Woodlands | MHHS-Woodlands | Woodlands-Preop | Room 15 | 3/1/12 |  |  |  | FLOWMETERS, GAS |  | .needs class | [5 empty] | Ohio Medical |  |  |  |  | 9/25/20 |  |  | Not Covered Vendor Only - Biomedical | MHHS-Woodlands
YES | YES |  |  |  | JGGU 11680 | JGGU 11680 | Ohio Medical Corporation | ISU |  | JGGU 11680 | SP CCC - (SL) - EMERGENCY ROOM |  |  |  |  | JGGU 11680 | JGGU 11680 | Sugar Land | Memorial Hermann Convenient Care Center at Sienna Plantation (Sienna CCC) (#B) | SP CCC - (SL) - EMERGENCY ROOM | Exam 6
YES | YES |  |  |  | 129-06181 | 129-06181 | Ohio Medical Corporation | ISU |  | JGGU 11657 | SP CCC - (SL) - EMERGENCY ROOM |  |  |  |  | 129-06181 | 129-06181 | Sugar Land | Memorial Hermann Convenient Care Center at Sienna Plantation (Sienna CCC) (#B) | SP CCC - (SL) - EMERGENCY ROOM | Ultrasound 2
YES | YES |  |  |  | 129-06182 | 129-06182 | Ohio Medical Corporation | ISU |  | JGGU 11677 | SP CCC - (SL) - EMERGENCY ROOM |  |  |  |  | 129-06182 | 129-06182 | Sugar Land | Memorial Hermann Convenient Care Center at Sienna Plantation (Sienna CCC) (#B) | SP CCC - (SL) - EMERGENCY ROOM | Ultrasound 1
NO | YES |  |  |  | 142-09850 | 142-09850 | Ohio Medical Corporation | ISU |  | Jggu23305 | Woodlands-ER |  |  |  |  | 142-09850 | 142-09850 | Woodlands | MHHS-Woodlands | Woodlands-ER | Room 30
YES | YES |  |  |  | 099-02320 | 099-02320 | Ohio Medical Corporation | ISU |  |  | WOODLANDS - ER |  |  |  |  | 099-02320 | 099-02320 | Woodlands | Memorial Hermann The Woodlands Medical Center | WOODLANDS - ER | Room 28 |  |  |  | New add - ?Auone time inspection?Au sticker
YES | YES |  |  |  | 099-02321 | 099-02321 | Ohio Medical Corporation | ISU |  |  | WOODLANDS - ER |  |  |  |  | 099-02321 | 099-02321 | Woodlands | Memorial Hermann The Woodlands Medical Center | WOODLANDS - ER | Room 28 |  |  |  | New add - ?Auone time inspection?Au sticker
YES | YES |  |  |  | 099-02322 | 099-02322 | Ohio Medical Corporation | ISU |  |  | WOODLANDS - ER |  |  |  |  | 099-02322 | 099-02322 | Woodlands | Memorial Hermann The Woodlands Medical Center | WOODLANDS - ER | Room 28 |  |  |  | New add - ?Auone time inspection?Au sticker
YES | YES |  |  |  | 099-02804 | 099-02804 | Ohio Medical Corporation | ISU |  |  | WOODLANDS - ER |  |  |  |  | 099-02804 | 099-02804 | Woodlands | Memorial Hermann Hospital Woodlands | WOODLANDS - ER | ER 25 |  |  |  | Serial number plate missing
NO | YES |  |  |  | 142-09458 | 142-09458 | Ohio Medical Corporation | ISU |  | JGGV13475 | Woodlands-ER |  |  |  |  | 142-09458 | 142-09458 | Woodlands | MHHS-Woodlands | Woodlands-ER | Room 29
NO | YES |  |  |  | 142-09459 | 142-09459 | Ohio Medical Corporation | ISU |  | JGGV13473 | Woodlands-ER |  |  |  |  | 142-09459 | 142-09459 | Woodlands | MHHS-Woodlands | Woodlands-ER | Room 29
YES | YES |  |  |  | 029-00930 | 029-00930 | Ohio Medical Corporation | ISU |  | GFFB22244 | WOODLANDS - ER |  |  |  |  | 029-00930 | 029-00930 | Woodlands |  | WOODLANDS - ER | Storage equipment
YES | YES |  |  |  | 142-09847 | 142-09847 | Ohio Medical Corporation | ISU |  | PSAY29323 | WOODLANDS - ER |  |  |  |  | 142-09847 | 142-09847 | Woodlands | Woodlands | WOODLANDS - ER | Storage equipment
YES | YES |  |  |  | 142-09845 | 142-09845 | Ohio Medical Corporation | ISU |  | PSAY29321 | WOODLANDS - ER |  |  |  |  | 142-09845 | 142-09845 | Woodlands | Woodlands | WOODLANDS - ER | Storage equipment
YES | YES |  |  |  | 142-09846 | 142-09846 | Ohio Medical Corporation | ISU |  | PSAY29322 | WOODLANDS - ER |  |  |  |  | 142-09846 | 142-09846 | Woodlands | Woodlands | WOODLANDS - ER | Storage equipment
NO | YES |  |  |  | 099-03522 | 099-03522 | Ohio Medical Corporation | ISU |  | JGGV13466 | Woodlands-Peds |  |  |  |  | 099-03522 | 099-03522 | Woodlands | MHHS-Woodlands | Woodlands-Peds | Room 4
NO | YES |  |  |  | 099-03523 | 099-03523 | Ohio Medical Corporation | ISU |  | JGGV13463 | Woodlands-Peds |  |  |  |  | 099-03523 | 099-03523 | Woodlands | MHHS-Woodlands | Woodlands-Peds | Room 4
NO | YES |  |  |  | 099-03591 | 099-03591 | Ohio Medical Corporation | ISU |  | JGGV13470 | Woodlands-ER-Peds |  |  |  |  | 099-03591 | 099-03591 | Woodlands | MHHS-Woodlands | Woodlands-ER-Peds | Pedi ER 1
NO | YES |  |  |  | 099-01670 | 099-01670 | Ohio Medical Corporation | ISU |  | JGGV13467 | Woodlands-ER-Peds |  |  |  |  | 099-01670 | 099-01670 | Woodlands | MHHS-Woodlands | Woodlands-ER-Peds | Pedi ER 1
YES | YES |  |  |  |  | 029-07425 | Ohio Medical Corporation | ISU |  | JGGN06645 | Surgical room | [5 empty] | 029-07425 | Woodlands | Memorial Hermann Hospital Woodlands | Surgical room | OR Room 18
YES | YES |  |  |  | 029-07382 | 029-07382 | Ohio Medical Corporation | ISU |  | JGGR02850 | WOODLANDS - OR |  |  |  |  | 029-07382 | 029-07382 | Woodlands | Memorial Hermann in the woodlands | WOODLANDS - OR | PACU
YES | YES |  |  |  | 029-07445 | 029-07445 | Ohio Medical Corporation | ISU |  | JGGR02781 | WOODLANDS - OR |  |  |  |  | 029-07445 | 029-07445 | Woodlands | Memorial Hermann in the woodlands | WOODLANDS - OR | PACU
YES | YES |  |  |  | 029-07372 | 029-07372 | Ohio Medical Corporation | ISU |  | JGGR02856 | WOODLANDS - OR |  |  |  |  | 029-07372 | 029-07372 | Woodlands | Memorial Hermann in the woodlands | WOODLANDS - OR | PACU
YES | YES |  |  |  | 029-07369 | 029-07369 | Ohio Medical Corporation | ISU |  | JGGR02858 | WOODLANDS - OR |  |  |  |  | 029-07369 | 029-07369 | Woodlands | Memorial Hermann in the woodlands | WOODLANDS - OR | PACU
YES | YES |  |  |  | 029-07396 | 029-07396 | Ohio Medical Corporation | ISU |  | JGGR02799 | WOODLANDS - OR |  |  |  |  | 029-07396 | 029-07396 | Woodlands | Memorial Hermann in the woodlands | WOODLANDS - OR | PACU
YES | YES |  |  |  | 029-07371 | 029-07371 | Ohio Medical Corporation | ISU |  | JGGR02855 | PACU |  |  |  |  | 029-07371 | 029-07371 | Woodlands | Memorial Hermann woodlands | PACU | PACU
YES | YES |  |  |  | 029-07377 | 029-07377 | Ohio Medical Corporation | ISU |  | JGGR02847 | PACU |  |  |  |  | 029-07377 | 029-07377 | Woodlands | Memorial Hermann woodlands | PACU | PACU
YES | YES |  |  |  | 029-07397 | 029-07397 | Ohio Medical Corporation | ISU |  | JGGR02798 | PACU |  |  |  |  | 029-07397 | 029-07397 | Woodlands | Memorial Hermann woodlands | PACU | PACU
YES | YES |  |  |  | 029-07394 | 029-07394 | Ohio Medical Corporation | ISU |  | JGGR02795 | PACU |  |  |  |  | 029-07394 | 029-07394 | Woodlands | Memorial Hermann Hospital Woodlands | PACU | Bay 24
YES | YES |  |  |  | 029-07440 | 029-07440 | Ohio Medical Corporation | ISU |  | JGGR02776 | PACU |  |  |  |  | 029-07440 | 029-07440 | Woodlands | Memorial Hermann woodlands | PACU | PACU
YES | YES |  |  |  | 029-07433 | JGGR02790 | Ohio Medical Corporation | ISU |  | JGGR02790 | PACU |  |  |  |  | 029-07433 | JGGR02790 | Woodlands | Memorial Hermann woodlands | PACU | PACU
YES | YES |  |  |  | 029-07392 | 029-07392 | Ohio Medical Corporation | ISU |  | JGGR02800 | PACU |  |  |  |  | 029-07392 | 029-07392 | Woodlands | Memorial Hermann Hospital Woodlands | PACU | Bay 22
YES | YES |  |  |  | 029-07391 | 029-07391 | Ohio Medical Corporation | ISU |  | JGGR02793 | PACU |  |  |  |  | 029-07391 | 029-07391 | Woodlands | Memorial Hermann Hospital Woodlands | PACU | Bay 22
YES | YES |  |  |  | 029-07416 | 029-07416 | Ohio Medical Corporation | ISU |  | JGGQ23172 | PACU |  |  |  |  | 029-07416 | 029-07416 | Woodlands | Memorial Hermann woodlands | PACU | PACU
YES | YES |  |  |  | 029-07403 | 029-07403 | Ohio Medical Corporation | ISU |  | JGGR02771 | PACU |  |  |  |  | 029-07403 | 029-07403 | Woodlands | Memorial Hermann woodlands | PACU | PACU
YES | YES |  |  |  | 029-07393 | 029-07393 | Ohio Medical Corporation | ISU |  | JGGR02802 | PACU |  |  |  |  | 029-07393 | 029-07393 | Woodlands | Memorial Hermann woodlands | PACU | PACU
YES | YES |  |  |  | 029-07385 | 029-07385 | Ohio Medical Corporation | ISU |  | JGGR02794 | PACU |  |  |  |  | 029-07385 | 029-07385 | Woodlands | Memorial Hermann woodlands | PACU | PACU
YES | YES |  |  |  | 029-07378 | 029-07378 | Ohio Medical Corporation | ISU |  | JGGR02851 | PACI |  |  |  |  | 029-07378 | 029-07378 | Woodlands | Memorial Hermann Hospital Woodlands | PACI | Bay 20
YES | YES |  |  |  | 029-07432 | 029-07432 | Ohio Medical Corporation | ISU |  | JGGR02791 | PACI |  |  |  |  | 029-07432 | 029-07432 | Woodlands | Memorial Hermann Hospital Woodlands | PACI | Bay 20
YES | YES |  |  |  | 029-03966 | 029-03966 | Ohio Medical Corporation | ISU |  | GFFJ18060 | OB / LD |  |  |  |  | 029-03966 | 029-03966 | Woodlands | Memorial Hermann Hospital Woodlands | OB / LD | Room W1 214 |  |  |  | No p.m.
YES | YES |  |  |  | 029-07398 | 029-07398 | Ohio Medical Corporation | ISU |  | JGGR02797 | OB / LD |  |  |  |  | 029-07398 | 029-07398 | Woodlands | Memorial Hermann Hospital Woodlands | OB / LD | Room W1 234
YES | YES |  |  |  | 029-13237 | 029-13237 | Ohio Medical Corporation | ISU |  | PSAY07658 | NICU |  |  |  |  | 029-13237 | 029-13237 | Woodlands | Memorial Hermann The Woodlands Medical Center | NICU | NICU
YES | YES |  |  |  | 029-13239 | 029-13239 | Ohio Medical Corporation | ISU |  | PSAY07777 | NICU |  |  |  |  | 029-13239 | 029-13239 | Woodlands | Memorial Hermann The Woodlands Medical Center | NICU | NICU
YES | YES |  |  |  | 029-13238 | 029-13238 | Ohio Medical Corporation | ISU |  | PSAY07783 | NICU |  |  |  |  | 029-13238 | 029-13238 | Woodlands | Memorial Hermann The Woodlands Medical Center | NICU | NICU
YES | YES |  |  |  | 029-13240 | 029-13240 | Ohio Medical Corporation | ISU |  | PSAY07785 | NICU |  |  |  |  | 029-13240 | 029-13240 | Woodlands | Memorial Hermann The Woodlands Medical Center | NICU | NICU
YES | YES |  |  |  | 029-13241 | 029-13241 | Ohio Medical Corporation | ISU |  | PSAY07781 | NICU |  |  |  |  | 029-13241 | 029-13241 | Woodlands | Memorial Hermann The Woodlands Medical Center | NICU | NICU
YES | YES |  |  |  | 029-13242 | 029-13242 | Ohio Medical Corporation | ISU |  | PSAY07782 | NICU |  |  |  |  | 029-13242 | 029-13242 | Woodlands | Memorial Hermann The Woodlands Medical Center | NICU | NICU
YES | YES |  |  |  | 029-13243 | 029-13243 | Ohio Medical Corporation | ISU |  | PSAY07790 | WOODLANDS - NICU (NEW) |  |  |  |  | 029-13243 | 029-13243 | Woodlands | Memorial Hermann The Woodlands Medical Center | WOODLANDS - NICU (NEW) | NICU
YES | YES |  |  |  | 029-13244 | 029-13244 | Ohio Medical Corporation | ISU |  | PSAY07661 | WOODLANDS - NICU (NEW) |  |  |  |  | 029-13244 | 029-13244 | Woodlands | Memorial Hermann The Woodlands Medical Center | WOODLANDS - NICU (NEW) | NICU
YES | YES |  |  |  | 029-13245 | 029-13245 | Ohio Medical Corporation | ISU |  | PSAY07655 | WOODLANDS - NICU (NEW) |  |  |  |  | 029-13245 | 029-13245 | Woodlands | Memorial Hermann The Woodlands Medical Center | WOODLANDS - NICU (NEW) | NICU
YES | YES |  |  |  | 029-13420 | 029-13420 | Ohio Medical Corporation | ISU |  | PSAY07789 | WOODLANDS - NICU |  |  |  |  | 029-13420 | 029-13420 | Woodlands | Memorial Hermann The Woodlands Medical Center | WOODLANDS - NICU | NICU
YES | YES |  |  |  | 029-13421 | 029-13421 | Ohio Medical Corporation | ISU |  | PSAY07660 | WOODLANDS - NICU (NEW) |  |  |  |  | 029-13421 | 029-13421 | Woodlands | Memorial Hermann The Woodlands Medical Center | WOODLANDS - NICU (NEW) | NICU
YES | YES |  |  |  | 029-13423 | 029-13423 | Ohio Medical Corporation | ISU |  | PSAY07714 | WOODLANDS - NICU (NEW) |  |  |  |  | 029-13423 | 029-13423 | Woodlands | Memorial Hermann The Woodlands Medical Center | WOODLANDS - NICU (NEW) | NICU
YES | YES |  |  |  | 029-13425 | 029-13425 | Ohio Medical Corporation | ISU |  | PSAY07699 | WOODLANDS - NICU (NEW) |  |  |  |  | 029-13425 | 029-13425 | Woodlands | Memorial Hermann The Woodlands Medical Center | WOODLANDS - NICU (NEW) | NICU
YES | YES |  |  |  | 029-13428 | 029-13428 | Ohio Medical Corporation | ISU |  | PSAY07659 | WOODLANDS - NICU |  |  |  |  | 029-13428 | 029-13428 | Woodlands | Memorial Hermann The Woodlands Medical Center | WOODLANDS - NICU | NICU
YES | YES |  |  |  | 029-13429 | 029-13429 | Ohio Medical Corporation | ISU |  | PSAY07779 | WOODLANDS - NICU |  |  |  |  | 029-13429 | 029-13429 | Woodlands | Memorial Hermann The Woodlands Medical Center | WOODLANDS - NICU | NICU
YES | YES |  |  |  | 029-13430 | 029-13430 | Ohio Medical Corporation | ISU |  | PSAY07787 | WOODLANDS - NICU |  |  |  |  | 029-13430 | 029-13430 | Woodlands | Memorial Hermann The Woodlands Medical Center | WOODLANDS - NICU | NICU
YES | YES |  |  |  | 029-13431 | 029-13431 | Ohio Medical Corporation | ISU |  |  | WOODLANDS - NICU |  |  |  |  | 029-13431 | 029-13431 | Woodlands | Memorial Hermann The Woodlands Medical Center | WOODLANDS - NICU | NICU
YES | YES |  |  |  | 029-13432 | 029-13432 | Ohio Medical Corporation | ISU |  | PSAY07794 | WOODLANDS - NICU |  |  |  |  | 029-13432 | 029-13432 | Woodlands | Memorial Hermann The Woodlands Medical Center | WOODLANDS - NICU | NICU
YES | YES |  |  |  | 029-13434 | 029-13434 | Ohio Medical Corporation | ISU |  |  | Er |  |  |  |  | 029-13434 | 029-13434 | Woodlands | Memorial Hermann Imaging Center - Convenient Care Center in Spring | Er | ER
NO | YES |  |  |  | 029-13544 | 029-13544 | Ohio Medical Corporation | ISU |  | JGGV13472 | Woodlands-ER |  |  |  |  | 029-13544 | 029-13544 | Woodlands | MHHS-Woodlands | Woodlands-ER | ER
YES | YES |  |  |  | 029-13541 | 029-13541 | Ohio Medical Corporation | ISU |  | PSAY07662 | WOODLANDS - CENTRAL SUPPLY |  |  |  |  | 029-13541 | 029-13541 | Woodlands | Memorial Hermann The Woodlands Medical Center | WOODLANDS - CENTRAL SUPPLY | PCAU L
YES | YES |  |  |  | 029-13540 | 029-13540 | Ohio Medical Corporation | ISU |  | PSAY07650 | WOODLANDS - CENTRAL SUPPLY |  |  |  |  | 029-13540 | 029-13540 | Woodlands | Memorial Hermann The Woodlands Medical Center | WOODLANDS - CENTRAL SUPPLY | PCAU L
NO | YES |  |  |  | 029-13666 | 029-13666 | Ohio Medical Corporation | ISU |  | JGGV05636 | TIRR-Woodlands Inpatient |  |  |  |  | 029-13666 | 029-13666 | Woodlands | MHHS-Others | TIRR-Woodlands Inpatient | TIRR
NO | YES |  |  |  | 029-13668 | 029-13668 | Ohio Medical Corporation | ISU |  | JGGV05635 | TIRR-Woodlands Inpatient |  |  |  |  | 029-13668 | 029-13668 | Woodlands | MHHS-Others | TIRR-Woodlands Inpatient | TIRR
NO | YES |  |  |  | 029-13669 | 029-13669 | Ohio Medical Corporation | ISU |  | JGGV05643 | TIRR-Woodlands Inpatient |  |  |  |  | 029-13669 | 029-13669 | Woodlands | MHHS-Others | TIRR-Woodlands Inpatient | TIRR
NO | YES |  |  |  | 029-13671 | 029-13671 | Ohio Medical Corporation | ISU |  | JGGV05633 | TIRR-Woodlands Inpatient |  |  |  |  | 029-13671 | 029-13671 | Woodlands | MHHS-Others | TIRR-Woodlands Inpatient | TIRR
NO | YES |  |  |  | 029-13673 | 029-13673 | Ohio Medical Corporation | ISU |  | JGGV05639 | TIRR-Woodlands Inpatient |  |  |  |  | 029-13673 | 029-13673 | Woodlands | MHHS-Others | TIRR-Woodlands Inpatient | TIRR
NO | YES |  |  |  | 029-13675 | 029-13675 | Ohio Medical Corporation | ISU |  | JGGV05632 | TIRR-Woodlands Inpatient |  |  |  |  | 029-13675 | 029-13675 | Woodlands | MHHS-Others | TIRR-Woodlands Inpatient | TIRR
NO | YES |  |  |  | 029-13677 | 029-13677 | Ohio Medical Corporation | ISU |  | JGGV05642 | TIRR-Woodlands Inpatient |  |  |  |  | 029-13677 | 029-13677 | Woodlands | MHHS-Others | TIRR-Woodlands Inpatient | TIRR
YES | YES |  |  |  | 074-06367 | 074-06367 | Ohio Medical Corporation | ISU |  |  | West Tower 3rd Floor |  |  |  |  | 074-06367 | 074-06367 | Woodlands | Memorial Hermann Hospital Woodlands | West Tower 3rd Floor | Room 3226 |  |  |  | In use
NO | NO |  |  |  | 129-06305 |  | Ohio Medical Corporation | ISU |  | JGGU12270 | SUGAR LAND - NURSERY | MHHS-Sugarland |  |  |  | 129-06305 |  | Sugar Land |  | SUGAR LAND - NURSERY | [5 empty] | FLOWMETERS, GAS |  | .needs class | [5 empty] | Ohio Medical | [7 empty] | Not Covered Vendor Only - Biomedical | MHHS-Sugarland
NO | NO | [5 empty] | Ohio Medical Corporation | ISU |  | GFFE25234 | TMC - HERMANN - SIMU (3HP) | MHHS-TMC | [5 empty] | TMC |  | TMC - HERMANN - SIMU (3HP) | [5 empty] | FLOWMETERS, GAS |  | .needs class | [5 empty] | Ohio Medical | [7 empty] | Covered PM Repair - Biomedical | MHHS-TMC
NO | NO | [5 empty] | Ohio Medical Corporation | ISU |  | GFFJ03554 | TMC - HERMANN - SIMU (3HP) | MHHS-TMC | [5 empty] | TMC |  | TMC - HERMANN - SIMU (3HP) | [5 empty] | FLOWMETERS, GAS |  | .needs class | [5 empty] | Ohio Medical | [7 empty] | Covered PM Repair - Biomedical | MHHS-TMC
NO | NO |  |  |  | 029-07413 |  | Ohio Medical Corporation | ISU |  | JGGR02862 | WOODLANDS - CATH LAB | MHHS-Woodlands |  |  |  | 029-07413 |  | Woodlands |  | WOODLANDS - CATH LAB | [5 empty] | FLOWMETERS, GAS |  | .needs class | [5 empty] | Ohio Medical | [7 empty] | Covered PM Repair - Biomedical | MHHS-Woodlands
NO | NO |  |  |  | 029-11717 |  | Ohio Medical Corporation | ISU |  | JGGV21611 | WOODLANDS - ER | MHHS-Woodlands |  |  |  | 029-11717 |  | Woodlands |  | WOODLANDS - ER | [5 empty] | FLOWMETERS, GAS |  | .needs class | [5 empty] | Ohio Medical | [7 empty] | Covered PM Repair - Biomedical | MHHS-Woodlands
NO | NO |  |  |  | 029-11718 |  | Ohio Medical Corporation | ISU |  | JGGV21606 | WOODLANDS - ER | MHHS-Woodlands |  |  |  | 029-11718 |  | Woodlands |  | WOODLANDS - ER | [5 empty] | FLOWMETERS, GAS |  | .needs class | [5 empty] | Ohio Medical | [7 empty] | Covered PM Repair - Biomedical | MHHS-Woodlands
NO | NO |  |  |  | 029-11722 |  | Ohio Medical Corporation | ISU |  | JGGV21608 | WOODLANDS - ER | MHHS-Woodlands |  |  |  | 029-11722 |  | Woodlands |  | WOODLANDS - ER | [5 empty] | FLOWMETERS, GAS |  | .needs class | [5 empty] | Ohio Medical | [7 empty] | Covered PM Repair - Radiology, Low End | MHHS-Woodlands
NO | NO |  |  |  | 029-11727 |  | Ohio Medical Corporation | ISU |  | JGGV61453 | WOODLANDS - ER | MHHS-Woodlands |  |  |  | 029-11727 |  | Woodlands |  | WOODLANDS - ER | [5 empty] | FLOWMETERS, GAS |  | .needs class | [5 empty] | Ohio Medical | [7 empty] | Covered PM Repair - Biomedical | MHHS-Woodlands
NO | NO |  |  |  | 029-11730 |  | Ohio Medical Corporation | ISU |  | JGGV61495 | WOODLANDS - ER | MHHS-Woodlands |  |  |  | 029-11730 |  | Woodlands |  | WOODLANDS - ER | [5 empty] | FLOWMETERS, GAS |  | .needs class | [5 empty] | Ohio Medical | [7 empty] | Covered PM Repair - Biomedical | MHHS-Woodlands
NO | NO |  |  |  | 029-11731 |  | Ohio Medical Corporation | ISU |  | JGGV61479 | WOODLANDS - ER | MHHS-Woodlands |  |  |  | 029-11731 |  | Woodlands |  | WOODLANDS - ER | [5 empty] | FLOWMETERS, GAS |  | .needs class | [5 empty] | Ohio Medical | [7 empty] | Covered PM Repair - Biomedical | MHHS-Woodlands
NO | NO |  |  |  | 029-11733 |  | Ohio Medical Corporation | ISU |  | JGGV61496 | WOODLANDS - ER | MHHS-Woodlands |  |  |  | 029-11733 |  | Woodlands |  | WOODLANDS - ER | [5 empty] | FLOWMETERS, GAS |  | .needs class | [5 empty] | Ohio Medical | [7 empty] | Covered PM Repair - Biomedical | MHHS-Woodlands
NO | NO |  |  |  | 029-11734 |  | Ohio Medical Corporation | ISU |  | JGGV61491 | WOODLANDS - ER | MHHS-Woodlands |  |  |  | 029-11734 |  | Woodlands |  | WOODLANDS - ER | [5 empty] | FLOWMETERS, GAS |  | .needs class | [5 empty] | Ohio Medical | [7 empty] | Covered PM Repair - Biomedical | MHHS-Woodlands
NO | NO |  |  |  | 029-11739 |  | Ohio Medical Corporation | ISU |  | JGGV61609 | WOODLANDS - ER | MHHS-Woodlands |  |  |  | 029-11739 |  | Woodlands |  | WOODLANDS - ER | [5 empty] | FLOWMETERS, GAS |  | .needs class | [5 empty] | Ohio Medical | [7 empty] | Covered PM Repair - Biomedical | MHHS-Woodlands
NO | NO |  |  |  | 029-11740 |  | Ohio Medical Corporation | ISU |  | JGGV61500 | WOODLANDS - ER | MHHS-Woodlands |  |  |  | 029-11740 |  | Woodlands |  | WOODLANDS - ER | [5 empty] | FLOWMETERS, GAS |  | .needs class | [5 empty] | Ohio Medical | [7 empty] | Covered PM Repair - Biomedical | MHHS-Woodlands
NO | NO |  |  |  | 029-11741 |  | Ohio Medical Corporation | ISU |  | JGGV61618 | WOODLANDS - ER | MHHS-Woodlands |  |  |  | 029-11741 |  | Woodlands |  | WOODLANDS - ER | [5 empty] | FLOWMETERS, GAS |  | .needs class | [5 empty] | Ohio Medical | [7 empty] | Covered PM Repair - Biomedical | MHHS-Woodlands
NO | NO |  |  |  | 029-11742 |  | Ohio Medical Corporation | ISU |  | JGGV61617 | WOODLANDS - ER | MHHS-Woodlands |  |  |  | 029-11742 |  | Woodlands |  | WOODLANDS - ER | [5 empty] | FLOWMETERS, GAS |  | .needs class | [5 empty] | Ohio Medical | [7 empty] | Covered PM Repair - Biomedical | MHHS-Woodlands
NO | YES |  |  |  | 005-33888 | 005-33888 | Ohio Medical Corporation | PC38A |  | JGHW00405 | SE-Nurse Call | MHHS-Southeast |  |  |  | 005-33888 | 005-33888 | Southeast | MHHS-Southeast | SE-Nurse Call | Biomed |  |  |  |  | REGULATORS, SUCTION |  | .needs class | [5 empty] | Ohio Medical |  |  |  |  | 8/15/20 |  |  | Not Covered Vendor Only - Biomedical | MHHS-Southeast
NO | NO |  |  |  | 005-33889 |  | Ohio Medical Corporation | PC38A |  | JGHW00402 | SE - CENTRAL SUPPLY | MHHS-Southeast |  |  |  | 005-33889 |  | Southeast & Bay Area |  | SE - CENTRAL SUPPLY | [5 empty] | REGULATORS, SUCTION |  | .needs class | [5 empty] | Ohio Medical | [7 empty] | Not Covered Vendor Only - Biomedical | MHHS-Southeast
NO | NO |  |  |  | JGHW00404 |  | Ohio Medical Corporation | PC38A |  | JGHW00404 | SE - OR | MHHS-Southeast |  |  |  | JGHW00404 |  | Southeast & Bay Area |  | SE - OR | [5 empty] | REGULATORS, SUCTION |  | .needs class | [5 empty] | Ohio Medical | [7 empty] | Not Covered Vendor Only - Biomedical | MHHS-Southeast
YES | YES |  |  |  | 041-34720 | 041-34720 | Ohio Medical Corporation | PINA |  | PNAY00479 | MEMORIAL CITY - PEDS - NURSERY |  |  |  |  | 041-34720 | 041-34720 | West | Memorial Hermann Memorial City Medical Center | MEMORIAL CITY - PEDS - NURSERY | MEMORIAL CITY PEDS
YES | YES |  |  |  | 041-34721 | 041-34721 | Ohio Medical Corporation | PINA |  | PNAY00484 | MEMORIAL CITY - PEDS - NURSERY |  |  |  |  | 041-34721 | 041-34721 | West | Memorial Hermann Memorial City Medical Center | MEMORIAL CITY - PEDS - NURSERY | MEMORIAL CITY PEDS
YES | YES |  |  |  | 029-13172 | 029-13172 | Ohio Medical Corporation | PISA |  | 010868825000208521PSAY17565 | WOODLANDS - OR |  |  |  |  | 029-13172 | 029-13172 | Woodlands | Memorial Hermann The Woodlands Medical Center | WOODLANDS - OR | Equipment Storage |  |  |  | New Add |  |  | REGULATORVACUUM-Ohio Medical-PISA
YES | YES |  |  |  | 029-13173 | 029-13173 | Ohio Medical Corporation | PISA |  | 010868825000208521PSAY17561 | WOODLANDS - OR |  |  |  |  | 029-13173 | 029-13173 | Woodlands | Memorial Hermann The Woodlands Medical Center | WOODLANDS - OR | Equipment Storage |  |  |  | New Add |  |  | REGULATORVACUUM-Ohio Medical-PISA
YES | YES |  |  |  | 029-13174 | 029-13174 | Ohio Medical Corporation | PISA |  | 010868825000208521PSAY17563 | WOODLANDS - OR |  |  |  |  | 029-13174 | 029-13174 | Woodlands | Memorial Hermann The Woodlands Medical Center | WOODLANDS - OR | Equipment Storage |  |  |  | New add |  |  | REGULATORVACUUM-Ohio Medical-PISA
YES | YES |  |  |  | 029-13175 | 029-13175 | Ohio Medical Corporation | PISA |  | 010868825000208521PSAY17564 | WOODLANDS - OR |  |  |  |  | 029-13175 | 029-13175 | Woodlands | Memorial Hermann The Woodlands Medical Center | WOODLANDS - OR | Equipment Storage |  |  |  | New Add |  |  | REGULATORVACUUM-Ohio Medical-PISA
YES | YES |  |  |  | 029-13176 | 029-13176 | Ohio Medical Corporation | PISA |  | 010868825000208521PSAY17562 | WOODLANDS - OR |  |  |  |  | 029-13176 | 029-13176 | Woodlands | Memorial Hermann The Woodlands Medical Center | WOODLANDS - OR | Equipment Storage |  |  |  | New Add |  |  | REGULATORVACUUM-Ohio Medical-PISA
YES | YES |  |  |  | 029-13177 | 029-13177 | Ohio Medical Corporation | PISA |  | 010868825000208521PSAY17566 | WOODLANDS - OR |  |  |  |  | 029-13177 | 029-13177 | Woodlands | Memorial Hermann The Woodlands Medical Center | WOODLANDS - OR | Equipment Storage |  |  |  | New Add |  |  | REGULATORVACUUM-Ohio Medical-PISA
YES | YES |  |  |  | 029-13181 | 029-13181 | Ohio Medical Corporation | PISA |  | 010868825000208521PSAY07651 | WOODLANDS - OR |  |  |  |  | 029-13181 | 029-13181 | Woodlands | Memorial Hermann The Woodlands Medical Center | WOODLANDS - OR | Equipment Storage |  |  |  | New Add |  |  | REGULATORVACUUM-Ohio Medical-PISA
YES | YES |  |  |  | 029-13538 | 029-13538 | Ohio Medical Corporation | PISA |  | PSAY07648 | WOODLANDS - CENTRAL SUPPLY |  |  |  |  | 029-13538 | 029-13538 | Woodlands | Memorial Hermann The Woodlands Medical Center | WOODLANDS - CENTRAL SUPPLY | PACU L | [6 empty] | REGULATORVACUUM-Ohio Medical-PISA
YES | YES |  |  |  | 074-06129 | 074-06129 | Ohio Medical Corporation | PISA |  | PSAY11836 | OR |  |  |  |  | 074-06129 | 074-06129 | Woodlands | Memorial Hermann The Woodlands Medical Center | OR | OR | [6 empty] | REGULATORVACUUM-Ohio Medical-PISA
NO | YES |  |  |  | 029-11719 | 029-11719 | Ohio Medical Corporation | PISU |  | JGGV21605 | Woodlands-ER | MHHS-Woodlands |  |  |  | 029-11719 | 029-11719 | Woodlands | MHHS-Woodlands | Woodlands-ER | Trauma 3 | 2/1/17 |  |  | ?Auone time inspection?Au sticker | FLOWMETERS, GAS |  | .needs class | [5 empty] | Ohio Medical |  |  |  |  | 10/11/19 |  |  | Covered PM Repair - Biomedical | MHHS-Woodlands
NO | YES |  |  |  | 029-11720 | 029-11720 | Ohio Medical Corporation | PISU |  | JGGV21610 | Woodlands-ER | MHHS-Woodlands |  |  |  | 029-11720 | 029-11720 | Woodlands | MHHS-Woodlands | Woodlands-ER | Room 11 | 2/1/17 |  |  | ?Auone time inspection?Au sticker | FLOWMETERS, GAS |  | .needs class | [5 empty] | Ohio Medical | [7 empty] | Covered PM Repair - Biomedical | MHHS-Woodlands
NO | YES |  |  |  | 029-11736 | 029-11736 | Ohio Medical Corporation | PISU |  | JGGV61459 | Woodlands-ER | MHHS-Woodlands |  |  |  | 029-11736 | 029-11736 | Woodlands | MHHS-Woodlands | Woodlands-ER | Room 11 | 2/1/17 |  |  | ?Auone time inspection?Au sticker | FLOWMETERS, GAS |  | .needs class | [5 empty] | Ohio Medical | [7 empty] | Covered PM Repair - Biomedical | MHHS-Woodlands
YES | YES |  |  |  | 142-01363 | 142-01363 | Ohio Medical Corporation | PISU |  |  | WOODLANDS - ER |  |  |  |  | 142-01363 | 142-01363 | Woodlands | Memorial Hermann The Woodlands Medical Center | WOODLANDS - ER | Trauma 3 |  |  |  | New add - ?Auone time inspection?Au sticker
NO | YES |  |  |  | 041-18980 | 041-18980 | Ohio Medical Corporation | SEVOFLURANE |  | BEJG 00517 T#66317 | MEMORIAL CITY - CATH LAB | MHHS-Mem City |  |  |  | 041-18980 | 041-18980 | West | Memorial Hermann - Memorial City | MEMORIAL CITY - CATH LAB | Interventional Radiology Room 1 |  |  |  |  | ANESTHESIA UNIT VAPORIZERS |  | .needs class | [5 empty] | Ohio Medical | [7 empty] | Covered PM Repair - Biomedical | MHHS-Mem City
YES | YES |  |  |  | 133-03542 | 133-03542 | Ohio Medical Corporation | Thoracic |  | BDLK00228 | KATY - Biomed |  |  |  |  | 133-03542 | 133-03542 | Katy | Memorial Hermann Katy Hospital | KATY - Biomed | Biomed storage
YES | YES |  |  |  | 133-03539 | 133-03539 | Ohio Medical Corporation | Thoracic |  | BDLK00220 | KATY - Biomed |  |  |  |  | 133-03539 | 133-03539 | Katy | Memorial Hermann Katy Hospital | KATY - Biomed | Biomed storage
NO | NO |  |  |  | 151-03454 |  | Ohio Medical Corporation | Unknown |  | PNAY00445 | CY - NICU | MHHS-Cypress |  |  |  | 151-03454 |  | Northwest & Cypress |  | CY - NICU | [5 empty] | REGULATORS, SUCTION |  | .needs class |  |  |  |  | .needs class | Ohio Medical | [7 empty] | Covered PM Repair - Biomedical | MHHS-Cypress
NO | NO |  |  |  | 15090006-19 |  | Ohio Medical Corporation | Unknown |  | 15090006-19 | WOODLANDS - CENTRAL SUPPLY | MHHS-Woodlands |  |  |  | 15090006-19 |  | Woodlands |  | WOODLANDS - CENTRAL SUPPLY | [5 empty] | REGULATORS, SUCTION |  | .needs class |  |  |  |  | .needs class | Ohio Medical | [7 empty] | Covered PM Repair - Biomedical | MHHS-Woodlands
NO | NO |  |  |  | GFCP00068 |  | Ohio Medical Corporation | Unknown |  | GFCP00068 | WOODLANDS - CENTRAL SUPPLY | MHHS-Woodlands |  |  |  | GFCP00068 |  | Woodlands |  | WOODLANDS - CENTRAL SUPPLY | [5 empty] | REGULATORS, SUCTION |  | .needs class |  |  |  |  | .needs class | Ohio Medical | [7 empty] | Covered PM Repair - Biomedical | MHHS-Woodlands
NO | NO |  |  |  | GFFH35247 |  | Ohio Medical Corporation | Unknown |  | GFFH35247 | WOODLANDS - CENTRAL SUPPLY | MHHS-Woodlands |  |  |  | GFFH35247 |  | Woodlands |  | WOODLANDS - CENTRAL SUPPLY | [5 empty] | REGULATORS, SUCTION |  | .needs class |  |  |  |  | .needs class | Ohio Medical | [7 empty] | Covered PM Repair - Biomedical | MHHS-Woodlands
NO | NO |  |  |  | JFFF32671 |  | Ohio Medical Corporation | Unknown |  | JFFF32671 | WOODLANDS - CENTRAL SUPPLY | MHHS-Woodlands |  |  |  | JFFF32671 |  | Woodlands |  | WOODLANDS - CENTRAL SUPPLY | [5 empty] | REGULATORS, SUCTION |  | .needs class |  |  |  |  | .needs class | Ohio Medical | [7 empty] | Covered PM Repair - Biomedical | MHHS-Woodlands
NO | NO |  |  |  | JGGV18857 |  | Ohio Medical Corporation | Unknown |  | JGGV18857 | WOODLANDS - CENTRAL SUPPLY | MHHS-Woodlands |  |  |  | JGGV18857 |  | Woodlands |  | WOODLANDS - CENTRAL SUPPLY | [5 empty] | REGULATORS, SUCTION |  | .needs class |  |  |  |  | .needs class | Ohio Medical | [7 empty] | Covered PM Repair - Biomedical | MHHS-Woodlands
YES | YES | Serial Number Cnf |  |  | 069-27609 | 069-27609 | Ohmeda |  |  | CNF | Neuroscience acute care |  |  |  |  | 069-27609 | 069-27609 | TMC | Memorial Hermann Texas | Neuroscience acute care | Rm J524
YES | YES |  |  |  | 041-04736 | 041-04736 | Ohmeda |  |  | GFFG15985 | MEMORIAL CITY - ER |  |  |  |  | 041-04736 | 041-04736 | West | West | MEMORIAL CITY - ER | ER18
YES | YES |  |  |  | 041-05328 | 041-05328 | Ohmeda |  |  | GFFG15899 | MEMORIAL CITY - PACU |  |  |  |  | 041-05328 | 041-05328 | West | Memorial City - Memorial Hermann Hospital | MEMORIAL CITY - PACU | E2 225 Bay 24 |  |  |  | No PM sticker
YES | YES |  |  |  | 041-05344 | 041-05344 | Ohmeda |  |  | GFFG16023 | MEMORIAL CITY - PACU |  |  |  |  | 041-05344 | 041-05344 | West | Memorial City - Memorial Hermann Hospital | MEMORIAL CITY - PACU | E2 225 Bay 24 |  |  |  | No PM sticker
YES | YES |  |  |  | 041-05018 | 041-05018 | Ohmeda |  |  | GFFG15250 | MEMORIAL CITY - MOR RECOVERY |  |  |  |  | 041-05018 | 041-05018 | West | Memorial City - Memorial Hermann Hospital East Tower | MEMORIAL CITY - MOR RECOVERY | Bay 25
YES | YES |  |  |  | 041-05314 | 041-05314 | Ohmeda |  |  | GFFG16024 | MEMORIAL CITY - MOR RECOVERY |  |  |  |  | 041-05314 | 041-05314 | West | Memorial City - Memorial Hermann Hospital East Tower | MEMORIAL CITY - MOR RECOVERY | Bay 26
YES | YES |  |  |  | 041-05343 | 041-05343 | Ohmeda |  |  | GFFG16228 | MEMORIAL CITY - MOR RECOVERY |  |  |  |  | 041-05343 | 041-05343 | West | Memorial City - Memorial Hermann Hospital East Tower | MEMORIAL CITY - MOR RECOVERY | Bay 20
YES | YES |  |  |  | 041-05324 | 041-05324 | Ohmeda |  |  | GFFG15875 | MEMORIAL CITY - MOR RECOVERY |  |  |  |  | 041-05324 | 041-05324 | West | Memorial City - Memorial Hermann Hospital East Tower | MEMORIAL CITY - MOR RECOVERY | Bay 20
YES | YES |  |  |  | 041-05339 | 041-05339 | Ohmeda |  |  | GFFG15877 | MEMORIAL CITY - MOR RECOVERY |  |  |  |  | 041-05339 | 041-05339 | West | Memorial City - Memorial Hermann Hospital East Tower | MEMORIAL CITY - MOR RECOVERY | Bay 18
YES | YES |  |  |  | 041-05340 | 041-05340 | Ohmeda |  |  | GFFG15267 | MEMORIAL CITY - MOR RECOVERY |  |  |  |  | 041-05340 | 041-05340 | West | Memorial City - Memorial Hermann Hospital East Tower | MEMORIAL CITY - MOR RECOVERY | Bay 18
YES | YES |  |  |  | 041-05322 | 041-05322 | Ohmeda |  |  | GFFG16239 | MEMORIAL CITY - MOR RECOVERY |  |  |  |  | 041-05322 | 041-05322 | West | Memorial City - Memorial Hermann Hospital East Tower | MEMORIAL CITY - MOR RECOVERY | Bay 18
YES | YES |  |  |  | 041-05336 | 041-05336 | Ohmeda |  |  | GFFG16186 | MEMORIAL CITY - MOR RECOVERY |  |  |  |  | 041-05336 | 041-05336 | West | Memorial City - Memorial Hermann Hospital East Tower | MEMORIAL CITY - MOR RECOVERY | Bay 4
YES | YES |  |  |  | GFFG27501 | GFFG27501 | Ohmeda |  |  | GFFG27501 | MEMORIAL CITY - MOR RECOVERY |  |  |  |  | GFFG27501 | GFFG27501 | West | Memorial City - Memorial Hermann Hospital East Tower | MEMORIAL CITY - MOR RECOVERY | Bay 4 |  |  |  | No stickers on unit
YES | YES |  |  |  | 041-05345 | 041-05345 | Ohmeda |  |  | GFFG15896 | MEMORIAL CITY - MOR RECOVERY |  |  |  |  | 041-05345 | 041-05345 | West | Memorial City - Memorial Hermann Hospital East Tower | MEMORIAL CITY - MOR RECOVERY | Bay 3
YES | YES |  |  |  | 041-05682 | 041-05682 | Ohmeda |  |  | GFFG15164 | MEMORIAL CITY - OUTPATIENT SURGERY |  |  |  |  | 041-05682 | 041-05682 | West | Memorial City - Memorial Hermann Hospital West Tower | MEMORIAL CITY - OUTPATIENT SURGERY | W1 300.73 OR 2 |  |  |  | One time inspection
YES | YES |  |  |  | 041-12779 | 041-12779 | Ohmeda |  |  | JGGM10242 | Memorial City - General Medicine |  |  |  |  | 041-12779 | 041-12779 | West | Memorial City - Memorial Hermann Hospital | Memorial City - General Medicine | MH6 418 Dialysis Equipment |  |  |  | No PM sticker
YES | YES |  |  |  | 133-03265 | 133-03265 | Ohmeda |  |  | GFFK21070 | KATY - NONINVASIVE CARDIOLOGY |  |  |  |  | 133-03265 | 133-03265 | Katy | MHHS - KATY | KATY - NONINVASIVE CARDIOLOGY | W1:335.14 EEG
YES | YES |  |  |  | 129-00204 | 129-00204 | Ohmeda |  |  | GFFZ20906 | SUGARLAND - RADIOLOGY |  |  |  |  | 129-00204 | 129-00204 | West | MHHS-SUGARLAND | SUGARLAND - RADIOLOGY | W1:233
YES | YES |  |  |  | 129-00311 | 129-00311 | Ohmeda |  |  |  | SUGARLAND - RADIOLOGY |  |  |  |  | 129-00311 | 129-00311 | West | MHHS-SUGARLAND | SUGARLAND - RADIOLOGY | CT
YES | YES |  |  |  | 129-00304 | 129-00304 | Ohmeda |  |  |  | SUGAR LAND - RADIOLOGY |  |  |  |  | 129-00304 | 129-00304 | Sugar Land | MHHS-SUGAR LAND | SUGAR LAND - RADIOLOGY | W1:323.1 US 1
YES | YES |  |  |  | 029-05619 | 029-05619 | Ohmeda |  |  | GFFM06557 | WOODLANDS-RADIOLOGY |  |  |  |  | 029-05619 | 029-05619 | Woodlands | MHHS-WOODLANDS | WOODLANDS-RADIOLOGY | MRI
YES | YES |  |  |  | 029-05620 | 029-05620 | Ohmeda |  |  | GFFM06556 | WOODLANDS-RADIOLOGY |  |  |  |  | 029-05620 | 029-05620 | Woodlands | MHHS-WOODLANDS | WOODLANDS-RADIOLOGY | MRI
YES | YES |  |  |  | 029-03458 | 029-03458 | Ohmeda |  |  | GFFH35240 | WOODLANDS-RADIOLOGY |  |  |  |  | 029-03458 | 029-03458 | Woodlands | MHHS-WOODLANDS | WOODLANDS-RADIOLOGY | MRI
YES | YES |  |  |  | 029-01733 | 029-01733 | Ohmeda |  |  | AHBM18148 | WOODLANDS-RADIOLOGY |  |  |  |  | 029-01733 | 029-01733 | Woodlands | MHHS-WOODLANDS | WOODLANDS-RADIOLOGY | MRI
YES | YES |  |  |  | W01278 | W01278 | Ohmeda |  |  | AHOL14468 | WOODLANDS-RADIOLOGY RECOVERY |  |  |  |  | W01278 | W01278 | Woodlands | MHHS-WOODLANDS | WOODLANDS-RADIOLOGY RECOVERY | Radiology Recovery
YES | YES |  |  |  | W01779 | W01779 | Ohmeda |  |  | W01779 | WOODLANDS-RADIOLOGY RECOVERY |  |  |  |  | W01779 | W01779 | Woodlands | MHHS-WOODLANDS | WOODLANDS-RADIOLOGY RECOVERY | Radiology Recovery Rm 4
YES | YES |  |  |  | 029-03993 | 029-03993 | Ohmeda |  |  | GFFJ18057 | Imaging |  |  |  |  | 029-03993 | 029-03993 | Woodlands | Memorial Hermann The Woodlands Medical Center | Imaging | CT 3
YES | YES |  |  |  | 029-01901 | 029-01901 | Ohmeda |  |  | GFFF34379 | WOODLANDS-RADIOLOGY RECOVERY |  |  |  |  | 029-01901 | 029-01901 | Woodlands | MHHS-WOODLANDS | WOODLANDS-RADIOLOGY RECOVERY | Radiology Recovery Rm 2
YES | YES |  |  |  | W2156 | W2156 | Ohmeda |  |  | W2156 | WOODLANDS-RADIOLOGY RECOVERY |  |  |  |  | W2156 | W2156 | Woodlands | MHHS-WOODLANDS | WOODLANDS-RADIOLOGY RECOVERY | Radiology Recovery
YES | YES |  |  |  | 041-03524 | 041-03524 | Ohmeda |  |  | GFHE03248 | Memorial City - Inpatient Radiology |  |  |  |  | 041-03524 | 041-03524 | West | MEMORIAL CITY - MEMORIAL HERMANN HOSPITAL | Memorial City - Inpatient Radiology | CAT SCAN
YES | YES |  |  |  | 041-04088 | 041-04088 | Ohmeda |  |  | GFHF04137 | Memorial City - Inpatient Radiology |  |  |  |  | 041-04088 | 041-04088 | West | MEMORIAL CITY - MEMORIAL HERMANN HOSPITAL | Memorial City - Inpatient Radiology | Hallway |  |  |  | One time inspection sticker
YES | YES | Serial Number GFHE03246 |  |  | 041-03523 | 041-03523 | Ohmeda |  |  | GFHE03246 | Memorial City- Radiology |  |  |  |  | 041-03523 | 041-03523 | West | Memorial City - Memorial Hermann Hospital | Memorial City- Radiology | Ultrasound
YES | YES |  |  |  | 041-05279 | 041-05279 | Ohmeda |  |  | Gffg15922 | MEMORIAL CITY - ER |  |  |  |  | 041-05279 | 041-05279 | West | West | MEMORIAL CITY - ER | ER RM1
YES | YES |  |  |  | 041-05302 | 041-05302 | Ohmeda |  |  | Gffg15274 | MEMORIAL CITY - ER |  |  |  |  | 041-05302 | 041-05302 | West | West | MEMORIAL CITY - ER | ER RM3
NO | YES |  |  |  | 099-10027 | 099-10027 | Ohmeda |  |  | GFFE20560 | TMC-OR-Robertson (2R) |  |  |  |  | 099-10027 | 099-10027 | TMC | MHHS-TMC | TMC-OR-Robertson (2R) | OR 58
YES | YES |  |  |  | 069-28751 | 069-28751 | Ohmeda |  |  | GFCF03796 | Biomed |  |  |  |  | 069-28751 | 069-28751 | TMC | Memorial Hermann Texas Medical Center | Biomed | Biomed shop | [6 empty] | REGULATORVACUUM-Datex-Ohmeda-200
NO | YES |  |  |  | 099-08006 | 099-08006 | Ohmeda |  |  | GFHC10788 | Biomed |  |  |  |  | 099-08006 | 099-08006 | TMC | Memorial Hermann Texas Medical Center | Biomed | Biomed shop
NO | YES |  |  |  | 099-08008 | 099-08008 | Ohmeda |  |  | GFFW08005 | Biomed |  |  |  |  | 099-08008 | 099-08008 | TMC | Memorial Hermann Texas Medical Center | Biomed | Biomed shop
YES | YES |  |  |  | 099-06508 | 099-06508 | Ohmeda |  |  | GFFK07332 | SE OR |  |  |  |  | 099-06508 | 099-06508 | Southeast | Memorial Hermann South East | SE OR | Clean supply | [6 empty] | REGULATORVACUUM-Datex-Ohmeda-200
NO | YES |  |  |  | ECY258 |  | OHMEDA | 6650-0001-901 |  | HDGP51456 | Rental | MHHS-Katy |  |  |  | ECY258 |  | Katy |  | Rental | [7 empty] | INCUBATORINFANT-GE-Giraffe OmniBed |  | GIRAFFE OMNIBED W SCALE |  |  | INCUBATORINFANT-GE-Giraffe OmniBed | [6 empty] | Verified as Rental |  |  | MHHS-Katy
NO | YES |  |  |  | ECY336 |  | OHMEDA | 6650-0001-901 |  | HDGN50267 | Rental | MHHS-Katy |  |  |  | ECY336 |  | Katy |  | Rental | [7 empty] | INCUBATORINFANT-GE-Giraffe OmniBed |  | GIRAFFE OMNIBED W SCALE |  |  | INCUBATORINFANT-GE-Giraffe OmniBed | [6 empty] | Verified as Rental |  |  | MHHS-Katy
NO | YES |  |  |  | ECY398 |  | OHMEDA | 6650-0001-901 |  | HDGU67904 | Rental | MHHS-Katy |  |  |  | ECY398 |  | Katy |  | Rental | [7 empty] | INCUBATORINFANT-GE-Giraffe OmniBed |  | GIRAFFE OMNIBED W SCALE |  |  | INCUBATORINFANT-GE-Giraffe OmniBed | [6 empty] | Verified as Rental |  |  | MHHS-Katy
NO | YES |  |  |  | ECY504 |  | OHMEDA | 6650-0001-901 |  | HDGT60410 | Rental | MHHS-Sugarland |  |  |  | ECY504 |  | Sugar Land |  | Rental | [7 empty] | INCUBATORINFANT-GE-Giraffe OmniBed |  | GIRAFFE OMNIBED W SCALE |  |  | INCUBATORINFANT-GE-Giraffe OmniBed | [6 empty] | Verified as Rental |  |  | MHHS-Sugarland
NO | YES |  |  |  | ECY472 |  | OHMEDA | 6650-0001-901 |  | HDGT60193 | Rental | MHHS-TMC |  |  |  | ECY472 |  | TMC |  | Rental | [7 empty] | INCUBATORINFANT-GE-Giraffe OmniBed |  | GIRAFFE OMNIBED W SCALE |  |  | INCUBATORINFANT-GE-Giraffe OmniBed | [6 empty] | Verified as Rental |  |  | MHHS-TMC
NO | YES |  |  |  | ECY500 |  | OHMEDA | 6650-0001-901 |  | HDGT60923 | Rental | MHHS-TMC |  |  |  | ECY500 |  | TMC |  | Rental | [7 empty] | INCUBATORINFANT-GE-Giraffe OmniBed |  | GIRAFFE OMNIBED W SCALE |  |  | INCUBATORINFANT-GE-Giraffe OmniBed | [6 empty] | Verified as Rental |  |  | MHHS-TMC
NO | YES |  |  |  | ECY501 |  | OHMEDA | 6650-0001-901 |  | HDGT50686 | Rental | MHHS-TMC |  |  |  | ECY501 |  | TMC |  | Rental | [7 empty] | INCUBATORINFANT-GE-Giraffe OmniBed |  | GIRAFFE OMNIBED W SCALE |  |  | INCUBATORINFANT-GE-Giraffe OmniBed | [6 empty] | Verified as Rental |  |  | MHHS-TMC
NO | YES |  |  |  | ECY505 |  | OHMEDA | 6650-0001-901 |  | HDGT60915 | Rental | MHHS-TMC |  |  |  | ECY505 |  | TMC |  | Rental | [7 empty] | INCUBATORINFANT-GE-Giraffe OmniBed |  | GIRAFFE OMNIBED W SCALE |  |  | INCUBATORINFANT-GE-Giraffe OmniBed | [6 empty] | Verified as Rental |  |  | MHHS-TMC
NO | YES |  |  |  | ECY542 |  | OHMEDA | 6650-0001-901 |  | HDGR53398 | Rental | MHHS-TMC |  |  |  | ECY542 |  | TMC |  | Rental | [7 empty] | INCUBATORINFANT-GE-Giraffe OmniBed |  | GIRAFFE OMNIBED W SCALE |  |  | INCUBATORINFANT-GE-Giraffe OmniBed | [6 empty] | Verified as Rental |  |  | MHHS-TMC
YES | YES |  |  |  | 009-01909 | 009-01909 | Ohmeda | Intermittent suction unit |  | GFCC03939 | OR |  |  |  |  | 009-01909 | 009-01909 | Central | Labor and delivery | OR | Rm 2
YES | YES |  |  |  | 009-01112 | 009-01112 | Ohmeda | Intermittent suction unit |  | GFFA14479 | OR |  |  |  |  | 009-01112 | 009-01112 | Central | Labor and delivery | OR | Rm 1
YES | YES |  |  |  | 009-04553 | 009-04553 | Ohmeda | Intermittent suction unit |  | GFFJ02521 | OR |  |  |  |  | 009-04553 | 009-04553 | Central | Labor and delivery | OR | Rm 1
YES | YES |  |  |  | 009-01146 | 009-01146 | Ohmeda | Intermittent suction unit |  | GFCW02010 | 4 north |  |  |  |  | 009-01146 | 009-01146 | Central | Memorial hermann greater heights | 4 north | 426A
YES | YES |  |  |  | 009-04528 | 009-04528 | Ohmeda | Intermittent suction unit |  | GFFJ02500 | Dialysis |  |  |  |  | 009-04528 | 009-04528 | Central | Memorial hermann greater heights hospital | Dialysis | Dialysis
YES | YES |  |  |  | 009-34142 | 009-34142 | Ohmeda | Vacuum regulator |  | GFHY04735 | OR |  |  |  |  | 009-34142 | 009-34142 | Central | Labor and delivery | OR | Rm 3
YES | YES |  |  |  | 009-02917 | 009-02917 | Ohmeda | Vacuum regulator |  | BDKF01835 | OR |  |  |  |  | 009-02917 | 009-02917 | Central | Labor and delivery | OR | Rm 2
YES | YES |  |  |  | 009-02924 | 009-02924 | Ohmeda | Vacuum regulator |  | GFFG12007 | OR |  |  |  |  | 009-02924 | 009-02924 | Central | Labor and delivery | OR | Rm 2
NO | YES | Asset Tag 009-00361 |  |  | 009-00361 | 009-00361 | Ohmeda | Vacuum regulator |  | GFHY04736 | GH-Ortho Joint Center 4N |  |  |  |  | 009-00361 | 009-00361 | Central | MHHS-Greater Heights | GH-Ortho Joint Center 4N | Rm 409
YES | YES |  |  |  | 009-01388 | 009-01388 | Ohmeda | Vacuum regulator |  | AHCR22240 | Dialysis |  |  |  |  | 009-01388 | 009-01388 | Central | Memorial hermann greater heights hospital | Dialysis | Dialysis
YES | YES |  |  |  | 009-01522 | 009-01522 | Ohmeda | Vacuum regulator |  | GFHV17876 | Dialysis |  |  |  |  | 009-01522 | 009-01522 | Central | Memorial hermann greater heights hospital | Dialysis | Dialysis
YES | YES |  |  |  | 029-00491 | 029-00491 | Ohmeda Medical |  |  |  | Woodland PCU-6 |  |  |  |  | 029-00491 | 029-00491 |  |  | Woodland PCU-6 | Room 211
YES | YES |  |  |  | 009-02960 | 009-02960 | Ohmeda Medical |  |  | gfhg04670 | Womens Center |  |  |  |  | 009-02960 | 009-02960 | Central | Memorial Hermann Hospital greater heights | Womens Center | Mamo Room 1
YES | YES |  |  |  | 009-02962 | 009-02962 | Ohmeda Medical |  |  |  | Cardiology |  |  |  |  | 009-02962 | 009-02962 | Central | TIRR Memorial Hermann Outpatient Rehabilitation - Greater Heights | Cardiology | S2 2: 105 47
YES | YES |  |  |  | 009-03211 | 009-03211 | Ohmeda Medical |  |  | Gfhg06669 | Womens Center |  |  |  |  | 009-03211 | 009-03211 | Central | Memorial Hermann Hospital greater heights | Womens Center | Mamo Room 2
YES | YES |  |  |  | 009-04830 | 009-04830 | Ohmeda Medical |  |  | Gffj30396 | Pre Op |  |  |  |  | 009-04830 | 009-04830 | Central | Memorial Hermann Hospital greater heights | Pre Op | Room 5
YES | YES |  |  |  | 009-00772 | 009-00772 | Ohmeda Medical |  |  |  | Post Partum |  |  |  |  | 009-00772 | 009-00772 | Greater heights | Memorial Hermann greater heights | Post Partum | Room 16
YES | YES |  |  |  | 013-02546 | 013-02546 | Ohmeda Medical |  |  |  | Southwest endo |  |  |  |  | 013-02546 | 013-02546 | Memorial Hermann Hospital - Southwest | Memorial Hermann Hospital - Southwest | Southwest endo | Endo Pacu
YES | YES |  |  |  | 013-13002 | 013-13002 | Ohmeda Medical |  |  | GFJA00935 | ER |  |  |  |  | 013-13002 | 013-13002 | Southwest | Memorial Hermann Southwest Hospital | ER |  | 3/1/20 |  |  | No PM sticker
YES | YES |  |  |  | 069-27876 | 069-27876 | Ohmeda Medical | [8 empty] | 069-27876 | 069-27876 | TMC | Memorial Hermann Heart |  | CVIMU 812
YES | YES |  |  |  | 099-13047 | 099-13047 | Ohmeda Medical | [8 empty] | 099-13047 | 099-13047 | TMC | Memorial Hermann Heart |  | CVIMU 812
YES | YES |  |  |  | 099-13030 | 099-13030 | Ohmeda Medical | [8 empty] | 099-13030 | 099-13030 | TMC | Memorial Hermann Heart |  | CCU-03
YES | YES |  |  |  | 005-03279 | 005-03279 | Ohmeda Medical |  |  | GFHZ23033 | SE - OR |  |  |  |  | 005-03279 | 005-03279 | Southeast | Memorial Hermann Southeast Hospital | SE - OR | OR14
YES | YES |  |  |  | 005-04401 | 005-04401 | Ohmeda Medical |  |  | Gfhh10370 | Radioly W2:207 |  |  |  |  | 005-04401 | 005-04401 | Southeast | Memorial Hermann Southeast Hospital | Radioly W2:207 | Assessment 4
NO | YES |  |  |  | 005-04424 | 005-04424 | Ohmeda Medical |  |  | Gffh22452 | SE-Radiology-Nuc Med |  |  |  |  | 005-04424 | 005-04424 | Southeast | MHHS-Southeast | SE-Radiology-Nuc Med | Echo Room 3
YES | YES |  |  |  | 005-01868 | 005-01868 | Ohmeda Medical |  |  | AHCM32681 | SE - LABOR |  |  |  |  | 005-01868 | 005-01868 | Southeast | Memorial Hermann Southeast Hospital | SE - LABOR
YES | YES |  |  |  | 041-05152 | 041-05152 | Ohmeda Medical |  |  | GFFG15314 | Biomed |  |  |  |  | 041-05152 | 041-05152 | Mem city | Memorial city - Memorial herman hospital | Biomed | Biomed shop |  |  |  | One time inpsection
YES | YES |  |  |  | 041-05157 | 041-05157 | Ohmeda Medical |  |  | GFFG16139 | Neuroscience Acute Care 6th Floor |  |  |  |  | 041-05157 | 041-05157 | West | Memorial Hermann - Memorial City | Neuroscience Acute Care 6th Floor | East 6th Floor Room 625
YES | YES | Serial Number GFFJ09988 |  |  | 041-08659 | 041-08659 | Ohmeda Medical |  |  | GFFJ09988 | E7 Med Surg |  |  |  |  | 041-08659 | 041-08659 | West | Memorial Hermann Medical Group Memorial City (#100) | E7 Med Surg | Room 702 |  |  |  | No p.m.
YES | YES |  |  |  | 041-08621 | 041-08621 | Ohmeda Medical |  |  | GFFJ09940 | E7 Med Surg |  |  |  |  | 041-08621 | 041-08621 | West | Memorial Hermann Medical Group Memorial City (#100) | E7 Med Surg | Room 35 |  |  |  | No p.m.
YES | YES |  |  |  | 041-08661 | 041-08661 | Ohmeda Medical |  |  | GFFJ09990 | E7 Med Surg |  |  |  |  | 041-08661 | 041-08661 | West | Memorial Hermann Medical Group Memorial City (#100) | E7 Med Surg | Room 35 |  |  |  | No p.m.
YES | YES |  |  |  | 041-08618 | 041-08618 | Ohmeda Medical |  |  | GFGJ09937 | E7 Med Surg |  |  |  |  | 041-08618 | 041-08618 | West | Memorial Hermann Medical Group Memorial City (#100) | E7 Med Surg | Room 33 |  |  |  | No p.m.
YES | YES |  |  |  | 009-00962 | 009-00962 | Ohmeda Medical |  |  | AHCR22234 | GH-Labor |  |  |  |  | 009-00962 | 009-00962 | GH-Labor | GH-Labor | GH-Labor | GH-Labor OBS 14
YES | YES |  |  |  | 009-00957 | 009-00957 | Ohmeda Medical |  |  | Ahcr22190 | GH - LABOR |  |  |  |  | 009-00957 | 009-00957 | Central | GH-Labor | GH - LABOR | LD1
NO | YES |  |  |  | 005-08711 | 005-08711 | Ohmeda Medical | 03800F |  | CHQ05011 | SE- NICU |  |  |  |  | 005-08711 | 005-08711 | Southeast | Memorial Hermann Southeast Hospital | SE- NICU | E4 005.11A
NO | YES | [5 empty] | Ohmeda Medical | 10047A |  | AJF01621 | TMC - RESPIRATORY - ADULT | [7 empty] | TMC | TMC - RESPIRATORY - ADULT | Memorial Hermann- Texas Medical Center NICU | 3/1/20 |  |  | No PM Sticker
YES | YES |  |  |  | 099-05093 | 099-05093 | Ohmeda Medical | 10047A |  | Nsn | TMC - RESPIRATORY - ADULT |  |  |  |  | 099-05093 | 099-05093 |  | TMC | TMC - RESPIRATORY - ADULT | Memorial Hermann- Texas Medical Center NICU | 3/1/20 |  |  | No PM Sticker
YES | YES |  |  |  | 099-09931 | 099-09931 | Ohmeda Medical |  |  |  | TMC - OR - PEDI OR (2R) |  |  |  |  | 099-09931 | 099-09931 | TMC | Memorial Hermann-Texas Medical Center | TMC - OR - PEDI OR (2R) | PEDI OR (2R)
YES | YES |  |  |  | 009-00967 | 009-00967 | Ohmeda Medical |  |  | CFMX25132 | GH - LABOR |  |  |  |  | 009-00967 | 009-00967 | Central | Memorial Hermann Hospital greater heights | GH - LABOR | OR
YES | YES |  |  |  | 099-07130 | 099-07130 | Ohmeda Medical |  |  | CFHC10695 | Surgery |  |  |  |  | 099-07130 | 099-07130 | TMC | Memorial Hermann-Texas Medical Center | Surgery | OR2 05
YES | YES |  |  |  | 099-10093 | 099-10093 | Ohmeda Medical |  |  | GFHK09494 | SW - NURSE CALL |  |  |  |  | 099-10093 | 099-10093 | Southwest | Memorial Hermann Heart | SW - NURSE CALL | Stress Testing storage
YES | YES |  |  |  | 013-13230 | 013-13230 | Ohmeda Medical |  |  | GFHK09218 | SW - HVI - OR |  |  |  |  | 013-13230 | 013-13230 | Southwest | Memorial Hermann Southwest Hospital | SW - HVI - OR | SW - HVI - OR
YES | YES |  |  |  | 013-04576 | 013-04576 | Ohmeda Medical |  |  | GFHY20199 | SW - HVI - OR |  |  |  |  | 013-04576 | 013-04576 | Southwest | Memorial Hermann Southwest Hospital | SW - HVI - OR | SW - HVI - OR
YES | YES |  |  |  | 013-13232 | 013-13232 | Ohmeda Medical |  |  | GFHK09220 | SW - HVI - CLAB |  |  |  |  | 013-13232 | 013-13232 | Southwest | Memorial Hermann Southwest Hospital | SW - HVI - CLAB | CLAB2
YES | YES |  |  |  | 013-13287 | 013-13287 | Ohmeda Medical |  |  | GFHK09497 | SW - HVI - CLAB |  |  |  |  | 013-13287 | 013-13287 | Southwest | Memorial Hermann Southwest Hospital | SW - HVI - CLAB | CLAB2
NO | YES |  |  |  | 069-44742 | 069-44742 | Ohmeda Medical |  |  | SHAY00510 | TMC-Sarofim 3-OR |  |  |  |  | 069-44742 | 069-44742 | TMC | MHHS-TMC | TMC-Sarofim 3-OR | OR 39 |  |  |  | No pm
NO | YES |  |  |  | 069-44743 | 069-44743 | Ohmeda Medical |  |  | SHAY00532 | TMC-Sarofim 3-OR |  |  |  |  | 069-44743 | 069-44743 | TMC | MHHS-TMC | TMC-Sarofim 3-OR | OR 39 |  |  |  | No pm
NO | YES |  |  |  | 099-05824 | 099-05824 | Ohmeda Medical |  |  | SHAY00523 | Memorial Hermann- Texas Medcal Center- OR |  |  |  |  | 099-05824 | 099-05824 |  | TMC | Memorial Hermann- Texas Medcal Center- OR | OR34 |  |  |  | PM Not Required
NO | YES |  |  |  | 099-05826 | 099-05826 | Ohmeda Medical |  |  | SHAY00513 | Memorial Hermann- Texas Medcal Center- OR |  |  |  |  | 099-05826 | 099-05826 |  | TMC | Memorial Hermann- Texas Medcal Center- OR | OR34 | 4/1/20 |  |  | PM Not Required
YES | YES |  |  |  | 099-05827 | 099-05827 | Ohmeda Medical |  |  | SHAY00518 | Memorial Hermann- Texas Medcal Center- OR |  |  |  |  | 099-05827 | 099-05827 |  | TMC | Memorial Hermann- Texas Medcal Center- OR | OR34 | 4/1/20 |  |  | PM Not Required
NO | YES |  |  |  | 099-09660 | 099-09660 | Ohmeda Medical |  |  | SHAY00531 | TMC-OR-Robertson (2R) |  |  |  |  | 099-09660 | 099-09660 | TMC | MHHS-TMC | TMC-OR-Robertson (2R) | Room 39 |  |  |  | No pm
NO | YES |  |  |  | 099-05834 | 099-05834 | Ohmeda Medical |  |  | PSAY13841 | Memorial Hermann- Texas Medcal Center- OR |  |  |  |  | 099-05834 | 099-05834 |  | TMC | Memorial Hermann- Texas Medcal Center- OR | PACU |  |  |  | PM Not Required
NO | YES |  |  |  | 099-05835 | 099-05835 | Ohmeda Medical |  |  | PSAY14488 | Memorial Hermann- Texas Medcal Center- OR |  |  |  |  | 099-05835 | 099-05835 |  | TMC | Memorial Hermann- Texas Medcal Center- OR | PACU 7 | 4/1/20 |  |  | PM Not Required
NO | YES |  |  |  | 099-07072 | 099-07072 | Ohmeda Medical |  |  | PSAY14505 | Memorial Hermann- Texas Medcal Center- OR |  |  |  |  | 099-07072 | 099-07072 |  | TMC | Memorial Hermann- Texas Medcal Center- OR | PACU 10 |  |  |  | PM Not Required
NO | YES |  |  |  | 099-07074 | 099-07074 | Ohmeda Medical |  |  | PSAY14495 | Memorial Hermann- Texas Medcal Center- OR |  |  |  |  | 099-07074 | 099-07074 |  | TMC | Memorial Hermann- Texas Medcal Center- OR | PACU 10 | 4/1/20 |  |  | PM Not Required
YES | YES |  |  |  | 069-19429 | 069-19429 | Ohmeda Medical |  |  | GFHH00355 | Memorial Hermann- T exas Medical Center Childrens OR |  |  |  |  | 069-19429 | 069-19429 |  | TCM | Memorial Hermann- T exas Medical Center Childrens OR | PR-5 | 4/1/20 |  |  | PM Not Required
YES | YES |  |  |  | 069-19424 | 069-19424 | Ohmeda Medical |  |  | GFHH00338 | Memorial Hermann- T exas Medical Center Childrens OR |  |  |  |  | 069-19424 | 069-19424 |  | TCM | Memorial Hermann- T exas Medical Center Childrens OR | PR-6 | 4/1/20 |  |  | PM Not Required
YES | YES |  |  |  | 069-19402 | 069-19402 | Ohmeda Medical |  |  | GFHH0376 | Memorial Hermann- T exas Medical Center Childrens OR |  |  |  |  | 069-19402 | 069-19402 |  | TCM | Memorial Hermann- T exas Medical Center Childrens OR | PR-6
NO | YES |  |  |  | 069-19380 | 069-19380 | Ohmeda Medical |  |  | GFHH00367 | TMC-OR-Pedi OR (2R) |  |  |  |  | 069-19380 | 069-19380 | TMC | MHHS-TMC | TMC-OR-Pedi OR (2R) | PACU
NO | YES |  |  |  | 069-19425 | 069-19425 | Ohmeda Medical |  |  | GFHH00356 | TMC-OR-Pedi OR (2R) |  |  |  |  | 069-19425 | 069-19425 | TMC | MHHS-TMC | TMC-OR-Pedi OR (2R) | PACU
YES | YES |  |  |  | 041-04754 | 041-04754 | Ohmeda Medical |  |  | Gffg15960 | MEMORIAL CITY - ER |  |  |  |  | 041-04754 | 041-04754 | West | Memorialcity - memorial herman emergency center | MEMORIAL CITY - ER | E1-209 |  |  |  | One pm required
YES | YES |  |  |  | 041-05026 | 041-05026 | Ohmeda Medical |  |  | CFFGL6033 | General Surgery |  |  |  |  | 041-05026 | 041-05026 | West | Memorial Hermann Memorial city medical center emergency center | General Surgery | Room 519 |  |  |  | No p.m.
YES | YES |  |  |  | 009-33275 | 009-33275 | Ohmeda Medical |  |  | GFHG00581 | GH-Labor |  |  |  |  | 009-33275 | 009-33275 | Central | Memorial Hermann Greater Heights Hospital | GH-Labor | OBS 13 |  |  |  | No p.m.
YES | YES |  |  |  | 009-02950 | 009-02950 | Ohmeda Medical |  |  | GFFG11973 | GH-Labor |  |  |  |  | 009-02950 | 009-02950 | Central | Memorial Hermann Greater Heights Hospital | GH-Labor | OBS 12 |  |  |  | No p.m.
YES | YES |  |  |  | 009-02930 | 009-02930 | Ohmeda Medical |  |  | GFFG12013 | GH-Labor |  |  |  |  | 009-02930 | 009-02930 | Central | Memorial Hermann Greater Heights Hospital | GH-Labor | Room 8 |  |  |  | No p.m.
YES | YES |  |  |  | 009-02936 | 009-02936 | Ohmeda Medical |  |  | Gffg11969 | GH - Labor |  |  |  |  | 009-02936 | 009-02936 | Central | GH | GH - Labor | LD6
YES | YES |  |  |  | 009-02942 | 009-02942 | Ohmeda Medical |  |  | CFFC11967 | GH-Labor |  |  |  |  | 009-02942 | 009-02942 | Central | Memorial Hermann Greater Heights Hospital | GH-Labor | LD3 |  |  |  | No p.m.
NO | YES |  |  |  | 041-04644 | 041-04644 | Ohmeda Medical |  |  | GFFG09687 | MEMORIAL CITY - MHT - JHC PACU | MHHS-Mem City |  |  |  | 041-04644 | 041-04644 | West | Memorial City - Memorial Hermann Hospital West | MEMORIAL CITY - MHT - JHC PACU | West Recovery 14 | [6 empty] | .needs class | [5 empty] | Datex-Ohmeda | [7 empty] | Covered PM Repair - Biomedical | MHHS-Mem City
YES | YES |  |  |  | 029-02316 | 029-02316 | Ohmeda Medical |  |  | CFFF32657 | WOODLANDS - BIRTH CENTER |  |  |  |  | 029-02316 | 029-02316 | Woodlands | Memorial Hermann The Woodlands Medical Center | WOODLANDS - BIRTH CENTER | Birth Center | [5 empty] | Regulator, Vacuum | REGULATORVACUUM-OhmedaMedical-66-1251 | [23 empty] | REGULATORVACUUM | Regulator, Vacuum | Ohmeda Med
YES | YES |  |  |  | 029-02411 | 029-02411 | Ohmeda Medical |  |  | GFHF16714 | WOODLANDS - BIRTH CENTER |  |  |  |  | 029-02411 | 029-02411 | Woodlands | Memorial Hermann The Woodlands Medical Center | WOODLANDS - BIRTH CENTER | Birth Center | [5 empty] | Regulator, Vacuum | REGULATORVACUUM-OhmedaMedical-66-1251 | [23 empty] | REGULATORVACUUM | Regulator, Vacuum | Ohmeda Med
YES | YES |  |  |  | 029-00524 | 029-00524 | Ohmeda Medical |  |  | GFFT14727 | WOODLANDS - BIRTH CENTER |  |  |  |  | 029-00524 | 029-00524 | Woodlands | Memorial Hermann The Woodlands Medical Center | WOODLANDS - BIRTH CENTER | Birth Center | [5 empty] | Regulator, Vacuum | REGULATORVACUUM-OhmedaMedical-66-1251 | [23 empty] | REGULATORVACUUM | Regulator, Vacuum | Ohmeda Med
YES | YES |  |  |  | 029-02406 | 029-02406 | Ohmeda Medical |  |  | GFFF34287 | WOODLANDS - BIRTH CENTER |  |  |  |  | 029-02406 | 029-02406 | Woodlands | Memorial Hermann The Woodlands Medical Center | WOODLANDS - BIRTH CENTER | Birth Center | [5 empty] | Regulator, Vacuum | REGULATORVACUUM-OhmedaMedical-66-1251 | [23 empty] | REGULATORVACUUM | Regulator, Vacuum | Ohmeda Med
YES | YES |  |  |  | 029-02354 | 029-02354 | Ohmeda Medical |  |  |  | WOODLANDS - NICU (NEW) |  |  |  |  | 029-02354 | 029-02354 | Woodlands | Memorial Hermann The Woodlands Medical Center | WOODLANDS - NICU (NEW) | NICU | [5 empty] | Regulator, Vacuum | REGULATORVACUUM-OhmedaMedical-66-1251 | [23 empty] | REGULATORVACUUM | Regulator, Vacuum | Ohmeda Med
YES | YES |  |  |  | 029-05380 | 029-05380 | Ohmeda Medical |  |  | JGGM24268 | WOODLANDS - PCU6 |  |  |  |  | 029-05380 | 029-05380 |  |  | WOODLANDS - PCU6 | Room 1 | [6 empty] | REGULATORVACUUM-Ohio Medical-6-1251
YES | YES |  |  |  | 009-04834 | 009-04834 | Ohmeda Medical |  |  | GFFJ30399 | OR |  |  |  |  | 009-04834 | 009-04834 | Central | Memorial Hermann Greater Heights Hospital | OR | OR | [6 empty] | REGULATORVACUUM-Ohio Medical-6-1251
YES | YES |  |  |  | 009-04489 | 009-04489 | Ohmeda Medical |  |  | GFFJ04584 | GH - CATH LAB |  |  |  |  | 009-04489 | 009-04489 | Central | Memorial Hermann Greater Heights Hospital | GH - CATH LAB | GH CATH LAB | [6 empty] | REGULATORVACUUM-Ohio Medical-6-1251
YES | YES |  |  |  | 009-04499 | 009-04499 | Ohmeda Medical |  |  | GFFJ04579 | GH - CATH LAB |  |  |  |  | 009-04499 | 009-04499 | Central | Memorial Hermann Greater Heights Hospital | GH - CATH LAB | GH CATH LAB | [6 empty] | REGULATORVACUUM-Ohio Medical-6-1251
YES | YES |  |  |  | 009-04502 | 009-04502 | Ohmeda Medical |  |  | GFFJ04577 | GH - CATH LAB |  |  |  |  | 009-04502 | 009-04502 | Central | Memorial Hermann Greater Heights Hospital | GH - CATH LAB | GH CATH LAB | [6 empty] | REGULATORVACUUM-Ohio Medical-6-1251
YES | YES |  |  |  | 009-00089 | 009-00089 | Ohmeda Medical |  |  | GFCG03923 | GH - CATH LAB |  |  |  |  | 009-00089 | 009-00089 | Central | Memorial Hermann Greater Heights Hospital | GH - CATH LAB | GH CATH LAB | [6 empty] | REGULATORVACUUM-Ohio Medical-6-1251
YES | YES |  |  |  | 009-03023 | 009-03023 | Ohmeda Medical |  |  | GFHG04662 | GH - CATH LAB |  |  |  |  | 009-03023 | 009-03023 | Central | Memorial Hermann Greater Heights Hospital | GH - CATH LAB | GH CATH LAB | [6 empty] | REGULATORVACUUM-Ohio Medical-6-1251
YES | YES |  |  |  | 009-04530 | 009-04530 | Ohmeda Medical |  |  | GFFJ02501 | GH - CATH LAB |  |  |  |  | 009-04530 | 009-04530 | Central | Memorial Hermann Greater Heights Hospital | GH - CATH LAB | GH CATH LAB | [6 empty] | REGULATORVACUUM-Ohio Medical-6-1251
YES | YES |  |  |  | 099-14914 | 099-14914 | Ohmeda Medical |  |  | GFFH25767 | TMC - HVI - CCU (4HVI) |  |  |  |  | 099-14914 | 099-14914 | TMC |  | TMC - HVI - CCU (4HVI) | TMC -HVI - CCU (4HVI) | [6 empty] | REGULATORVACUUM-Ohio Medical-6-1251
YES | YES |  |  |  | 069-22320 | 069-22320 | Ohmeda Medical |  |  | GFCG00413 | TMC - CATH LAB - ADULT (2HVI) |  |  |  |  | 069-22320 | 069-22320 | TMC | Memorial Hermann-Texas Medical Center | TMC - CATH LAB - ADULT (2HVI) | TMC - CATH LAB - ADULT (2HVI) | [6 empty] | REGULATORVACUUM-Ohio Medical-6-1251
YES | YES |  |  |  | 099-14881 | 099-14881 | Ohmeda Medical |  |  | JGGN02458 | TMC - HVI - CVICU (8HVI) |  |  |  |  | 099-14881 | 099-14881 | TMC | Memorial Hermann Heart | TMC - HVI - CVICU (8HVI) | TMC HVI CVICU 8 | [6 empty] | REGULATORVACUUM-Ohio Medical-6-1251
YES | YES |  |  |  | 099-14882 | 099-14882 | Ohmeda Medical |  |  | JGGP06388 | TMC - HVI - CVICU (8HVI) |  |  |  |  | 099-14882 | 099-14882 | TMC | Memorial Hermann Heart | TMC - HVI - CVICU (8HVI) | TMC HVI CVICU 8 | [6 empty] | REGULATORVACUUM-Ohio Medical-6-1251
YES | YES |  |  |  | 069-20451 | 069-20451 | Ohmeda Medical |  |  | GFFH25877 | TMC - MHTMC - CENTRAL SUPPLY |  |  |  |  | 069-20451 | 069-20451 | TMC | Memorial Hermann-Texas Medical Center | TMC - MHTMC - CENTRAL SUPPLY | TMC - MHTMC - 5 WEST | [6 empty] | REGULATORVACUUM-Ohio Medical-6-1251
YES | YES |  |  |  | 099-11246 | 099-11246 | Ohmeda Medical |  |  | GFJW00402 | TMC - CULLEN - MICU (2C) |  |  |  |  | 099-11246 | 099-11246 | TMC | Memorial Hermann-Texas Medical Center | TMC - CULLEN - MICU (2C) | TMC - CULLEN - MICU (2C) | 3/1/20 | [5 empty] | REGULATORVACUUM-Ohio Medical-6-1251
YES | YES |  |  |  | 069-34784 | 069-34784 | Ohmeda Medical |  |  | GFFC25346 | TMC - HERMANN - STICU (3HP) |  |  |  |  | 069-34784 | 069-34784 | TMC | Memorial Hermann-Texas Medical Center | TMC - HERMANN - STICU (3HP) | TMC - HERMANN -STICU (3HP) | [6 empty] | REGULATORVACUUM-Ohio Medical-6-1251
YES | YES |  |  |  | 069-21267 | 069-21267 | Ohmeda Medical |  |  | GFCJ02190 | 9 JONES |  |  |  |  | 069-21267 | 069-21267 | TMC | Memorial Hermann-Texas Medical Center | 9 JONES | 9JONES | [6 empty] | REGULATORVACUUM-Ohio Medical-6-1251
YES | YES |  |  |  | 099-11260 | 099-11260 | Ohmeda Medical |  |  | GFFJ 09438 | TMC - ICU ADULT |  |  |  |  | 099-11260 | 099-11260 | TMC | Memorial Hermann-Texas Medical Center | TMC - ICU ADULT | TMC - ICU ADULT | 3/1/20 | [5 empty] | REGULATORVACUUM-Ohio Medical-6-1251
YES | YES |  |  |  | 069-23168 | 069-23168 | Ohmeda Medical |  |  | GFCZ00279 | TMC - JONES - SILVER TRAUMA/TCU (8J) |  |  |  |  | 069-23168 | 069-23168 | TMC | Memorial Hermann-Texas Medical Center | TMC - JONES - SILVER TRAUMA/TCU (8J) | TMC - JONES -SILVER TRAUMA CARE 4 | [6 empty] | REGULATORVACUUM-Ohio Medical-6-1251
YES | YES |  |  |  | 069-34776 | 069-34776 | Ohmeda Medical |  |  | GFFC12672 | TMC - JONES - SILVER TRAUMA/TCU (8J) |  |  |  |  | 069-34776 | 069-34776 | TMC | Memorial Hermann-Texas Medical Center | TMC - JONES - SILVER TRAUMA/TCU (8J) | TMC - JONES -SILVER TRAUMA CARE 4 | [6 empty] | REGULATORVACUUM-Ohio Medical-6-1251
YES | YES |  |  |  | 099-11101 | 099-11101 | Ohmeda Medical |  |  | GFFU01027 | [5 empty] | 099-11101 | 099-11101 | [10 empty] | REGULATORVACUUM-Ohio Medical-6-1251
NO | YES |  |  |  | 069-44726 | 069-44726 | Ohmeda Medical |  |  | JGGV02529 | TMC-Jones-Hyperbaric/Wound Care (Jg) |  |  |  |  | 069-44726 | 069-44726 | TMC | MHHS-TMC | TMC-Jones-Hyperbaric/Wound Care (Jg) | Exam 3 |  |  |  | No pm
YES | YES |  |  |  | 099-09826 | 099-09826 | Ohmeda Medical |  |  |  | TMC - JONES - HYPERBARIC/WOUND CARE (JG) |  |  |  |  | 099-09826 | 099-09826 | TMC | Memorial Hermann-Texas Medical Center | TMC - JONES - HYPERBARIC/WOUND CARE (JG) | TMC - JONES - HYPERBARIC/WOUND CARE (JG) | [6 empty] | REGULATORVACUUM-Ohio Medical-6-1251
YES | YES |  |  |  | 069-40289 | 069-40289 | Ohmeda Medical |  |  | JGGT03734 | TMC - JONES - GAMMA KNIFE (JB) |  |  |  |  | 069-40289 | 069-40289 | TMC | Memorial Hermann Texas Medical Center | TMC - JONES - GAMMA KNIFE (JB) | Gamma knife | [6 empty] | REGULATORVACUUM-Ohio Medical-6-1251
YES | YES |  |  |  | 099-09819 | 099-09819 | Ohmeda Medical |  |  | GFFG28344 | TMC - JONES - NEUROPHY GAMMA KNIFE |  |  |  |  | 099-09819 | 099-09819 | TMC | Memorial Hermann-Texas Medical Center | TMC - JONES - NEUROPHY GAMMA KNIFE | TMC - JONES - NEUROPHY GAMMA KNIFE | 4/1/20 | [5 empty] | REGULATORVACUUM-Ohio Medical-6-1251
YES | YES |  |  |  | 069-44858 | 069-44858 | Ohmeda Medical |  |  | JGGT03715 | TMC - JONES - GAMMA KNIFE (JB) |  |  |  |  | 069-44858 | 069-44858 | TMC | Memorial Hermann Texas Medical Center | TMC - JONES - GAMMA KNIFE (JB) | Gamma knife | [6 empty] | REGULATORVACUUM-Ohio Medical-6-1251
YES | YES |  |  |  | 099-09815 | 099-09815 | Ohmeda Medical |  |  | AHCK14771 | TMC - JONES - ENT CLINIC (JB) |  |  |  |  | 099-09815 | 099-09815 | TMC | Memorial Hermann-Texas Medical Center | TMC - JONES - ENT CLINIC (JB) | TMC - JONES -ENT CLINIC (JB) | [6 empty] | REGULATORVACUUM-Ohio Medical-6-1251
NO | YES |  |  |  | 069-44737 | 069-44737 | Ohmeda Medical |  |  | PSAY13036 | TMC-Sarofim 2-Adult PACU |  |  |  |  | 069-44737 | 069-44737 | TMC | MHHS-TMC | TMC-Sarofim 2-Adult PACU | Room 25 |  |  |  | No pm
NO | YES |  |  |  | 069-44738 | 069-44738 | Ohmeda Medical |  |  | PSAY13101 | TMC-Sarofim 2-Adult PACU |  |  |  |  | 069-44738 | 069-44738 | TMC | MHHS-TMC | TMC-Sarofim 2-Adult PACU | Room 25 |  |  |  | No pm
NO | YES |  |  |  | 069-44739 | 069-44739 | Ohmeda Medical |  |  | PSAY13616 | TMC-PACU-Robertson (2R) |  |  |  |  | 069-44739 | 069-44739 | TMC | MHHS-TMC | TMC-PACU-Robertson (2R) | Room 26 |  |  |  | No pm
NO | YES |  |  |  | 069-44740 | 069-44740 | Ohmeda Medical |  |  | PSAY13098 | TMC-PACU-Robertson (2R) |  |  |  |  | 069-44740 | 069-44740 | TMC | MHHS-TMC | TMC-PACU-Robertson (2R) | Room 26 |  |  |  | No pm
YES | YES |  |  |  | 099-09834 | 099-09TG | Ohmeda Medical |  |  | GFFK07270 | TMC - SAROFIM 3 - OR |  |  |  |  | 099-09834 | 099-09TG | TMC | Memorial Hermann-Texas Medical Center | TMC - SAROFIM 3 - OR | TMC - SAROFIM 3 - OR | [6 empty] | REGULATORVACUUM-Ohio Medical-6-1251
YES | YES |  |  |  | 099-09835 | 099-09835 | Ohmeda Medical |  |  | GFFB14168 | TMC - SAROFIM 3 - OR |  |  |  |  | 099-09835 | 099-09835 | TMC | Memorial Hermann-Texas Medical Center | TMC - SAROFIM 3 - OR | TMC - SAROFIM 3 - OR | [6 empty] | REGULATORVACUUM-Ohio Medical-6-1251
YES | YES |  |  |  | 099-09836 | 099-09836 | Ohmeda Medical |  |  | GFFG32032 | TMC - SAROFIM 3 - OR |  |  |  |  | 099-09836 | 099-09836 | TMC | Memorial Hermann-Texas Medical Center | TMC - SAROFIM 3 - OR | TMC - SAROFIM 3 - OR | [6 empty] | REGULATORVACUUM-Ohio Medical-6-1251
NO | YES |  |  |  | 099-09666 | 099-09666 | Ohmeda Medical |  |  | PSAY13821 | TMC-Sarofim 3-PACU |  |  |  |  | 099-09666 | 099-09666 | TMC | MHHS-TMC | TMC-Sarofim 3-PACU | Room 5 |  |  |  | No pm
NO | YES |  |  |  | 099-09667 | 099-09667 | Ohmeda Medical |  |  | PSAY13793 | TMC-Sarofim 3-PACU |  |  |  |  | 099-09667 | 099-09667 | TMC | MHHS-TMC | TMC-Sarofim 3-PACU | Room 5 |  |  |  | No pm
NO | YES |  |  |  | 099-09668 | 099-09668 | Ohmeda Medical |  |  | PSAY13783 | TMC-Sarofim 3-PACU |  |  |  |  | 099-09668 | 099-09668 | TMC | MHHS-TMC | TMC-Sarofim 3-PACU | Room 8 |  |  |  | No pm
NO | YES |  |  |  | 099-09669 | 099-09669 | Ohmeda Medical |  |  | PSAY13786 | TMC-Sarofim 3-PACU |  |  |  |  | 099-09669 | 099-09669 | TMC | MHHS-TMC | TMC-Sarofim 3-PACU | Room 8 |  |  |  | No pm
YES | YES |  |  |  | 099-09674 | 099-09674 | Ohmeda Medical |  |  | PSAY25167 | TMC - SAROFIM 2 - OR |  |  |  |  | 099-09674 | 099-09674 | TMC | Memorial Hermann-Texas Medical Center | TMC - SAROFIM 2 - OR | Or 10 |  |  |  | No pm |  |  | REGULATORVACUUM-Ohio Medical-6-1251
YES | YES |  |  |  | 099-09714 | 099-09714 | Ohmeda Medical |  |  | Gfhw14738 | TMC - OR - HERMANN (2HP) |  |  |  |  | 099-09714 | 099-09714 | TMC | Memorial Hermann-Texas Medical Center | TMC - OR - HERMANN (2HP) | OR 60 |  |  |  | No pm |  |  | REGULATORVACUUM-Ohio Medical-6-1251
YES | YES |  |  |  | 099-09908 | 099-09908 | Ohmeda Medical |  |  | GFHC10720 | TMC - OR - HERMANN (2HP) |  |  |  |  | 099-09908 | 099-09908 | TMC | Memorial Hermann-Texas Medical Center | TMC - OR - HERMANN (2HP) | TMC OR HERMANN (2HP) | [6 empty] | REGULATORVACUUM-Ohio Medical-6-1251
YES | YES |  |  |  | 069-19338 | 069-19338 | Ohmeda Medical |  |  | GFHH00349 | TMC - PACU - ADULT (2HP) |  |  |  |  | 069-19338 | 069-19338 | TMC | Memorial Hermann-Texas Medical Center | TMC - PACU - ADULT (2HP) | TMC PACU ADULT | [6 empty] | REGULATORVACUUM-Ohio Medical-6-1251
NO | YES |  |  |  | 069-19389 | 069-19389 | Ohmeda Medical |  |  | GFFH00663 | TMC-PACU-Adult (2Hp) |  |  |  |  | 069-19389 | 069-19389 | TMC | MHHS-TMC | TMC-PACU-Adult (2Hp) | TMC PACU ADULT
YES | YES |  |  |  | 069-19411 | 069-19411 | Ohmeda Medical |  |  |  | TMC - PACU - ADULT (2HP) |  |  |  |  | 069-19411 | 069-19411 | TMC | Memorial Hermann-Texas Medical Center | TMC - PACU - ADULT (2HP) | TMC PACU ADULT | [6 empty] | REGULATORVACUUM-Ohio Medical-6-1251
YES | YES |  |  |  | 069-19382 | 069-19382 | Ohmeda Medical |  |  | HFHH00377 | TMC - PACU - ADULT (2HP) |  |  |  |  | 069-19382 | 069-19382 | TMC | Memorial Hermann-Texas Medical Center | TMC - PACU - ADULT (2HP) | TMC PACU ADULT | [6 empty] | REGULATORVACUUM-Ohio Medical-6-1251
YES | YES |  |  |  | 069-19405 | 069-19405 | Ohmeda Medical |  |  | GFHH09345 | TMC - PACU - ADULT (2HP) |  |  |  |  | 069-19405 | 069-19405 | TMC | Memorial Hermann-Texas Medical Center | TMC - PACU - ADULT (2HP) | TMC PACU ADULT | [6 empty] | REGULATORVACUUM-Ohio Medical-6-1251
NO | YES |  |  |  | 069-19396 | 069-19396 | Ohmeda Medical |  |  | GFHH00328 | TMC-PACU-Pedi (2Hp) |  |  |  |  | 069-19396 | 069-19396 | TMC | MHHS-TMC | TMC-PACU-Pedi (2Hp) | TMC PSCU PEDS (2HP
YES | YES |  |  |  | 069-19404 | 069-19404 | Ohmeda Medical |  |  | GFHH00461 | TMC - PACU - PEDS (2HP) |  |  |  |  | 069-19404 | 069-19404 | TMC | Memorial Hermann-Texas Medical Center | TMC - PACU - PEDS (2HP) | TMC PSCU PEDS (2HP | [6 empty] | REGULATORVACUUM-Ohio Medical-6-1251
YES | YES |  |  |  | 069-19339 | 069-19339 | Ohmeda Medical |  |  | GFHH00327 | TMC - PACU - PEDS (2HP) |  |  |  |  | 069-19339 | 069-19339 | TMC | Memorial Hermann-Texas Medical Center | TMC - PACU - PEDS (2HP) | TMC PSCU PEDS (2HP | [6 empty] | REGULATORVACUUM-Ohio Medical-6-1251
NO | YES |  |  |  | 099-09920 | 099-09920 | Ohmeda Medical |  |  | JGGT02140 | TMC-PACU-Pedi (2Hp) |  |  |  |  | 099-09920 | 099-09920 | TMC | MHHS-TMC | TMC-PACU-Pedi (2Hp) | TMC PSCU PEDS (2HP
NO | YES |  |  |  | 069-19324 | 069-19324 | Ohmeda Medical |  |  | GFHH00323 | TMC-PACU-Pedi (2Hp) |  |  |  |  | 069-19324 | 069-19324 | TMC | MHHS-TMC | TMC-PACU-Pedi (2Hp) | TMC PSCU PEDS (2HP
YES | YES |  |  |  | 099-09921 | 099-09921 | Ohmeda Medical |  |  | GFFL18801 | TMC - RADIOLOGY - IR/ANGIO |  |  |  |  | 099-09921 | 099-09921 | TMC | Memorial Hermann-Texas Medical Center | TMC - RADIOLOGY - IR/ANGIO | TMC - RADIOLOGY -IR/ANGIO | [6 empty] | REGULATORVACUUM-Ohio Medical-6-1251
NO | YES |  |  |  | 099-09725 | 099-09725 | Ohmeda Medical |  |  | jggp16314 | TMC-Radiology-IR/Angio |  |  |  |  | 099-09725 | 099-09725 | TMC | MHHS-TMC | TMC-Radiology-IR/Angio | Room 8 | 12/1/18
YES | YES |  |  |  | 099-07721 | 099-07721 | Ohmeda Medical |  |  | GFFM06758 | TMC - OR - ROBERTSON (2R) |  |  |  |  | 099-07721 | 099-07721 | TMC | Memorial Hermann-Texas Medical Center | TMC - OR - ROBERTSON (2R) | TMC - OR - ROBERTSON (2R) | [6 empty] | REGULATORVACUUM-Ohio Medical-6-1251
YES | YES |  |  |  | 005-04112 | 005-04112 | Ohmeda Medical |  |  | GFFH14445 | SE - EMERGENCY CENTER |  |  |  |  | 005-04112 | 005-04112 | Southeast | Memorial Hermann Southeast Hospital | SE - EMERGENCY CENTER | SE - EMERGENCY CENTER | [6 empty] | REGULATORVACUUM-Ohio Medical-6-1251
YES | YES |  |  |  | 005-09563 | 005-09563 | Ohmeda Medical |  |  | GFFS01858 | SE - EMERGENCY CENTER |  |  |  |  | 005-09563 | 005-09563 | Southeast | Memorial Hermann Southeast Hospital | SE - EMERGENCY CENTER | SE - EMERGENCY CENTER | [6 empty] | REGULATORVACUUM-Ohio Medical-6-1251
YES | YES |  |  |  | 099-07882 | 099-07882 | Ohmeda Medical |  |  | JGGU15853 | SE - CDU |  |  |  |  | 099-07882 | 099-07882 | Southeast | Memorial hermann -south east | SE - CDU | Room 14 |  |  |  | No pm |  |  | REGULATORVACUUM-Ohio Medical-6-1251
NO | YES |  |  |  | 099-07886 | 099-07886 | Ohmeda Medical |  |  | JGGU15857 | SE-CDU (Old) |  |  |  |  | 099-07886 | 099-07886 | Southeast | MHHS-Southeast | SE-CDU (Old) | Room 19 |  |  |  | No pm
YES | YES |  |  |  | 005-04591 | 005-04591 | Ohmeda Medical |  |  | GFFH24585 | SE - OR - PACU |  |  |  |  | 005-04591 | 005-04591 | Southeast | Memorial Hermann Southeast Hospital | SE - OR - PACU | SE - PR - PACU | [6 empty] | REGULATORVACUUM-Ohio Medical-6-1251
YES | YES |  |  |  | 005-04613 | 005-04613 | Ohmeda Medical |  |  | GFFH24584 | SE - OR - PACU |  |  |  |  | 005-04613 | 005-04613 | Southeast | Memorial Hermann Southeast Hospital | SE - OR - PACU | SE - PR - PACU | [6 empty] | REGULATORVACUUM-Ohio Medical-6-1251
YES | YES |  |  |  | 005-02271 | 005-02271 | Ohmeda Medical |  |  | HFFE20729 | SE - OR - PACU |  |  |  |  | 005-02271 | 005-02271 | Southeast | Memorial Hermann Southeast Hospital | SE - OR - PACU | SE - PR - PACU | [6 empty] | REGULATORVACUUM-Ohio Medical-6-1251
YES | YES |  |  |  | 099-06078 | 099-06078 | Ohmeda Medical |  |  | GFHJ04798 | SE - OR |  |  |  |  | 099-06078 | 099-06078 | Southeast | Memorial Hermann Southeast Hospital | SE - OR | SE - OR | [6 empty] | REGULATORVACUUM-Ohio Medical-6-1251
YES | YES |  |  |  | 099-06279 | 099-06279 | Ohmeda Medical |  |  | JGGR16915 | SE - OR - PREOP |  |  |  |  | 099-06279 | 099-06279 | Southeast | Memorial Hermann Southeast | SE - OR - PREOP | Room 4 |  |  |  | No pm |  |  | REGULATORVACUUM-Ohio Medical-6-1251
YES | YES |  |  |  | 099-06236 | 099-06236 | Ohmeda Medical |  |  | GFFH22477 | SE - OR - PREOP |  |  |  |  | 099-06236 | 099-06236 | Southeast | Memorial Hermann Southeast Hospital | SE - OR - PREOP | SE - OR - PREOP | [6 empty] | REGULATORVACUUM-Ohio Medical-6-1251
YES | YES |  |  |  | 099-06281 | 099-06281 | Ohmeda Medical |  |  | JGGR16900 | SE - OR - PREOP |  |  |  |  | 099-06281 | 099-06281 | Southeast | Memorial Hermann Southeast | SE - OR - PREOP | Room 4 |  |  |  | No pm |  |  | REGULATORVACUUM-Ohio Medical-6-1251
YES | YES |  |  |  | 099-06238 | 099-06238 | Ohmeda Medical |  |  | HFFH22474 | SE - OR - PREOP |  |  |  |  | 099-06238 | 099-06238 | Southeast | Memorial Hermann Southeast Hospital | SE - OR - PREOP | SE - OR - PREOP | [6 empty] | REGULATORVACUUM-Ohio Medical-6-1251
YES | YES |  |  |  | 099-06242 | 099-06242 | Ohmeda Medical |  |  | GFFH22457 | SE - OR - PREOP |  |  |  |  | 099-06242 | 099-06242 | Southeast | Memorial Hermann Southeast Hospital | SE - OR - PREOP | SE - OR - PREOP | [6 empty] | REGULATORVACUUM-Ohio Medical-6-1251
NO | YES |  |  |  | 005-04641 | 005-04641 | Ohmeda Medical |  |  | GFFJ03590 | SE-Esophageal Disease Center |  |  |  |  | 005-04641 | 005-04641 | Southeast | MHHS-Southeast | SE-Esophageal Disease Center | SE - ESOPHAGEAL DISEASE CENTER
YES | YES |  |  |  | 005-02488 | 005-02488 | Ohmeda Medical |  |  |  | SE - Biomed |  |  |  |  | 005-02488 | 005-02488 | Southeast | Memorial Hermann Southeast Hospital | SE - Biomed | Biomed | [6 empty] | REGULATORVACUUM-Ohio Medical-6-1251
NO | YES |  |  |  | 099-06916 | 099-06916 | Ohmeda Medical |  |  | PSAY13809 | Otca |  |  |  |  | 099-06916 | 099-06916 | TMC | Memorial hermann | Otca | S722 |  |  |  | No pm
NO | YES |  |  |  | 099-06919 | 099-06919 | Ohmeda Medical |  |  | PSAY13527 | TMC-Sarofim 7-Ortho Trauma |  |  |  |  | 099-06919 | 099-06919 | TMC | MHHS-TMC | TMC-Sarofim 7-Ortho Trauma | Hallway |  |  |  | No pm
NO | YES |  |  |  | 099-06921 | 099-06921 | Ohmeda Medical |  |  | PSAY13585 | TMC-Sarofim 7-Ortho Trauma |  |  |  |  | 099-06921 | 099-06921 | TMC | MHHS-TMC | TMC-Sarofim 7-Ortho Trauma | S723 |  |  |  | No pm
NO | YES |  |  |  | 099-06924 | 099-06924 | Ohmeda Medical |  |  | PSAY14182 | TMC-Sarofim 7-Ortho Trauma |  |  |  |  | 099-06924 | 099-06924 | TMC | MHHS-TMC | TMC-Sarofim 7-Ortho Trauma | S724 | 4/1/20 |  |  | No pm
NO | YES |  |  |  | 099-06926 | 099-06926 | Ohmeda Medical |  |  | PSAY14232 | TMC-Sarofim 7-Ortho Trauma |  |  |  |  | 099-06926 | 099-06926 | TMC | MHHS-TMC | TMC-Sarofim 7-Ortho Trauma | S725 | 4/1/20 |  |  | No pm
YES | YES | Serial Number Cnf |  |  | 099-06929 | 099-06929 | Ohmeda Medical |  |  | Cnf | TMC - SAROFIM 7 - ORTHO TRAUMA |  |  |  |  | 099-06929 | 099-06929 | TMC | Memorial Hermann-Texas Medical Center | TMC - SAROFIM 7 - ORTHO TRAUMA | S725 |  |  |  | In use, no pm |  |  | REGULATORVACUUM-Ohio Medical-6-1251
YES | YES |  |  |  | 099-06933 | 099-06933 | Ohmeda Medical |  |  | JGGN09990 | TMC - SAROFIM 7 - ORTHO TRAUMA |  |  |  |  | 099-06933 | 099-06933 | TMC | Memorial Hermann-Texas Medical Center | TMC - SAROFIM 7 - ORTHO TRAUMA | S727 |  |  |  | No pm |  |  | REGULATORVACUUM-Ohio Medical-6-1251
YES | YES | Serial Number Cnf |  |  | 099-06934 | 099-06934 | Ohmeda Medical |  |  | Cnf | TMC - SAROFIM 7 - ORTHO TRAUMA |  |  |  |  | 099-06934 | 099-06934 | TMC | Memorial Hermann-Texas Medical Center | TMC - SAROFIM 7 - ORTHO TRAUMA | S727 |  |  |  | No pm |  |  | REGULATORVACUUM-Ohio Medical-6-1251
NO | YES |  |  |  | 099-06553 | 099-06553 | Ohmeda Medical |  |  | PSAY13581 | OTC 7 |  |  |  |  | 099-06553 | 099-06553 | TMC | Memorial Hermann-Texas Medical Center | OTC 7 | S7 216
NO | YES |  |  |  | 041-33524 | 041-33524 | Ohmeda Medical |  |  | PSAY14185 | OTC 7 |  |  |  |  | 041-33524 | 041-33524 | TMC | Memorial Hermann-Texas Medical Center | OTC 7 | S7 216 |  |  |  | No pm
NO | YES |  |  |  | 041-33523 | 041-33523 | Ohmeda Medical |  |  | PSAY13454 | OTC 7 |  |  |  |  | 041-33523 | 041-33523 | TMC | Memorial Hermann-Texas Medical Center | OTC 7 | S7 216 |  |  |  | No pm
NO | YES |  |  |  | 041-33522 | 041-33522 | Ohmeda Medical |  |  | PSAY14320 | OTC 7 |  |  |  |  | 041-33522 | 041-33522 | TMC | Memorial Hermann-Texas Medical Center | OTC 7 | S7 216 |  |  |  | Mo pm
NO | YES |  |  |  | 041-33521 | 041-33521 | Ohmeda Medical |  |  | PSAY13639 | OTC 7 |  |  |  |  | 041-33521 | 041-33521 | TMC | Memorial Hermann-Texas Medical Center | OTC 7 | S7 216 |  |  |  | No pm
NO | YES |  |  |  | 041-33556 | 041-33556 | Ohmeda Medical |  |  | PSAY14230 | OTC 7 |  |  |  |  | 041-33556 | 041-33556 | TMC | Memorial Hermann-Texas Medical Center | OTC 7 | S7 216 |  |  |  | No pm
YES | YES |  |  |  | C5175 | 041-33164 | Ohmeda Medical |  |  | GF8009076 | SE - LABOR |  |  |  |  | C5175 | 041-33164 | Southeast | Memorial Hermann Southeast Hospital | SE - LABOR | 4 floor storage |  |  |  | No pm |  |  | REGULATORVACUUM-Ohio Medical-6-1251
YES | YES |  |  |  | 041-14811 | 041-14811 | Ohmeda Medical |  |  |  | MEMORIAL CITY - LABOR |  |  |  |  | 041-14811 | 041-14811 | West | Women?s Memorial Hermann Memorial City Hospital | MEMORIAL CITY - LABOR | OR 1 | [6 empty] | REGULATORVACUUM-Ohio Medical-6-1251
YES | YES |  |  |  | 041-05092 | 041-05092 | Ohmeda Medical |  |  | GFFG15999 | MEMORIAL CITY - Orthopedics |  |  |  |  | 041-05092 | 041-05092 | West | Memorial City- Memorial Hermann Hospital | MEMORIAL CITY - Orthopedics | 5M26 |  |  |  | One time safety check sticker
YES | YES |  |  |  | 041-12771 | 041-12771 | Ohmeda Medical |  |  | JGGM10255 | MEMORIAL CITY - Orthopedics |  |  |  |  | 041-12771 | 041-12771 | West | Memorial City- Memorial Hermann Hospital | MEMORIAL CITY - Orthopedics | 5M34 |  |  |  | No pm sticker
YES | YES |  |  |  | 041-12730 | 041-12730 | Ohmeda Medical |  |  | JGGM10217 | MEMORIAL CITY - Orthopedics |  |  |  |  | 041-12730 | 041-12730 | West | Memorial City- Memorial Hermann Hospital | MEMORIAL CITY - Orthopedics | 5M37 |  |  |  | NO PM STICKER
YES | YES |  |  |  | 099-02164 | 099-02164 | Ohmeda Medical |  |  |  | MEMORIAL CITY - ER Peds Room 9 |  |  |  |  | 099-02164 | 099-02164 | West | Memorialcity - memorial herman emergency center | MEMORIAL CITY - ER Peds Room 9 | E1-212 |  |  |  | No pm sticker found
YES | YES |  |  |  | 041-04741 | 041-04741 | Ohmeda Medical |  |  | GFFGL6237 | MEMORIAL CITY - ER |  |  |  |  | 041-04741 | 041-04741 | West | Memorial Hermann Memorial City ER | MEMORIAL CITY - ER | Peds ER Rm 7 |  |  |  | One time inspection sticker
YES | YES |  |  |  | 041-04722 | 041-04722 | Ohmeda Medical |  |  | GFFG15298 | MEMORIAL CITY - ER |  |  |  |  | 041-04722 | 041-04722 | West | Memorial Hermann Memorial City ER | MEMORIAL CITY - ER | Peds ER Rm 5 |  |  |  | One time inspection sticker
YES | YES |  |  |  | 041-04828 | 041-04828 | Ohmeda Medical |  |  | Gffg15202 | MEMORIAL CITY - ER |  |  |  |  | 041-04828 | 041-04828 | West | Memorialcity - memorial herman emergency center | MEMORIAL CITY - ER | E1-206 |  |  |  | No pm sticker found
YES | YES |  |  |  | 041-04742 | 041-04742 | Ohmeda Medical |  |  | GFFG15299 | MEMORIAL CITY - ER |  |  |  |  | 041-04742 | 041-04742 | West | Memorial Hermann Memorial City ER | MEMORIAL CITY - ER | Peds ER Rm 4 |  |  |  | One time inspection sticker
YES | YES |  |  |  | 041-04751 | 041-04751 | Ohmeda Medical |  |  | GFFG15375 | MEMORIAL CITY - ER |  |  |  |  | 041-04751 | 041-04751 | West | Memorial Hermann Memorial City ER | MEMORIAL CITY - ER | E1 506 ER Rm 26 |  |  |  | One time inspection sticker found
YES | YES |  |  |  | 041-05298 | 041-05298 | Ohmeda Medical |  |  | Gddg15878 | MEMORIAL CITY - ER |  |  |  |  | 041-05298 | 041-05298 | West | Memorialcity - memorial herman emergency center | MEMORIAL CITY - ER | E1-435 |  |  |  | No pm sticker found
YES | YES |  |  |  | 041-04760 | 041-04760 | Ohmeda Medical |  |  | Gffg15984 | MEMORIAL CITY - ER |  |  |  |  | 041-04760 | 041-04760 | West | Memorialcity - memorial herman emergency center | MEMORIAL CITY - ER | E1-508 |  |  |  | No pm sticker found
YES | YES |  |  |  | 041-04746 | 041-04746 | Ohmeda Medical |  |  | GFFG15373 | MEMORIAL CITY - ER |  |  |  |  | 041-04746 | 041-04746 | West | Memorial Hermann Memorial City ER | MEMORIAL CITY - ER | E1 503 ER Rm 25 |  |  |  | One time inspection sticker
YES | YES |  |  |  | 041-05308 | 041-05308 | Ohmeda Medical |  |  | Gffg15885 | MEMORIAL CITY - ER |  |  |  |  | 041-05308 | 041-05308 | West | Memorialcity - memorial herman emergency center | MEMORIAL CITY - ER | E1-501 |  |  |  | One pm reqired
YES | YES |  |  |  | 041-05744 | 041-05744 | Ohmeda Medical |  |  | GFFG16185 | MEMORIAL CITY - ER |  |  |  |  | 041-05744 | 041-05744 | West | Memorial Hermann Memorial City ER | MEMORIAL CITY - ER | E1 510 ER Rm 30 |  |  |  | One time inspection sticker found
YES | YES |  |  |  | 041-05307 | 041-05307 | Ohmeda Medical |  |  | Gffg16004 | MEMORIAL CITY - ER |  |  |  |  | 041-05307 | 041-05307 | West | Memorialcity - memorial herman emergency center | MEMORIAL CITY - ER | E1-516 |  |  |  | No pm sticker found
YES | YES |  |  |  | 041-33981 | 041-33981 | Ohmeda Medical |  |  | Gffu02924 | MEMORIAL CITY - ER |  |  |  |  | 041-33981 | 041-33981 | West | Memorialcity - memorial herman emergency center | MEMORIAL CITY - ER | E1-517 Room 32 |  |  |  | No pm sticker found
YES | YES |  |  |  | 041-04721 | 041-04721 | Ohmeda Medical |  |  | GFFG16238 | MEMORIAL CITY - ER |  |  |  |  | 041-04721 | 041-04721 | West | Memorial Hermann Memorial City ER | MEMORIAL CITY - ER | E1 431 ER RM 20 |  |  |  | One time inspection sticker found
YES | YES |  |  |  | 041-04757 | 041-04757 | Ohmeda Medical |  |  | Gffg15371 | MEMORIAL CITY - ER |  |  |  |  | 041-04757 | 041-04757 | West | Memorial city-memorial herman emergency center | MEMORIAL CITY - ER | E1-419 |  |  |  | Nono pm sticker found
YES | YES |  |  |  | 041-09222 | 041-09222 | Ohmeda Medical |  |  | GFHC01387 | Outpatient Surgery Recovery |  |  |  |  | 041-09222 | 041-09222 | West | Memorial City | Outpatient Surgery Recovery | Recovery 17 |  |  |  | No PM sticker
YES | YES |  |  |  | 041-04634 | 041-04634 | Ohmeda Medical |  |  | GFFG09702 | MEMORIAL CITY - MHT - JHC PACU |  |  |  |  | 041-04634 | 041-04634 | West | Memorial City - Memorial Hermann Hospital West | MEMORIAL CITY - MHT - JHC PACU | West Recovery 16 |  |  |  | No pm sticker
YES | YES |  |  |  | 041-04640 | 041-04640 | Ohmeda Medical |  |  | GFFG09706 | MEMORIAL CITY - MHT - JHC PACU |  |  |  |  | 041-04640 | 041-04640 | West | Memorial City - Memorial Hermann Hospital West | MEMORIAL CITY - MHT - JHC PACU | West Recovery 17 |  |  |  | No pm sticker
YES | YES |  |  |  | 041-04631 | 041-04631 | Ohmeda Medical |  |  | GFFG09705 | MEMORIAL CITY - MHT - JHC PACU |  |  |  |  | 041-04631 | 041-04631 | West | Memorial City - Memorial Hermann Hospital West | MEMORIAL CITY - MHT - JHC PACU | West Recovery 16
YES | YES |  |  |  | 041-05173 | 041-05173 | Ohmeda Medical |  |  | GFFG15317 | MEMORIAL CITY - MHT - JHC PACU |  |  |  |  | 041-05173 | 041-05173 | West | Memorial City - Memorial Hermann Hospital West | MEMORIAL CITY - MHT - JHC PACU | West Recovery 14
YES | YES |  |  |  | 041-05089 | 041-05089 | Ohmeda Medical |  |  | GFFG15233 | MEMORIAL CITY - Outpatient |  |  |  |  | 041-05089 | 041-05089 | West | Memorial City - Memorial Hermann Hospital West | MEMORIAL CITY - Outpatient | West Recovery
YES | YES |  |  |  |  | 041-08537 | Ohmeda Medical |  |  | GFFJ09973 | MEMORIAL CITY - CATH LAB | [5 empty] | 041-08537 | West | Memorial City - Memorial Hermann Hospital East | MEMORIAL CITY - CATH LAB | Cath Lab Pre Pro 9
YES | YES |  |  |  | 041-08551 | 041-08551 | Ohmeda Medical |  |  | GFFJ09968 | MEMORIAL CITY - CATH LAB |  |  |  |  | 041-08551 | 041-08551 | West | Heart Vascular Institute Memorial Hermann | MEMORIAL CITY - CATH LAB | Cath Lab Pre Pro 2
YES | YES |  |  |  | 041-08670 | 041-08670 | Ohmeda Medical |  |  | GFFJ 10009 | MEMORIAL CITY - CATH LAB |  |  |  |  | 041-08670 | 041-08670 | West | Memorial City- Memorial Hermann Hospital East | MEMORIAL CITY - CATH LAB | Cath Lab PACU 21
YES | YES | Serial Number Cnf |  |  | 041-08555 | 041-08555 | Ohmeda Medical | 1251 |  | CNF | MEMORIAL CITY - Dialysis |  |  |  |  | 041-08555 | 041-08555 | West | Memorial Hermann - Memorial City | MEMORIAL CITY - Dialysis | East Tower Patient Assessment |  |  |  | One time safety inspection.
YES | YES |  |  |  | 041-08608 | 041-08608 | Ohmeda Medical |  |  | Gffj09977 | MEMORIAL CITY - NUCLEAR MEDICINE |  |  |  |  | 041-08608 | 041-08608 | West | Memorial city - cardiology dep. | MEMORIAL CITY - NUCLEAR MEDICINE | Pre admit testing |  |  |  | One time pm only | Sucton regulator
YES | YES |  |  |  | 041-08652 | 041-08652 | Ohmeda Medical |  |  | GFFJ09951 | Memorial City - Cardiology |  |  |  |  | 041-08652 | 041-08652 | West | Memorial City - Cardiology 7 East | Memorial City - Cardiology | E7 218 Rm 738 |  |  |  | No PM sticker
YES | YES |  |  |  | 041-08628 | 041-08628 | Ohmeda Medical |  |  | Gffj10003 | MEMORIAL CITY - NUCLEAR MEDICINE |  |  |  |  | 041-08628 | 041-08628 | West | Memorial city - cardiology dep. | MEMORIAL CITY - NUCLEAR MEDICINE | Pre admit testing |  |  |  | One time pm | Sucton regulator
YES | YES |  |  |  | 041-08627 | 041-08627 | Ohmeda Medical |  |  | Gffj09946 | MEMORIAL CITY - NUCLEAR MEDICINE |  |  |  |  | 041-08627 | 041-08627 | West | Memorial city - cardiology dep. | MEMORIAL CITY - NUCLEAR MEDICINE | Pre admit testing |  |  |  | No pm sticker found | Sucton regulator
YES | YES |  |  |  | 041-08685 | 041-08685 | Ohmeda Medical |  |  | GFFJ10024 | MEMORIAL CITY - CARDIOLOGY |  |  |  |  | 041-08685 | 041-08685 | West | Memorial City - Memorial Cardiology East | MEMORIAL CITY - CARDIOLOGY | E7 210 Isolation Ante Room |  |  |  | No PM sticker
YES | YES |  |  |  | 041-05094 | 041-05094 | Ohmeda Medical |  |  | GFFG15473 | MEMORIAL CITY - Neuroscience |  |  |  |  | 041-05094 | 041-05094 | West | Memorial City - Memorial East Tower | MEMORIAL CITY - Neuroscience | E6206
YES | YES |  |  |  | 041-05090 | 041-05090 | Ohmeda Medical |  |  | GFFG15990 | MEMORIAL CITY - Neuroscience |  |  |  |  | 041-05090 | 041-05090 | West | Memorial City - Memorial East Tower | MEMORIAL CITY - Neuroscience | E6206
YES | YES |  |  |  | 041-05170 | 041-05170 | Ohmeda Medical |  |  | Gffg15495 | Neural science |  |  |  |  | 041-05170 | 041-05170 | Memorial city - memorial herman hospital | Memorial city | Neural science | Patient room |  |  |  | One time pm sticker | Sucton regulator
YES | YES |  |  |  | 041-05141 | 041-05141 | Ohmeda Medical |  |  | Gffg15259 | Neural science |  |  |  |  | 041-05141 | 041-05141 | Memorial city - memorial herman hospital | Memorial city | Neural science | Patient room |  |  |  | One time pm needed | Sucton regulator
YES | YES |  |  |  | 041-05112 | 041-05112 | Ohmeda Medical |  |  | Gffg16219 | Neural science |  |  |  |  | 041-05112 | 041-05112 | Memorial city - memorial herman hospital | Memorial city | Neural science | Patient room |  |  |  | One time pm | Sucton regulator
YES | YES |  |  |  | 041-05093 | 041-05093 | Ohmeda Medical |  |  | Gffg16020 | Neural science |  |  |  |  | 041-05093 | 041-05093 | Memorial city - memorial herman hospital | Memorial city | Neural science | Patient room |  |  |  |  | Sucton regulator
YES | YES |  |  |  | 041-05116 | 041-05116 | Ohmeda Medical |  |  | GFFG15338 | MEMORIAL CITY - Neuroscience |  |  |  |  | 041-05116 | 041-05116 | West | Memorial City - Memorial East Tower | MEMORIAL CITY - Neuroscience | E6 217 |  |  |  | No PM service
YES | YES |  |  |  | 041-05117 | 041-05117 | Ohmeda Medical |  |  | GFFG15481 | MEMORIAL CITY - Neuroscience |  |  |  |  | 041-05117 | 041-05117 | West | Memorial City - Memorial East Tower | MEMORIAL CITY - Neuroscience | E6 217
YES | YES | Asset Tag 041-05121 |  |  | 041-05121 | 041-05121 | Ohmeda Medical |  |  | Gffg16199 | Neural science |  |  |  |  | 041-05121 | 041-05121 | Memorial city - memorial herman hospital | Memorial city | Neural science | Hallway |  |  |  | No one time pm | Sucton regulator
YES | YES | Asset Tag 041-05129 |  |  | 041-05129 | 041-05129 | Ohmeda Medical |  |  | Gffg15260 | Neural science |  |  |  |  | 041-05129 | 041-05129 | Memorial city - memorial herman hospital | Memorial city | Neural science | Hallway |  |  |  | One time pm | Sucton regulator
YES | YES |  |  |  | jggs02356 | jggs02356 | Ohmeda Medical |  |  | jggs02356 | MEMORIAL CITY - DIGESTIVE DISEASE CENTER |  |  |  |  | jggs02356 | jggs02356 | West | Endoscopy | MEMORIAL CITY - DIGESTIVE DISEASE CENTER | Patient room |  |  |  | One time pm needed | Sucton regulator
YES | YES |  |  |  | 041-05286 | 041-05286 | Ohmeda Medical |  |  | Gffg15923 | MEMORIAL CITY - DIGESTIVE DISEASE CENTER |  |  |  |  | 041-05286 | 041-05286 | West | Endoscopy | MEMORIAL CITY - DIGESTIVE DISEASE CENTER | Patient room |  |  |  | One time pm needed | Sucton regulator
YES | YES |  |  |  | JGGS02355 | JGGS02355 | Ohmeda Medical |  |  | JGGS02355 | MEMORIAL CITY - Endoscopy |  |  |  |  | JGGS02355 | JGGS02355 | West | MEMORIAL CITY - MEMORIAL HERMANN HOSPITAL WEST TOWER | MEMORIAL CITY - Endoscopy | Bay 5
YES | YES |  |  |  | jggs02354 | jggs02354 | Ohmeda Medical |  |  | Jggs02354 | MEMORIAL CITY - DIGESTIVE DISEASE CENTER |  |  |  |  | jggs02354 | jggs02354 | West | Endoscopy | MEMORIAL CITY - DIGESTIVE DISEASE CENTER | Patient room |  |  |  | One time | Sucton regulator
YES | YES |  |  |  | JGGS02351 | JGGS02351 | Ohmeda Medical |  |  | JGGS02351 | MEMORIAL CITY - Endoscopy |  |  |  |  | JGGS02351 | JGGS02351 | West | MEMORIAL CITY - MEMORIAL HERMANN HOSPITAL WEST TOWER | MEMORIAL CITY - Endoscopy | Bay 19
YES | YES |  |  |  | JGGS02339 | JGGS02339 | Ohmeda Medical |  |  | JGGS02339 | MEMORIAL CITY - Endoscopy |  |  |  |  | JGGS02339 | JGGS02339 | West | MEMORIAL CITY - MEMORIAL HERMANN HOSPITAL WEST TOWER | MEMORIAL CITY - Endoscopy | Bay 18
YES | YES |  |  |  | JGGS02357 | JGGS02357 | Ohmeda Medical |  |  | JGGS02357 | MEMORIAL CITY - Endoscopy |  |  |  |  | JGGS02357 | JGGS02357 | West | MEMORIAL CITY - MEMORIAL HERMANN HOSPITAL WEST TOWER | MEMORIAL CITY - Endoscopy | Bay 14
YES | YES |  |  |  | JGGS02348 | JGGS02348 | Ohmeda Medical |  |  | JGGS02348 | MEMORIAL CITY - Endoscopy |  |  |  |  | JGGS02348 | JGGS02348 | West | MEMORIAL CITY - MEMORIAL HERMANN HOSPITAL WEST TOWER | MEMORIAL CITY - Endoscopy | Bay 13
YES | YES |  |  |  | JGGS02353 | JGGS02353 | Ohmeda Medical |  |  | JGGS02353 | MEMORIAL CITY - Endoscopy |  |  |  |  | JGGS02353 | JGGS02353 | West | MEMORIAL CITY - MEMORIAL HERMANN HOSPITAL WEST TOWER | MEMORIAL CITY - Endoscopy | Bay 12
YES | YES |  |  |  | JGGS02352 | JGGS02352 | Ohmeda Medical |  |  | JGGS02352 | MEMORIAL CITY - Endoscopy |  |  |  |  | JGGS02352 | JGGS02352 | West | MEMORIAL CITY - MEMORIAL HERMANN HOSPITAL WEST TOWER | MEMORIAL CITY - Endoscopy | Bay 11
YES | YES |  |  |  | JGGS02346 | JGGS02346 | Ohmeda Medical |  |  | JGGS02346 | MEMORIAL CITY - Endoscopy |  |  |  |  | JGGS02346 | JGGS02346 | West | MEMORIAL CITY - MEMORIAL HERMANN HOSPITAL WEST TOWER | MEMORIAL CITY - Endoscopy | Bay 10
YES | YES |  |  |  | 041-05244 | 041-05244 | Ohmeda Medical |  |  | GFFG15366 | MEMORIAL CITY - Endoscopy |  |  |  |  | 041-05244 | 041-05244 | West | MEMORIAL CITY - MEMORIAL HERMANN HOSPITAL WEST TOWER | MEMORIAL CITY - Endoscopy | 148 Procedure Rm 5
YES | YES |  |  |  | 041-14833 | 041-14833 | Ohmeda Medical |  |  | JGGN16179 | MEMORIAL CITY - Endo |  |  |  |  | 041-14833 | 041-14833 | West | MEMORIAL CITY - MEMORIAL HERMANN WEST TOWER | MEMORIAL CITY - Endo | 148 Procedure Room 5
YES | YES |  |  |  | 041-06166 | 041-06166 | Ohmeda Medical |  |  | Gfhg06504 | Memorial city digestive disease center |  |  |  |  | 041-06166 | 041-06166 | West Memorial city | Herman memorial city medical center | Memorial city digestive disease center | Procedure room 4 |  |  |  | One pm required | Sucton regulator
YES | YES |  |  |  | 041-06164 | 041-06164 | Ohmeda Medical |  |  | Gfhg06492 | Memorial city digestive disease center |  |  |  |  | 041-06164 | 041-06164 | West Memorial city | Herman memorial city medical center | Memorial city digestive disease center | Procedure room 4 |  |  |  | One time pm | Sucton regulator
YES | YES |  |  |  | 041-05280 | 041-05280 | Ohmeda Medical |  |  | Gffg16123 | Memorial city digestive disease center |  |  |  |  | 041-05280 | 041-05280 | West Memorial city | Herman memorial city medical center | Memorial city digestive disease center | Procedure room 4 |  |  |  | One time pm | Sucton regulator
YES | YES |  |  |  | 041-04724 | 041-04724 | Ohmeda Medical |  |  | Gffg16221 | Memorial city digestive disease center |  |  |  |  | 041-04724 | 041-04724 | West Memorial city | Herman memorial city medical center | Memorial city digestive disease center | Procedure room 4 |  |  |  | One pm needed | Sucton regulator
YES | YES |  |  |  | 041-04087 | 041-04087 | Ohmeda Medical |  |  | Gfhf04136 | MEMORIAL CITY - OUTPATIENT SURGERY RECOVERY |  |  |  |  | 041-04087 | 041-04087 | West | West memorial hospital - memorial herman hospital | MEMORIAL CITY - OUTPATIENT SURGERY RECOVERY | Imaging |  |  |  | One time pm | Sucton regulator
YES | YES |  |  |  | 041-07348 | 041-07348 | Ohmeda Medical |  |  | Gfhg11992 | Memorial city Operating room |  |  |  |  | 041-07348 | 041-07348 | West Memorial city | Memorial city - memorial herman hospital | Memorial city Operating room | Procedure room 2 |  |  |  | One time pm | Sucton regulator
YES | YES |  |  |  | gfhj11116 | gfhj11116 | Ohmeda Medical |  |  | Gfhj11116 | Memorial city Operating room |  |  |  |  | gfhj11116 | gfhj11116 | West Memorial city | Memorial city - memorial herman hospital | Memorial city Operating room | Procedure room 2 |  |  |  | One time pm | Sucton regulator
YES | YES |  |  |  | 041-05031 | 041-05031 | Ohmeda Medical |  |  | GFFG15L78 | 1st floor |  |  |  |  | 041-05031 | 041-05031 |  |  | 1st floor | Memorial Hermann
YES | YES |  |  |  | 041-05052 | 041-05052 | Ohmeda Medical |  |  | GFFG15446 | MEMORIAL CITY - General Surgery |  |  |  |  | 041-05052 | 041-05052 | West | Memorial Hermann Memorial City Medical Center | MEMORIAL CITY - General Surgery | MEMORIAL CITY - General Surgery E5 207 Room 528 |  |  |  | 1 time sticker
YES | YES |  |  |  | 041-05070 | 041-05070 | Ohmeda Medical |  |  |  | Memorial city-general surgery |  |  |  |  | 041-05070 | 041-05070 | West | Memorial Hermann Memorial City Medical Center | Memorial city-general surgery | E5 101 |  |  |  | One time inspection sticker
YES | YES |  |  |  | 041-05085 | 041-05085 | Ohmeda Medical |  |  | GFFG15183 | MEMORIAL CITY - General Surgery |  |  |  |  | 041-05085 | 041-05085 | West | Memorial Hermann Memorial City Medical Center | MEMORIAL CITY - General Surgery | MEMORIAL CITY - General Surgery E5 207 Room 528 |  |  |  | 1 time pm sticker
YES | YES |  |  |  | 041-05079 | 041-05079 | Ohmeda Medical |  |  | GFFG15482 | Memorial city general surgery |  |  |  |  | 041-05079 | 041-05079 | West and Memorial city | Memorial Hermann Memorial city medical center | Memorial city general surgery | 5 floor general surgery
YES | YES |  |  |  | 041-05063 | 041-05063 | Ohmeda Medical |  |  | GFFG15459 | [5 empty] | 041-05063 | 041-05063 |  | Memorial hermann |  | 1st floor
YES | YES |  |  |  | 041-05014 | 041-05014 | Ohmeda Medical | [8 empty] | 041-05014 | 041-05014 |  | Memorial hermann |  | 1st floor
YES | YES |  |  |  | 041-05059 | 041-05059 | Ohmeda Medical |  |  | GFFG15340 | Memorial city general surgery |  |  |  |  | 041-05059 | 041-05059 | West and Memorial city | Memorial Hermann Memorial city medical center | Memorial city general surgery | 5 floor general surgery
YES | YES |  |  |  | 041-05003 | 041-05003 | Ohmeda Medical |  |  | GFFG16196 | MEMORIAL CITY - General Surgery |  |  |  |  | 041-05003 | 041-05003 | West | Memorial Hermann Memorial City Medical Center | MEMORIAL CITY - General Surgery | MEMORIAL CITY - General Surgery Nurses station |  |  |  | 1 time pm sticker
YES | YES |  |  |  | 041-05021 | 041-05021 | Ohmeda Medical |  |  | GFFG16008 | MEMORIAL CITY - General Surgery |  |  |  |  | 041-05021 | 041-05021 | West | Memorial Hermann Memorial City Medical Center | MEMORIAL CITY - General Surgery | MEMORIAL CITY - General Surgery Nurses station |  |  |  | 1 time pm sticker. Threads stripped on vent glass
YES | YES |  |  |  | 041-05006 | 041-05006 | Ohmeda Medical |  |  | GFFG16233 | MEMORIAL CITY - General Surgery |  |  |  |  | 041-05006 | 041-05006 | West | Memorial Hermann Memorial City Medical Center | MEMORIAL CITY - General Surgery | MEMORIAL CITY - General Surgery Nurses station |  |  |  | 1 time pm sticker
YES | YES |  |  |  | 041-05024 | 041-05024 | Ohmeda Medical |  |  | GFFG15182 | Memorial city-general surgery |  |  |  |  | 041-05024 | 041-05024 | West | Memorial Hermann Memorial City Medical Center | Memorial city-general surgery | E5 420 storage |  |  |  | On time inspection sticker
YES | YES |  |  |  | 041-05060 | 041-05060 | Ohmeda Medical |  |  | GFFG15341 | MEMORIAL CITY - General Surgery |  |  |  |  | 041-05060 | 041-05060 | West | Memorial Hermann Memorial City Medical Center | MEMORIAL CITY - General Surgery | MEMORIAL CITY - General Surgery Nurses station |  |  |  | 1 time pm sticker
YES | YES |  |  |  | 041-04842 | 041-04842 | Ohmeda Medical |  |  | GFFG15203 | MEMORIAL CITY - General Surgery |  |  |  |  | 041-04842 | 041-04842 | West | Memorial Hermann Memorial City Medical Center | MEMORIAL CITY - General Surgery | MEMORIAL CITY - General Surgery Nurses station |  |  |  | 1 time pm sticker
YES | YES |  |  |  | 041-04814 | 041-04814 | Ohmeda Medical |  |  | GFFG15348 | MEMORIAL CITY - EAST TOWER - IMCU |  |  |  |  | 041-04814 | 041-04814 | West | Memorial city | MEMORIAL CITY - EAST TOWER - IMCU | MEMORIAL CITY MICU
YES | YES |  |  |  | 041-04825 | 041-04825 | Ohmeda Medical |  |  | GFFG15980 | Memorial city-icu |  |  |  |  | 041-04825 | 041-04825 | West | Memorial Hermann Memorial City Medical Center | Memorial city-icu | E4 103 |  |  |  | One time inspection sticker
YES | YES |  |  |  | 041-07285 | 041-07285 | Ohmeda Medical |  |  |  | MEMORIAL CITY - EAST TOWER - NEUROLOGY |  |  |  |  | 041-07285 | 041-07285 | West |  | MEMORIAL CITY - EAST TOWER - NEUROLOGY
YES | YES | Serial Number Cnf |  |  | 041-04738 | 041-04738 | Ohmeda Medical |  |  | Cnf | MEMORIAL CITY - EAST TOWER - NEUROLOGY |  |  |  |  | 041-04738 | 041-04738 | West |  | MEMORIAL CITY - EAST TOWER - NEUROLOGY |  |  |  |  | No pm
YES | YES | Serial Number GFFJ09988 |  |  | 041-08660 | 041-08660 | Ohmeda Medical |  |  | GFFJ09988 | [5 empty] | 041-08660 | 041-08660 | Med surge | Memorial hermann |  | 7th floor
YES | YES |  |  |  | 041-08643 | 041-08643 | Ohmeda Medical |  |  | GFFJ 9917 | MedSurg |  |  |  |  | 041-08643 | 041-08643 |  | WEST AND MEMORIAL | MedSurg | 7 EAST
YES | YES |  |  |  | 041-08625 | 041-08625 | Ohmeda Medical |  |  | GFFJ09944 | MedSurg |  |  |  |  | 041-08625 | 041-08625 |  | WEST AND MEMORIAL | MedSurg | 7 EAST
YES | YES | Serial Number Cnf |  |  | 009-02941 | 009-02941 | Ohmeda Medical |  |  | Cnf | GH - NURSERY |  |  |  |  | 009-02941 | 009-02941 | Central | Memorial Hermann Greater Heights Hospital | GH - NURSERY | GH - NICU 5 |  |  |  | 1 time pm sticker
YES | YES | Serial Number Cnf |  |  | 009-02889 | 009-02889 | Ohmeda Medical |  |  | CNF | GH - NURSERY |  |  |  |  | 009-02889 | 009-02889 | Central | Memorial Hermann Greater Heights Hospital | GH - NURSERY | GH - NICU 6
YES | YES |  |  |  | 009-02927 | 009-02927 | Ohmeda Medical |  |  | GFFGL2029 | GH - LND |  |  |  |  | 009-02927 | 009-02927 | Central | Memorial Hermann Greater Heights Hospital | GH - LND | GH - LND 7 |  |  |  | 1 time pm sticker
YES | YES |  |  |  | 009-02957 | 009-02957 | Ohmeda Medical |  |  | GFHG04671 | GH - RESPIRATORY |  |  |  |  | 009-02957 | 009-02957 | Central | Memorial Hermann Greater Heights Hospital | GH - RESPIRATORY | GH - Respiratory storage |  |  |  | 1 time pm sticker
YES | YES |  |  |  | 029-01829 | 029-01829 | Ohmeda Medical |  |  | CFFF34394 | Imaging |  |  |  |  | 029-01829 | 029-01829 | Woodlands | Memorial Hermann Medical Group The Woodlands (#100 and #101) | Imaging | Room 4
YES | YES |  |  |  | 029-00457 | 029-00457 | Ohmeda Medical |  |  | CFFB22211 | Imaging |  |  |  |  | 029-00457 | 029-00457 | Woodlands | Memorial Hermann Medical Group The Woodlands (#100 and #101) | Imaging | Room 4
YES | YES |  |  |  | 013-09252 | 013-09252 | Ohmeda Medical |  |  | GFFG18649" | SW - RADIOLOGY |  |  |  |  | 013-09252 | 013-09252 | Southwest | SW Radiology | SW - RADIOLOGY | CT 3
YES | YES |  |  |  | 009-33177 | 009-33177 | Ohmeda Medical |  |  | CFHY23816 | SW RADIOLOGY |  |  |  |  | 009-33177 | 009-33177 | Southwest | Memorial Hermann Southwest Hospital | SW RADIOLOGY | Nuc med 5
YES | YES |  |  |  |  | C-1611 | Ohmeda Medical |  |  | GFHV21722 | Radiology | [5 empty] | C-1611 | Southeast | Memorial Hermann Southeast Hospital | Radiology | Room 6 |  |  |  | No pm sticker
YES | YES |  |  |  | CFHJ07932 | CFHJ07932 | Ohmeda Medical |  |  | CFHJ07932 | Radiology |  |  |  |  | CFHJ07932 | CFHJ07932 | Southeast | Memorial Hermann Southeast Hospital | Radiology | Ct 1 |  |  |  | No pm stickrt
YES | YES |  |  |  | CFFE15193 | CFFE15193 | Ohmeda Medical |  |  | CFFE15193 | SE - EMERGENCY CENTER |  |  |  |  | CFFE15193 | CFFE15193 | Southeast | Memorial Hermann Southeast Hospital | SE - EMERGENCY CENTER | ED Rad rm |  |  |  | No pm sticker
YES | YES |  |  |  | 029-02404 | 029-02404 | Ohmeda Medical |  |  | GFFF24385 | West Tower 3rd Floor |  |  |  |  | 029-02404 | 029-02404 | Woodlands | Memorial Hermann Hospital Woodlands | West Tower 3rd Floor | Room 3212 | [6 empty] | REGULATORVACUUM-Ohio Medical-1271
YES | YES |  |  |  | 029-03965 | 029-03965 | Ohmeda Medical |  |  | GFFJ18061 | West Tower 3rd Floor |  |  |  |  | 029-03965 | 029-03965 | Woodlands | Memorial Hermann Hospital Woodlands | West Tower 3rd Floor | Equipment Storage | [6 empty] | REGULATORVACUUM-Ohio Medical-1271
YES | YES |  |  |  | 029-01845 | 029-01845 | Ohmeda Medical |  |  |  | West Tower 3 |  |  |  |  | 029-01845 | 029-01845 | Woodlands | Memorial Hermann Hospital Woodlands | West Tower 3 | Room 3214 | [6 empty] | REGULATORVACUUM-Ohio Medical-1271
YES | YES |  |  |  | 029-02308 | 029-02308 | Ohmeda Medical |  |  | GFFF32658 | West Tower 3 |  |  |  |  | 029-02308 | 029-02308 | Woodlands | Memorial Hermann Hospital Woodlands | West Tower 3 | Nurse Station | [6 empty] | REGULATORVACUUM-Ohio Medical-1271
YES | YES |  |  |  | 029-01832 | 029-01832 | Ohmeda Medical |  |  |  | West Tower 3 |  |  |  |  | 029-01832 | 029-01832 | Woodlands | Memorial Hermann Hospital Woodlands | West Tower 3 | ICU Room 3111 |  |  |  | In use |  |  | REGULATORVACUUM-Ohio Medical-1271
YES | YES |  |  |  | 009-01052 | 009-01052 | Ohmeda Medical |  |  | GFFA14475 | GH - PACU |  |  |  |  | 009-01052 | 009-01052 | Central | Memorial Hermann Greater Heights Hospital | GH - PACU | PACU | [6 empty] | REGULATORVACUUM-Ohio Medical-1271
YES | YES |  |  |  | 009-02586 | 009-02586 | Ohmeda Medical |  |  | GFFZ16106 | GH - PACU |  |  |  |  | 009-02586 | 009-02586 | Central | Memorial Hermann Greater Heights Hospital | GH - PACU | PACU | [6 empty] | REGULATORVACUUM-Ohio Medical-1271
YES | YES |  |  |  | 009-01056 | 009-01056 | Ohmeda Medical |  |  | GFFA14467 | GH - PACU |  |  |  |  | 009-01056 | 009-01056 | Central | Memorial Hermann Greater Heights Hospital | GH - PACU | PACU | [6 empty] | REGULATORVACUUM-Ohio Medical-1271
YES | YES |  |  |  | 009-01114 | 009-01114 | Ohmeda Medical |  |  | AHCR22245 | GH - PACU |  |  |  |  | 009-01114 | 009-01114 | Central | Memorial Hermann Greater Heights Hospital | GH - PACU | PACU | [6 empty] | REGULATORVACUUM-Ohio Medical-1271
YES | YES |  |  |  | 009-02985 | 009-01085 | Ohmeda Medical |  |  | GFFA14459 | GH - PACU |  |  |  |  | 009-02985 | 009-01085 | Central | Memorial Hermann Greater Heights Hospital | GH - PACU | PACU | [6 empty] | REGULATORVACUUM-Ohio Medical-1271
YES | YES |  |  |  | 009-02923 | 009-02923 | Ohmeda Medical |  |  | GFFG12020 | GH - PACU |  |  |  |  | 009-02923 | 009-02923 | Central | Memorial Hermann Greater Heights Hospital | GH - PACU | PACU | [6 empty] | REGULATORVACUUM-Ohio Medical-1271
NO | YES |  |  |  | 041-04641 | 041-04641 | Ohmeda Medical |  |  | GFFG09698 | Memorial city - out patient surgery | MHHS-Mem City |  |  |  | 041-04641 | 041-04641 | West and memorial city | Memorial city - memorial herman hospital | Memorial city - out patient surgery | Recovery |  |  |  | One pm required |  |  | .needs class | [5 empty] | Datex-Ohmeda | [7 empty] | Covered PM Repair - Biomedical | MHHS-Mem City
NO | YES |  |  |  | 069-27256 | 069-27256 | Ohmeda Medical |  |  | GFFE20578 | TMC-OR-CVOR (7Hvi) | MHHS-TMC |  | Regulator, Vacuum |  | 069-27256 | 069-27256 | TMC | MHHS-TMC | TMC-OR-CVOR (7Hvi) | OR 4 |  |  |  | No PM Sticker | REGULATORS, SUCTION | Regulator, Vacuum | REGULATORVACUUM-Ohio Medical-6-1251 | REGULATORVACUUM | 6-1251 |  |  |  | Ohio Medical | Regulator, Vacuum |  | REGULATORVACUUM-Ohio Medical-6-1251 |  |  |  |  | Covered PM Repair - Biomedical | MHHS-TMC | [8 empty] | REGULATORVACUUM | Regulator, Vacuum | Ohio Medical
YES | YES |  |  |  | 133-01300 | 133-01300 | Ohmeda Medical |  |  | GFFB25915 | KATY - AMBULATORY CARE |  |  |  |  | 133-01300 | 133-01300 | Katy | Memorial Hermann Katy Hospital | KATY - AMBULATORY CARE | Room 15 | [5 empty] | Regulator, Vacuum | REGULATORVACUUM-Datex-Ohmeda-200 | [23 empty] | REGULATORVACUUM | Regulator, Vacuum | Datex-Ohmeda
YES | YES |  |  |  | 133-03286 | 133-03286 | Ohmeda Medical |  |  | GFFK20638 | KATY - IMU |  |  |  |  | 133-03286 | 133-03286 | Katy | Memorial Hermann Katy Hospital | KATY - IMU | Room 20 | [5 empty] | Regulator, Vacuum | REGULATORVACUUM-Datex-Ohmeda-200 | [23 empty] | REGULATORVACUUM | Regulator, Vacuum | Datex-Ohmeda
YES | YES |  |  |  | 133-00561 | 133-00561 | Ohmeda Medical |  |  | GFFB16224 | KATY - ER |  |  |  |  | 133-00561 | 133-00561 | Katy | Memorial Hermann Katy Hospital | KATY - ER | EC 3 | [5 empty] | Regulator, Vacuum | REGULATORVACUUM-Datex-Ohmeda-200 | [23 empty] | REGULATORVACUUM | Regulator, Vacuum | Datex-Ohmeda
YES | YES |  |  |  | 133-02162 | 133-02162 | Ohmeda Medical |  |  | GFFB16228 | KATY - ER |  |  |  |  | 133-02162 | 133-02162 | Katy | Memorial Hermann Katy Hospital | KATY - ER | EC 17 | [5 empty] | Regulator, Vacuum | REGULATORVACUUM-Datex-Ohmeda-200 | [23 empty] | REGULATORVACUUM | Regulator, Vacuum | Datex-Ohmeda
YES | YES |  |  |  | 142-00978 | 142-00978 | Ohmeda Medical |  |  | GFHA18396 | 2nd Floor Mother and Baby |  |  |  |  | 142-00978 | 142-00978 | Katy | Memorial Hermann Northeast Hospital | 2nd Floor Mother and Baby | [6 empty] | Regulator, Vacuum | REGULATORVACUUM-Datex-Ohmeda-200 | [23 empty] | REGULATORVACUUM | Regulator, Vacuum | Datex-Ohmeda
YES | YES |  |  |  | 099-00631 | 099-00631 | Ohmeda Medical |  |  | GFHA15836 | 2nd Floor Mother and Baby |  |  |  |  | 099-00631 | 099-00631 | Katy | Memorial Hermann Northeast Hospital | 2nd Floor Mother and Baby | [6 empty] | Regulator, Vacuum | REGULATORVACUUM-Datex-Ohmeda-200 | [23 empty] | REGULATORVACUUM | Regulator, Vacuum | Datex-Ohmeda
YES | YES |  |  |  | 099-00588 | 099-00588 | Ohmeda Medical |  |  | GFFV04500 | NE - LABOR |  |  |  |  | 099-00588 | 099-00588 | Katy | Memorial Hermann Northeast Hospital | NE - LABOR | [6 empty] | Regulator, Vacuum | REGULATORVACUUM-Datex-Ohmeda-200 | [23 empty] | REGULATORVACUUM | Regulator, Vacuum | Datex-Ohmeda
YES | YES |  |  |  | 099-00589 | 099-00589 | Ohmeda Medical |  |  | GFFU03314 | NE - LABOR |  |  |  |  | 099-00589 | 099-00589 | Katy | Memorial Hermann Northeast Hospital | NE - LABOR | [6 empty] | Regulator, Vacuum | REGULATORVACUUM-Datex-Ohmeda-200 | [23 empty] | REGULATORVACUUM | Regulator, Vacuum | Datex-Ohmeda
YES | YES |  |  |  | 099-00670 | 099-00670 | Ohmeda Medical |  |  | GFFA12192 | NE - LABOR |  |  |  |  | 099-00670 | 099-00670 | Katy | Memorial Hermann Northeast Hospital | NE - LABOR | [6 empty] | Regulator, Vacuum | REGULATORVACUUM-Datex-Ohmeda-200 | [23 empty] | REGULATORVACUUM | Regulator, Vacuum | Datex-Ohmeda
YES | YES |  |  |  |  | 099-00643 | Ohmeda Medical |  |  |  | NE - LABOR | [5 empty] | 099-00643 | Katy | Memorial Hermann Northeast Hospital | NE - LABOR | Recovery Room | [5 empty] | Regulator, Vacuum | REGULATORVACUUM-Datex-Ohmeda-200 | [23 empty] | REGULATORVACUUM | Regulator, Vacuum | Datex-Ohmeda
YES | YES |  |  |  | 099-00645 | 099-00645 | Ohmeda Medical |  |  |  | NE - LABOR |  |  |  |  | 099-00645 | 099-00645 | Katy | Memorial Hermann Northeast Hospital | NE - LABOR | Suite 2020 | [5 empty] | Regulator, Vacuum | REGULATORVACUUM-Datex-Ohmeda-200 | [23 empty] | REGULATORVACUUM | Regulator, Vacuum | Datex-Ohmeda
YES | YES |  |  |  | 129-00674 | 129-00674 | Ohmeda Medical |  |  | GFFE18425 | SUGAR LAND - BIOMED |  |  |  |  | 129-00674 | 129-00674 | Sugar Land | Memorial Hermann Sugar Land Hospital | SUGAR LAND - BIOMED | Biomed Shop | [5 empty] | Regulator, Vacuum | REGULATORVACUUM-Datex-Ohmeda-200 | [23 empty] | REGULATORVACUUM | Regulator, Vacuum | Datex-Ohmeda
YES | YES |  |  |  | 129-01620 | 129-01620 | Ohmeda Medical |  |  | GFHG16497 | SUGAR LAND - BIOMED |  |  |  |  | 129-01620 | 129-01620 | Sugar Land | Memorial Hermann Sugar Land Hospital | SUGAR LAND - BIOMED | Biomed Shop | [5 empty] | Regulator, Vacuum | REGULATORVACUUM-Datex-Ohmeda-200 | [23 empty] | REGULATORVACUUM | Regulator, Vacuum | Datex-Ohmeda
YES | YES |  |  |  | 129-00675 | 129-00675 | Ohmeda Medical |  |  |  | SUGAR LAND - IMU |  |  |  |  | 129-00675 | 129-00675 | Sugar Land | Memorial Hermann Sugar Land Hospital | SUGAR LAND - IMU | E320 | [5 empty] | Regulator, Vacuum | REGULATORVACUUM-Datex-Ohmeda-200 | [23 empty] | REGULATORVACUUM | Regulator, Vacuum | Datex-Ohmeda
YES | YES |  |  |  | 129-02711 | 129-02711 | Ohmeda Medical |  |  | GFFK14647 | SUGAR LAND - OR |  |  |  |  | 129-02711 | 129-02711 | Sugar Land | Memorial Hermann Sugar Land Hospital | SUGAR LAND - OR | OR 4 | [5 empty] | Regulator, Vacuum | REGULATORVACUUM-Datex-Ohmeda-200 | [23 empty] | REGULATORVACUUM | Regulator, Vacuum | Datex-Ohmeda
YES | YES |  |  |  | 129-02573 | 129-02573 | Ohmeda Medical |  |  | GFFK12029 | SUGAR LAND - OR |  |  |  |  | 129-02573 | 129-02573 | Sugar Land | Memorial Hermann Sugar Land Hospital | SUGAR LAND - OR | OR 4 | [5 empty] | Regulator, Vacuum | REGULATORVACUUM-Datex-Ohmeda-200 | [23 empty] | REGULATORVACUUM | Regulator, Vacuum | Datex-Ohmeda
YES | YES |  |  |  | 129-02574 | 129-02574 | Ohmeda Medical |  |  | GFFK12030 | SUGAR LAND - OR |  |  |  |  | 129-02574 | 129-02574 | Sugar Land | Memorial Hermann Sugar Land Hospital | SUGAR LAND - OR | OR 4 | [5 empty] | Regulator, Vacuum | REGULATORVACUUM-Datex-Ohmeda-200 | [23 empty] | REGULATORVACUUM | Regulator, Vacuum | Datex-Ohmeda
YES | YES |  |  |  | 129-02728 | 129-02728 | Ohmeda Medical |  |  | GFFK14664 | Sugar Land OR |  |  |  |  | 129-02728 | 129-02728 | Sugar Land | Memorial Hermann Sugar Land Hospital | Sugar Land OR | OR 7 | [5 empty] | Regulator, Vacuum | REGULATORVACUUM-Datex-Ohmeda-200 | [23 empty] | REGULATORVACUUM | Regulator, Vacuum | Datex-Ohmeda
YES | YES |  |  |  | 129-02675 | 129-02675 | Ohmeda Medical |  |  | GFFK14611 | Sugar Land OR |  |  |  |  | 129-02675 | 129-02675 | Sugar Land | Memorial Hermann Sugar Land Hospital | Sugar Land OR | Day Stay Bed 4 | [5 empty] | Regulator, Vacuum | REGULATORVACUUM-Datex-Ohmeda-200 | [23 empty] | REGULATORVACUUM | Regulator, Vacuum | Datex-Ohmeda
YES | YES |  |  |  | 013-02518 | 013-02518 | Ohmeda Medical |  |  |  | SW - NURSERY |  |  |  |  | 013-02518 | 013-02518 | Southwest | Memorial Hermann Southwest Hospital | SW - NURSERY | Nursery | [6 empty] | REGULATORVACUUM-Datex-Ohmeda-200
YES | YES |  |  |  | 013-05855 | 013-05855 | Ohmeda Medical |  |  |  | SW - NURSERY |  |  |  |  | 013-05855 | 013-05855 | Southwest | Memorial Hermann Southwest Hospital | SW - NURSERY | Nursery | [6 empty] | REGULATORVACUUM-Datex-Ohmeda-200
YES | YES |  |  |  | 013-11499 | 013-11499 | Ohmeda Medical |  |  |  | ICU |  |  |  |  | 013-11499 | 013-11499 | Southwest | Memorial Hermann Southwest Hospital | ICU | B Wing 734 | [6 empty] | REGULATORVACUUM-Datex-Ohmeda-200
YES | YES |  |  |  | 099-10422 | 099-10422 | Ohmeda Medical |  |  |  | 4th Telemetry |  |  |  |  | 099-10422 | 099-10422 | Southwest | Memorial Hermann Southwest Hospital | 4th Telemetry | [7 empty] | REGULATORVACUUM-Datex-Ohmeda-200
YES | YES |  |  |  | 013-03994 | 013-03994 | Ohmeda Medical |  |  |  | EEG |  |  |  |  | 013-03994 | 013-03994 | Southwest | Memorial Hermann Southwest Hospital | EEG | [7 empty] | REGULATORVACUUM-Datex-Ohmeda-200
YES | YES |  |  |  | 009-34238 | 009-34238 | Ohmeda Medical |  |  |  | HVI OR |  |  |  |  | 009-34238 | 009-34238 | Southwest | Memorial Hermann Heart | HVI OR | Hallway | [6 empty] | REGULATORVACUUM-Datex-Ohmeda-200
YES | YES |  |  |  | 013-02544 | 013-02544 | Ohmeda Medical |  |  | GFFY05031 | SW - HVI - OR |  |  |  |  | 013-02544 | 013-02544 | Southwest | Memorial Hermann Southwest Hospital | SW - HVI - OR | CVOR3 | [6 empty] | REGULATORVACUUM-Datex-Ohmeda-200
YES | YES |  |  |  | 013-13988 | 013-13988 | Ohmeda Medical |  |  | GFFK23399 | SW - HVI - OR |  |  |  |  | 013-13988 | 013-13988 | Southwest | Memorial Hermann Southwest Hospital | SW - HVI - OR | CVOR3 | [6 empty] | REGULATORVACUUM-Datex-Ohmeda-200
YES | YES |  |  |  | 013-12948 | 013-12948 | Ohmeda Medical |  |  | AHBM009922 | SW - LABOR |  |  |  |  | 013-12948 | 013-12948 | Southwest | Memorial Hermann Southwest Hospital | SW - LABOR | OB A3 | [6 empty] | REGULATORVACUUM-Datex-Ohmeda-200
YES | YES |  |  |  | E16270 | E16270 | Ohmeda Medical |  |  | CFHY05765 | SW - LABOR |  |  |  |  | E16270 | E16270 | Southwest | Memorial Hermann Southwest Hospital | SW - LABOR | L | [6 empty] | REGULATORVACUUM-Datex-Ohmeda-200
YES | YES |  |  |  | 013-03501 | 013-03501 | Ohmeda Medical |  |  | CFCD05365 | SW - LABOR |  |  |  |  | 013-03501 | 013-03501 | Southwest | Memorial Hermann Southwest Hospital | SW - LABOR | LDR 14 | [6 empty] | REGULATORVACUUM-Datex-Ohmeda-200
YES | YES |  |  |  | 013-03938 | 013-03938 | Ohmeda Medical |  |  | GFHY05787 | SW - L |  |  |  |  | 013-03938 | 013-03938 | Southwest | Memorial Hermann Southwest Hospital | SW - L | Room 15 |  |  |  | No p.m. |  |  | REGULATORVACUUM-Datex-Ohmeda-200
YES | YES |  |  |  | 013-03343 | 013-03343 | Ohmeda Medical |  |  | CFHY05793 | SW - LABOR |  |  |  |  | 013-03343 | 013-03343 | Southwest | Memorial Hermann Southwest Hospital | SW - LABOR | Recovery | [6 empty] | REGULATORVACUUM-Datex-Ohmeda-200
YES | YES |  |  |  | 013-15806 | 013-15806 | Ohmeda Medical |  |  | GFFC09754 | SW - LABOR |  |  |  |  | 013-15806 | 013-15806 | Southwest | Memorial Hermann Southwest Hospital | SW - LABOR | Recovery | [6 empty] | REGULATORVACUUM-Datex-Ohmeda-200
YES | YES |  |  |  | 013-03921 | 013-03921 | Ohmeda Medical |  |  | GFHY05788 | SW - LABOR |  |  |  |  | 013-03921 | 013-03921 | Southwest | Memorial Hermann Southwest Hospital | SW - LABOR | OR 1 | [6 empty] | REGULATORVACUUM-Datex-Ohmeda-200
YES | YES |  |  |  | 013-13981 | 013-13981 | Ohmeda Medical |  |  | GFFK2615 | SW - LABOR |  |  |  |  | 013-13981 | 013-13981 | Southwest | Memorial Hermann Southwest Hospital | SW - LABOR | OR 2 | [6 empty] | REGULATORVACUUM-Datex-Ohmeda-200
YES | YES |  |  |  | 013-09245 | 013-09245 | Ohmeda Medical |  |  | 013-09245 | NICU |  |  |  |  | 013-09245 | 013-09245 | Southwest | Memorial Hermann Southwest Hospital | NICU | P4 116 | [6 empty] | REGULATORVACUUM-Datex-Ohmeda-200
YES | YES |  |  |  | 013-09247 | 013-09247 | Ohmeda Medical |  |  | 013-09247 | NICU |  |  |  |  | 013-09247 | 013-09247 | Southwest | Memorial Hermann Southwest Hospital | NICU | P4 116 | [6 empty] | REGULATORVACUUM-Datex-Ohmeda-200
YES | YES |  |  |  | 013-01458 | 013-01458 | Ohmeda Medical |  |  | 013-01458 | NICU |  |  |  |  | 013-01458 | 013-01458 | Southwest | Memorial Hermann Southwest Hospital | NICU | P4 116 | [6 empty] | REGULATORVACUUM-Datex-Ohmeda-200
YES | YES |  |  |  | 013-09261 | 013-09261 | Ohmeda Medical |  |  | GFFC18468 | SW - NICU |  |  |  |  | 013-09261 | 013-09261 | Southwest | Memorial Hermann Southwest Hospital | SW - NICU | NICU 2 | [6 empty] | REGULATORVACUUM-Datex-Ohmeda-200
YES | YES |  |  |  | 013-01455 | 013-01455 | Ohmeda Medical |  |  | GFFD06604 | SW - NICU |  |  |  |  | 013-01455 | 013-01455 | Southwest | Memorial Hermann Southwest Hospital | SW - NICU | NICU | [6 empty] | REGULATORVACUUM-Datex-Ohmeda-200
YES | YES |  |  |  | 013-09257 | 013-09257 | Ohmeda Medical |  |  | GFFG18661 | SW - NICU |  |  |  |  | 013-09257 | 013-09257 | Southwest | Memorial Hermann Southwest Hospital | SW - NICU | NICU | [6 empty] | REGULATORVACUUM-Datex-Ohmeda-200
YES | YES |  |  |  | 013-09248 | 013-09248 | Ohmeda Medical |  |  | GFFG18665 | SW - NICU |  |  |  |  | 013-09248 | 013-09248 | Southwest | Memorial Hermann Southwest Hospital | SW - NICU | NICU | [6 empty] | REGULATORVACUUM-Datex-Ohmeda-200
YES | YES |  |  |  | 013-09266 | 013-09266 | Ohmeda Medical |  |  | GFFG18653 | SW - NICU |  |  |  |  | 013-09266 | 013-09266 | Southwest | Memorial Hermann Southwest Hospital | SW - NICU | NICU | [6 empty] | REGULATORVACUUM-Datex-Ohmeda-200
YES | YES |  |  |  | 013-09230 | 013-09230 | Ohmeda Medical |  |  | GFFG18654 | SW - NICU |  |  |  |  | 013-09230 | 013-09230 | Southwest | Memorial Hermann Southwest Hospital | SW - NICU | NICU | [6 empty] | REGULATORVACUUM-Datex-Ohmeda-200
YES | YES |  |  |  | 013-02844 | 013-02844 | Ohmeda Medical |  |  | GFFD029801 | SW - NICU |  |  |  |  | 013-02844 | 013-02844 | Southwest | Memorial Hermann Southwest Hospital | SW - NICU | NICU | [6 empty] | REGULATORVACUUM-Datex-Ohmeda-200
YES | YES |  |  |  | 013-09233 | 013-09233 | Ohmeda Medical |  |  | GFFG18643 | SW - NICU |  |  |  |  | 013-09233 | 013-09233 | Southwest | Memorial Hermann Southwest Hospital | SW - NICU | NICU | [6 empty] | REGULATORVACUUM-Datex-Ohmeda-200
YES | YES |  |  |  | 013-09243 | 013-09243 | Ohmeda Medical |  |  | GFFGL8638 | SW - NICU |  |  |  |  | 013-09243 | 013-09243 | Southwest | Memorial Hermann Southwest Hospital | SW - NICU | NICU Level 3 | [6 empty] | REGULATORVACUUM-Datex-Ohmeda-200
YES | YES |  |  |  | 013-09229 | 013-09229 | Ohmeda Medical |  |  | GFFG18639 | SW - NICU |  |  |  |  | 013-09229 | 013-09229 | Southwest | Memorial Hermann Southwest Hospital | SW - NICU | NICU Level 3 | [6 empty] | REGULATORVACUUM-Datex-Ohmeda-200
YES | YES |  |  |  | 069-20362 | 069-20362 | Ohmeda Medical |  |  | GFCE01848 | TMC - HVI - CIMU (4HVI) |  |  |  |  | 069-20362 | 069-20362 | TMC | Memorial Hermann- Texas Medical Center | TMC - HVI - CIMU (4HVI) | IMU 26 | 3/1/20 |  |  | No PM Sticker |  |  | REGULATORVACUUM-Datex-Ohmeda-200
YES | YES |  |  |  | 099-13584 | 099-13584 | Ohmeda Medical |  |  | GFHV09975 | HVI Cardiovascular Imaging |  |  |  |  | 099-13584 | 099-13584 | TMC | Memorial Hermann-Texas Medical Center | HVI Cardiovascular Imaging | Echo 2 | [6 empty] | REGULATORVACUUM-Datex-Ohmeda-200
YES | YES |  |  |  | 069-19646 | 069-19646 | Ohmeda Medical |  |  | GFFG36165 | Cardiovascular Imaging |  |  |  |  | 069-19646 | 069-19646 | TMC | Memorial Hermann-Texas Medical Center | Cardiovascular Imaging | Echo 3 | [6 empty] | REGULATORVACUUM-Datex-Ohmeda-200
YES | YES |  |  |  | 099-12383 | 099-12383 | Ohmeda Medical |  |  | GFF604679 | TMC - HVI - CATH Lab |  |  |  |  | 099-12383 | 099-12383 | TMC | Memorial Hermann- Texas Medical Center | TMC - HVI - CATH Lab | Room 120 |  |  |  | No PM Sticker |  |  | REGULATORVACUUM-Datex-Ohmeda-200
YES | YES |  |  |  | 099-12386 | 099-12386 | Ohmeda Medical |  |  | GFFG04675 | TMC - HVI - CATH Lab |  |  |  |  | 099-12386 | 099-12386 | TMC | Memorial Hermann- Texas Medical Center | TMC - HVI - CATH Lab | Room 117 |  |  |  | No PM Sticker |  |  | REGULATORVACUUM-Datex-Ohmeda-200
YES | YES |  |  |  | 099-13329 | 099-13329 | Ohmeda Medical |  |  | CFFE25221 | Cardiovascular Imaging |  |  |  |  | 099-13329 | 099-13329 | TMC | Memorial Hermann-Texas Medical Center | Cardiovascular Imaging | Cardio imaging bay 1 | [6 empty] | REGULATORVACUUM-Datex-Ohmeda-200
YES | YES |  |  |  | 099-12545 | 099-12545 | Ohmeda Medical |  |  | GFFG04678 | TMC - HVI - CATH Lab |  |  |  |  | 099-12545 | 099-12545 | TMC | Memorial Hermann- Texas Medical Center | TMC - HVI - CATH Lab | Room 115 |  |  |  | No PM Sticker |  |  | REGULATORVACUUM-Datex-Ohmeda-200
YES | YES |  |  |  | 099-13330 | 099-13330 | Ohmeda Medical |  |  | GFFG04673 | Cardiovascular Imaging |  |  |  |  | 099-13330 | 099-13330 | TMC | Memorial Hermann-Texas Medical Center | Cardiovascular Imaging | Cardio imaging bay 2 | [6 empty] | REGULATORVACUUM-Datex-Ohmeda-200
YES | YES |  |  |  | 099-13331 | 099-13331 | Ohmeda Medical |  |  | GFHC10751 | Cardiovascular Imaging |  |  |  |  | 099-13331 | 099-13331 | TMC | Memorial Hermann-Texas Medical Center | Cardiovascular Imaging | Cardio imaging bay 3 | [6 empty] | REGULATORVACUUM-Datex-Ohmeda-200
YES | YES |  |  |  | 069-26954 | 069-26954 | Ohmeda Medical |  |  | GFFL16660 | TMC - HVI - CARDIOLOGY (3HVI) |  |  |  |  | 069-26954 | 069-26954 | TMC | Memorial Hermann-Texas Medical Center | TMC - HVI - CARDIOLOGY (3HVI) | Bay 2 | [6 empty] | REGULATORVACUUM-Datex-Ohmeda-200
YES | YES |  |  |  | 099-13620 | 099-13620 | Ohmeda Medical |  |  | GFDD21075 | Cath Lab |  |  |  |  | 099-13620 | 099-13620 | TMC | Memorial Hermann-Texas Medical Center | Cath Lab | Room 1 | [6 empty] | REGULATORVACUUM-Datex-Ohmeda-200
YES | YES |  |  |  | 069-19327 | 069-19327 | Ohmeda Medical |  |  |  | TMC - HVI - OR |  |  |  |  | 069-19327 | 069-19327 | TMC | Memorial Hermann- Texas Medical Center | TMC - HVI - OR | Pre Op |  |  |  | No PM Sticker |  |  | REGULATORVACUUM-Datex-Ohmeda-200
YES | YES |  |  |  | 069-21270 | 069-21270 | Ohmeda Medical |  |  | 069-21270 | CVICU |  |  |  |  | 069-21270 | 069-21270 | TMC | Memorial Hermann Heart | CVICU | [7 empty] | REGULATORVACUUM-Datex-Ohmeda-200
YES | YES |  |  |  | 099-12794 | 099-12794 | Ohmeda Medical |  |  | 099-12794 | CVICU |  |  |  |  | 099-12794 | 099-12794 | TMC | Memorial Hermann Heart | CVICU | [7 empty] | REGULATORVACUUM-Datex-Ohmeda-200
YES | YES |  |  |  | 099-12799 | 099-12799 | Ohmeda Medical |  |  | 099-12799 | TMC - HVI - CVICU (8HVI) |  |  |  |  | 099-12799 | 099-12799 | TMC | Memorial Hermann Heart | TMC - HVI - CVICU (8HVI) | [7 empty] | REGULATORVACUUM-Datex-Ohmeda-200
YES | YES |  |  |  | 099-12549 | 099-12549 | Ohmeda Medical |  |  |  | TMC - HVI - ER |  |  |  |  | 099-12549 | 099-12549 | TMC | Memorial Hermann- Texas Medical Center | TMC - HVI - ER | Trauma 06 |  |  |  | No PM Sticker |  |  | REGULATORVACUUM-Datex-Ohmeda-200
YES | YES | Serial Number Cnf |  |  | 099-11400 | 099-11400 | Ohmeda Medical |  |  | CNF | Cullen 2 MICU |  |  |  |  | 099-11400 | 099-11400 | TMC | Memorial Hermann-Texas Medical Center | Cullen 2 MICU | Room 4 | [6 empty] | REGULATORVACUUM-Datex-Ohmeda-200
YES | YES |  |  |  | 069-25341 | 069-25341 | Ohmeda Medical |  |  | GFHV19909 | J804 |  |  |  |  | 069-25341 | 069-25341 |  | Memorial Hermann-Texas Medical Center | J804 | 8Johns TMC | 3/1/20 |  |  | No PM Sticker |  |  | REGULATORVACUUM-Datex-Ohmeda-200
YES | YES |  |  |  | 099-11566 | 099-11566 | Ohmeda Medical |  |  |  | J847 |  |  |  |  | 099-11566 | 099-11566 |  | Memorial Hermann-Texas Medical Center | J847 | 8Johns TMC |  |  |  | No PM Sticker |  |  | REGULATORVACUUM-Datex-Ohmeda-200
YES | YES |  |  |  | 099-11567 | 099-11567 | Ohmeda Medical |  |  |  | NICU5 |  |  |  |  | 099-11567 | 099-11567 |  | TMC | NICU5 | TMC - Johns - NICu |  |  |  | Nmn |  |  | REGULATORVACUUM-Datex-Ohmeda-200
YES | YES |  |  |  | 099-11519 | 099-11519 | Ohmeda Medical | [8 empty] | 099-11519 | 099-11519 |  | TMC |  | TMC - Johns - NICu |  |  |  | No PM Sticker |  |  | REGULATORVACUUM-Datex-Ohmeda-200
YES | YES |  |  |  | 099-11520 | 099-11520 | Ohmeda Medical | [8 empty] | 099-11520 | 099-11520 |  | TMC |  | TMC - Johns - NICu |  |  |  | No PM Sticker |  |  | REGULATORVACUUM-Datex-Ohmeda-200
YES | YES |  |  |  | 099-11532 | 099-11532 | Ohmeda Medical |  |  | GFFE05784 | J546 |  |  |  |  | 099-11532 | 099-11532 |  | TMC | J546 | TMC - 5Johns | 3/1/20 |  |  | No PM Sticker |  |  | REGULATORVACUUM-Datex-Ohmeda-200
YES | YES |  |  |  | 099-11552 | 099-11552 | Ohmeda Medical |  |  |  | Stroke Unite |  |  |  |  | 099-11552 | 099-11552 |  | TMC | Stroke Unite | TMC 4Johns |  |  |  | No PM Sticker |  |  | REGULATORVACUUM-Datex-Ohmeda-200
YES | YES |  |  |  | 099-11622 | 099-11622 | Ohmeda Medical |  |  | CFFE20559 | Stroke |  |  |  |  | 099-11622 | 099-11622 | TMC |  | Stroke | Room 10 | [6 empty] | REGULATORVACUUM-Datex-Ohmeda-200
YES | YES |  |  |  | 099-11961 | 099-11961 | Ohmeda Medical |  |  | Nsn | Epilepsy PEDI HD1012 |  |  |  |  | 099-11961 | 099-11961 |  | Memorial Hermann- Texas Medica Center | Epilepsy PEDI HD1012 | CSC 64 | 3/1/20 |  |  | No PM Sticker |  |  | REGULATORVACUUM-Datex-Ohmeda-200
YES | YES |  |  |  | 099-11962 | 099-11962 | Ohmeda Medical |  |  |  | Epilepsy PEDI HD1012 |  |  |  |  | 099-11962 | 099-11962 |  | Memorial Hermann- Texas Medica Center | Epilepsy PEDI HD1012 | CSC 64 |  |  |  | No PM Sticker |  |  | REGULATORVACUUM-Datex-Ohmeda-200
YES | YES |  |  |  | 099-05070 | 099-05070 | Ohmeda Medical |  |  | Nsn | PICU hall way |  |  |  |  | 099-05070 | 099-05070 |  | TMC | PICU hall way | Memorial Hermann- texas medical center | 3/1/20 |  |  | No PM Sticker |  |  | REGULATORVACUUM-Datex-Ohmeda-200
YES | YES |  |  |  | 099-05071 | 099-05071 | Ohmeda Medical |  |  | Nsn | PICU hall way |  |  |  |  | 099-05071 | 099-05071 |  | TMC | PICU hall way | Memorial Hermann- texas medical center | 3/1/20 |  |  | No PM Sticker |  |  | REGULATORVACUUM-Datex-Ohmeda-200
YES | YES |  |  |  | 099-05712 | 099-05712 | Ohmeda Medical |  |  | Nsn | NICU bear A |  |  |  |  | 099-05712 | 099-05712 |  | TMC | NICU bear A | Memorial Hermann-Texas Medical Center NICU | 3/1/20 |  |  | No PM Sticker |  |  | REGULATORVACUUM-Datex-Ohmeda-200
YES | YES |  |  |  | 099-05924 | 099-05924 | Ohmeda Medical |  |  | Nsn | TMC 6 Floor |  |  |  |  | 099-05924 | 099-05924 |  | TMC | TMC 6 Floor | HP644 | 3/1/20 |  |  | No PM Sticker
YES | YES |  |  |  | 099-05931 | 099-05931 | Ohmeda Medical |  |  | Nsn | TMC childrens 5 Floor |  |  |  |  | 099-05931 | 099-05931 |  | TMC | TMC childrens 5 Floor | H593 |  |  |  | No PM Sticker
YES | YES |  |  |  | 099-05726 | 099-05726 | Ohmeda Medical |  |  | GFFJ08420 | TMC childrens 5 Floor |  |  |  |  | 099-05726 | 099-05726 |  | TMC | TMC childrens 5 Floor | H584 | 3/1/20 |  |  | No PM Sticker
YES | YES |  |  |  | 099-09333 | 099-09333 | Ohmeda Medical |  |  | GFHW25244 | TMC - RADIOLOGY - NUC MED |  |  |  |  | 099-09333 | 099-09333 | TMC | Memorial Hermann Texas Medical Center | TMC - RADIOLOGY - NUC MED | Nuclear Medicine | [6 empty] | REGULATORVACUUM-Datex-Ohmeda-200
YES | YES |  |  |  | 069-28737 | 069-28737 | Ohmeda Medical |  |  | GFFC08723 | Memorial Hermann- Texas Medica Center Robertson Radiology |  |  |  |  | 069-28737 | 069-28737 |  | TCM | Memorial Hermann- Texas Medica Center Robertson Radiology | Phase I Day Surgery |  |  |  | No PM Sticker
NO | YES |  |  |  | 069-28728 | 069-28728 | Ohmeda Medical |  |  | GFHV09988 | Phase 1 Day Surgery |  |  |  |  | 069-28728 | 069-28728 | TMC | Memorial Herrman Texas Medical Center | Phase 1 Day Surgery | Day surgery
YES | YES |  |  |  | 069-44750 | 069-44750 | Ohmeda Medical |  |  | Nsn | Memorial Hermann- Texas Medica Center Robertson Radiology |  |  |  |  | 069-44750 | 069-44750 |  | TCM | Memorial Hermann- Texas Medica Center Robertson Radiology | Phase I Day Surgery | 3/1/20 |  |  | No PM Sticker
YES | YES |  |  |  | 069-44748 | 069-44748 | Ohmeda Medical |  |  |  | Memorial Hermann- Texas Medica Center Robertson Radiology |  |  |  |  | 069-44748 | 069-44748 |  | TCM | Memorial Hermann- Texas Medica Center Robertson Radiology | Phase I Day Surgery
YES | YES |  |  |  | 069-44747 | 069-44747 | Ohmeda Medical |  |  | Nsn | Memorial Hermann- Texas Medica Center Robertson Radiology |  |  |  |  | 069-44747 | 069-44747 |  | TCM | Memorial Hermann- Texas Medica Center Robertson Radiology | Phase I Day Surgery | 3/1/20 |  |  | No PM Sticker
YES | YES |  |  |  | 069-19650 | 069-19650 | Ohmeda Medical |  |  | Gffg36163 | Central suply |  |  |  |  | 069-19650 | 069-19650 | TMC | Memorial Hermann-Texas Medical Center | Central suply | Storage room | [6 empty] | REGULATORVACUUM-Datex-Ohmeda-200
NO | YES |  |  |  | 069-44780 | 069-44780 | Ohmeda Medical |  |  | GFFC12628 | Memorial Hermann- Texas Medical - Robertson Pavilion - RT |  |  |  |  | 069-44780 | 069-44780 |  | TMC | Memorial Hermann- Texas Medical - Robertson Pavilion - RT | Simulation lab | 4/1/20 |  |  | PM Not Required
YES | YES |  |  |  | 069-44729 | 069-44729 | Ohmeda Medical |  |  | Gffg34591 | TMC - EPILEPSY - NEUROPHYSIOLOGY (JB) |  |  |  |  | 069-44729 | 069-44729 | TMC | Memorial Hermann-Texas Medical Center | TMC - EPILEPSY - NEUROPHYSIOLOGY (JB) |  |  |  |  | No pm |  |  | REGULATORVACUUM-Datex-Ohmeda-200
YES | YES |  |  |  | 069-44735 | 069-44735 | Ohmeda Medical |  |  | 010868825000208521PSAY14352 | TMC - SAROFIM 2 - ADULT PACU |  |  |  |  | 069-44735 | 069-44735 | TMC | Memorial Hermann-Texas Medical Center | TMC - SAROFIM 2 - ADULT PACU | Pre-op 56 |  |  |  | No pm |  |  | REGULATORVACUUM-Datex-Ohmeda-200
YES | YES |  |  |  | 069-24304 | 069-24304 | Ohmeda Medical |  |  | GFFK07350 | TMC - OR - PEDI OR (2R) |  |  |  |  | 069-24304 | 069-24304 | TMC | Memorial Hermann Texas Medical Center | TMC - OR - PEDI OR (2R) | OR 7 | [6 empty] | REGULATORVACUUM-Datex-Ohmeda-200
YES | YES |  |  |  | 099-07995 | 099-07995 | Ohmeda Medical |  |  | GFFJ20088 | TMC - OR - HERMANN (2HP) |  |  |  |  | 099-07995 | 099-07995 | TMC | Memorial Herman Texas Medical Center | TMC - OR - HERMANN (2HP) | OR 68 | [6 empty] | REGULATORVACUUM-Datex-Ohmeda-200
YES | YES |  |  |  | 069-19395 | 069-19395 | Ohmeda Medical |  |  | GFHH00329 | TMC - PACU - ADULT (2HP) |  |  |  |  | 069-19395 | 069-19395 | TMC | Memorial Hermann Texas Medical Center | TMC - PACU - ADULT (2HP) | PACU 6 | [6 empty] | REGULATORVACUUM-Datex-Ohmeda-200
YES | YES |  |  |  | 069-19383 | 069-19383 | Ohmeda Medical |  |  | GFHH00379 | TMC - PACU - ADULT (2HP) |  |  |  |  | 069-19383 | 069-19383 | TMC | Memorial Hermann Texas Medical Center | TMC - PACU - ADULT (2HP) | PACU 6 | [6 empty] | REGULATORVACUUM-Datex-Ohmeda-200
NO | YES |  |  |  | 005-04467 | 005-04467 | Ohmeda Medical |  |  | GFHH08254 | SE-Esophageal Disease Center |  |  |  |  | 005-04467 | 005-04467 | Southeast | MHHS-Southeast | SE-Esophageal Disease Center | Nurse station
YES | YES |  |  |  | 005-04639 | 005-04639 | Ohmeda Medical |  |  | GFFJ 03592 | SE Endoscopy |  |  |  |  | 005-04639 | 005-04639 | Southeast | Memorial Hermann South East | SE Endoscopy | Endo procesure 1 | [6 empty] | REGULATORVACUUM-Datex-Ohmeda-200
YES | YES |  |  |  | 005-04644 | 005-04644 | Ohmeda Medical |  |  | GFFJ 03595 | SE Endoscopy |  |  |  |  | 005-04644 | 005-04644 | Southeast | Memorial Hermann South East | SE Endoscopy | Endo procesure 1 | [6 empty] | REGULATORVACUUM-Datex-Ohmeda-200
YES | YES |  |  |  | 005-04399 | 005-04399 | Ohmeda Medical |  |  | GFHHL0371 | SE- Pre Assesment |  |  |  |  | 005-04399 | 005-04399 | Southeast | Memorial Hermann South East | SE- Pre Assesment | W2 209 assesment 5 | [6 empty] | REGULATORVACUUM-Datex-Ohmeda-200
YES | YES |  |  |  | 005-04403 | 005-04403 | Ohmeda Medical |  |  | GFHHL0363 | SE- Pre Assesment |  |  |  |  | 005-04403 | 005-04403 | Southeast | Memorial Hermann South East | SE- Pre Assesment | W2 205 assesment 3 | [6 empty] | REGULATORVACUUM-Datex-Ohmeda-200
NO | YES |  |  |  | 005-04425 | 005-04425 | Ohmeda Medical |  |  | GFFH22467 | Assesment |  |  |  |  | 005-04425 | 005-04425 | South East | Memorial Hermann South East | Assesment | W2 404 assesment 7
YES | YES |  |  |  | 099-06524 | 099-06524 | Ohmeda Medical |  |  | GFFJ 03577 | Stress Test |  |  |  |  | 099-06524 | 099-06524 | South East | Memorial Hermann South East | Stress Test | Stress Lab | [6 empty] | REGULATORVACUUM-Datex-Ohmeda-200
NO | YES |  |  |  | 005-04134 | 005-04134 | Ohmeda Medical |  |  | GFFH14585 | SE-Unit 4B (Women'S Services) |  |  |  |  | 005-04134 | 005-04134 | Southeast | MHHS-Southeast | SE-Unit 4B (Women'S Services) | NICU
YES | YES | Serial Number Cnf |  |  | 005-01997 | 005-01997 | Ohmeda Medical |  |  | CNF | SE - UNIT 4B (WOMENS SERVICES) |  |  |  |  | 005-01997 | 005-01997 | Southeast | Memorial Hermann South East | SE - UNIT 4B (WOMENS SERVICES) | NICU |  |  | 4/1/20 | The sn was un readable |  |  | REGULATORVACUUM-Datex-Ohmeda-200
NO | YES |  |  |  | 005-04575 | 005-04575 | Ohmeda Medical |  |  | GFFH22469 | SE-Unit 4B (Women'S Services) |  |  |  |  | 005-04575 | 005-04575 | Southeast | MHHS-Southeast | SE-Unit 4B (Women'S Services) | NICU
YES | YES |  |  |  | 005-01869 | 005-01869 | Ohmeda Medical |  |  | GFHV21685 | Labor and Delivery |  |  |  |  | 005-01869 | 005-01869 | Southeast | Memorial Hermann Southeast | Labor and Delivery | L | [6 empty] | REGULATORVACUUM-Datex-Ohmeda-200
YES | YES |  |  |  | 041-05674 | 041-05674 | Ohmeda Medical |  |  | Gfhg15165 | MEMORIAL CITY - OUTPATIENT SURGERY |  |  |  |  | 041-05674 | 041-05674 | West | Memorial herman - memorial city medical center | MEMORIAL CITY - OUTPATIENT SURGERY | W1 case cart staging area |  |  |  | No pm sticker found
YES | YES |  |  |  | 041-06186 | 041-06186 | Ohmeda Medical |  |  | Gfhg10886 | MEMORIAL CITY - OUTPATIENT SURGERY |  |  |  |  | 041-06186 | 041-06186 | West | Memorial herman - memorial city medical center | MEMORIAL CITY - OUTPATIENT SURGERY | W1 case cart staging area |  |  |  | No pm sticker found
YES | YES |  |  |  | 041-05164 | 041-05164 | Ohmeda Medical |  |  | Gffg15941 | Memorial city - out patient surgery |  |  |  |  | 041-05164 | 041-05164 | West and memorial city | Memorial city - memorial herman hospital | Memorial city - out patient surgery | Recovery |  |  |  | 1 pm required
YES | YES |  |  |  | 041-04305 | 041-04305 | Ohmeda Medical |  |  | Gffg09693 | Memorial city - out patient surgery |  |  |  |  | 041-04305 | 041-04305 | West and memorial city | Memorial city - memorial herman hospital | Memorial city - out patient surgery | Recovery |  |  |  | One pm required
YES | YES |  |  |  | 041-05153 | 041-05153 | Ohmeda Medical |  |  | Gffg15364 | Memorial city - out patient surgery |  |  |  |  | 041-05153 | 041-05153 | West and memorial city | Memorial city - memorial herman hospital | Memorial city - out patient surgery | Recovery |  |  |  | One pm required
YES | YES |  |  |  | 041-04633 | 041-04633 | Ohmeda Medical |  |  | Gffg09696 | Memorial city - out patient surgery |  |  |  |  | 041-04633 | 041-04633 | West and memorial city | Memorial city - memorial herman hospital | Memorial city - out patient surgery | Recovery |  |  |  | One pm required
YES | YES |  |  |  | 041-05107 | 041-05107 | Ohmeda Medical |  |  | Gffg16019 | Memorial city - out patient surgery |  |  |  |  | 041-05107 | 041-05107 | West and memorial city | Memorial city - memorial herman hospital | Memorial city - out patient surgery | Recovery |  |  |  | One pm required
YES | YES |  |  |  | 041-05172 | 041-05172 | Ohmeda Medical |  |  | Gffgg15258 | Memorial city - out patient surgery |  |  |  |  | 041-05172 | 041-05172 | West and memorial city | Memorial city - memorial herman hospital | Memorial city - out patient surgery | Recovery |  |  |  | One pm required
YES | YES |  |  |  | 041-05161 | 041-05161 | Ohmeda Medical |  |  | Gffg15356 | Memorial city - out patient surgery |  |  |  |  | 041-05161 | 041-05161 | West and memorial city | Memorial city - memorial herman hospital | Memorial city - out patient surgery | Recovery |  |  |  | One pm required
YES | YES |  |  |  |  | GFHGLL998 | Ohmeda Medical |  |  | GFHGLL998 | MEMORIAL CITY - Surgery | [5 empty] | GFHGLL998 | West | Memorial Hermann Memorial City Medical Center | MEMORIAL CITY - Surgery | Surgery equipment Room E2 300 |  |  |  | No pm sticker
YES | YES |  |  |  | 129-00197 | 129-00197 | Ohmeda Medical |  |  | GFFZ20908 | SUGAR LAND - RADIOLOGY |  |  |  |  | 129-00197 | 129-00197 | Sugar Land |  | SUGAR LAND - RADIOLOGY | Patient hoding |  |  |  | One time safety inspectionn
YES | YES | Asset Tag 099-07679 |  |  | 099-07679 | 099-07679 | Ohmeda Medical | 200 |  | GFFJ03568 | Radiology |  |  |  |  | 099-07679 | 099-07679 | Southeast | Memorial Hermann Southeast Hospital | Radiology | Room 4 |  |  |  | No pm sticker | Regulator
NO | YES |  |  |  | 005-09151 | 005-09151 | Ohmeda Medical |  |  | NSN | SE-Unit 4B (Women'S Services) |  |  |  |  | 005-09151 | 005-09151 | Southeast | MHHS-Southeast | SE-Unit 4B (Women'S Services) | NICU
YES | YES |  |  |  | 005-04133 | 005-04133 | Ohmeda Medical |  |  | GFFH14443 | SE - ICU |  |  |  |  | 005-04133 | 005-04133 | Southeast | Memorial Hermann Southeast Hospital | SE - ICU | Biomed shop
YES | YES |  |  |  | 925-00076 | 925-00076 | Ohmeda Medical |  |  | GFFE27809 | SW-Labor and delivery |  |  |  |  | 925-00076 | 925-00076 | Southwest | Memorial Hermann Southwest Hospital | SW-Labor and delivery | LDR7
NO | YES |  |  |  | 013-00323 | 013-00323 | Ohmeda Medical | 4300 Infant Warmer |  | HCAY00769 | SW-Nursery |  |  |  |  | 013-00323 | 013-00323 | Southwest | MHHS-Southwest | SW-Nursery | Nursery | 1/1/20 |  | 7/1/20
NO | YES |  |  |  | 013-00071 | 013-00071 | Ohmeda Medical |  |  | HCAY00217 | SW-NICU |  |  |  |  | 013-00071 | 013-00071 | Southwest | MHHS-Southwest | SW-NICU | NICU Level 3 | 3/1/20 |  | 9/1/20
YES | YES |  |  |  | 069-21869 | 069-21869 | Ohmeda Medical |  |  | CFFC12693 | TMC - OR - PEDI OR (2R) |  |  |  |  | 069-21869 | 069-21869 | TMC | Memorial Hermann-Texas Medical Center | TMC - OR - PEDI OR (2R)
YES | YES |  |  |  | 129-02627 | 129-02627 | Ohmeda Medical | 5-1251 |  | GFFK12083 | SUGAR LAND - BIOMED |  |  |  |  | 129-02627 | 129-02627 | Sugar Land | Memorial Hermann Sugar Land Hospital | SUGAR LAND - BIOMED | Biomed Shop
NO | YES |  |  |  | 013-00066 | 013-00066 | Ohmeda Medical |  |  | HCAW00839 | SW-Nursery |  |  |  |  | 013-00066 | 013-00066 | Southwest | MHHS-Southwest | SW-Nursery | Nursery | 1/1/20 |  | 1/1/21
YES | YES |  |  |  | 129-02589 | 129-02589 | Ohmeda Medical | 6-1151 |  | GFFK12045 | 4 West |  |  |  |  | 129-02589 | 129-02589 | Sugar Land | Memorial Hermann Sugar Land Hospital | 4 West | 4 West
YES | YES |  |  |  | 142-09291 | 142-09291 | Ohmeda Medical | 6-1224 |  | GFHK03336 | Central supply |  |  |  |  | 142-09291 | 142-09291 | Katy | Memorial Hermann Northeast Hospital | Central supply | Central supply | [6 empty] | REGULATORVACUUM-Ohio Medical-6-1224
YES | YES |  |  |  | 099-11362 | 099-11362 | Ohmeda Medical | 6-1224 |  | GFHC10776 | NSICU |  |  |  |  | 099-11362 | 099-11362 | TMC | Memorial Hermann-Texas Medical Center | NSICU | Room 9 | [6 empty] | REGULATORVACUUM-Ohio Medical-6-1224
YES | YES |  |  |  | 099-12397 | 099-12397 | Ohmeda Medical | 6-1225 |  | Gfhl05020 | TMC - OR - CVOR (7HVI) |  |  |  |  | 099-12397 | 099-12397 | TMC | Memorial Hermann-Texas Medical Center | TMC - OR - CVOR (7HVI) | OR 3
YES | YES |  |  |  | 099-10961 | 099-10961 | Ohmeda Medical | 6-1246 |  | BDKL00066 | SW - CVOR |  |  |  |  | 099-10961 | 099-10961 | Southwest | Memorial Hermann Southwest Hospital | SW - CVOR | CVOR1
YES | YES |  |  |  | 099-10964 | 099-10964 | Ohmeda Medical | 6-1246 |  | BDKS10103 | SW - HVI - OR |  |  |  |  | 099-10964 | 099-10964 | Southwest | Memorial Hermann Southwest Hospital | SW - HVI - OR | CVOR3
YES | YES |  |  |  | 013-14221 | 013-14221 | Ohmeda Medical | 6-1246 |  | BDKL00065 | SW - CENTRAL SUPPLY |  |  |  |  | 013-14221 | 013-14221 | Southwest | Memorial Hermann Southwest Hospital | SW - CENTRAL SUPPLY | CVOR4
YES | YES |  |  |  | 133-03537 | 133-03537 | Ohmeda Medical | 6-1247 |  | BDKK00932 | KATY - L |  |  |  |  | 133-03537 | 133-03537 | Katy | Memorial Hermann Katy Hospital | KATY - L | LDR 3
NO | YES |  |  |  | 069-29367 | 069-29367 | Ohmeda Medical | 6-1247 |  | Bdkm00943 | Day surgery 2R |  |  |  |  | 069-29367 | 069-29367 | TMC | Memorial Hermann-Texas Medical Center | Day surgery 2R | Bay 12
YES | YES |  |  |  | 133-03301 | 133-03301 | Ohmeda Medical | 6-1251 |  | GFFK20624 | KATY - PACU |  |  |  |  | 133-03301 | 133-03301 | Katy | Memorial Hermann Katy Hospital | KATY - PACU | PacU8 | 2/1/20 |  |  |  |  | Regulator, Vacuum | REGULATORVACUUM-OhmedaMedical-66-1251 | [23 empty] | REGULATORVACUUM | Regulator, Vacuum | Ohmeda Med
YES | YES |  |  |  | 133-03273 | 133-03273 | Ohmeda Medical | 6-1251 |  | GFFK21040 | KATY - PACU |  |  |  |  | 133-03273 | 133-03273 | Katy | Katy Hospital | KATY - PACU | Bay 14 | [5 empty] | Regulator, Vacuum | REGULATORVACUUM-OhmedaMedical-66-1251 | [23 empty] | REGULATORVACUUM | Regulator, Vacuum | Ohmeda Med
YES | YES |  |  |  | 133-03285 | 133-03285 | Ohmeda Medical | 6-1251 |  | GFFK20639 | KATY - PACU |  |  |  |  | 133-03285 | 133-03285 | Katy | Katy Hospital | KATY - PACU | Bay 16 | [5 empty] | Regulator, Vacuum | REGULATORVACUUM-OhmedaMedical-66-1251 | [23 empty] | REGULATORVACUUM | Regulator, Vacuum | Ohmeda Med
YES | YES |  |  |  | 133-03302 | 133-03302 | Ohmeda Medical | 6-1251 |  | GFFK20623 | KATY - PACU |  |  |  |  | 133-03302 | 133-03302 | Katy | Katy Hospital | KATY - PACU | Bay 19 | [5 empty] | Regulator, Vacuum | REGULATORVACUUM-OhmedaMedical-66-1251 | [23 empty] | REGULATORVACUUM | Regulator, Vacuum | Ohmeda Med
YES | YES |  |  |  | 133-03522 | 133-03522 | Ohmeda Medical | 6-1251 |  | GFFK21150 | KATY - MED/SURG 5TH FLOOR |  |  |  |  | 133-03522 | 133-03522 | Katy | Memorial Hermann Katy Hospital | KATY - MED/SURG 5TH FLOOR | Room 502 | 2/1/20 |  |  |  |  | Regulator, Vacuum | REGULATORVACUUM-OhmedaMedical-66-1251 | [23 empty] | REGULATORVACUUM | Regulator, Vacuum | Ohmeda Med
YES | YES |  |  |  | 133-03339 | 133-03339 | Ohmeda Medical | 6-1251 |  | GFFK20650 | KATY - ASSET 360 |  |  |  |  | 133-03339 | 133-03339 | Katy | Memorial Hermann Katy Hospital | KATY - ASSET 360 | Clean equipment room W5:144 | 2/1/20 | 2/1/20 |  |  |  | Regulator, Vacuum | REGULATORVACUUM-OhmedaMedical-66-1251 | [23 empty] | REGULATORVACUUM | Regulator, Vacuum | Ohmeda Med
YES | YES |  |  |  | 133-03554 | 133-03554 | Ohmeda Medical | 6-1251 |  | GFFK21193 | KATY - ASSET 360 |  |  |  |  | 133-03554 | 133-03554 | Katy | Memorial Hermann Katy Hospital | KATY - ASSET 360 | Clean equipment room W5:144 | [5 empty] | Regulator, Vacuum | REGULATORVACUUM-OhmedaMedical-66-1251 | [23 empty] | REGULATORVACUUM | Regulator, Vacuum | Ohmeda Med
YES | YES |  |  |  | 133-03476 | 133-03476 | Ohmeda Medical | 6-1251 |  | GFFK21022 | KATY - ASSET 360 |  |  |  |  | 133-03476 | 133-03476 | Katy | Memorial Hermann Katy Hospital | KATY - ASSET 360 | Clean equipment room W5:144 | [5 empty] | Regulator, Vacuum | REGULATORVACUUM-OhmedaMedical-66-1251 | [23 empty] | REGULATORVACUUM | Regulator, Vacuum | Ohmeda Med
YES | YES |  |  |  | 133-03545 | 133-03545 | Ohmeda Medical | 6-1251 |  | GFFK21161 | KATY - ASSET 360 |  |  |  |  | 133-03545 | 133-03545 | Katy | Memorial Hermann Katy Hospital | KATY - ASSET 360 | Clean equipment room W5:144 | [5 empty] | Regulator, Vacuum | REGULATORVACUUM-OhmedaMedical-66-1251 | [23 empty] | REGULATORVACUUM | Regulator, Vacuum | Ohmeda Med
YES | YES |  |  |  | 133-03548 | 133-03548 | Ohmeda Medical | 6-1251 |  | GFFK21160 | KATY - ASSET 360 |  |  |  |  | 133-03548 | 133-03548 | Katy | Memorial Hermann Katy Hospital | KATY - ASSET 360 | Clean equipment room W5:144 | [5 empty] | Regulator, Vacuum | REGULATORVACUUM-OhmedaMedical-66-1251 | [23 empty] | REGULATORVACUUM | Regulator, Vacuum | Ohmeda Med
YES | YES |  |  |  | 133-03552 | 133-03552 | Ohmeda Medical | 6-1251 |  | GFFK21190 | KATY - ASSET 360 |  |  |  |  | 133-03552 | 133-03552 | Katy | Memorial Hermann Katy Hospital | KATY - ASSET 360 | Clean equipment room W5:144 | [5 empty] | Regulator, Vacuum | REGULATORVACUUM-OhmedaMedical-66-1251 | [23 empty] | REGULATORVACUUM | Regulator, Vacuum | Ohmeda Med
YES | YES |  |  |  | 133-03275 | 133-03275 | Ohmeda Medical | 6-1251 |  | GFFK21018 | Katy - med/ser |  |  |  |  | 133-03275 | 133-03275 | Katy | Memorial Hermann Katy Hospital | Katy - med/ser |  | 10/1/06 | 2/1/20 |  |  |  | Regulator, Vacuum | REGULATORVACUUM-OhmedaMedical-66-1251 | [23 empty] | REGULATORVACUUM | Regulator, Vacuum | Ohmeda Med
YES | YES |  |  |  | 133-03551 | 133-03551 | Ohmeda Medical | 6-1251 |  | GFFK21189 | KATY - MED/SURG 5TH FLOOR |  |  |  |  | 133-03551 | 133-03551 | Katy | Memorial Hermann Katy Hospital | KATY - MED/SURG 5TH FLOOR | Room 506 | 2/1/20 |  |  |  |  | Regulator, Vacuum | REGULATORVACUUM-OhmedaMedical-66-1251 | [23 empty] | REGULATORVACUUM | Regulator, Vacuum | Ohmeda Med
YES | YES |  |  |  | 133-03544 | 133-03544 | Ohmeda Medical | 6-1251 |  | GFFK21155 | KATY - MED/SURG 5TH FLOOR |  |  |  |  | 133-03544 | 133-03544 | Katy | Memorial Hermann Katy Hospital | KATY - MED/SURG 5TH FLOOR | Room 526 | [5 empty] | Regulator, Vacuum | REGULATORVACUUM-OhmedaMedical-66-1251 | [23 empty] | REGULATORVACUUM | Regulator, Vacuum | Ohmeda Med
YES | YES |  |  |  | 133-03555 | 133-03555 | Ohmeda Medical | 6-1251 |  | GFFK21194 | KATY - MED/SURG 5TH FLOOR |  |  |  |  | 133-03555 | 133-03555 | Katy | Memorial Hermann Katy Hospital | KATY - MED/SURG 5TH FLOOR | Room 522 | [5 empty] | Regulator, Vacuum | REGULATORVACUUM-OhmedaMedical-66-1251 | [23 empty] | REGULATORVACUUM | Regulator, Vacuum | Ohmeda Med
YES | YES |  |  |  | 133-03494 | 133-03494 | Ohmeda Medical | 6-1251 |  | GFFK21176 | KATY - MED/SURG 6TH FLOOR |  |  |  |  | 133-03494 | 133-03494 | Katy | Memorial Hermann Katy Hospital | KATY - MED/SURG 6TH FLOOR | Room 605 | [5 empty] | Regulator, Vacuum | REGULATORVACUUM-OhmedaMedical-66-1251 | [23 empty] | REGULATORVACUUM | Regulator, Vacuum | Ohmeda Med
YES | YES |  |  |  | 133-03507 | 133-03507 | Ohmeda Medical | 6-1251 |  | GFFK21188 | KATY - CENTRAL SUPPLY |  |  |  |  | 133-03507 | 133-03507 | Katy | Memorial Hermann Katy Hospital | KATY - CENTRAL SUPPLY | W6:143.5 soiled workroom | [5 empty] | Regulator, Vacuum | REGULATORVACUUM-OhmedaMedical-66-1251 | [23 empty] | REGULATORVACUUM | Regulator, Vacuum | Ohmeda Med
YES | YES |  |  |  | 133-03289 | 133-03289 | Ohmeda Medical | 6-1251 |  | GFFK20632 | KATY - MED/SURG 6TH FLOOR |  |  |  |  | 133-03289 | 133-03289 | Katy | Memorial Hermann Katy Hospital | KATY - MED/SURG 6TH FLOOR | Room 614 | [5 empty] | Regulator, Vacuum | REGULATORVACUUM-OhmedaMedical-66-1251 | [23 empty] | REGULATORVACUUM | Regulator, Vacuum | Ohmeda Med
YES | YES |  |  |  | 133-03513 | 133-03513 | Ohmeda Medical | 6-1251 |  | GFFK21200 | KATY - MED/SURG 6TH FLOOR |  |  |  |  | 133-03513 | 133-03513 | Katy | Memorial Hermann Katy Hospital | KATY - MED/SURG 6TH FLOOR | Room 620 | [5 empty] | Regulator, Vacuum | REGULATORVACUUM-OhmedaMedical-66-1251 | [23 empty] | REGULATORVACUUM | Regulator, Vacuum | Ohmeda Med
YES | YES | Serial Number Cnf |  |  | 133-03481 | 133-03481 | Ohmeda Medical | 6-1251 |  | Cnf | KATY - MED/SURG 6TH FLOOR |  |  |  |  | 133-03481 | 133-03481 | Katy | Memorial Hermann Katy Hospital | KATY - MED/SURG 6TH FLOOR | Room 625 |  |  |  | In use. Unable to verify sn |  | Regulator, Vacuum | REGULATORVACUUM-OhmedaMedical-66-1251 | [23 empty] | REGULATORVACUUM | Regulator, Vacuum | Ohmeda Med
YES | YES |  |  |  | 133-03492 | 133-03492 | Ohmeda Medical | 6-1251 |  | GFFK21174 | KATY - MED/SURG 7TH FLOOR |  |  |  |  | 133-03492 | 133-03492 | Katy | Memorial Hermann Katy Hospital | KATY - MED/SURG 7TH FLOOR | Room 702 | [5 empty] | Regulator, Vacuum | REGULATORVACUUM-OhmedaMedical-66-1251 | [23 empty] | REGULATORVACUUM | Regulator, Vacuum | Ohmeda Med
YES | YES |  |  |  | 133-03346 | 133-03346 | Ohmeda Medical | 6-1251 |  | GFFK21866 | KATY - L |  |  |  |  | 133-03346 | 133-03346 | Katy | Memorial Hermann Katy Hospital | KATY - L | Room 320 | [5 empty] | Regulator, Vacuum | REGULATORVACUUM-OhmedaMedical-66-1251 | [23 empty] | REGULATORVACUUM | Regulator, Vacuum | Ohmeda Med
YES | YES |  |  |  | 133-03379 | 133-03379 | Ohmeda Medical | 6-1251 |  | GFFK20597 | KATY - L |  |  |  |  | 133-03379 | 133-03379 | Katy | Memorial Hermann Katy Hospital | KATY - L | Room 320 | [5 empty] | Regulator, Vacuum | REGULATORVACUUM-OhmedaMedical-66-1251 | [23 empty] | REGULATORVACUUM | Regulator, Vacuum | Ohmeda Med
YES | YES |  |  |  | 133-03357 | 133-03357 | Ohmeda Medical | 6-1251 |  | GFFK20996 | KATY - L |  |  |  |  | 133-03357 | 133-03357 | Katy | Memorial Hermann Katy Hospital | KATY - L | Room 301 | [5 empty] | Regulator, Vacuum | REGULATORVACUUM-OhmedaMedical-66-1251 | [23 empty] | REGULATORVACUUM | Regulator, Vacuum | Ohmeda Med
YES | YES |  |  |  | 133-03385 | 133-03385 | Ohmeda Medical | 6-1251 |  | GFFK20614 | KATY - L |  |  |  |  | 133-03385 | 133-03385 | Katy | Memorial Hermann Katy Hospital | KATY - L | Room 301 | [5 empty] | Regulator, Vacuum | REGULATORVACUUM-OhmedaMedical-66-1251 | [23 empty] | REGULATORVACUUM | Regulator, Vacuum | Ohmeda Med
YES | YES |  |  |  | 133-03387 | 133-03387 | Ohmeda Medical | 6-1251 |  | GFFK20616 | KATY - L |  |  |  |  | 133-03387 | 133-03387 | Katy | Memorial Hermann Katy Hospital | KATY - L | Room 302 | [5 empty] | Regulator, Vacuum | REGULATORVACUUM-OhmedaMedical-66-1251 | [23 empty] | REGULATORVACUUM | Regulator, Vacuum | Ohmeda Med
YES | YES |  |  |  | 133-03384 | 133-03384 | Ohmeda Medical | 6-1251 |  | GFFK20613 | KATY - L |  |  |  |  | 133-03384 | 133-03384 | Katy | Memorial Hermann Katy Hospital | KATY - L | Room 303 | [5 empty] | Regulator, Vacuum | REGULATORVACUUM-OhmedaMedical-66-1251 | [23 empty] | REGULATORVACUUM | Regulator, Vacuum | Ohmeda Med
YES | YES |  |  |  | 133-03362 | 133-03362 | Ohmeda Medical | 6-1251 |  | GFFK20659 | KATY - L |  |  |  |  | 133-03362 | 133-03362 | Katy | Memorial Hermann Katy Hospital | KATY - L | Room 303 | [5 empty] | Regulator, Vacuum | REGULATORVACUUM-OhmedaMedical-66-1251 | [23 empty] | REGULATORVACUUM | Regulator, Vacuum | Ohmeda Med
YES | YES |  |  |  | 133-03354 | 133-03354 | Ohmeda Medical | 6-1251 |  | GFFK20649 | KATY - L |  |  |  |  | 133-03354 | 133-03354 | Katy | Memorial Hermann Katy Hospital | KATY - L | Room 305 | [5 empty] | Regulator, Vacuum | REGULATORVACUUM-OhmedaMedical-66-1251 | [23 empty] | REGULATORVACUUM | Regulator, Vacuum | Ohmeda Med
YES | YES |  |  |  | 133-03390 | 133-03390 | Ohmeda Medical | 6-1251 |  | GFFK20619 | KATY - L |  |  |  |  | 133-03390 | 133-03390 | Katy | Memorial Hermann Katy Hospital | KATY - L | Room 305 | [5 empty] | Regulator, Vacuum | REGULATORVACUUM-OhmedaMedical-66-1251 | [23 empty] | REGULATORVACUUM | Regulator, Vacuum | Ohmeda Med
YES | YES |  |  |  | 133-03353 | 133-03353 | Ohmeda Medical | 6-1251 |  | GFFK20648 | KATY - L |  |  |  |  | 133-03353 | 133-03353 | Katy | Memorial Hermann Katy Hospital | KATY - L | Room 306 | [5 empty] | Regulator, Vacuum | REGULATORVACUUM-OhmedaMedical-66-1251 | [23 empty] | REGULATORVACUUM | Regulator, Vacuum | Ohmeda Med
YES | YES |  |  |  | 133-03398 | 133-03398 | Ohmeda Medical | 6-1251 |  | GFFK20998 | KATY - L |  |  |  |  | 133-03398 | 133-03398 | Katy | Memorial Hermann Katy Hospital | KATY - L | Room 306 | [5 empty] | Regulator, Vacuum | REGULATORVACUUM-OhmedaMedical-66-1251 | [23 empty] | REGULATORVACUUM | Regulator, Vacuum | Ohmeda Med
YES | YES |  |  |  | 133-03367 | 133-03367 | Ohmeda Medical | 6-1251 |  | GFFK20565 | KATY - L |  |  |  |  | 133-03367 | 133-03367 | Katy | Memorial Hermann Katy Hospital | KATY - L | Room 308 | [5 empty] | Regulator, Vacuum | REGULATORVACUUM-OhmedaMedical-66-1251 | [23 empty] | REGULATORVACUUM | Regulator, Vacuum | Ohmeda Med
YES | YES |  |  |  | 133-03389 | 133-03389 | Ohmeda Medical | 6-1251 |  | GFFK20618 | KATY - L |  |  |  |  | 133-03389 | 133-03389 | Katy | Memorial Hermann Katy Hospital | KATY - L | Room 308 | [5 empty] | Regulator, Vacuum | REGULATORVACUUM-OhmedaMedical-66-1251 | [23 empty] | REGULATORVACUUM | Regulator, Vacuum | Ohmeda Med
YES | YES |  |  |  | 133-03370 | 133-03370 | Ohmeda Medical | 6-1251 |  | GFFK20568 | KATY - L |  |  |  |  | 133-03370 | 133-03370 | Katy | Memorial Hermann Katy Hospital | KATY - L | Room 309 | [5 empty] | Regulator, Vacuum | REGULATORVACUUM-OhmedaMedical-66-1251 | [23 empty] | REGULATORVACUUM | Regulator, Vacuum | Ohmeda Med
YES | YES |  |  |  | 133-03381 | 133-03381 | Ohmeda Medical | 6-1251 |  | GFFK20599 | KATY - L |  |  |  |  | 133-03381 | 133-03381 | Katy | Memorial Hermann Katy Hospital | KATY - L | Room 311 | [5 empty] | Regulator, Vacuum | REGULATORVACUUM-OhmedaMedical-66-1251 | [23 empty] | REGULATORVACUUM | Regulator, Vacuum | Ohmeda Med
YES | YES |  |  |  | 133-03365 | 133-03365 | Ohmeda Medical | 6-1251 |  | GFFK20563 | KATY - L |  |  |  |  | 133-03365 | 133-03365 | Katy | Memorial Hermann Katy Hospital | KATY - L | Room 311 | [5 empty] | Regulator, Vacuum | REGULATORVACUUM-OhmedaMedical-66-1251 | [23 empty] | REGULATORVACUUM | Regulator, Vacuum | Ohmeda Med
YES | YES |  |  |  | 133-03364 | 133-03364 | Ohmeda Medical | 6-1251 |  | GFFK20562 | KATY - L |  |  |  |  | 133-03364 | 133-03364 | Katy | Memorial Hermann Katy Hospital | KATY - L | Room 312 | [5 empty] | Regulator, Vacuum | REGULATORVACUUM-OhmedaMedical-66-1251 | [23 empty] | REGULATORVACUUM | Regulator, Vacuum | Ohmeda Med
YES | YES |  |  |  | 133-03358 | 133-03358 | Ohmeda Medical | 6-1251 |  | GFFK20655 | KATY - L |  |  |  |  | 133-03358 | 133-03358 | Katy | Memorial Hermann Katy Hospital | KATY - L | Room 312 | [5 empty] | Regulator, Vacuum | REGULATORVACUUM-OhmedaMedical-66-1251 | [23 empty] | REGULATORVACUUM | Regulator, Vacuum | Ohmeda Med
YES | YES |  |  |  | 133-03360 | 133-03360 | Ohmeda Medical | 6-1251 |  | GFFK20657 | KATY - POSTPARTUM - 2W |  |  |  |  | 133-03360 | 133-03360 | Katy | Memorial Hermann Katy Hospital | KATY - POSTPARTUM - 2W | Room 313 | [5 empty] | Regulator, Vacuum | REGULATORVACUUM-OhmedaMedical-66-1251 | [23 empty] | REGULATORVACUUM | Regulator, Vacuum | Ohmeda Med
YES | YES |  |  |  | 133-03356 | 133-03356 | Ohmeda Medical | 6-1251 |  | GFFK20611 | KATY - POSTPARTUM - 2W |  |  |  |  | 133-03356 | 133-03356 | Katy | Memorial Hermann Katy Hospital | KATY - POSTPARTUM - 2W | Room 313 | [5 empty] | Regulator, Vacuum | REGULATORVACUUM-OhmedaMedical-66-1251 | [23 empty] | REGULATORVACUUM | Regulator, Vacuum | Ohmeda Med
YES | YES |  |  |  | 133-03375 | 133-03375 | Ohmeda Medical | 6-1251 |  | GFFK20593 | KATY - POSTPARTUM - 2W |  |  |  |  | 133-03375 | 133-03375 | Katy | Memorial Hermann Katy Hospital | KATY - POSTPARTUM - 2W | Room 314 | [5 empty] | Regulator, Vacuum | REGULATORVACUUM-OhmedaMedical-66-1251 | [23 empty] | REGULATORVACUUM | Regulator, Vacuum | Ohmeda Med
YES | YES |  |  |  | 133-03376 | 133-03376 | Ohmeda Medical | 6-1251 |  | GFFK20594 | KATY - POSTPARTUM - 2W |  |  |  |  | 133-03376 | 133-03376 | Katy | Memorial Hermann Katy Hospital | KATY - POSTPARTUM - 2W | Room 314 | [5 empty] | Regulator, Vacuum | REGULATORVACUUM-OhmedaMedical-66-1251 | [23 empty] | REGULATORVACUUM | Regulator, Vacuum | Ohmeda Med
YES | YES |  |  |  | 133-03386 | 133-03386 | Ohmeda Medical | 6-1251 |  | GFFK20615 | KATY - POSTPARTUM - 2W |  |  |  |  | 133-03386 | 133-03386 | Katy | Memorial Hermann Katy Hospital | KATY - POSTPARTUM - 2W | Room 315 | [5 empty] | Regulator, Vacuum | REGULATORVACUUM-OhmedaMedical-66-1251 | [23 empty] | REGULATORVACUUM | Regulator, Vacuum | Ohmeda Med
YES | YES |  |  |  | 133-03355 | 133-03355 | Ohmeda Medical | 6-1251 |  | GFFK20561 | KATY - POSTPARTUM - 2W |  |  |  |  | 133-03355 | 133-03355 | Katy | Memorial Hermann Katy Hospital | KATY - POSTPARTUM - 2W | Room 315 | [5 empty] | Regulator, Vacuum | REGULATORVACUUM-OhmedaMedical-66-1251 | [23 empty] | REGULATORVACUUM | Regulator, Vacuum | Ohmeda Med
YES | YES |  |  |  | 133-03373 | 133-03373 | Ohmeda Medical | 6-1251 |  | GFFK20591 | KATY - POSTPARTUM - 2W |  |  |  |  | 133-03373 | 133-03373 | Katy | Memorial Hermann Katy Hospital | KATY - POSTPARTUM - 2W | Room 316 | [5 empty] | Regulator, Vacuum | REGULATORVACUUM-OhmedaMedical-66-1251 | [23 empty] | REGULATORVACUUM | Regulator, Vacuum | Ohmeda Med
YES | YES |  |  |  | 133-03371 | 133-03371 | Ohmeda Medical | 6-1251 |  | GFFK20569 | KATY - POSTPARTUM - 2W |  |  |  |  | 133-03371 | 133-03371 | Katy | Memorial Hermann Katy Hospital | KATY - POSTPARTUM - 2W | Room 316 | [5 empty] | Regulator, Vacuum | REGULATORVACUUM-OhmedaMedical-66-1251 | [23 empty] | REGULATORVACUUM | Regulator, Vacuum | Ohmeda Med
YES | YES |  |  |  | 133-03347 | 133-03347 | Ohmeda Medical | 6-1251 |  | GFFK20604 | KATY - POSTPARTUM - 2W |  |  |  |  | 133-03347 | 133-03347 | Katy | Memorial Hermann Katy Hospital | KATY - POSTPARTUM - 2W | Room 317 | [5 empty] | Regulator, Vacuum | REGULATORVACUUM-OhmedaMedical-66-1251 | [23 empty] | REGULATORVACUUM | Regulator, Vacuum | Ohmeda Med
YES | YES |  |  |  | 133-03351 | 133-03351 | Ohmeda Medical | 6-1251 |  | GFFK20644 | KATY - POSTPARTUM - 2W |  |  |  |  | 133-03351 | 133-03351 | Katy | Memorial Hermann Katy Hospital | KATY - POSTPARTUM - 2W | Room 317 | [5 empty] | Regulator, Vacuum | REGULATORVACUUM-OhmedaMedical-66-1251 | [23 empty] | REGULATORVACUUM | Regulator, Vacuum | Ohmeda Med
YES | YES |  |  |  | 133-03350 | 133-03350 | Ohmeda Medical | 6-1251 |  | GFFK20601 | KATY - POSTPARTUM - 2W |  |  |  |  | 133-03350 | 133-03350 | Katy | Memorial Hermann Katy Hospital | KATY - POSTPARTUM - 2W | Room 318 | [5 empty] | Regulator, Vacuum | REGULATORVACUUM-OhmedaMedical-66-1251 | [23 empty] | REGULATORVACUUM | Regulator, Vacuum | Ohmeda Med
YES | YES |  |  |  | 133-03372 | 133-03372 | Ohmeda Medical | 6-1251 |  | GFFK20570 | KATY - POSTPARTUM - 2W |  |  |  |  | 133-03372 | 133-03372 | Katy | Memorial Hermann Katy Hospital | KATY - POSTPARTUM - 2W | Room 318 | [5 empty] | Regulator, Vacuum | REGULATORVACUUM-OhmedaMedical-66-1251 | [23 empty] | REGULATORVACUUM | Regulator, Vacuum | Ohmeda Med
YES | YES |  |  |  | 133-03511 | 133-03511 | Ohmeda Medical | 6-1251 |  | GFFK21198 | [5 empty] | 133-03511 | 133-03511 | Katy | Memorial Hermann Katy Hospital |  | Post partum equipment storage room | 2/1/20 |  |  |  |  | Regulator, Vacuum | REGULATORVACUUM-OhmedaMedical-66-1251 | [23 empty] | REGULATORVACUUM | Regulator, Vacuum | Ohmeda Med
YES | YES |  |  |  | 133-03416 | 133-03416 | Ohmeda Medical | 6-1251 |  | GFFK21030 | L |  |  |  |  | 133-03416 | 133-03416 | Katy | Memorial Hermann Katy Hospital | L | LDR 4 | [5 empty] | Regulator, Vacuum | REGULATORVACUUM-OhmedaMedical-66-1251 | [23 empty] | REGULATORVACUUM | Regulator, Vacuum | Ohmeda Med
YES | YES |  |  |  | 133-03316 | 133-03316 | Ohmeda Medical | 6-1251 |  | GFFK21113 | L |  |  |  |  | 133-03316 | 133-03316 | Katy | Memorial Hermann Katy Hospital | L | LDR 1 | [5 empty] | Regulator, Vacuum | REGULATORVACUUM-OhmedaMedical-66-1251 | [23 empty] | REGULATORVACUUM | Regulator, Vacuum | Ohmeda Med
YES | YES |  |  |  | 133-03315 | 133-03315 | Ohmeda Medical | 6-1251 |  | GFFK21114 | L |  |  |  |  | 133-03315 | 133-03315 | Katy | Memorial Hermann Katy Hospital | L | LDR 1 | [5 empty] | Regulator, Vacuum | REGULATORVACUUM-OhmedaMedical-66-1251 | [23 empty] | REGULATORVACUUM | Regulator, Vacuum | Ohmeda Med
YES | YES |  |  |  | 133-03337 | 133-03337 | Ohmeda Medical | 6-1251 |  | ggffk20572 | KATY - POSTPARTUM - 2W |  |  |  |  | 133-03337 | 133-03337 | Katy | Memorial Hermann Katy Hospital | KATY - POSTPARTUM - 2W | LDR4 | 2/1/20 | 2/1/20 |  |  |  | Regulator, Vacuum | REGULATORVACUUM-OhmedaMedical-66-1251 | [23 empty] | REGULATORVACUUM | Regulator, Vacuum | Ohmeda Med
YES | YES |  |  |  | 133-03343 | 133-03343 | Ohmeda Medical | 6-1251 |  | GFFK20608 | KATY - POSTPARTUM - 2W |  |  |  |  | 133-03343 | 133-03343 | Katy | Memorial Hermann Katy Hospital | KATY - POSTPARTUM - 2W | LDR4 | 2/1/20 |  |  |  |  | Regulator, Vacuum | REGULATORVACUUM-OhmedaMedical-66-1251 | [23 empty] | REGULATORVACUUM | Regulator, Vacuum | Ohmeda Med
YES | YES |  |  |  | 133-03342 | 133-03342 | Ohmeda Medical | 6-1251 |  | GFFK20609 | KATY - POSTPARTUM - 2W |  |  |  |  | 133-03342 | 133-03342 | Katy | Memorial Hermann Katy Hospital | KATY - POSTPARTUM - 2W | OBED1 | [5 empty] | Regulator, Vacuum | REGULATORVACUUM-OhmedaMedical-66-1251 | [23 empty] | REGULATORVACUUM | Regulator, Vacuum | Ohmeda Med
YES | YES |  |  |  | 133-03368 | 133-03368 | Ohmeda Medical | 6-1251 |  | GFFK20566 | Post Partum 3-FL |  |  |  |  | 133-03368 | 133-03368 | Katy | Memorial Hermann Katy Hospital | Post Partum 3-FL | Post Partum rm307 | [5 empty] | Regulator, Vacuum | REGULATORVACUUM-OhmedaMedical-66-1251 | [23 empty] | REGULATORVACUUM | Regulator, Vacuum | Ohmeda Med
YES | YES |  |  |  | 133-03363 | 133-03363 | Ohmeda Medical | 6-1251 |  | GFFK20660 | Post Partum 3-FL |  |  |  |  | 133-03363 | 133-03363 | Katy | Memorial Hermann Katy Hospital | Post Partum 3-FL | Post Partum rm307 | [5 empty] | Regulator, Vacuum | REGULATORVACUUM-OhmedaMedical-66-1251 | [23 empty] | REGULATORVACUUM | Regulator, Vacuum | Ohmeda Med
YES | YES |  |  |  | 133-03352 | 133-03352 | Ohmeda Medical | 6-1251 |  | GFFK20645 | Post Partum 3-FL |  |  |  |  | 133-03352 | 133-03352 | Katy | Memorial Hermann Katy Hospital | Post Partum 3-FL | Post Partum rm310 | [5 empty] | Regulator, Vacuum | REGULATORVACUUM-OhmedaMedical-66-1251 | [23 empty] | REGULATORVACUUM | Regulator, Vacuum | Ohmeda Med
YES | YES |  |  |  | 133-03369 | 133-03369 | Ohmeda Medical | 6-1251 |  | GFFK20567 | Post Partum 3-FL |  |  |  |  | 133-03369 | 133-03369 | Katy | Memorial Hermann Katy Hospital | Post Partum 3-FL | Post Partum rm310 | [5 empty] | Regulator, Vacuum | REGULATORVACUUM-OhmedaMedical-66-1251 | [23 empty] | REGULATORVACUUM | Regulator, Vacuum | Ohmeda Med
YES | YES |  |  |  | 133-03307 | 133-03307 | Ohmeda Medical | 6-1251 |  | GFFK20647 | KATY - AMBULATORY CARE |  |  |  |  | 133-03307 | 133-03307 | Katy | Memorial Hermann Katy Hospital | KATY - AMBULATORY CARE | ROOM 11 | [5 empty] | Regulator, Vacuum | REGULATORVACUUM-OhmedaMedical-66-1251 | [23 empty] | REGULATORVACUUM | Regulator, Vacuum | Ohmeda Med
YES | YES |  |  |  | 133-03311 | 133-03311 | Ohmeda Medical | 6-1251 |  | GFFK21118 | KATY - AMBULATORY CARE |  |  |  |  | 133-03311 | 133-03311 | Katy | Memorial Hermann Katy Hospital | KATY - AMBULATORY CARE | ROOM 12 | [5 empty] | Regulator, Vacuum | REGULATORVACUUM-OhmedaMedical-66-1251 | [23 empty] | REGULATORVACUUM | Regulator, Vacuum | Ohmeda Med
YES | YES |  |  |  | 133-03268 | 133-03268 | Ohmeda Medical | 6-1251 |  | GFFK21057 | KATY - AMBULATORY CARE |  |  |  |  | 133-03268 | 133-03268 | Katy | Memorial Hermann Katy Hospital | KATY - AMBULATORY CARE | Room 16 | [5 empty] | Regulator, Vacuum | REGULATORVACUUM-OhmedaMedical-66-1251 | [23 empty] | REGULATORVACUUM | Regulator, Vacuum | Ohmeda Med
YES | YES |  |  |  | 133-02778 | 133-02778 | Ohmeda Medical | 6-1251 |  | GFFK10671 | KATY - IMU |  |  |  |  | 133-02778 | 133-02778 | Katy | Memorial Hermann Katy Hospital | KATY - IMU | Room 19 | [5 empty] | Regulator, Vacuum | REGULATORVACUUM-OhmedaMedical-66-1251 | [23 empty] | REGULATORVACUUM | Regulator, Vacuum | Ohmeda Med
YES | YES |  |  |  | 133-03469 | 133-03469 | Ohmeda Medical | 6-1251 |  | GFFK21144 | KATY - IMU |  |  |  |  | 133-03469 | 133-03469 | Katy | Memorial Hermann Katy Hospital | KATY - IMU | Room 17 | [5 empty] | Regulator, Vacuum | REGULATORVACUUM-OhmedaMedical-66-1251 | [23 empty] | REGULATORVACUUM | Regulator, Vacuum | Ohmeda Med
YES | YES | Serial Number Cnf |  |  | 133-03287 | 133-03287 | Ohmeda Medical | 6-1251 |  | Cnf | KATY - IMU |  |  |  |  | 133-03287 | 133-03287 | Katy | Memorial Hermann Katy Hospital | KATY - IMU | Room 16 |  |  |  | In use. Unable to vwrify sn |  | Regulator, Vacuum | REGULATORVACUUM-OhmedaMedical-66-1251 | [23 empty] | REGULATORVACUUM | Regulator, Vacuum | Ohmeda Med
YES | YES |  |  |  | 133-03455 | 133-03455 | Ohmeda Medical | 6-1251 |  | GFFK21085 | KATY - IMU |  |  |  |  | 133-03455 | 133-03455 | Katy | Memorial Hermann Katy Hospital | KATY - IMU | Room 16 | [5 empty] | Regulator, Vacuum | REGULATORVACUUM-OhmedaMedical-66-1251 | [23 empty] | REGULATORVACUUM | Regulator, Vacuum | Ohmeda Med
YES | YES |  |  |  | 133-03447 | 133-03447 | Ohmeda Medical | 6-1251 |  | GFFK21071 | KATY - IMU |  |  |  |  | 133-03447 | 133-03447 | Katy | Memorial Hermann Katy Hospital | KATY - IMU | Room 15 | [5 empty] | Regulator, Vacuum | REGULATORVACUUM-OhmedaMedical-66-1251 | [23 empty] | REGULATORVACUUM | Regulator, Vacuum | Ohmeda Med
YES | YES |  |  |  | 133-03456 | 133-03456 | Ohmeda Medical | 6-1251 |  | GFFK21086 | KATY - IMU |  |  |  |  | 133-03456 | 133-03456 | Katy | Memorial Hermann Katy Hospital | KATY - IMU | IMU 14 | [5 empty] | Regulator, Vacuum | REGULATORVACUUM-OhmedaMedical-66-1251 | [23 empty] | REGULATORVACUUM | Regulator, Vacuum | Ohmeda Med
YES | YES |  |  |  | 133-03458 | 133-03458 | Ohmeda Medical | 6-1251 |  | GFFK21088 | KATY - IMU |  |  |  |  | 133-03458 | 133-03458 | Katy | Memorial Hermann Katy Hospital | KATY - IMU | IMU 14 | [5 empty] | Regulator, Vacuum | REGULATORVACUUM-OhmedaMedical-66-1251 | [23 empty] | REGULATORVACUUM | Regulator, Vacuum | Ohmeda Med
YES | YES | Serial Number Cnf |  |  | 133-03449 | 133-03449 | Ohmeda Medical | 6-1251 |  | Cnf | IMU |  |  |  |  | 133-03449 | 133-03449 | Katy | Memorial Hermann Katy Hospital | IMU | IMU Room 12 |  |  |  | Unable to verify sn |  | Regulator, Vacuum | REGULATORVACUUM-OhmedaMedical-66-1251 | [23 empty] | REGULATORVACUUM | Regulator, Vacuum | Ohmeda Med
YES | YES | Serial Number Cnf |  |  | 133-03429 | 133-03429 | Ohmeda Medical | 6-1251 |  | Cnf | IMU |  |  |  |  | 133-03429 | 133-03429 | Katy | Memorial Hermann Katy Hospital | IMU | IMU Room 19 | 2/1/20 |  |  | In use. Unable to verify sn |  | Regulator, Vacuum | REGULATORVACUUM-OhmedaMedical-66-1251 | [23 empty] | REGULATORVACUUM | Regulator, Vacuum | Ohmeda Med
YES | YES |  |  |  | 133-03442 | 133-03442 | Ohmeda Medical | 6-1251 |  | GFFK21074 | IMU |  |  |  |  | 133-03442 | 133-03442 | Katy | Memorial Hermann Katy Hospital | IMU | IMU Room 13 | [5 empty] | Regulator, Vacuum | REGULATORVACUUM-OhmedaMedical-66-1251 | [23 empty] | REGULATORVACUUM | Regulator, Vacuum | Ohmeda Med
YES | YES |  |  |  | 133-03445 | 133-03445 | Ohmeda Medical | 6-1251 |  | GFFK21080 | KATY - IMU |  |  |  |  | 133-03445 | 133-03445 | Katy | Memorial Hermann Katy Hospital | KATY - IMU | IMU Room 9 | [5 empty] | Regulator, Vacuum | REGULATORVACUUM-OhmedaMedical-66-1251 | [23 empty] | REGULATORVACUUM | Regulator, Vacuum | Ohmeda Med
YES | YES |  |  |  | 133-03446 | 133-03446 | Ohmeda Medical | 6-1251 |  | GFFK21101 | KATY - RESPIRATORY |  |  |  |  | 133-03446 | 133-03446 | Katy | Memorial Hermann Katy Hospital | KATY - RESPIRATORY | ICU equipment storage | [5 empty] | Regulator, Vacuum | REGULATORVACUUM-OhmedaMedical-66-1251 | [23 empty] | REGULATORVACUUM | Regulator, Vacuum | Ohmeda Med
YES | YES |  |  |  | 133-03444 | 133-03444 | Ohmeda Medical | 6-1251 |  | GFFK21079 | KATY - RESPIRATORY |  |  |  |  | 133-03444 | 133-03444 | Katy | Memorial Hermann Katy Hospital | KATY - RESPIRATORY | ICU equipment storage | [5 empty] | Regulator, Vacuum | REGULATORVACUUM-OhmedaMedical-66-1251 | [23 empty] | REGULATORVACUUM | Regulator, Vacuum | Ohmeda Med
YES | YES |  |  |  | 133-03434 | 133-03434 | Ohmeda Medical | 6-1251 |  | GFFK21066 | KATY - ICU |  |  |  |  | 133-03434 | 133-03434 | Katy | Memorial Hermann Katy Hospital | KATY - ICU | CTU SUPPLY ROOM E4 143 | [5 empty] | Regulator, Vacuum | REGULATORVACUUM-OhmedaMedical-66-1251 | [23 empty] | REGULATORVACUUM | Regulator, Vacuum | Ohmeda Med
YES | YES |  |  |  | 133-03470 | 133-03470 | Ohmeda Medical | 6-1251 |  |  | KATY - ICU |  |  |  |  | 133-03470 | 133-03470 | Katy | Memorial Hermann Katy Hospital | KATY - ICU | Icu -19 | [5 empty] | Regulator, Vacuum | REGULATORVACUUM-OhmedaMedical-66-1251 | [23 empty] | REGULATORVACUUM | Regulator, Vacuum | Ohmeda Med
YES | YES | Serial Number Cnf |  |  | 133-01870 | 133-01870 | Ohmeda Medical | 6-1251 |  | Cnf | KATY - ICU |  |  |  |  | 133-01870 | 133-01870 | Katy | Memorial Hermann Katy Hospital | KATY - ICU | ICU 8 |  |  |  | In use. Unable to verify sn |  | Regulator, Vacuum | REGULATORVACUUM-OhmedaMedical-66-1251 | [23 empty] | REGULATORVACUUM | Regulator, Vacuum | Ohmeda Med
YES | YES | Serial Number Cnf |  |  | 133-03439 | 133-03439 | Ohmeda Medical | 6-1251 |  | Cnf | KATY - ICU |  |  |  |  | 133-03439 | 133-03439 | Katy | Memorial Hermann Katy Hospital | KATY - ICU | ICU16 | [5 empty] | Regulator, Vacuum | REGULATORVACUUM-OhmedaMedical-66-1251 | [23 empty] | REGULATORVACUUM | Regulator, Vacuum | Ohmeda Med
YES | YES |  |  |  | 133-03411 | 133-03411 | Ohmeda Medical | 6-1251 |  | GFFK21099 | KATY - NICU |  |  |  |  | 133-03411 | 133-03411 | Katy | Memorial Hermann Katy Hospital | KATY - NICU | NICU 305A | [5 empty] | Regulator, Vacuum | REGULATORVACUUM-OhmedaMedical-66-1251 | [23 empty] | REGULATORVACUUM | Regulator, Vacuum | Ohmeda Med
YES | YES |  |  |  | 133-03400 | 133-03400 | Ohmeda Medical | 6-1251 |  | GFFK21000 | KATY - NICU |  |  |  |  | 133-03400 | 133-03400 | Katy | Memorial Hermann Katy Hospital | KATY - NICU | NICU 305A | [5 empty] | Regulator, Vacuum | REGULATORVACUUM-OhmedaMedical-66-1251 | [23 empty] | REGULATORVACUUM | Regulator, Vacuum | Ohmeda Med
YES | YES | Serial Number Cnf |  |  | 133-03418 | 133-03418 | Ohmeda Medical | 6-1251 |  | Cnf | NICU |  |  |  |  | 133-03418 | 133-03418 | Katy | Memorial Hermann Katy Hospital | NICU | 305B | [5 empty] | Regulator, Vacuum | REGULATORVACUUM-OhmedaMedical-66-1251 | [23 empty] | REGULATORVACUUM | Regulator, Vacuum | Ohmeda Med
YES | YES | Serial Number Cnf |  |  | 133-03410 | 133-03410 | Ohmeda Medical | 6-1251 |  | Cnf | KATY - NICU |  |  |  |  | 133-03410 | 133-03410 | Katy | Memorial Hermann Katy Hospital | KATY - NICU | NICU 310B | [5 empty] | Regulator, Vacuum | REGULATORVACUUM-OhmedaMedical-66-1251 | [23 empty] | REGULATORVACUUM | Regulator, Vacuum | Ohmeda Med
YES | YES |  |  |  | 133-03266 | 133-03266 | Ohmeda Medical | 6-1251 |  | GFFK21069 | KATY - CARDIOLOGY |  |  |  |  | 133-03266 | 133-03266 | Katy | Katy | KATY - CARDIOLOGY | ECG/Stress1 | 2/1/20 |  |  |  |  | Regulator, Vacuum | REGULATORVACUUM-OhmedaMedical-66-1251 | [23 empty] | REGULATORVACUUM | Regulator, Vacuum | Ohmeda Med
YES | YES |  |  |  | 133-03235 | 133-03235 | Ohmeda Medical | 6-1251 |  | GFFK21015 | KATY - ER |  |  |  |  | 133-03235 | 133-03235 | Katy | Katy | KATY - ER | EC 7 | [5 empty] | Regulator, Vacuum | REGULATORVACUUM-OhmedaMedical-66-1251 | [23 empty] | REGULATORVACUUM | Regulator, Vacuum | Ohmeda Med
YES | YES |  |  |  | 133-03252 | 133-03252 | Ohmeda Medical | 6-1251 |  | GFFK21127 | KATY - ER |  |  |  |  | 133-03252 | 133-03252 | Katy | Katy | KATY - ER | EC 25 | [5 empty] | Regulator, Vacuum | REGULATORVACUUM-OhmedaMedical-66-1251 | [23 empty] | REGULATORVACUUM | Regulator, Vacuum | Ohmeda Med
YES | YES |  |  |  | 129-02593 | 129-02593 | Ohmeda Medical | 6-1251 |  | GFFK12049 | WOODLANDS - CVICU |  |  |  |  | 129-02593 | 129-02593 | Sugar Land | Memorial Hermann Sugar Land Hospital | WOODLANDS - CVICU | [6 empty] | Regulator, Vacuum | REGULATORVACUUM-OhmedaMedical-66-1251 | [23 empty] | REGULATORVACUUM | Regulator, Vacuum | Ohmeda Med
YES | YES |  |  |  | 142-09102 | 142-09102 | Ohmeda Medical | 6-1251 |  | GFFK18474 | SUGAR LAND - BIOMED |  |  |  |  | 142-09102 | 142-09102 | Sugar Land | Memorial Hermann Sugar Land Hospital | SUGAR LAND - BIOMED | Biomed Shop
YES | YES |  |  |  | 129-02638 | 129-02638 | Ohmeda Medical | 6-1251 |  | GFFK12094 | SUGAR LAND |  |  |  |  | 129-02638 | 129-02638 | Sugar Land | Memorial Hermann Sugar Land Hospital | SUGAR LAND | In Biomed Shop | [5 empty] | Regulator, Vacuum | REGULATORVACUUM-OhmedaMedical-66-1251 | [23 empty] | REGULATORVACUUM | Regulator, Vacuum | Ohmeda Med
YES | YES |  |  |  | 129-02716 | 129-02716 | Ohmeda Medical | 6-1251 |  |  | SUGAR LAND |  |  |  |  | 129-02716 | 129-02716 | Sugar Land | Memorial Hermann Sugar Land Hospital | SUGAR LAND | In Biomed Shop | [5 empty] | Regulator, Vacuum | REGULATORVACUUM-OhmedaMedical-66-1251 | [23 empty] | REGULATORVACUUM | Regulator, Vacuum | Ohmeda Med
YES | YES |  |  |  | 000-01033 | 000-01033 | Ohmeda Medical | 6-1251 |  | GFFK18471 | SUGAR LAND - BIOMEDICAL SERVICES |  |  |  |  | 000-01033 | 000-01033 | Sugar Land | Memorial Hermann Sugar Land Hospital | SUGAR LAND - BIOMEDICAL SERVICES | Biomed Shop | [5 empty] | Regulator, Vacuum | REGULATORVACUUM-OhmedaMedical-66-1251 | [23 empty] | REGULATORVACUUM | Regulator, Vacuum | Ohmeda Med
YES | YES |  |  |  | 129-02643 | 129-02643 | Ohmeda Medical | 6-1251 |  | GFFK12099 | SUGAR LAND - IMU |  |  |  |  | 129-02643 | 129-02643 | Sugar Land | Memorial Hermann Sugar Land Hospital | SUGAR LAND - IMU | E328 | [5 empty] | Regulator, Vacuum | REGULATORVACUUM-OhmedaMedical-66-1251 | [23 empty] | REGULATORVACUUM | Regulator, Vacuum | Ohmeda Med
YES | YES |  |  |  | 129-02717 | 129-02717 | Ohmeda Medical | 6-1251 |  | 129-02717 | SUGAR LAND - IMU |  |  |  |  | 129-02717 | 129-02717 | Sugar Land | Memorial Hermann Sugar Land Hospital | SUGAR LAND - IMU | E306 | [5 empty] | Regulator, Vacuum | REGULATORVACUUM-OhmedaMedical-66-1251 | [23 empty] | REGULATORVACUUM | Regulator, Vacuum | Ohmeda Med
YES | YES |  |  |  | 129-02606 | 129-02606 | Ohmeda Medical | 6-1251 |  | 129-02606 | SUGAR LAND - IMU |  |  |  |  | 129-02606 | 129-02606 | Sugar Land | Memorial Hermann Sugar Land Hospital | SUGAR LAND - IMU | E322 | [5 empty] | Regulator, Vacuum | REGULATORVACUUM-OhmedaMedical-66-1251 | [23 empty] | REGULATORVACUUM | Regulator, Vacuum | Ohmeda Med
YES | YES |  |  |  | 129-02726 | 129-02726 | Ohmeda Medical | 6-1251 |  | 129-02726 | SUGAR LAND - IMU |  |  |  |  | 129-02726 | 129-02726 | Sugar Land | Memorial Hermann Sugar Land Hospital | SUGAR LAND - IMU | E322 | [5 empty] | Regulator, Vacuum | REGULATORVACUUM-OhmedaMedical-66-1251 | [23 empty] | REGULATORVACUUM | Regulator, Vacuum | Ohmeda Med
YES | YES | Serial Number GFFK14636 |  |  | 129-02700 | 129-02700 | Ohmeda Medical | 6-1251 |  | GFFK14636 | SUGAR LAND - IMU |  |  |  |  | 129-02700 | 129-02700 | Sugar Land | Memorial Hermann Sugar Land Hospital | SUGAR LAND - IMU | E319 | [5 empty] | Regulator, Vacuum | REGULATORVACUUM-OhmedaMedical-66-1251 | [23 empty] | REGULATORVACUUM | Regulator, Vacuum | Ohmeda Med
YES | YES |  |  |  | 129-02703 | 129-02703 | Ohmeda Medical | 6-1251 |  | GFFK14639 | SUGAR LAND - OR |  |  |  |  | 129-02703 | 129-02703 | Sugar Land | Memorial Hermann Sugar Land Hospital | SUGAR LAND - OR | OR 2 | [5 empty] | Regulator, Vacuum | REGULATORVACUUM-OhmedaMedical-66-1251 | [23 empty] | REGULATORVACUUM | Regulator, Vacuum | Ohmeda Med
YES | YES |  |  |  | 129-02691 | 129-02691 | Ohmeda Medical | 6-1251 |  | GFFK14627 | SUGAR LAND - OR |  |  |  |  | 129-02691 | 129-02691 | Sugar Land | Memorial Hermann Sugar Land Hospital | SUGAR LAND - OR | OR 2 | [5 empty] | Regulator, Vacuum | REGULATORVACUUM-OhmedaMedical-66-1251 | [23 empty] | REGULATORVACUUM | Regulator, Vacuum | Ohmeda Med
YES | YES |  |  |  | 129-02681 | 129-02681 | Ohmeda Medical | 6-1251 |  | GFFK14617 | SUGAR LAND - OR |  |  |  |  | 129-02681 | 129-02681 | Sugar Land | Memorial Hermann Sugar Land Hospital | SUGAR LAND - OR | OR 2 | [5 empty] | Regulator, Vacuum | REGULATORVACUUM-OhmedaMedical-66-1251 | [23 empty] | REGULATORVACUUM | Regulator, Vacuum | Ohmeda Med
YES | YES |  |  |  | 129-02577 | 129-02577 | Ohmeda Medical | 6-1251 |  | GFFK12033 | SUGAR LAND - OR |  |  |  |  | 129-02577 | 129-02577 | Sugar Land | Memorial Hermann Sugar Land Hospital | SUGAR LAND - OR | OR 2 | [5 empty] | Regulator, Vacuum | REGULATORVACUUM-OhmedaMedical-66-1251 | [23 empty] | REGULATORVACUUM | Regulator, Vacuum | Ohmeda Med
YES | YES |  |  |  | 129-02739 | 129-02739 | Ohmeda Medical | 6-1251 |  | GFFK14675 | Sugar Land OR |  |  |  |  | 129-02739 | 129-02739 | Sugar Land | Memorial Hermann Sugar Land Hospital | Sugar Land OR | Day Stay Bed 5 | [5 empty] | Regulator, Vacuum | REGULATORVACUUM-OhmedaMedical-66-1251 | [23 empty] | REGULATORVACUUM | Regulator, Vacuum | Ohmeda Med
YES | YES |  |  |  | 129-02738 | 129-02738 | Ohmeda Medical | 6-1251 |  | GFFK14674 | Sugar Land OR |  |  |  |  | 129-02738 | 129-02738 | Sugar Land | Memorial Hermann Sugar Land Hospital | Sugar Land OR | Day Stay Bed 6 | [5 empty] | Regulator, Vacuum | REGULATORVACUUM-OhmedaMedical-66-1251 | [23 empty] | REGULATORVACUUM | Regulator, Vacuum | Ohmeda Med
YES | YES |  |  |  | 129-02660 | 129-02660 | Ohmeda Medical | 6-1251 |  | GFFK14596 | Sugar Land OR |  |  |  |  | 129-02660 | 129-02660 | Sugar Land | Memorial Hermann Sugar Land Hospital | Sugar Land OR | Day Stay Bed 7 | [5 empty] | Regulator, Vacuum | REGULATORVACUUM-OhmedaMedical-66-1251 | [23 empty] | REGULATORVACUUM | Regulator, Vacuum | Ohmeda Med
YES | YES |  |  |  | 129-02692 | 129-02692 | Ohmeda Medical | 6-1251 |  | GFFK14628 | Sugar Land OR |  |  |  |  | 129-02692 | 129-02692 | Sugar Land | Memorial Hermann Sugar Land Hospital | Sugar Land OR | Day Stay Bed 8 | 2/1/20 |  |  |  |  | Regulator, Vacuum | REGULATORVACUUM-OhmedaMedical-66-1251 | [23 empty] | REGULATORVACUUM | Regulator, Vacuum | Ohmeda Med
YES | YES |  |  |  | 129-02732 | 129-02732 | Ohmeda Medical | 6-1251 |  | GFFK14668 | Sugar Land OR |  |  |  |  | 129-02732 | 129-02732 | Sugar Land | Memorial Hermann Sugar Land Hospital | Sugar Land OR | Day Stay Bed 9 | [5 empty] | Regulator, Vacuum | REGULATORVACUUM-OhmedaMedical-66-1251 | [23 empty] | REGULATORVACUUM | Regulator, Vacuum | Ohmeda Med
YES | YES |  |  |  | 129-02654 | 129-02654 | Ohmeda Medical | 6-1251 |  | GFFK12110 | PACU |  |  |  |  | 129-02654 | 129-02654 | Sugar Land | Memorial Hermann Sugar Land Hospital | PACU | PACU | [5 empty] | Regulator, Vacuum | REGULATORVACUUM-OhmedaMedical-66-1251 | [23 empty] | REGULATORVACUUM | Regulator, Vacuum | Ohmeda Med
YES | YES |  |  |  | 129-02705 | 129-02705p | Ohmeda Medical | 6-1251 |  | GFFK14641 | L |  |  |  |  | 129-02705 | 129-02705p | Sugar Land | Memorial Hermann Sugar Land Hospital | L | L | [5 empty] | Regulator, Vacuum | REGULATORVACUUM-OhmedaMedical-66-1251 | [23 empty] | REGULATORVACUUM | Regulator, Vacuum | Ohmeda Med
YES | YES |  |  |  | 129-02588 | 129-02588 | Ohmeda Medical | 6-1251 |  | GFFK12044 | Family life unit |  |  |  |  | 129-02588 | 129-02588 | Sugar Land | Memorial Hermann Sugar Land Hospital | Family life unit | Family life unit | [5 empty] | Regulator, Vacuum | REGULATORVACUUM-OhmedaMedical-66-1251 | [23 empty] | REGULATORVACUUM | Regulator, Vacuum | Ohmeda Med
YES | YES |  |  |  | 129-02616 | 129-02616 | Ohmeda Medical | 6-1251 |  | GFFK12072 | Family life unit |  |  |  |  | 129-02616 | 129-02616 | Sugar Land | Memorial Hermann Sugar Land Hospital | Family life unit | Family life unit | [5 empty] | Regulator, Vacuum | REGULATORVACUUM-Ohio Medical-6-1251 | [23 empty] | REGULATORVACUUM | Regulator, Vacuum | Ohio Medical
YES | YES |  |  |  | 129-02666 | 129-02666 | Ohmeda Medical | 6-1251 |  | GFFK14602 | Family life unit |  |  |  |  | 129-02666 | 129-02666 | Sugar Land | Memorial Hermann Sugar Land Hospital | Family life unit | Family life unit | [5 empty] | Regulator, Vacuum | REGULATORVACUUM-OhmedaMedical-66-1251 | [23 empty] | REGULATORVACUUM | Regulator, Vacuum | Ohmeda Med
YES | YES |  |  |  | 129-02683 | 129-02683 | Ohmeda Medical | 6-1251 |  | GFFK14619 | Nursery |  |  |  |  | 129-02683 | 129-02683 | Sugar Land | Memorial Hermann Sugar Land Hospital | Nursery | Nursery | [5 empty] | Regulator, Vacuum | REGULATORVACUUM-OhmedaMedical-66-1251 | [23 empty] | REGULATORVACUUM | Regulator, Vacuum | Ohmeda Med
YES | YES |  |  |  | 129-02662 | 129-02662 | Ohmeda Medical | 6-1251 |  | GFFK14598 | ER |  |  |  |  | 129-02662 | 129-02662 | Sugar Land | Memorial Hermann Sugar Land Hospital | ER | ER | [5 empty] | Regulator, Vacuum | REGULATORVACUUM-OhmedaMedical-66-1251 | [23 empty] | REGULATORVACUUM | Regulator, Vacuum | Ohmeda Med
YES | YES |  |  |  | 129-02646 | 129-02646 | Ohmeda Medical | 6-1251 |  | GFFK12102 | 4West |  |  |  |  | 129-02646 | 129-02646 | Sugar Land | Memorial Hermann Sugar Land Hospital | 4West | 4 West | [5 empty] | Regulator, Vacuum | REGULATORVACUUM-OhmedaMedical-66-1251 | [23 empty] | REGULATORVACUUM | Regulator, Vacuum | Ohmeda Med
YES | YES |  |  |  | 129-02590 | 129-02590 | Ohmeda Medical | 6-1251 |  | GFFK12046 | 4 West |  |  |  |  | 129-02590 | 129-02590 | Sugar Land | Memorial Hermann Sugar Land Hospital | 4 West | 4 West | [5 empty] | Regulator, Vacuum | REGULATORVACUUM-OhmedaMedical-66-1251 | [23 empty] | REGULATORVACUUM | Regulator, Vacuum | Ohmeda Med
YES | YES |  |  |  | 129-02594 | 129-02594 | Ohmeda Medical | 6-1251 |  | GFFK12050 | 4 West |  |  |  |  | 129-02594 | 129-02594 | Sugar Land | Memorial Hermann Sugar Land Hospital | 4 West | 4 West | [5 empty] | Regulator, Vacuum | REGULATORVACUUM-OhmedaMedical-66-1251 | [23 empty] | REGULATORVACUUM | Regulator, Vacuum | Ohmeda Med
YES | YES |  |  |  | 129-02679 | 129-02679 | Ohmeda Medical | 6-1251 |  | GFFK14615 | 4 West |  |  |  |  | 129-02679 | 129-02679 | Sugar Land | Memorial Hermann Sugar Land Hospital | 4 West | 4 West | [5 empty] | Regulator, Vacuum | REGULATORVACUUM-OhmedaMedical-66-1251 | [23 empty] | REGULATORVACUUM | Regulator, Vacuum | Ohmeda Med
YES | YES |  |  |  | 129-02668 | 129-02668 | Ohmeda Medical | 6-1251 |  | GFFK14604 | 4 West |  |  |  |  | 129-02668 | 129-02668 | Sugar Land | Memorial Hermann Sugar Land Hospital | 4 West | 4 West | [5 empty] | Regulator, Vacuum | REGULATORVACUUM-OhmedaMedical-66-1251 | [23 empty] | REGULATORVACUUM | Regulator, Vacuum | Ohmeda Med
YES | YES |  |  |  | W2606 | 142-09444 | Ohmeda Medical | 6-1251 |  | GFFC23353 | Biomed |  |  |  |  | W2606 | 142-09444 | Woodlands | Memorial Hermann The Woodlands Medical Center | Biomed | Biomed | [5 empty] | Regulator, Vacuum | REGULATORVACUUM-OhmedaMedical-66-1251 | [23 empty] | REGULATORVACUUM | Regulator, Vacuum | Ohmeda Med
YES | YES |  |  |  | 029-00480 | 029-00480 | Ohmeda Medical | 6-1251 |  | GFFB22212 | PACU |  |  |  |  | 029-00480 | 029-00480 | Woodlands | Memorial Hermann woodlands | PACU | PACU | [5 empty] | Regulator, Vacuum | REGULATORVACUUM-Ohio Medical-6-1251 | [23 empty] | REGULATORVACUUM | Regulator, Vacuum | Ohmeda Med
YES | YES |  |  |  | 013-14085 | 013-14085 | Ohmeda Medical | 6-1251 |  | GFFK23346 | ER |  |  |  |  | 013-14085 | 013-14085 | Southwest | Memorial Hermann Southwest Hospital Emergency Center | ER | Pod-C 42 | [6 empty] | REGULATORVACUUM-Ohio Medical-6-1251
YES | YES |  |  |  | 013-05998 | 013-05998 | Ohmeda Medical | 6-1251 |  | GFCL01024 | SW - LABOR |  |  |  |  | 013-05998 | 013-05998 | Southwest | Memorial Hermann Southwest Hospital | SW - LABOR | LDR 6 | [6 empty] | REGULATORVACUUM-Ohio Medical-6-1251
YES | YES |  |  |  | 013-13980 | 013-13980 | Ohmeda Medical | 6-1251 |  | GFFK26150 | SW - LABOR |  |  |  |  | 013-13980 | 013-13980 | Southwest | Memorial Hermann Southwest Hospital | SW - LABOR | OR 2 | [6 empty] | REGULATORVACUUM-Ohio Medical-6-1251
YES | YES |  |  |  | 013-14081 | 013-14081 | Ohmeda Medical | 6-1251 |  | GFFK23433 | SW - NICU |  |  |  |  | 013-14081 | 013-14081 | Southwest | Memorial Hermann Southwest Hospital | SW - NICU | NICU 1 | [6 empty] | REGULATORVACUUM-Ohio Medical-6-1251
YES | YES |  |  |  | 013-17635 | 013-17635 | Ohmeda Medical | 6-1251 |  | GFFK26177 | Medicine Unit 6th floor |  |  |  |  | 013-17635 | 013-17635 | Southwest | Memorial Hermann Southwest Hospital | Medicine Unit 6th floor | Room 667 |  |  |  | No pm required |  |  | REGULATORVACUUM-Ohio Medical-6-1251
YES | YES |  |  |  | 013-05396 | 013-05396 | Ohmeda Medical | 6-1251 |  | GFCK00786 | Nicu |  |  |  |  | 013-05396 | 013-05396 | Southwest | Memorial Hermann Southwest Hospital | Nicu | Nicu | [6 empty] | REGULATORVACUUM-Ohio Medical-6-1251
YES | YES |  |  |  | 099-08021 | 099-08021 | Ohmeda Medical | 6-1251 |  | GFFL18805 | J2 405 angio 3 |  |  |  |  | 099-08021 | 099-08021 | TMC | Memorial Hermann Texas Medical Center | J2 405 angio 3 | J2 rm 405 | [6 empty] | REGULATORVACUUM-Ohio Medical-6-1251
YES | YES |  |  |  | 005-06281 | 005-06281 | Ohmeda Medical | 6-1251 |  |  | SE - EMERGENCY CENTER |  |  |  |  | 005-06281 | 005-06281 | Southeast | Memorial Hermann Southeast Hospital | SE - EMERGENCY CENTER | ER
YES | YES |  |  |  | 099-07269 | 099-07269 | Ohmeda Medical | 6-1251 |  |  | SE - EMERGENCY CENTER |  |  |  |  | 099-07269 | 099-07269 | Southeast | Memorial Hermann Southeast Hospital | SE - EMERGENCY CENTER | ER | [6 empty] | REGULATORVACUUM-Ohio Medical-6-1251
NO | YES |  |  |  | 041-09849 | 041-09849 | Ohmeda Medical | 6-1251 |  | GFFK08096 | Memorial City-Labor & Delivery |  |  |  |  | 041-09849 | 041-09849 | West | MHHS-Mem City | Memorial City-Labor & Delivery | OR 2
YES | YES |  |  |  | 041-09863 | 041-09863 | Ohmeda Medical | 6-1251 |  | GFFK08100 | MEMORIAL CITY - LABOR |  |  |  |  | 041-09863 | 041-09863 | West | Women?s Memorial Hermann Memorial City Hospital | MEMORIAL CITY - LABOR | OR 2 | [6 empty] | REGULATORVACUUM-Ohio Medical-6-1251
YES | YES |  |  |  | 041-09866 | 041-09866 | Ohmeda Medical | 6-1251 |  | GFFK08107 | MEMORIAL CITY - LABOR |  |  |  |  | 041-09866 | 041-09866 | West | Women?s Memorial Hermann Memorial City Hospital | MEMORIAL CITY - LABOR | 3M09 | [6 empty] | REGULATORVACUUM-Ohio Medical-6-1251
YES | YES |  |  |  | 041-05347 | 041-05347 | Ohmeda Medical | 6-1251 |  | GFFG15876 | MEMORIAL CITY - MOR RECOVERY |  |  |  |  | 041-05347 | 041-05347 | West | Memorial Hermann Memorial City Medical Center | MEMORIAL CITY - MOR RECOVERY | MEMORIAL CITY - MOR RECOVER
YES | YES |  |  |  | GFFG27495 | GFFG27495 | Ohmeda Medical | 6-1251 |  | GFFG27495 | MEMORIAL CITY - MOR RECOVERY |  |  |  |  | GFFG27495 | GFFG27495 | West | Memorial Hermann Memorial City Medical Center | MEMORIAL CITY - MOR RECOVERY | MEMORIAL CITY - MOR RECOVER
YES | YES |  |  |  | 041-05338 | 041-05338 | Ohmeda Medical | 6-1251 |  | GFFG16240 | MEMORIAL CITY - MOR RECOVERY |  |  |  |  | 041-05338 | 041-05338 | West | Memorial Hermann Memorial City Medical Center | MEMORIAL CITY - MOR RECOVERY | MEMORIAL CITY - MOR RECOVER
YES | YES |  |  |  | 041-05341 | 041-05341 | Ohmeda Medical | 6-1251 |  | GFFG16025 | MEMORIAL CITY - MOR RECOVERY |  |  |  |  | 041-05341 | 041-05341 | West | Memorial Hermann Memorial City Medical Center | MEMORIAL CITY - MOR RECOVERY | MEMORIAL CITY - MOR RECOVER
YES | YES |  |  |  | 041-05320 | 041-05320 | Ohmeda Medical | 6-1251 |  | GFFG15906 | MEMORIAL CITY - MOR RECOVERY |  |  |  |  | 041-05320 | 041-05320 | West | Memorial Hermann Memorial City Medical Center | MEMORIAL CITY - MOR RECOVERY | MEMORIAL CITY - MOR RECOVER
YES | YES |  |  |  | 041-05330 | 041-05330 | Ohmeda Medical | 6-1251 |  | GFFG16017 | MEMORIAL CITY - MOR RECOVERY |  |  |  |  | 041-05330 | 041-05330 | West | Memorial Hermann Memorial City Medical Center | MEMORIAL CITY - MOR RECOVERY | MEMORIAL CITY - MOR RECOVER
YES | YES |  |  |  | 041-05316 | 041-05316 | Ohmeda Medical | 6-1251 |  | GFFG15897 | MEMORIAL CITY - MOR RECOVERY |  |  |  |  | 041-05316 | 041-05316 | West | Memorial Hermann Memorial City Medical Center | MEMORIAL CITY - MOR RECOVERY | MEMORIAL CITY - MOR RECOVER
YES | YES |  |  |  | 041-05315 | 041-05315 | Ohmeda Medical | 6-1251 |  | GFFG15974 | MEMORIAL CITY - MOR RECOVERY |  |  |  |  | 041-05315 | 041-05315 | West | Memorial Hermann Memorial City Medical Center | MEMORIAL CITY - MOR RECOVERY | MEMORIAL CITY - MOR RECOVER
YES | YES |  |  |  | 041-05335 | 041-05335 | Ohmeda Medical | 6-1251 |  | GFFG26016 | MEMORIAL CITY - MOR RECOVERY |  |  |  |  | 041-05335 | 041-05335 | West | Memorial Hermann Memorial City Medical Center | MEMORIAL CITY - MOR RECOVERY | MEMORIAL CITY - MOR RECOVER
YES | YES |  |  |  | 099-06148 | 099-06148 | Ohmeda Medical | 6-1271 |  | GFFL04926 | SE - FAMILY CENTER |  |  |  |  | 099-06148 | 099-06148 | Southeast | Memorial Hermann Southeast Hospital | SE - FAMILY CENTER | S4 411
NO | YES |  |  |  | 005-05738 | 005-05738 | Ohmeda Medical | 6-1271 |  | GFFL04925 | SE-Labor |  |  |  |  | 005-05738 | 005-05738 | Southeast | Memorial Hermann Southeast Hospital | SE-Labor |  | 4/1/20 |  | 4/1/20
YES | YES |  |  |  | 005-02129 | 005-02129 | Ohmeda Medical | 6-1271 |  | Gffe15185 | SE - L |  |  |  |  | 005-02129 | 005-02129 | Southeast | Memorial Hermann Southeast Hospital | SE - L
YES | YES |  |  |  | 005-01900 | 005-01900 | Ohmeda Medical | 6-1271 |  | Ahcm32498 | SE - NEONATAL ICU |  |  |  |  | 005-01900 | 005-01900 | Southeast | Memorial Hermann Southeast Hospital | SE - NEONATAL ICU
NO | YES |  |  |  | 005-05735 | 005-05735 | Ohmeda Medical | 6-1271 |  | GFFL04927 | SE-Neonatal ICU |  |  |  |  | 005-05735 | 005-05735 | Southeast | MHHS-Southeast | SE-Neonatal ICU
NO | YES |  |  |  | 005-03476 | 005-03476 | Ohmeda Medical | 6-1271 |  | Ahcm32496 | SE-Neonatal ICU |  |  |  |  | 005-03476 | 005-03476 | Southeast | MHHS-Southeast | SE-Neonatal ICU
YES | YES |  |  |  | 041-09858 | 041-09858 | Ohmeda Medical |  |  | 041-09858 | OR |  |  |  |  | 041-09858 | 041-09858 | West | Women?s Memorial Hermann Memorial City Hospital | OR | OR 2
YES | YES |  |  |  | GFFK07770 | 133-03094 | Ohmeda Medical | 66-1251 |  | GFFK07770 | OR |  |  |  |  | GFFK07770 | 133-03094 | Katy | Memorial Hermann Katy Hospital | OR | OR 7 | [5 empty] | Regulator, Vacuum | REGULATORVACUUM-OhmedaMedical-66-1251 | [23 empty] | REGULATORVACUUM | Regulator, Vacuum | Ohmeda Med
YES | YES |  |  |  | 133-03319 | 133-03319 | Ohmeda Medical | 66-1251 |  | GFFK20590 | OR |  |  |  |  | 133-03319 | 133-03319 | Katy | Memorial Hermann Katy Hospital | OR | OR 3 |  |  |  | No pm |  | Regulator, Vacuum | REGULATORVACUUM-OhmedaMedical-66-1251 | [23 empty] | REGULATORVACUUM | Regulator, Vacuum | Ohmeda Med
YES | YES |  |  |  | 133-03503 | 133-03503 | Ohmeda Medical | 66-1251 |  | GFFK21184 | Med surg |  |  |  |  | 133-03503 | 133-03503 | Katy | Memorial Hermann Katy Hospital | Med surg | Room 520 |  |  |  | No pm |  | Regulator, Vacuum | REGULATORVACUUM-OhmedaMedical-66-1251 | [23 empty] | REGULATORVACUUM | Regulator, Vacuum | Ohmeda Med
YES | YES |  |  |  | 133-02780 | 133-02780 | Ohmeda Medical | 66-1251 |  | GFFK10673 | Med surg |  |  |  |  | 133-02780 | 133-02780 | Katy | Memorial Hermann Katy Hospital | Med surg | Room 601 |  |  |  | No pm |  | Regulator, Vacuum | REGULATORVACUUM-OhmedaMedical-66-1251 | [23 empty] | REGULATORVACUUM | Regulator, Vacuum | Ohmeda Med
YES | YES |  |  |  | GFFK20633 | 133-03288 | Ohmeda Medical | 66-1251 |  | GFFK20633 | Med surg |  |  |  |  | GFFK20633 | 133-03288 | Katy | Memorial Hermann Katy Hospital | Med surg | Room 612 | [5 empty] | Regulator, Vacuum | REGULATORVACUUM-OhmedaMedical-66-1251 | [23 empty] | REGULATORVACUUM | Regulator, Vacuum | Ohmeda Med
YES | YES |  |  |  | GFFK21103 | 133-03480 | Ohmeda Medical | 66-1251 |  | GFFK21103 | Med surg |  |  |  |  | GFFK21103 | 133-03480 | Katy | Memorial Hermann Katy Hospital | Med surg | Room 612 | [5 empty] | Regulator, Vacuum | REGULATORVACUUM-OhmedaMedical-66-1251 | [23 empty] | REGULATORVACUUM | Regulator, Vacuum | Ohmeda Med
YES | YES |  |  |  | 133-03502 | 133-03502 | Ohmeda Medical | 66-1251 |  | GFFK21182 | 6th floor |  |  |  |  | 133-03502 | 133-03502 | Katy | Katy | 6th floor |  |  |  |  | No pm |  | Regulator, Vacuum | REGULATORVACUUM-OhmedaMedical-66-1251 | [23 empty] | REGULATORVACUUM | Regulator, Vacuum | Ohmeda Med
YES | YES |  |  |  | 133-03517 | 133-03517 | Ohmeda Medical | 66-1251 |  | GFFK21204 | KATY - MED/SURG 7TH FLOOR |  |  |  |  | 133-03517 | 133-03517 | Katy | Memorial Hermann Katy Hospital | KATY - MED/SURG 7TH FLOOR | Room 711 |  |  |  | No pm |  | Regulator, Vacuum | REGULATORVACUUM-OhmedaMedical-66-1251 | [23 empty] | REGULATORVACUUM | Regulator, Vacuum | Ohmeda Med
YES | YES |  |  |  | 133-02726 | 133-02726 | Ohmeda Medical | 66-1251 |  |  | KATY - MED/SURG 7TH FLOOR |  |  |  |  | 133-02726 | 133-02726 | Katy | Memorial Hermann Katy Hospital | KATY - MED/SURG 7TH FLOOR | Room 715 |  |  |  | No pm |  | Regulator, Vacuum | REGULATORVACUUM-OhmedaMedical-66-1251 | [23 empty] | REGULATORVACUUM | Regulator, Vacuum | Ohmeda Med
YES | YES |  |  |  | 133-02779 | 133-02779 | Ohmeda Medical | 66-1251 |  | GFFK10672 | 7th floor |  |  |  |  | 133-02779 | 133-02779 | Katy | Katy | 7th floor |  | 2/1/20 |  |  | No pm |  | Regulator, Vacuum | REGULATORVACUUM-OhmedaMedical-66-1251 | [23 empty] | REGULATORVACUUM | Regulator, Vacuum | Ohmeda Med
YES | YES |  |  |  | 133-03501 | 133-03501 | Ohmeda Medical | 66-1251 |  | GFFK21183 | 7th floor |  |  |  |  | 133-03501 | 133-03501 | Katy | Katy | 7th floor |  | 2/1/20 |  |  | No pm |  | Regulator, Vacuum | REGULATORVACUUM-OhmedaMedical-66-1251 | [23 empty] | REGULATORVACUUM | Regulator, Vacuum | Ohmeda Med
YES | YES |  |  |  | GFFK21005 | 133-03405 | Ohmeda Medical | 66-1251 |  | GFFK21005 | KATY - MED/SURG 5TH FLOOR |  |  |  |  | GFFK21005 | 133-03405 | Katy | Memorial Hermann Katy Hospital | KATY - MED/SURG 5TH FLOOR | Nursery level 2 |  |  |  | No pm |  | Regulator, Vacuum | REGULATORVACUUM-OhmedaMedical-66-1251 | [23 empty] | REGULATORVACUUM | Regulator, Vacuum | Ohmeda Med
YES | YES |  |  |  | 133-03414 | 133-03414 | Ohmeda Medical | 66-1251 |  | GFFK21864 | KATY - MED/SURG 5TH FLOOR |  |  |  |  | 133-03414 | 133-03414 | Katy | Memorial Hermann Katy Hospital | KATY - MED/SURG 5TH FLOOR | Nursery level 2 |  |  |  | No pm |  | Regulator, Vacuum | REGULATORVACUUM-OhmedaMedical-66-1251 | [23 empty] | REGULATORVACUUM | Regulator, Vacuum | Ohmeda Med
YES | YES |  |  |  | 133-03403 | 133-03403 | Ohmeda Medical | 66-1251 |  | GFFK21003 | KATY - MED/SURG 5TH FLOOR |  |  |  |  | 133-03403 | 133-03403 | Katy | Memorial Hermann Katy Hospital | KATY - MED/SURG 5TH FLOOR | Nursery level 2 |  |  |  | No pm |  | Regulator, Vacuum | REGULATORVACUUM-OhmedaMedical-66-1251 | [23 empty] | REGULATORVACUUM | Regulator, Vacuum | Ohmeda Med
YES | YES |  |  |  | 133-03420 | 133-03420 | Ohmeda Medical | 66-1251 |  | GFFK21038 | KATY - MED/SURG 5TH FLOOR |  |  |  |  | 133-03420 | 133-03420 | Katy | Memorial Hermann Katy Hospital | KATY - MED/SURG 5TH FLOOR | Nursery level 2 | [5 empty] | Regulator, Vacuum | REGULATORVACUUM-OhmedaMedical-66-1251 | [23 empty] | REGULATORVACUUM | Regulator, Vacuum | Ohmeda Med
YES | YES |  |  |  | 133-03424 | 133-03424 | Ohmeda Medical | 66-1251 |  | GFFK21046 | L |  |  |  |  | 133-03424 | 133-03424 | Katy | Katy | L | L | 2/1/20 |  |  | No pm |  | Regulator, Vacuum | REGULATORVACUUM-OhmedaMedical-66-1251 | [23 empty] | REGULATORVACUUM | Regulator, Vacuum | Ohmeda Med
YES | YES |  |  |  | 133-03374 | 133-03374 | Ohmeda Medical | 66-1251 |  | GFFK20592 | [5 empty] | 133-03374 | 133-03374 | Katy | Katy |  | Suite 322 | 2/1/20 |  |  | No pm |  | Regulator, Vacuum | REGULATORVACUUM-OhmedaMedical-66-1251 | [23 empty] | REGULATORVACUUM | Regulator, Vacuum | Ohmeda Med
YES | YES |  |  |  | 133-03378 | 133-03378 | Ohmeda Medical | 66-1251 |  | GFFK20596 | [5 empty] | 133-03378 | 133-03378 | Katy | Katy |  | Suite 322 | 2/1/20 |  |  | No pm |  | Regulator, Vacuum | REGULATORVACUUM-OhmedaMedical-66-1251 | [23 empty] | REGULATORVACUUM | Regulator, Vacuum | Ohmeda Med
YES | YES |  |  |  | 133-03521 | 133-03521 | Ohmeda Medical | 66-1251 |  | GFFK21149 | Labor and delivery |  |  |  |  | 133-03521 | 133-03521 | Katy | Memorial Hermann Katy Hospital | Labor and delivery | L and D 5 | [5 empty] | Regulator, Vacuum | REGULATORVACUUM-OhmedaMedical-66-1251 | [23 empty] | REGULATORVACUUM | Regulator, Vacuum | Ohmeda Med
YES | YES |  |  |  | 133-03317 | 133-03317 | Ohmeda Medical | 66-1251 |  | GFFK21112 | OR 2 |  |  |  |  | 133-03317 | 133-03317 | Katy | Katy | OR 2 | OR | 2/1/20 |  |  |  |  | Regulator, Vacuum | REGULATORVACUUM-OhmedaMedical-66-1251 | [23 empty] | REGULATORVACUUM | Regulator, Vacuum | Ohmeda Med
YES | YES |  |  |  | 133-03333 | 133-03333 | Ohmeda Medical | 66-1251 |  | GFFK20576 | Labor and delivery |  |  |  |  | 133-03333 | 133-03333 | Katy | Memorial Hermann Katy Hospital | Labor and delivery | L and D 5 | [5 empty] | Regulator, Vacuum | REGULATORVACUUM-OhmedaMedical-66-1251 | [23 empty] | REGULATORVACUUM | Regulator, Vacuum | Ohmeda Med
YES | YES |  |  |  | 133-03323 | 133-03323 | Ohmeda Medical | 66-1251 |  | GFFK20586 | OR 2 |  |  |  |  | 133-03323 | 133-03323 | Katy | Katy | OR 2 | OR 2 |  |  |  | No pm |  | Regulator, Vacuum | REGULATORVACUUM-OhmedaMedical-66-1251 | [23 empty] | REGULATORVACUUM | Regulator, Vacuum | Ohmeda Med
YES | YES |  |  |  | 133-03324 | 133-03324 | Ohmeda Medical | 66-1251 |  | GFFK20585 | OR 2 |  |  |  |  | 133-03324 | 133-03324 | Katy | Katy | OR 2 | OR 2 |  |  |  | No pm |  | Regulator, Vacuum | REGULATORVACUUM-OhmedaMedical-66-1251 | [23 empty] | REGULATORVACUUM | Regulator, Vacuum | Ohmeda Med
YES | YES |  |  |  | 133-03327 | 133-03327 | Ohmeda Medical | 66-1251 |  | GFFK20582 | OR 2 |  |  |  |  | 133-03327 | 133-03327 | Katy | Katy | OR 2 | OR 2 |  |  |  | No pm |  | Regulator, Vacuum | REGULATORVACUUM-OhmedaMedical-66-1251 | [23 empty] | REGULATORVACUUM | Regulator, Vacuum | Ohmeda Med
YES | YES |  |  |  | 133-03306 | 133-03306 | Ohmeda Medical | 66-1251 |  | GFFK20651 | 2nd floor |  |  |  |  | 133-03306 | 133-03306 | Katy | Katy | 2nd floor | Ambulatory |  |  |  | No pm |  | Regulator, Vacuum | REGULATORVACUUM-OhmedaMedical-66-1251 | [23 empty] | REGULATORVACUUM | Regulator, Vacuum | Ohmeda Med
YES | YES |  |  |  | 133-03304 | 133-03304 | Ohmeda Medical | 66-1251 |  | GFFK20653 | 2nd floor |  |  |  |  | 133-03304 | 133-03304 | Katy | Katy | 2nd floor | Ambulatory |  |  |  | No pm |  | Regulator, Vacuum | REGULATORVACUUM-OhmedaMedical-66-1251 | [23 empty] | REGULATORVACUUM | Regulator, Vacuum | Ohmeda Med
YES | YES |  |  |  | 133-04537 | 133-04537 | Ohmeda Medical | 66-1251 |  | GFFL10539 | KATY - CATH LAB |  |  |  |  | 133-04537 | 133-04537 | Katy | Katy | KATY - CATH LAB | Cath lab 1 | 2/1/20 |  |  | No pm |  | Regulator, Vacuum | REGULATORVACUUM-OhmedaMedical-66-1251 | [23 empty] | REGULATORVACUUM | Regulator, Vacuum | Ohmeda Med
YES | YES |  |  |  | 133-03466 | 133-03466 | Ohmeda Medical | 66-1251 |  | GFFK21141 | 4th floor |  |  |  |  | 133-03466 | 133-03466 | Katy | Katy | 4th floor | IMU |  |  |  | No pm |  | Regulator, Vacuum | REGULATORVACUUM-OhmedaMedical-66-1251 | [23 empty] | REGULATORVACUUM | Regulator, Vacuum | Ohmeda Med
YES | YES | Serial Number Cnf |  |  | 133-03531 | 133-03531 | Ohmeda Medical | 66-1251 |  | Cnf | 4th floor |  |  |  |  | 133-03531 | 133-03531 | Katy | Katy | 4th floor | IMU | 2/1/20 |  |  | No pm |  | Regulator, Vacuum | REGULATORVACUUM-OhmedaMedical-66-1251 | [23 empty] | REGULATORVACUUM | Regulator, Vacuum | Ohmeda Med
YES | YES | Serial Number Cnf |  |  | 133-03457 | 133-03457 | Ohmeda Medical | 66-1251 |  | Cnf | 4th floor |  |  |  |  | 133-03457 | 133-03457 | Katy | Katy | 4th floor | IMU |  |  |  | No pm |  | Regulator, Vacuum | REGULATORVACUUM-OhmedaMedical-66-1251 | [23 empty] | REGULATORVACUUM | Regulator, Vacuum | Ohmeda Med
YES | YES |  |  |  | 133-03450 | 133-03450 | Ohmeda Medical | 66-1251 |  | GFFK21077 | 4th floor |  |  |  |  | 133-03450 | 133-03450 | Katy | Katy | 4th floor | IMU |  |  |  | No pm |  | Regulator, Vacuum | REGULATORVACUUM-OhmedaMedical-66-1251 | [23 empty] | REGULATORVACUUM | Regulator, Vacuum | Ohmeda Med
YES | YES |  |  |  | 133-03425 | 133-03425 | Ohmeda Medical | 66-1251 |  | GFFK21047 | 4th floor |  |  |  |  | 133-03425 | 133-03425 | Katy | Katy | 4th floor | IMU |  |  |  | No pm |  | Regulator, Vacuum | REGULATORVACUUM-OhmedaMedical-66-1251 | [23 empty] | REGULATORVACUUM | Regulator, Vacuum | Ohmeda Med
YES | YES |  |  |  | 133-02782 | 133-02782 | Ohmeda Medical | 66-1251 |  | GFFK10675 | 4th floor |  |  |  |  | 133-02782 | 133-02782 | Katy | Katy | 4th floor | IMU |  |  |  | No pm |  | Regulator, Vacuum | REGULATORVACUUM-OhmedaMedical-66-1251 | [23 empty] | REGULATORVACUUM | Regulator, Vacuum | Ohmeda Med
YES | YES |  |  |  | 133-03430 | 133-03430 | Ohmeda Medical | 66-1251 |  | GFFK21056 | 4th floor |  |  |  |  | 133-03430 | 133-03430 | Katy | Katy | 4th floor | ICU |  |  |  | No pm |  | Regulator, Vacuum | REGULATORVACUUM-OhmedaMedical-66-1251 | [23 empty] | REGULATORVACUUM | Regulator, Vacuum | Ohmeda Med
YES | YES |  |  |  | 133-03396 | 133-03396 | Ohmeda Medical | 66-1251 |  | GFFK21125 | KATY - NURSERY |  |  |  |  | 133-03396 | 133-03396 | Katy | Katy | KATY - NURSERY | NICU |  |  |  | No pm |  | Regulator, Vacuum | REGULATORVACUUM-OhmedaMedical-66-1251 | [23 empty] | REGULATORVACUUM | Regulator, Vacuum | Ohmeda Med
YES | YES |  |  |  | 133-03409 | 133-03409 | Ohmeda Medical | 66-1251 |  | GFFK21097 | KATY - NURSERY |  |  |  |  | 133-03409 | 133-03409 | Katy | Katy | KATY - NURSERY | NICU |  |  |  | No pm |  | Regulator, Vacuum | REGULATORVACUUM-OhmedaMedical-66-1251 | [23 empty] | REGULATORVACUUM | Regulator, Vacuum | Ohmeda Med
YES | YES | Serial Number Cnf |  |  | 133-03562 | 133-03562 | Ohmeda Medical | 66-1251 |  | Cnf | KATY - NURSERY |  |  |  |  | 133-03562 | 133-03562 | Katy | Katy | KATY - NURSERY | NICU |  |  |  | No pm |  | Regulator, Vacuum | REGULATORVACUUM-OhmedaMedical-66-1251 | [23 empty] | REGULATORVACUUM | Regulator, Vacuum | Ohmeda Med
YES | YES | Serial Number Cnf |  |  | 133-03415 | 133-03415 | Ohmeda Medical | 66-1251 |  | Cnf | KATY - NURSERY |  |  |  |  | 133-03415 | 133-03415 | Katy | Katy | KATY - NURSERY | NICU |  | 2/1/20 |  | No pm |  | Regulator, Vacuum | REGULATORVACUUM-OhmedaMedical-66-1251 | [23 empty] | REGULATORVACUUM | Regulator, Vacuum | Ohmeda Med
YES | YES |  |  |  | 133-03344 | 133-03344 | Ohmeda Medical | 66-1251 |  | GFFK20607 | Radialogy |  |  |  |  | 133-03344 | 133-03344 | Katy | Memorial Hermann Katy Hospital | Radialogy | Hall | 10/1/16 |  |  |  |  | Regulator, Vacuum | REGULATORVACUUM-OhmedaMedical-66-1251 | [23 empty] | REGULATORVACUUM | Regulator, Vacuum | Ohmeda Med
YES | YES |  |  |  | 133-00565 | 133-00565 | Ohmeda Medical | 66-1251 |  | Cffb16226 | KATY - ER |  |  |  |  | 133-00565 | 133-00565 | Katy | Memorial Hermann Katy Hospital Emergency Center | KATY - ER | Ec 9 | 2/1/20 |  |  |  |  | Regulator, Vacuum | REGULATORVACUUM-OhmedaMedical-66-1251 | [23 empty] | REGULATORVACUUM | Regulator, Vacuum | Ohmeda Med
YES | YES |  |  |  | 133-03245 | 133-03245 | Ohmeda Medical | 66-1251 |  | GFFK21134 | KATY - ER |  |  |  |  | 133-03245 | 133-03245 | Katy | Memorial Hermann Katy Hospital Emergency Center | KATY - ER | Ed 16 | [5 empty] | Regulator, Vacuum | REGULATORVACUUM-OhmedaMedical-66-1251 | [23 empty] | REGULATORVACUUM | Regulator, Vacuum | Ohmeda Med
YES | YES |  |  |  | 133-03236 | 133-03236 | Ohmeda Medical | 66-1251 |  | GFFK21109 | KATY - ER |  |  |  |  | 133-03236 | 133-03236 | Katy | Memorial Hermann Katy Hospital | KATY - ER | ER room 15 | [5 empty] | Regulator, Vacuum | REGULATORVACUUM-OhmedaMedical-66-1251 | [23 empty] | REGULATORVACUUM | Regulator, Vacuum | Ohmeda Med
YES | YES |  |  |  | 133-01555 | 133-01555 | Ohmeda Medical | 66-1251 |  | Gffe30307 | KATY - ER |  |  |  |  | 133-01555 | 133-01555 | Katy | Memorial Hermann Katy Hospital | KATY - ER | ER room 12 |  |  |  | One time safety |  | Regulator, Vacuum | REGULATORVACUUM-OhmedaMedical-66-1251 | [23 empty] | REGULATORVACUUM | Regulator, Vacuum | Ohmeda Med
YES | YES | Serial Number Cnf |  |  | 133-01318 | 133-01318 | Ohmeda Medical | 66-1251 |  | Cnf | KATY - ER |  |  |  |  | 133-01318 | 133-01318 | Katy | Memorial Hermann Katy Hospital | KATY - ER | Triage 2 |  |  |  | Could not get serial |  | Regulator, Vacuum | REGULATORVACUUM-OhmedaMedical-66-1251 | [23 empty] | REGULATORVACUUM | Regulator, Vacuum | Ohmeda Med
YES | YES |  |  |  | 099-02724 | 099-02724 | Ohmeda Medical | 66-1251 |  | gfft15887 | NE - OR holding |  |  |  |  | 099-02724 | 099-02724 | Katy | Memorial Hermann Northeast Hospital | NE - OR holding | Room 2 | 4/1/14 |  |  |  |  | Regulator, Vacuum | REGULATORVACUUM-OhmedaMedical-66-1251 | [23 empty] | REGULATORVACUUM | Regulator, Vacuum | Ohmeda Med
YES | YES |  |  |  | 142-00918 | 142-00918 | Ohmeda Medical | 66-1251 |  |  | NE - Pacu |  |  |  |  | 142-00918 | 142-00918 | Katy | Memorial Hermann Northeast Hospital | NE - Pacu | Pacu | 2/1/20 |  |  |  |  | Regulator, Vacuum | REGULATORVACUUM-OhmedaMedical-66-1251 | [23 empty] | REGULATORVACUUM | Regulator, Vacuum | Ohmeda Med
YES | YES |  |  |  | 099-02499 | 099-02499 | Ohmeda Medical | 66-1251 |  | GFCL01592 | NE - OR HOLDING |  |  |  |  | 099-02499 | 099-02499 | Katy | Memorial Hermann Northeast Hospital | NE - OR HOLDING | Pacu 15 | [5 empty] | Regulator, Vacuum | REGULATORVACUUM-OhmedaMedical-66-1251 | [23 empty] | REGULATORVACUUM | Regulator, Vacuum | Ohmeda Med
NO | YES | [5 empty] | Ohmeda Medical | 66-1251 |  |  | NE-PACU | [6 empty] | Katy | MHHS-Northeast | NE-PACU | Pacu | 2/1/20 |  |  |  |  | Regulator, Vacuum | REGULATORVACUUM-OhmedaMedical-66-1251 | [23 empty] | REGULATORVACUUM | Regulator, Vacuum | Ohmeda Med
YES | YES |  |  |  | 099-02030 | 099-02030 | Ohmeda Medical | 66-1251 |  | GFFK11074 | NE - DAY SURGERY |  |  |  |  | 099-02030 | 099-02030 | NorthEast |  | NE - DAY SURGERY | Daysurgery |  |  |  | No pm |  | Regulator, Vacuum | REGULATORVACUUM-OhmedaMedical-66-1251 | [23 empty] | REGULATORVACUUM | Regulator, Vacuum | Ohmeda Med
YES | YES |  |  |  | 099-03841 | 099-03841 | Ohmeda Medical | 66-1251 |  | Gfcg02563 | Endo |  |  |  |  | 099-03841 | 099-03841 | Katy | Memorial Hermann Northeast Hospital | Endo | Procedure room 1 | 2/1/20 |  |  |  |  | Regulator, Vacuum | REGULATORVACUUM-OhmedaMedical-66-1251 | [23 empty] | REGULATORVACUUM | Regulator, Vacuum | Ohmeda Med
YES | YES |  |  |  | 099-03851 | 099-03851 | Ohmeda Medical | 66-1251 |  | Gfha18394 | NE - ANESTHESIA |  |  |  |  | 099-03851 | 099-03851 | Katy | Memorial Hermann Northeast Hospital | NE - ANESTHESIA | Procedure 4 | [5 empty] | Regulator, Vacuum | REGULATORVACUUM-OhmedaMedical-66-1251 | [23 empty] | REGULATORVACUUM | Regulator, Vacuum | Ohmeda Med
YES | YES |  |  |  | 099-00091 | 099-00091 | Ohmeda Medical | 66-1251 |  | GFFC02875 | NE - ENDOSCOPY |  |  |  |  | 099-00091 | 099-00091 | Katy | Memorial Hermann Northeast Hospital | NE - ENDOSCOPY | Cardio Pulmonary | 2/1/20 | 2/1/20 |  |  |  | Regulator, Vacuum | REGULATORVACUUM-OhmedaMedical-66-1251 | [23 empty] | REGULATORVACUUM | Regulator, Vacuum | Ohmeda Med
YES | YES |  |  |  | 099-00095 | 099-00095 | Ohmeda Medical | 66-1251 |  | GFFA12212 | NE - ENDOSCOPY |  |  |  |  | 099-00095 | 099-00095 | Katy | Memorial Hermann Northeast Hospital | NE - ENDOSCOPY | Cardio Pulmonary | [5 empty] | Regulator, Vacuum | REGULATORVACUUM-OhmedaMedical-66-1251 | [23 empty] | REGULATORVACUUM | Regulator, Vacuum | Ohmeda Med
NO | YES |  |  |  | 099-02285 | 099-02285 | Ohmeda Medical | 66-1251 |  | GFHA18425 | NE-Endoscopy |  |  |  |  | 099-02285 | 099-02285 | Katy | MHHS-Northeast | NE-Endoscopy | Cardio Pulmonary | 2/1/20 | 2/1/20 |  |  |  | Regulator, Vacuum | REGULATORVACUUM-OhmedaMedical-66-1251 | [23 empty] | REGULATORVACUUM | Regulator, Vacuum | Ohmeda Med
YES | YES |  |  |  | 099-02861 | 099-02861 | Ohmeda Medical | 66-1251 |  | GFFK20078 | [5 empty] | 099-02861 | 099-02861 | Katy | Memorial Hermann Cancer Center - Northeast |  | Linear Acceleratin | 2/1/20 |  |  |  |  | Regulator, Vacuum | REGULATORVACUUM-OhmedaMedical-66-1251 | [23 empty] | REGULATORVACUUM | Regulator, Vacuum | Ohmeda Med
YES | YES | Serial Number Cnf |  |  | 099-04277 | 099-04277 | Ohmeda Medical | 66-1251 |  | CNF | [5 empty] | 099-04277 | 099-04277 | Katy | Memorial Hermann Cancer Center - Northeast |  | CT Scan | [5 empty] | Regulator, Vacuum | REGULATORVACUUM-OhmedaMedical-66-1251 | [23 empty] | REGULATORVACUUM | Regulator, Vacuum | Ohmeda Med
YES | YES |  |  |  | 099-03957 | 099-03957 | Ohmeda Medical | 66-1251 |  | Gffu03317 | NE - CANCER CENTER |  |  |  |  | 099-03957 | 099-03957 | Katy | Memorial Hermann Cancer Center - Northeast | NE - CANCER CENTER | Aplication room | 4/1/14 |  |  |  |  | Regulator, Vacuum | REGULATORVACUUM-OhmedaMedical-66-1251 | [23 empty] | REGULATORVACUUM | Regulator, Vacuum | Ohmeda Med
NO | YES | Serial Number GFHA18403 |  |  | 099-00873 | 099-00873 | Ohmeda Medical | 66-1251 |  | Gfha18403 | L |  |  |  |  | 099-00873 | 099-00873 | Katy | Memorial Hermann Northeast Hospital | L | Room 2005 | [5 empty] | Regulator, Vacuum | REGULATORVACUUM-OhmedaMedical-66-1251 | [23 empty] | REGULATORVACUUM | Regulator, Vacuum | Ohmeda Med
YES | YES |  |  |  | 099-00820 | 099-00820 | Ohmeda Medical | 66-1251 |  | GFFX05203 | Mother Baby |  |  |  |  | 099-00820 | 099-00820 | Katy | Memorial Hermann Northeast Hospital | Mother Baby | Suite 2004 | [5 empty] | Regulator, Vacuum | REGULATORVACUUM-OhmedaMedical-66-1251 | [23 empty] | REGULATORVACUUM | Regulator, Vacuum | Ohmeda Med
YES | YES |  |  |  | 099-00878 | 099-00878 | Ohmeda Medical | 66-1251 |  | Gffa12236 | Mother baby |  |  |  |  | 099-00878 | 099-00878 | Katy | Memorial Hermann Northeast Hospital | Mother baby | Room 2006 | [5 empty] | Regulator, Vacuum | REGULATORVACUUM-OhmedaMedical-66-1251 | [23 empty] | REGULATORVACUUM | Regulator, Vacuum | Ohmeda Med
YES | YES |  |  |  | 099-00823 | 099-00823 | Ohmeda Medical | 66-1251 |  | GFHA18414 | Mother Baby |  |  |  |  | 099-00823 | 099-00823 | Katy | Memorial Hermann Northeast Hospital | Mother Baby | Suite 2001 | 2/1/20 |  |  |  |  | Regulator, Vacuum | REGULATORVACUUM-OhmedaMedical-66-1251 | [23 empty] | REGULATORVACUUM | Regulator, Vacuum | Ohmeda Med
YES | YES |  |  |  | 099-00882 | 099-00882 | Ohmeda Medical | 66-1251 |  | Gfha18422 | Labor and delivery |  |  |  |  | 099-00882 | 099-00882 | Katy | Memorial Hermann Northeast Hospital | Labor and delivery | Room 2017 | [5 empty] | Regulator, Vacuum | REGULATORVACUUM-OhmedaMedical-66-1251 | [23 empty] | REGULATORVACUUM | Regulator, Vacuum | Ohmeda Med
YES | YES |  |  |  | 099-00886 | 099-00886 | Ohmeda Medical | 66-1251 |  | Gfha18416 | Labor and delivery |  |  |  |  | 099-00886 | 099-00886 | Katy | Memorial Hermann Northeast Hospital | Labor and delivery | Room 2017 | [5 empty] | Regulator, Vacuum | REGULATORVACUUM-OhmedaMedical-66-1251 | [23 empty] | REGULATORVACUUM | Regulator, Vacuum | Ohmeda Med
YES | YES |  |  |  | 099-00887 | 099-00887 | Ohmeda Medical | 66-1251 |  | Gffa12251 | Labor and delivery |  |  |  |  | 099-00887 | 099-00887 | Katy | Memorial Hermann Northeast Hospital | Labor and delivery | Obed triage | [5 empty] | Regulator, Vacuum | REGULATORVACUUM-OhmedaMedical-66-1251 | [23 empty] | REGULATORVACUUM | Regulator, Vacuum | Ohmeda Med
YES | YES |  |  |  | 099-00829 | 099-00829 | Ohmeda Medical | 66-1251 |  | GFHA18405 | LND |  |  |  |  | 099-00829 | 099-00829 | Katy | Memorial Hermann Northeast Hospital | LND | Room 2025 | [5 empty] | Regulator, Vacuum | REGULATORVACUUM-OhmedaMedical-66-1251 | [23 empty] | REGULATORVACUUM | Regulator, Vacuum | Ohmeda Med
YES | YES | Serial Number Cnf |  |  | 099-00828 | 099-00828 | Ohmeda Medical | 66-1251 |  | CNF | LND |  |  |  |  | 099-00828 | 099-00828 | Katy | Memorial Hermann Northeast Hospital | LND | Room 2025 | [5 empty] | Regulator, Vacuum | REGULATORVACUUM-OhmedaMedical-66-1251 | [23 empty] | REGULATORVACUUM | Regulator, Vacuum | Ohmeda Med
YES | YES |  |  |  | 099-00890 | 099-00890 | Ohmeda Medical | 66-1251 |  | Gfha18419 | Labor and delivery |  |  |  |  | 099-00890 | 099-00890 | Katy | Memorial Hermann Northeast Hospital | Labor and delivery | Obed triage | [5 empty] | Regulator, Vacuum | REGULATORVACUUM-OhmedaMedical-66-1251 | [23 empty] | REGULATORVACUUM | Regulator, Vacuum | Ohmeda Med
YES | YES |  |  |  | 142-04739 | 142-04739 | Ohmeda Medical | 66-1251 |  | GFFU03318 | LND |  |  |  |  | 142-04739 | 142-04739 | Katy | Memorial Hermann Northeast Hospital | LND | Room 2028 | 2/1/20 |  |  |  |  | Regulator, Vacuum | REGULATORVACUUM-OhmedaMedical-66-1251 | [23 empty] | REGULATORVACUUM | Regulator, Vacuum | Ohmeda Med
YES | YES |  |  |  | 099-00831 | 099-00831 | Ohmeda Medical | 66-1251 |  | GFHA15817 | LND |  |  |  |  | 099-00831 | 099-00831 | Katy | Memorial Hermann Northeast Hospital | LND | Room 2028 | [5 empty] | Regulator, Vacuum | REGULATORVACUUM-OhmedaMedical-66-1251 | [23 empty] | REGULATORVACUUM | Regulator, Vacuum | Ohmeda Med
YES | YES | Serial Number Cnf |  |  | 099-00836 | 099-00836 | Ohmeda Medical | 66-1251 |  | CNF | LND |  |  |  |  | 099-00836 | 099-00836 | Katy | Memorial Hermann Northeast Hospital | LND | Room 2028 | 2/1/20 |  |  |  |  | Regulator, Vacuum | REGULATORVACUUM-OhmedaMedical-66-1251 | [23 empty] | REGULATORVACUUM | Regulator, Vacuum | Ohmeda Med
YES | YES |  |  |  | 099-00893 | 099-00893 | Ohmeda Medical | 66-1251 |  | Gfha15822 | Nursery |  |  |  |  | 099-00893 | 099-00893 | Katy | Memorial Hermann Northeast Hospital | Nursery | Nursery | [5 empty] | Regulator, Vacuum | REGULATORVACUUM-OhmedaMedical-66-1251 | [23 empty] | REGULATORVACUUM | Regulator, Vacuum | Ohmeda Med
YES | YES |  |  |  | 099-00101 | 099-00101 | Ohmeda Medical | 66-1251 |  | Gffg16125 | Nursery |  |  |  |  | 099-00101 | 099-00101 | Katy | Memorial Hermann Northeast Hospital | Nursery | Nursery | [5 empty] | Regulator, Vacuum | REGULATORVACUUM-OhmedaMedical-66-1251 | [23 empty] | REGULATORVACUUM | Regulator, Vacuum | Ohmeda Med
YES | YES |  |  |  | 099-00109 | 099-00109 | Ohmeda Medical | 66-1251 |  | Gffa12218 | Nursing station |  |  |  |  | 099-00109 | 099-00109 | Katy | Memorial Hermann Northeast Hospital | Nursing station | Continuing care nursery | [5 empty] | Regulator, Vacuum | REGULATORVACUUM-OhmedaMedical-66-1251 | [23 empty] | REGULATORVACUUM | Regulator, Vacuum | Ohmeda Med
YES | YES |  |  |  | 142-09290 | 142-09290 | Ohmeda Medical | 66-1251 |  | Gffa12261 | Central supply |  |  |  |  | 142-09290 | 142-09290 | Katy | Memorial Hermann Northeast Hospital | Central supply | Central supply | [5 empty] | Regulator, Vacuum | REGULATORVACUUM-OhmedaMedical-66-1251 | [23 empty] | REGULATORVACUUM | Regulator, Vacuum | Ohmeda Med
YES | YES |  |  |  | 142-00226 | 142-00226 | Ohmeda Medical | 66-1251 |  | GFFK11078 | Central supply |  |  |  |  | 142-00226 | 142-00226 | Katy | Memorial Hermann Northeast Hospital | Central supply | Central supply | [5 empty] | Regulator, Vacuum | REGULATORVACUUM-OhmedaMedical-66-1251 | [23 empty] | REGULATORVACUUM | Regulator, Vacuum | Ohmeda Med
YES | YES | Serial Number Cnf |  |  | 000-00947 | 000-00947 | Ohmeda Medical | 66-1251 |  | Cnf | SUGAR LAND - SLEEP DISORDER CENTER |  |  |  |  | 000-00947 | 000-00947 | Sugar Land | Memorial Hermann Surgery Center Sugar Land (#200) | SUGAR LAND - SLEEP DISORDER CENTER | Pacu bay 3 | [5 empty] | Regulator, Vacuum | REGULATORVACUUM-OhmedaMedical-66-1251 | [23 empty] | REGULATORVACUUM | Regulator, Vacuum | Ohmeda Med
YES | YES |  |  |  | 142-08955 | 142-08955 | Ohmeda Medical | 66-1251 |  | gffk18468 | Surgery center 200 |  |  |  |  | 142-08955 | 142-08955 | Sugar Land | Memorial Hermann Surgery Center Sugar Land (#200) | Surgery center 200 | Pacu bay 3 | [5 empty] | Regulator, Vacuum | REGULATORVACUUM-OhmedaMedical-66-1251 | [23 empty] | REGULATORVACUUM | Regulator, Vacuum | Ohmeda Med
YES | YES |  |  |  | 000-00953 | 000-00953 | Ohmeda Medical | 66-1251 |  | Gffk18466 | Surgery center 200 |  |  |  |  | 000-00953 | 000-00953 | Sugar Land | Memorial Hermann Surgery Center Sugar Land (#200) | Surgery center 200 | Pacu holding 2 | [5 empty] | Regulator, Vacuum | REGULATORVACUUM-OhmedaMedical-66-1251 | [23 empty] | REGULATORVACUUM | Regulator, Vacuum | Ohmeda Med
YES | YES |  |  |  | 129-02620 | 129-02620 | Ohmeda Medical | 66-1251 |  | GFFK12076 | Biomed |  |  |  |  | 129-02620 | 129-02620 | Sugar Land | Memorial Hermann Sugar Land Hospital | Biomed | Biomed shop | [5 empty] | Regulator, Vacuum | REGULATORVACUUM-OhmedaMedical-66-1251 | [23 empty] | REGULATORVACUUM | Regulator, Vacuum | Ohmeda Med
YES | YES |  |  |  | 129-02680 | 129-02680 | Ohmeda Medical | 66-1251 |  | GFFK14616 | ICU |  |  |  |  | 129-02680 | 129-02680 | Sugar Land | Memorial Hermann Sugar Land Hospital | ICU | ICU | [5 empty] | Regulator, Vacuum | REGULATORVACUUM-OhmedaMedical-66-1251 | [23 empty] | REGULATORVACUUM | Regulator, Vacuum | Ohmeda Med
YES | YES |  |  |  | 129-02634 | 129-02634 | Ohmeda Medical | 66-1251 |  | GFFK12090 | SUGAR LAND - IMU |  |  |  |  | 129-02634 | 129-02634 | Sugar Land | Memorial Hermann Sugar Land Hospital | SUGAR LAND - IMU | Room 303 | [5 empty] | Regulator, Vacuum | REGULATORVACUUM-OhmedaMedical-66-1251 | [23 empty] | REGULATORVACUUM | Regulator, Vacuum | Ohmeda Med
YES | YES | Serial Number GFFK14636 |  |  | 129-02673 | 129-02700 | Ohmeda Medical | 66-1251 |  | GFFK14636 | ICU |  |  |  |  | 129-02673 | 129-02700 | Sugar Land | Memorial Hermann Sugar Land Hospital | ICU | ICU | [5 empty] | Regulator, Vacuum | REGULATORVACUUM-OhmedaMedical-66-1251 | [23 empty] | REGULATORVACUUM | Regulator, Vacuum | Ohmeda Med
YES | YES |  |  |  | 129-02600 | 129-02600 | Ohmeda Medical | 66-1251 |  | GFFK12056 | SUGAR LAND - OR |  |  |  |  | 129-02600 | 129-02600 | Sugar Land | Memorial Hermann Sugar Land Hospital | SUGAR LAND - OR | OR 1 | 11/1/06 |  |  | One time safety |  | Regulator, Vacuum | REGULATORVACUUM-OhmedaMedical-66-1251 | [23 empty] | REGULATORVACUUM | Regulator, Vacuum | Ohmeda Med
YES | YES |  |  |  | 129-02698 | 129-02698 | Ohmeda Medical | 66-1251 |  | GFFK14634 | SUGAR LAND - OR |  |  |  |  | 129-02698 | 129-02698 | Sugar Land | Memorial Hermann Sugar Land Hospital | SUGAR LAND - OR | OR 1 | 11/1/06 |  |  | One time safety |  | Regulator, Vacuum | REGULATORVACUUM-OhmedaMedical-66-1251 | [23 empty] | REGULATORVACUUM | Regulator, Vacuum | Ohmeda Med
YES | YES |  |  |  | 129-02632 | 129-J2632 | Ohmeda Medical | 66-1251 |  | GFFK12088 | SUGAR LAND - OR |  |  |  |  | 129-02632 | 129-J2632 | Sugar Land | Memorial Hermann Sugar Land Hospital | SUGAR LAND - OR | OR 1 | 11/1/06 |  |  | One time safety |  | Regulator, Vacuum | REGULATORVACUUM-OhmedaMedical-66-1251 | [23 empty] | REGULATORVACUUM | Regulator, Vacuum | Ohmeda Med
YES | YES |  |  |  | 129-02704 | 129-02704 | Ohmeda Medical | 66-1251 |  | GFFK14640 | OR |  |  |  |  | 129-02704 | 129-02704 | Sugar Land | Memorial Hermann Sugar Land Hospital | OR | OR | [5 empty] | Regulator, Vacuum | REGULATORVACUUM-OhmedaMedical-66-1251 | [23 empty] | REGULATORVACUUM | Regulator, Vacuum | Ohmeda Med
YES | YES |  |  |  | 129-02605 | 129-02605 | Ohmeda Medical | 66-1251 |  | GFFK12061 | OR |  |  |  |  | 129-02605 | 129-02605 | Sugar Land | Memorial Hermann Sugar Land Hospital | OR | OR | [5 empty] | Regulator, Vacuum | REGULATORVACUUM-OhmedaMedical-66-1251 | [23 empty] | REGULATORVACUUM | Regulator, Vacuum | Ohmeda Med
YES | YES |  |  |  | 129-02702 | 129-02702 | Ohmeda Medical | 66-1251 |  | GFFK14638 | OR |  |  |  |  | 129-02702 | 129-02702 | Sugar Land | Memorial Hermann Sugar Land Hospital | OR | OR | [5 empty] | Regulator, Vacuum | REGULATORVACUUM-OhmedaMedical-66-1251 | [23 empty] | REGULATORVACUUM | Regulator, Vacuum | Ohmeda Med
YES | YES |  |  |  | 129-02630 | 129-02630 | Ohmeda Medical | 66-1251 |  | GFFK12086 | SUGAR LAND - OR |  |  |  |  | 129-02630 | 129-02630 | Sugar Land | Memorial Hermann Sugar Land Hospital | SUGAR LAND - OR | OR 8 | [5 empty] | Regulator, Vacuum | REGULATORVACUUM-OhmedaMedical-66-1251 | [23 empty] | REGULATORVACUUM | Regulator, Vacuum | Ohmeda Med
YES | YES |  |  |  | 129-02736 | 129-02736 | Ohmeda Medical | 66-1251 |  | GFFK14672 | Day Surgery |  |  |  |  | 129-02736 | 129-02736 | Sugar Land | Memorial Hermann Sugar Land Hospital | Day Surgery | Day Surgery | [5 empty] | Regulator, Vacuum | REGULATORVACUUM-OhmedaMedical-66-1251 | [23 empty] | REGULATORVACUUM | Regulator, Vacuum | Ohmeda Med
YES | YES |  |  |  | 129-02697 | 129-02697 | Ohmeda Medical | 66-1251 |  | GFFK14633 | Day Surgery |  |  |  |  | 129-02697 | 129-02697 | Sugar Land | Memorial Hermann Sugar Land Hospital | Day Surgery | Day Surgery | [5 empty] | Regulator, Vacuum | REGULATORVACUUM-OhmedaMedical-66-1251 | [23 empty] | REGULATORVACUUM | Regulator, Vacuum | Ohmeda Med
YES | YES |  |  |  | 129-02740 | 129-02740 | Ohmeda Medical | 66-1251 |  | GFFK14676 | PACU |  |  |  |  | 129-02740 | 129-02740 | Sugar Land | Memorial Hermann Sugar Land Hospital | PACU | PACU | [5 empty] | Regulator, Vacuum | REGULATORVACUUM-OhmedaMedical-66-1251 | [23 empty] | REGULATORVACUUM | Regulator, Vacuum | Ohmeda Med
YES | YES |  |  |  | 129-02667 | 129-02667p | Ohmeda Medical | 66-1251 |  | GFFK14603 | PACU |  |  |  |  | 129-02667 | 129-02667p | Sugar Land | Memorial Hermann Sugar Land Hospital | PACU | PACU | [5 empty] | Regulator, Vacuum | REGULATORVACUUM-OhmedaMedical-66-1251 | [23 empty] | REGULATORVACUUM | Regulator, Vacuum | Ohmeda Med
YES | YES |  |  |  | 129-00198 | 129-00198 | Ohmeda Medical | 66-1251 |  | Gffz20907 | SUGAR LAND - PACU |  |  |  |  | 129-00198 | 129-00198 | Sugar Land | Memorial Hermann Sugar Land Hospital | SUGAR LAND - PACU | Room 12 | [5 empty] | Regulator, Vacuum | REGULATORVACUUM-OhmedaMedical-66-1251 | [23 empty] | REGULATORVACUUM | Regulator, Vacuum | Ohmeda Med
YES | YES |  |  |  | 129-02640 | 129-02640 | Ohmeda Medical | 66-1251 |  | GFFK12096 | SUGAR LAND - PACU |  |  |  |  | 129-02640 | 129-02640 | Sugar Land | Memorial Hermann Sugar Land Hospital | SUGAR LAND - PACU | Room 12 | [5 empty] | Regulator, Vacuum | REGULATORVACUUM-OhmedaMedical-66-1251 | [23 empty] | REGULATORVACUUM | Regulator, Vacuum | Ohmeda Med
YES | YES |  |  |  | 129-02647 | 129-02647 | Ohmeda Medical | 66-1251 |  | GFFK12103 | PACU |  |  |  |  | 129-02647 | 129-02647 | Sugar Land | Memorial Hermann Sugar Land Hospital | PACU | PACU | [5 empty] | Regulator, Vacuum | REGULATORVACUUM-OhmedaMedical-66-1251 | [23 empty] | REGULATORVACUUM | Regulator, Vacuum | Ohmeda Med
YES | YES |  |  |  | 129-02602 | 129-02602 | Ohmeda Medical | 66-1251 |  | GFFK12058 | SUGAR LAND - PACU |  |  |  |  | 129-02602 | 129-02602 | Sugar Land | Memorial Hermann Sugar Land Hospital | SUGAR LAND - PACU | Room 1 | [5 empty] | Regulator, Vacuum | REGULATORVACUUM-OhmedaMedical-66-1251 | [23 empty] | REGULATORVACUUM | Regulator, Vacuum | Ohmeda Med
YES | YES |  |  |  | 129-00256 | 129-00256 | Ohmeda Medical | 66-1251 |  | Ahbk04901 | SUGAR LAND - PACU |  |  |  |  | 129-00256 | 129-00256 | Sugar Land | Memorial Hermann Sugar Land Hospital | SUGAR LAND - PACU | Room 1 | [5 empty] | Regulator, Vacuum | REGULATORVACUUM-OhmedaMedical-66-1251 | [23 empty] | REGULATORVACUUM | Regulator, Vacuum | Ohmeda Med
YES | YES |  |  |  | 129-02657 | 129-02657 | Ohmeda Medical | 66-1251 |  | GFFK12113 | SUGAR LAND - PACU |  |  |  |  | 129-02657 | 129-02657 | Sugar Land | Memorial Hermann Sugar Land Hospital | SUGAR LAND - PACU | Room 3 | [5 empty] | Regulator, Vacuum | REGULATORVACUUM-OhmedaMedical-66-1251 | [23 empty] | REGULATORVACUUM | Regulator, Vacuum | Ohmeda Med
YES | YES |  |  |  | 129-02677 | 129-02677 | Ohmeda Medical | 66-1251 |  | GFFK14613 | PACU |  |  |  |  | 129-02677 | 129-02677 | Sugar Land | Memorial Hermann Sugar Land Hospital | PACU | PACU | [5 empty] | Regulator, Vacuum | REGULATORVACUUM-OhmedaMedical-66-1251 | [23 empty] | REGULATORVACUUM | Regulator, Vacuum | Ohmeda Med
YES | YES |  |  |  | 129-01143 | 129-01143 | Ohmeda Medical | 66-1251 |  | Ahbk05605 | SUGAR LAND - PACU |  |  |  |  | 129-01143 | 129-01143 | Sugar Land | Memorial Hermann Sugar Land Hospital | SUGAR LAND - PACU | Room 3 | [5 empty] | Regulator, Vacuum | REGULATORVACUUM-OhmedaMedical-66-1251 | [23 empty] | REGULATORVACUUM | Regulator, Vacuum | Ohmeda Med
YES | YES |  |  |  | 129-02699 | 129-02699 | Ohmeda Medical | 66-1251 |  | GFFK14635 | Radiology |  |  |  |  | 129-02699 | 129-02699 | Sugar Land | Memorial Hermann Sugar Land Hospital | Radiology | CT Room 2 | [5 empty] | Regulator, Vacuum | REGULATORVACUUM-OhmedaMedical-66-1251 | [23 empty] | REGULATORVACUUM | Regulator, Vacuum | Ohmeda Med
YES | YES |  |  |  | 129-02713 | 129-02713 | Ohmeda Medical | 66-1251 |  | GFFK14649 | L |  |  |  |  | 129-02713 | 129-02713 | Sugar Land | Memorial Hermann Sugar Land Hospital | L | L | [5 empty] | Regulator, Vacuum | REGULATORVACUUM-OhmedaMedical-66-1251 | [23 empty] | REGULATORVACUUM | Regulator, Vacuum | Ohmeda Med
YES | YES |  |  |  | 129-02737 | 129-02737 | Ohmeda Medical | 66-1251 |  | GFFK14673 | L |  |  |  |  | 129-02737 | 129-02737 | Sugar Land | Memorial Hermann Sugar Land Hospital | L | L | [5 empty] | Regulator, Vacuum | REGULATORVACUUM-OhmedaMedical-66-1251 | [23 empty] | REGULATORVACUUM | Regulator, Vacuum | Ohmeda Med
YES | YES |  |  |  | 129-02633 | 129-02633 | Ohmeda Medical | 66-1251 |  | GFFK12089 | L |  |  |  |  | 129-02633 | 129-02633 | Sugar Land | Memorial Hermann Sugar Land Hospital | L | L | [5 empty] | Regulator, Vacuum | REGULATORVACUUM-OhmedaMedical-66-1251 | [23 empty] | REGULATORVACUUM | Regulator, Vacuum | Ohmeda Med
YES | YES |  |  |  | 129-02689 | 129-02689 | Ohmeda Medical | 66-1251 |  | GFFK14625 | L |  |  |  |  | 129-02689 | 129-02689 | Sugar Land | Memorial Hermann Sugar Land Hospital | L | L | [5 empty] | Regulator, Vacuum | REGULATORVACUUM-OhmedaMedical-66-1251 | [23 empty] | REGULATORVACUUM | Regulator, Vacuum | Ohmeda Med
YES | YES |  |  |  | 129-02678 | 129-02678 | Ohmeda Medical | 66-1251 |  | GFFK14614 | L |  |  |  |  | 129-02678 | 129-02678 | Sugar Land | Memorial Hermann Sugar Land Hospital | L | L | [5 empty] | Regulator, Vacuum | REGULATORVACUUM-OhmedaMedical-66-1251 | [23 empty] | REGULATORVACUUM | Regulator, Vacuum | Ohmeda Med
YES | YES |  |  |  | 129-00676 | 129-00676 | Ohmeda Medical | 66-1251 |  | GFFE18424 | L |  |  |  |  | 129-00676 | 129-00676 | Sugar Land | Memorial Hermann Sugar Land Hospital | L | L | [5 empty] | Regulator, Vacuum | REGULATORVACUUM-OhmedaMedical-66-1251 | [23 empty] | REGULATORVACUUM | Regulator, Vacuum | Ohmeda Med
YES | YES |  |  |  | 129-02741 | 129-02741 | Ohmeda Medical | 66-1251 |  | GFFK14677 | L |  |  |  |  | 129-02741 | 129-02741 | Sugar Land | Memorial Hermann Sugar Land Hospital | L | L | [5 empty] | Regulator, Vacuum | REGULATORVACUUM-OhmedaMedical-66-1251 | [23 empty] | REGULATORVACUUM | Regulator, Vacuum | Ohmeda Med
YES | YES |  |  |  | 129-02619 | 129-02619 | Ohmeda Medical | 66-1251 |  | GFFK12075 | PEDI IMU |  |  |  |  | 129-02619 | 129-02619 | Sugar Land | Memorial Hermann Sugar Land Hospital | PEDI IMU | PEDI IMU | [5 empty] | Regulator, Vacuum | REGULATORVACUUM-OhmedaMedical-66-1251 | [23 empty] | REGULATORVACUUM | Regulator, Vacuum | Ohmeda Med
YES | YES |  |  |  | 129-02615 | 129-02615 | Ohmeda Medical | 66-1251 |  | GFFK12071 | ER |  |  |  |  | 129-02615 | 129-02615 | Sugar Land | Memorial Hermann Sugar Land Hospital | ER | ER | [5 empty] | Regulator, Vacuum | REGULATORVACUUM-OhmedaMedical-66-1251 | [23 empty] | REGULATORVACUUM | Regulator, Vacuum | Ohmeda Med
YES | YES |  |  |  | 129-02722 | 129-02722 | Ohmeda Medical | 66-1251 |  | GFFK14658 | ER |  |  |  |  | 129-02722 | 129-02722 | Sugar Land | Memorial Hermann Sugar Land Hospital | ER | ER | [5 empty] | Regulator, Vacuum | REGULATORVACUUM-OhmedaMedical-66-1251 | [23 empty] | REGULATORVACUUM | Regulator, Vacuum | Ohmeda Med
YES | YES |  |  |  | 129-02636 | 129-02636 | Ohmeda Medical | 66-1251 |  | GFFK12092 | ER |  |  |  |  | 129-02636 | 129-02636 | Sugar Land | Memorial Hermann Sugar Land Hospital | ER | ER | [5 empty] | Regulator, Vacuum | REGULATORVACUUM-OhmedaMedical-66-1251 | [23 empty] | REGULATORVACUUM | Regulator, Vacuum | Ohmeda Med
YES | YES |  |  |  | 129-02684 | 129-02684 | Ohmeda Medical | 66-1251 |  | GFFK14620 | ER |  |  |  |  | 129-02684 | 129-02684 | Sugar Land | Memorial Hermann Sugar Land Hospital | ER | ER | [5 empty] | Regulator, Vacuum | REGULATORVACUUM-OhmedaMedical-66-1251 | [23 empty] | REGULATORVACUUM | Regulator, Vacuum | Ohmeda Med
YES | YES |  |  |  | 129-02645 | 129-02645 | Ohmeda Medical | 66-1251 |  | GFFK12101 | ER |  |  |  |  | 129-02645 | 129-02645 | Sugar Land | Memorial Hermann Sugar Land Hospital | ER | ER | [5 empty] | Regulator, Vacuum | REGULATORVACUUM-OhmedaMedical-66-1251 | [23 empty] | REGULATORVACUUM | Regulator, Vacuum | Ohmeda Med
YES | YES |  |  |  | 129-02621 | 129-02621 | Ohmeda Medical | 66-1251 |  | GFFK12077 | Neo |  |  |  |  | 129-02621 | 129-02621 | Sugar Land | MH sugar lane hospital | Neo | [6 empty] | Regulator, Vacuum | REGULATORVACUUM-OhmedaMedical-66-1251 | [23 empty] | REGULATORVACUUM | Regulator, Vacuum | Ohmeda Med
YES | YES |  |  |  | 129-02625 | 129-02625 | Ohmeda Medical | 66-1251 |  | GFFK12081 | Family Life Unit |  |  |  |  | 129-02625 | 129-02625 | Sugar Land | Memorial Hermann Sugar Land Hospital | Family Life Unit | Suite 532 | [5 empty] | Regulator, Vacuum | REGULATORVACUUM-OhmedaMedical-66-1251 | [23 empty] | REGULATORVACUUM | Regulator, Vacuum | Ohmeda Med
YES | YES |  |  |  | 129-02582 | 129-02582 | Ohmeda Medical | 66-1251 |  | GFFK12038 | Neo NNP |  |  |  |  | 129-02582 | 129-02582 | Sugar Land | MH sugar lane | Neo NNP | Suite 505 | [5 empty] | Regulator, Vacuum | REGULATORVACUUM-OhmedaMedical-66-1251 | [23 empty] | REGULATORVACUUM | Regulator, Vacuum | Ohmeda Med
YES | YES |  |  |  | 129-02631 | 129-02631 | Ohmeda Medical | 66-1251 |  | GFFK12087 | [5 empty] | 129-02631 | 129-02631 | Sugar Land | MH sugar lane |  | Suite 518 | [5 empty] | Regulator, Vacuum | REGULATORVACUUM-OhmedaMedical-66-1251 | [23 empty] | REGULATORVACUUM | Regulator, Vacuum | Ohmeda Med
YES | YES |  |  |  | 129-02629 | 129-02629 | Ohmeda Medical | 66-1251 |  | gffk12085 | [5 empty] | 129-02629 | 129-02629 | Sugar Land | MH sugar lane | [7 empty] | Regulator, Vacuum | REGULATORVACUUM-OhmedaMedical-66-1251 | [23 empty] | REGULATORVACUUM | Regulator, Vacuum | Ohmeda Med
YES | YES |  |  |  | 129-01507 | 129-01507 | Ohmeda Medical | 66-1251 |  | GFFG28246 | [5 empty] | 129-01507 | 129-01507 |  |  |  | Suite 510 | [5 empty] | Regulator, Vacuum | REGULATORVACUUM-OhmedaMedical-66-1251 | [23 empty] | REGULATORVACUUM | Regulator, Vacuum | Ohmeda Med
YES | YES |  |  |  | 129-02610 | 129-02610 | Ohmeda Medical | 66-1251 |  | GFFK12066 | ED |  |  |  |  | 129-02610 | 129-02610 | Sugar Land | MH sugar land | ED | Room 15 | [5 empty] | Regulator, Vacuum | REGULATORVACUUM-OhmedaMedical-66-1251 | [23 empty] | REGULATORVACUUM | Regulator, Vacuum | Ohmeda Med
YES | YES |  |  |  | 129-02682 | 129-02682 | Ohmeda Medical | 66-1251 |  | GFFK14618 | ED |  |  |  |  | 129-02682 | 129-02682 |  |  | ED | Triage room 1 | [5 empty] | Regulator, Vacuum | REGULATORVACUUM-OhmedaMedical-66-1251 | [23 empty] | REGULATORVACUUM | Regulator, Vacuum | Ohmeda Med
YES | YES |  |  |  | 129-02592 | 129-02592 | Ohmeda Medical | 66-1251 |  | None | Med surg |  |  |  |  | 129-02592 | 129-02592 |  |  | Med surg | [6 empty] | Regulator, Vacuum | REGULATORVACUUM-OhmedaMedical-66-1251 | [23 empty] | REGULATORVACUUM | Regulator, Vacuum | Ohmeda Med
YES | YES |  |  |  | 129-02583 | 129-02583 | Ohmeda Medical | 66-1251 |  | GFFK12039 | Med surg |  |  |  |  | 129-02583 | 129-02583 |  |  | Med surg | [6 empty] | Regulator, Vacuum | REGULATORVACUUM-OhmedaMedical-66-1251 | [23 empty] | REGULATORVACUUM | Regulator, Vacuum | Ohmeda Med
YES | YES |  |  |  | 129-02609 | 129-02609 | Ohmeda Medical | 66-1251 |  | GFFK12065 | Med surg |  |  |  |  | 129-02609 | 129-02609 |  |  | Med surg | [6 empty] | Regulator, Vacuum | REGULATORVACUUM-OhmedaMedical-66-1251 | [23 empty] | REGULATORVACUUM | Regulator, Vacuum | Ohmeda Med
YES | YES |  |  |  | 013-02583 | 013-02583 | Ohmeda Medical | 66-1251 |  | GFHY20236 | SW - RESPIRATORY |  |  |  |  | 013-02583 | 013-02583 | Memorial Hermann Hospital - Southwest | Memorial Hermann Hospital - Southwest | SW - RESPIRATORY | Endoscopy
YES | YES |  |  |  | 013-13984 | 013-13984 | Ohmeda Medical | 66-1251 |  | GFFK23402 | HVI |  |  |  |  | 013-13984 | 013-13984 | Southwest | Memorial Hermann Southwest Hospital - HVI | HVI | HVI | [6 empty] | REGULATORVACUUM-OhmedaMedical-66-1251
YES | YES |  |  |  | 013-02021 | 013-02021 | Ohmeda Medical | 66-1251 |  | GFFC09756 | HVI |  |  |  |  | 013-02021 | 013-02021 | Southwest | Memorial Hermann Southwest Hospital - HVI | HVI | HVI | [6 empty] | REGULATORVACUUM-OhmedaMedical-66-1251
YES | YES |  |  |  | 013-13985 | 013-13985 | Ohmeda Medical | 66-1251 |  | GFFK23443 | HVI |  |  |  |  | 013-13985 | 013-13985 | Southwest | Memorial Hermann Southwest Hospital - HVI | HVI | HVI | [6 empty] | REGULATORVACUUM-OhmedaMedical-66-1251
YES | YES |  |  |  | 013-14121 | 013-14121 | Ohmeda Medical | 66-1251 |  | GFFK23389 | Cardio Vascular |  |  |  |  | 013-14121 | 013-14121 | Southwest | Memorial Hermann Heart | Cardio Vascular | PACU 24 | [6 empty] | REGULATORVACUUM-OhmedaMedical-66-1251
YES | YES |  |  |  | 013-02023 | 013-02023 | Ohmeda Medical | 66-1251 |  | GFFC09760 | Cardio Vascular |  |  |  |  | 013-02023 | 013-02023 | Southwest | Memorial Hermann Heart | Cardio Vascular | PACU 24 | [6 empty] | REGULATORVACUUM-OhmedaMedical-66-1251
YES | YES |  |  |  | 013-13987 | 013-13987 | Ohmeda Medical | 66-1251 |  | GFFK26182 | HVI |  |  |  |  | 013-13987 | 013-13987 | Southwest | Memorial Hermann Southwest Hospital - HVI | HVI | HVI | [6 empty] | REGULATORVACUUM-OhmedaMedical-66-1251
YES | YES |  |  |  | 013-02022 | 013-02022 | Ohmeda Medical | 66-1251 |  | GFFC09755 | Cardio Vascular |  |  |  |  | 013-02022 | 013-02022 | Southwest | Memorial Hermann Heart | Cardio Vascular | PACU 24 | [6 empty] | REGULATORVACUUM-OhmedaMedical-66-1251
YES | YES |  |  |  | 013-04121 | 013-04121 | Ohmeda Medical | 66-1251 |  | GFFD11475 | HVI |  |  |  |  | 013-04121 | 013-04121 | Southwest | Memorial Hermann Southwest Hospital - HVI | HVI | HVI | [6 empty] | REGULATORVACUUM-OhmedaMedical-66-1251
YES | YES |  |  |  | 013-13986 | 013-13986 | Ohmeda Medical | 66-1251 |  | GFFK23335 | HVI |  |  |  |  | 013-13986 | 013-13986 | Southwest | Memorial Hermann Southwest Hospital - HVI | HVI | HVI | [6 empty] | REGULATORVACUUM-OhmedaMedical-66-1251
YES | YES |  |  |  | 013-13990 | 013-13990 | Ohmeda Medical | 66-1251 |  | GFFK23395 | HVI |  |  |  |  | 013-13990 | 013-13990 | Southwest | Memorial Hermann Southwest Hospital - HVI | HVI | HVI | [6 empty] | REGULATORVACUUM-OhmedaMedical-66-1251
YES | YES |  |  |  | 013-13989 | 013-13989 | Ohmeda Medical | 66-1251 |  | GFFK23400 | HVI |  |  |  |  | 013-13989 | 013-13989 | Southwest | Memorial Hermann Southwest Hospital - HVI | HVI | HVI | [6 empty] | REGULATORVACUUM-OhmedaMedical-66-1251
YES | YES |  |  |  | 013-02025 | 013-02025 | Ohmeda Medical | 66-1251 |  | GFFC09758 | HVI |  |  |  |  | 013-02025 | 013-02025 | Southwest | Memorial Hermann Southwest Hospital - HVI | HVI | HVI | [6 empty] | REGULATORVACUUM-OhmedaMedical-66-1251
YES | YES |  |  |  | 013-13997 | 013-13997 | Ohmeda Medical | 66-1251 |  | GFFK23391 | Cardio Vascular |  |  |  |  | 013-13997 | 013-13997 | Southwest | Memorial Hermann Heart | Cardio Vascular | PACU 25 | [6 empty] | REGULATORVACUUM-OhmedaMedical-66-1251
YES | YES |  |  |  | 013-13993 | 013-13993 | Ohmeda Medical | 66-1251 |  | GFFK23392 | Cardio Vascular |  |  |  |  | 013-13993 | 013-13993 | Southwest | Memorial Hermann Heart | Cardio Vascular | PACU 25 | [6 empty] | REGULATORVACUUM-OhmedaMedical-66-1251
YES | YES |  |  |  | 013-13994 | 013-13994 | Ohmeda Medical | 66-1251 |  | GFFK23390 | Cardio Vascular |  |  |  |  | 013-13994 | 013-13994 | Southwest | Memorial Hermann Heart | Cardio Vascular | PACU 25 | [6 empty] | REGULATORVACUUM-OhmedaMedical-66-1251
YES | YES |  |  |  | 013-13996 | 013-13996 | Ohmeda Medical | 66-1251 |  | GFFK23375 | Cardio Vascular |  |  |  |  | 013-13996 | 013-13996 | Southwest | Memorial Hermann Heart | Cardio Vascular | Exam 17 | [6 empty] | REGULATORVACUUM-OhmedaMedical-66-1251
YES | YES |  |  |  | 013-14131 | 013-14131 | Ohmeda Medical | 66-1251 |  | GFFK23444 | CVIMU |  |  |  |  | 013-14131 | 013-14131 | Southwest | Memorial Hermann Southwest Hospital - HVI | CVIMU | CVIMU | [6 empty] | REGULATORVACUUM-OhmedaMedical-66-1251
YES | YES |  |  |  | 013-16833 | 013-16833 | Ohmeda Medical | 66-1251 |  | GFFC27820 | Telemetry |  |  |  |  | 013-16833 | 013-16833 | Southwest | Memorial Hermann Heart | Telemetry | [7 empty] | REGULATORVACUUM-OhmedaMedical-66-1251
YES | YES |  |  |  | 013-14599 | 013-14599 | Ohmeda Medical | 66-1251 |  | GFFK26194 | CVICU |  |  |  |  | 013-14599 | 013-14599 | Southwest | Memorial Hermann Southwest Hospital | CVICU | CVICU | [6 empty] | REGULATORVACUUM-OhmedaMedical-66-1251
YES | YES |  |  |  | 099-10662 | 099-10662 | Ohmeda Medical | 66-1251 |  | GFFF20016 | Breast Center |  |  |  |  | 099-10662 | 099-10662 | Southwest | Memorial Herman Southwest Hospital | Breast Center | Breast Center | [6 empty] | REGULATORVACUUM-OhmedaMedical-66-1251
YES | YES |  |  |  | 099-10663 | 099-10663 | Ohmeda Medical | 66-1251 |  | GFFF200115 | Breast Center |  |  |  |  | 099-10663 | 099-10663 | Southwest | Memorial Herman Southwest Hospital | Breast Center | Breast Center | [6 empty] | REGULATORVACUUM-OhmedaMedical-66-1251
YES | YES |  |  |  | 099-10667 | 099-10667 | Ohmeda Medical | 66-1251 |  | GFFK26149 | Floor 10 |  |  |  |  | 099-10667 | 099-10667 | Southwest | Memorial Herman Southwest Hospital | Floor 10 | Floor 10 | [6 empty] | REGULATORVACUUM-OhmedaMedical-66-1251
YES | YES |  |  |  | 925-00067 | 925-00067 | Ohmeda Medical | 66-1251 |  | GFFF27814 | Floor 9 |  |  |  |  | 925-00067 | 925-00067 | Southwest | Memorial Hermann Southwest Hospital | Floor 9 | Floor 9 | [6 empty] | REGULATORVACUUM-OhmedaMedical-66-1251
YES | YES |  |  |  | 013-02870 | 013-02870 | Ohmeda Medical | 66-1251 |  | GFFD02975 | Floor 6 |  |  |  |  | 013-02870 | 013-02870 | Southwest | Memorial Hermann Southwest Hospital | Floor 6 | Floor 6 | [6 empty] | REGULATORVACUUM-OhmedaMedical-66-1251
YES | YES |  |  |  | 013-14069 | 013-14069 | Ohmeda Medical | 66-1251 |  | GFFK26220 | Floor 6 |  |  |  |  | 013-14069 | 013-14069 | Southwest | Memorial Hermann Southwest Hospital | Floor 6 | Floor 6 | [6 empty] | REGULATORVACUUM-OhmedaMedical-66-1251
YES | YES |  |  |  | 013-17639 | 013-17639 | Ohmeda Medical | 66-1251 |  | GFFK26160 | Floor 6 |  |  |  |  | 013-17639 | 013-17639 | Southwest | Memorial Hermann Southwest Hospital | Floor 6 | Floor 6 | [6 empty] | REGULATORVACUUM-OhmedaMedical-66-1251
YES | YES |  |  |  | 099-10330 | 099-10330 | Ohmeda Medical | 66-1251 |  | GFFC08261 | Floor 5 |  |  |  |  | 099-10330 | 099-10330 | Southwest | Memorial Hermann Southwest Hospital | Floor 5 | Floor 5 | [6 empty] | REGULATORVACUUM-OhmedaMedical-66-1251
YES | YES |  |  |  | 013-05862 | 013-05862 | Ohmeda Medical | 66-1251 |  | GFJH00200 | Floor 7 |  |  |  |  | 013-05862 | 013-05862 | Southwest | Memorial Hermann Southwest | Floor 7 | Floor 7 | [6 empty] | REGULATORVACUUM-OhmedaMedical-66-1251
YES | YES |  |  |  | 013-16818 | 013-16818 | Ohmeda Medical | 66-1251 |  | GFCK00784 | Floor 7 |  |  |  |  | 013-16818 | 013-16818 | Southwest | Memorial Hermann Southwest | Floor 7 | Floor 7 | [6 empty] | REGULATORVACUUM-OhmedaMedical-66-1251
YES | YES |  |  |  | 013-17153 | 013-17153 | Ohmeda Medical | 66-1251 |  |  | Floor 7 |  |  |  |  | 013-17153 | 013-17153 | Southwest | Memorial Hermann Southwest | Floor 7 | Floor 7 | [6 empty] | REGULATORVACUUM-OhmedaMedical-66-1251
YES | YES |  |  |  | 013-14055 | 013-14055 | Ohmeda Medical | 66-1251 |  | GFFK23353 | SW - ER |  |  |  |  | 013-14055 | 013-14055 | Southwest | Memorial Hermann Southwest Hospital Emergency Center | SW - ER | Pod b | [6 empty] | REGULATORVACUUM-OhmedaMedical-66-1251
YES | YES |  |  |  | 013-13964 | 013-13964 | Ohmeda Medical | 66-1251 |  | GFFK23412 | SW-Labor and delivery |  |  |  |  | 013-13964 | 013-13964 | Southwest | Memorial Hermann Southwest Hospital | SW-Labor and delivery | LDR8 | [6 empty] | REGULATORVACUUM-OhmedaMedical-66-1251
YES | YES |  |  |  | 013-05401 | 013-05401 | Ohmeda Medical | 66-1251 |  | GFCP00755 | SW - LABOR |  |  |  |  | 013-05401 | 013-05401 | Southwest | Memorial Hermann Southwest Hospital | SW - LABOR | LDR9 | [6 empty] | REGULATORVACUUM-OhmedaMedical-66-1251
YES | YES |  |  |  | 013-01895 | 013-01895 | Ohmeda Medical | 66-1251 |  | GFFY05045 | SW - LABOR |  |  |  |  | 013-01895 | 013-01895 | Southwest | Memorial Hermann Southwest Hospital | SW - LABOR | LDR12 | [6 empty] | REGULATORVACUUM-OhmedaMedical-66-1251
YES | YES |  |  |  | 013-04531 | 013-04531 | Ohmeda Medical | 66-1251 |  | GFCD00250 | SW - LABOR |  |  |  |  | 013-04531 | 013-04531 | Southwest | Memorial Hermann Southwest Hospital | SW - LABOR | LDR10 | [6 empty] | REGULATORVACUUM-OhmedaMedical-66-1251
YES | YES |  |  |  | 013-05402 | 013-05402 | Ohmeda Medical | 66-1251 |  | GFFE17380 | SW - LABOR |  |  |  |  | 013-05402 | 013-05402 | Southwest | Memorial Hermann Southwest Hospital | SW - LABOR | Delivery Room 3 | [6 empty] | REGULATORVACUUM-OhmedaMedical-66-1251
YES | YES |  |  |  | E13657 | E13657 | Ohmeda Medical | 66-1251 |  | AHCM07340 | SW - NICU |  |  |  |  | E13657 | E13657 | Southwest | Memorial Hermann Southwest Hospital | SW - NICU | Clean equipment in nicu | [6 empty] | REGULATORVACUUM-OhmedaMedical-66-1251
YES | YES |  |  |  | 013-09256 | 013-09256 | Ohmeda Medical | 66-1251 |  | Gffg18662 | Sw-NICU |  |  |  |  | 013-09256 | 013-09256 | Southwest | Memorial Hermann Southwest Hospital | Sw-NICU | NICU | [6 empty] | REGULATORVACUUM-OhmedaMedical-66-1251
YES | YES |  |  |  | 013-15805 | 013-15805 | Ohmeda Medical | 66-1251 |  | GFCL01019 | 6th Floor |  |  |  |  | 013-15805 | 013-15805 | Southwest | Memorial Hermann Southwest Hospital | 6th Floor | 6th floor |  |  |  | No PM sticker |  |  | REGULATORVACUUM-OhmedaMedical-66-1251
YES | YES |  |  |  | 013-05813 | 013-05813 | Ohmeda Medical | 66-1251 |  | GFCE01935 | 6th |  |  |  |  | 013-05813 | 013-05813 | Southwest | Memorial Hermann Southwest Hospital | 6th | 6th floor |  |  |  | No PM |  |  | REGULATORVACUUM-OhmedaMedical-66-1251
YES | YES |  |  |  | 013-01457 | 013-01457 | Ohmeda Medical | 66-1251 |  | Gfch01158 | Sw-NICU |  |  |  |  | 013-01457 | 013-01457 | Southwest | Memorial Hermann Southwest Hospital | Sw-NICU | NICU | [6 empty] | REGULATORVACUUM-OhmedaMedical-66-1251
YES | YES |  |  |  | 013-09269 | 013-09269 | Ohmeda Medical | 66-1251 |  | Gffg18674 | Sw-NICU |  |  |  |  | 013-09269 | 013-09269 | Southwest | Memorial Hermann Southwest Hospital | Sw-NICU | NICU | [6 empty] | REGULATORVACUUM-OhmedaMedical-66-1251
YES | YES |  |  |  | 013-02331 | 013-02331 | Ohmeda Medical | 66-1251 |  | Gfjx00122 | SW-NICU |  |  |  |  | 013-02331 | 013-02331 | Southwest | Memorial Hermann Southwest Hospital | SW-NICU | Nicu |  |  | 3/1/20 |  |  |  | REGULATORVACUUM-OhmedaMedical-66-1251
YES | YES |  |  |  | 013-02940 | 013-02940 | Ohmeda Medical | 66-1251 |  | Gffd02979 | Sw-nicu |  |  |  |  | 013-02940 | 013-02940 | Southwest | Memorial Hermann Southwest Hospital | Sw-nicu | Nicu | [6 empty] | REGULATORVACUUM-OhmedaMedical-66-1251
YES | YES |  |  |  | 013-09246 | 013-09246 | Ohmeda Medical | 66-1251 |  | Gffg18664 | Sw-nicu |  |  |  |  | 013-09246 | 013-09246 | Southwest | Memorial Hermann Southwest Hospital | Sw-nicu | Nicu | [6 empty] | REGULATORVACUUM-OhmedaMedical-66-1251
YES | YES |  |  |  | 013-09253 | 013-09253 | Ohmeda Medical | 66-1251 |  | GFCM00952 | SW - NICU |  |  |  |  | 013-09253 | 013-09253 | Southwest | Memorial Hermann Southwest Hospital | SW - NICU | NICU | [6 empty] | REGULATORVACUUM-OhmedaMedical-66-1251
YES | YES |  |  |  | E15593 | E15593 | Ohmeda Medical | 66-1251 |  | Gfja00941 | [5 empty] | E15593 | E15593 | [10 empty] | REGULATORVACUUM-OhmedaMedical-66-1251
YES | YES |  |  |  | 013-02898 | 013-02898 | Ohmeda Medical | 66-1251 |  | Gffd02976 | SW-NICU |  |  |  |  | 013-02898 | 013-02898 | Southwest | Memorial Hermann Southwest Hospital | SW-NICU | NICU | [6 empty] | REGULATORVACUUM-OhmedaMedical-66-1251
YES | YES | Serial Number Cnf |  |  | 013-02838 | 013-02838 | Ohmeda Medical | 66-1251 |  | Cnf | SW-NICU |  |  |  |  | 013-02838 | 013-02838 | Southwest | Memorial Hermann Southwest Hospital | SW-NICU | NICU | [6 empty] | REGULATORVACUUM-OhmedaMedical-66-1251
YES | YES |  |  |  | 013-09234 | 013-09234 | Ohmeda Medical | 66-1251 |  | Gffg18641 | SW - NICU |  |  |  |  | 013-09234 | 013-09234 | Southwest | Memorial Hermann Southwest Hospital | SW - NICU | Nicu level 3 | [6 empty] | REGULATORVACUUM-OhmedaMedical-66-1251
YES | YES |  |  |  | 013-09259 | 013-09259 | Ohmeda Medical | 66-1251 |  | Gffg18650 | SW - NICU |  |  |  |  | 013-09259 | 013-09259 | Southwest | Memorial Hermann Southwest Hospital | SW - NICU | Nicu level 3 | [6 empty] | REGULATORVACUUM-OhmedaMedical-66-1251
YES | YES |  |  |  | 069-25485 | 069-25485 | Ohmeda Medical | 66-1251 |  |  | TMC - HVI - CVIMU (8HVI) |  |  |  |  | 069-25485 | 069-25485 | TMC | Memorial Hermann-Texas Medical Center | TMC - HVI - CVIMU (8HVI) | CVIMU (8HVI) | [6 empty] | REGULATORVACUUM-OhmedaMedical-66-1251
YES | YES |  |  |  | 099-14662 | 099-14662 | Ohmeda Medical | 66-1251 |  |  | TMC - HVI - CVIMU (8HVI) |  |  |  |  | 099-14662 | 099-14662 | TMC | Memorial Hermann-Texas Medical Center | TMC - HVI - CVIMU (8HVI) | CVIMU (8HVI) | [6 empty] | REGULATORVACUUM-OhmedaMedical-66-1251
YES | YES |  |  |  | 099-14659 | 099-14659 | Ohmeda Medical | 66-1251 |  |  | TMC - HVI - CVIMU (8HVI) |  |  |  |  | 099-14659 | 099-14659 | TMC | Memorial Hermann-Texas Medical Center | TMC - HVI - CVIMU (8HVI) | CVIMU (8HVI) | [6 empty] | REGULATORVACUUM-OhmedaMedical-66-1251
YES | YES |  |  |  | 099-14697 | 099-14697 | Ohmeda Medical | 66-1251 |  |  | TMC - HVI - CVIMU (8HVI) |  |  |  |  | 099-14697 | 099-14697 | TMC | Memorial Hermann-Texas Medical Center | TMC - HVI - CVIMU (8HVI) | CVIMU (8HVI) | [6 empty] | REGULATORVACUUM-OhmedaMedical-66-1251
YES | YES |  |  |  | 099-14694 | 099-14694 | Ohmeda Medical | 66-1251 |  |  | TMC - HVI - CVIMU (8HVI) |  |  |  |  | 099-14694 | 099-14694 | TMC | Memorial Hermann-Texas Medical Center | TMC - HVI - CVIMU (8HVI) | CVIMU (8HVI) | [6 empty] | REGULATORVACUUM-OhmedaMedical-66-1251
YES | YES |  |  |  | 099-14746 | 099-14746 | Ohmeda Medical | 66-1251 |  |  | TMC - HVI - CVIMU (8HVI) |  |  |  |  | 099-14746 | 099-14746 | TMC | Memorial Hermann-Texas Medical Center | TMC - HVI - CVIMU (8HVI) | CVIMU (8HVI) | [6 empty] | REGULATORVACUUM-OhmedaMedical-66-1251
YES | YES |  |  |  | 099-14768 | 099-14768 | Ohmeda Medical | 66-1251 |  |  | TMC - HVI - CVICU (5HVI) |  |  |  |  | 099-14768 | 099-14768 | TMC | Memorial Hermann-Texas Medical Center | TMC - HVI - CVICU (5HVI) | CVIMU (8HVI) | [6 empty] | REGULATORVACUUM-OhmedaMedical-66-1251
YES | YES |  |  |  | 069-28730 | 069-28730 | Ohmeda Medical | 66-1251 |  |  | TMC - HVI - CVICU (5HVI) |  |  |  |  | 069-28730 | 069-28730 | TMC | Memorial Hermann-Texas Medical Center | TMC - HVI - CVICU (5HVI) | CVIMU (8HVI) | [6 empty] | REGULATORVACUUM-OhmedaMedical-66-1251
YES | YES |  |  |  | 099-14729 | 099-14729 | Ohmeda Medical | 66-1251 |  |  | TMC - HVI - CVICU (5HVI) |  |  |  |  | 099-14729 | 099-14729 | TMC | Memorial Hermann-Texas Medical Center | TMC - HVI - CVICU (5HVI) | CVICU (5HVI) | [6 empty] | REGULATORVACUUM-OhmedaMedical-66-1251
YES | YES |  |  |  | 099-14722 | 099-14722 | Ohmeda Medical | 66-1251 |  |  | TMC - HVI - CVICU (5HVI) |  |  |  |  | 099-14722 | 099-14722 | TMC | Memorial Hermann-Texas Medical Center | TMC - HVI - CVICU (5HVI) | CVICU (5HVI) | [6 empty] | REGULATORVACUUM-OhmedaMedical-66-1251
YES | YES |  |  |  | 069-26951 | 069-26951 | Ohmeda Medical | 66-1251 |  | GFFL16663 | TMC - HVI - CARDIOLOGY (3HVI) |  |  |  |  | 069-26951 | 069-26951 | TMC | Memorial Hermann-Texas Medical Center | TMC - HVI - CARDIOLOGY (3HVI) | Bay 8 | [6 empty] | REGULATORVACUUM-OhmedaMedical-66-1251
YES | YES |  |  |  | 099-12433 | 099-12433 | Ohmeda Medical | 66-1251 |  |  | TMC - OR - CVOR (7HVI) |  |  |  |  | 099-12433 | 099-12433 | TMC | Memorial Hermann-Texas Medical Center | TMC - OR - CVOR (7HVI) | CVOR (7HVI) | [6 empty] | REGULATORVACUUM-OhmedaMedical-66-1251
YES | YES | Serial Number 2631 |  |  | 099-12757 | 099-12757 | Ohmeda Medical | 66-1251 |  |  | TMC - SAROFIM 1 - ADULT ER |  |  |  |  | 099-12757 | 099-12757 | TMC | Memorial Hermann-Texas Medical Center | TMC - SAROFIM 1 - ADULT ER | TMC - SAROFIM 1 - ADULT T16 | [6 empty] | REGULATORVACUUM-OhmedaMedical-66-1251
YES | YES |  |  |  | 069-22783 | 069-22783 | Ohmeda Medical | 66-1251 |  |  | TMC - SAROFIM 1 - ADULT ER |  |  |  |  | 069-22783 | 069-22783 | TMC | Memorial Hermann-Texas Medical Center | TMC - SAROFIM 1 - ADULT ER | TMC - SAROFIM 1 - ADULT T16 | [6 empty] | REGULATORVACUUM-OhmedaMedical-66-1251
YES | YES |  |  |  | 069-28725 | 069-28725 | Ohmeda Medical | 66-1251 |  |  | TMC - CULLEN - ONCOLOGY/HEMATOLOGY (4C) |  |  |  |  | 069-28725 | 069-28725 | TMC | Memorial Hermann-Texas Medical Center | TMC - CULLEN - ONCOLOGY/HEMATOLOGY (4C) | ONCOLOGY/HEMATOLOGY | [6 empty] | REGULATORVACUUM-OhmedaMedical-66-1251
YES | YES |  |  |  | 099-11163 | 099-11163 | Ohmeda Medical | 66-1251 |  |  | TMC - CULLEN - GENERAL MEDICINE (3C) |  |  |  |  | 099-11163 | 099-11163 | TMC | Memorial Hermann-Texas Medical Center | TMC - CULLEN - GENERAL MEDICINE (3C) | Cullen (3E) | [6 empty] | REGULATORVACUUM-OhmedaMedical-66-1251
YES | YES |  |  |  | 077-04119 | 077-04119 | Ohmeda Medical | 66-1251 |  |  | TMC - MICU |  |  |  |  | 077-04119 | 077-04119 | TMC | Memorial Hermann-Texas Medical Center | TMC - MICU | MICU | [6 empty] | REGULATORVACUUM-OhmedaMedical-66-1251
YES | YES |  |  |  | 069-34779 | 069-34779 | Ohmeda Medical | 66-1251 |  |  | TMC - MICU |  |  |  |  | 069-34779 | 069-34779 | TMC | Memorial Hermann-Texas Medical Center | TMC - MICU | MICU | [6 empty] | REGULATORVACUUM-OhmedaMedical-66-1251
YES | YES |  |  |  | 099-11504 | 099-11504 | Ohmeda Medical | 66-1251 |  |  | TMC - JONES - APHERESIS (9J) |  |  |  |  | 099-11504 | 099-11504 | TMC | Memorial Hermann-Texas Medical Center | TMC - JONES - APHERESIS (9J) | Dialysis | [6 empty] | REGULATORVACUUM-OhmedaMedical-66-1251
YES | YES |  |  |  | 099-11490 | 099-11490 | Ohmeda Medical | 66-1251 |  |  | TMC - Transional care unit (8) |  |  |  |  | 099-11490 | 099-11490 | TMC | Memorial Hermann-Texas Medical Center | TMC - Transional care unit (8) | TCU8 | [6 empty] | REGULATORVACUUM-OhmedaMedical-66-1251
NO | YES |  |  |  | 099-11488 | 099-11488 | Ohmeda Medical | 66-1251 |  | PSAY13321 | TMC - Transional care unit (8) |  |  |  |  | 099-11488 | 099-11488 | TMC | Memorial Hermann-Texas Medical Center | TMC - Transional care unit (8) | TCU8
YES | YES |  |  |  | 099-11478 | 099-11478 | Ohmeda Medical | 66-1251 |  |  | TMC - Transional care unit (8) |  |  |  |  | 099-11478 | 099-11478 | TMC | Memorial Hermann-Texas Medical Center | TMC - Transional care unit (8) | TCU8 | [6 empty] | REGULATORVACUUM-OhmedaMedical-66-1251
YES | YES |  |  |  | 099-11467 | 099-11467 | Ohmeda Medical | 66-1251 |  |  | TMC - neuroscience |  |  |  |  | 099-11467 | 099-11467 | TMC | Memorial Hermann-Texas Medical Center | TMC - neuroscience | neuroscience | [6 empty] | REGULATORVACUUM-OhmedaMedical-66-1251
YES | YES |  |  |  | 069-19413 | 069-19413 | Ohmeda Medical | 66-1251 |  |  | TMC - JONES - NEURO ACUTE CARE (5J) |  |  |  |  | 069-19413 | 069-19413 | TMC | Memorial Hermann-Texas Medical Center | TMC - JONES - NEURO ACUTE CARE (5J) | NEURO ACUTE CARE (5J) | [6 empty] | REGULATORVACUUM-OhmedaMedical-66-1251
YES | YES |  |  |  | 099-11202 | 099-11202 | Ohmeda Medical | 66-1251 |  |  | TMC - JONES - NEURO ACUTE CARE (5J) |  |  |  |  | 099-11202 | 099-11202 | TMC | Memorial Hermann-Texas Medical Center | TMC - JONES - NEURO ACUTE CARE (5J) | NEURO ACUTE CARE (5J) | [6 empty] | REGULATORVACUUM-OhmedaMedical-66-1251
YES | YES |  |  |  | 069-27606 | 069-27606 | Ohmeda Medical | 66-1251 |  |  | TMC - JONES - NEURO IMU (3J) |  |  |  |  | 069-27606 | 069-27606 | TMC | Memorial Hermann-Texas Medical Center | TMC - JONES - NEURO IMU (3J) | TMC - JONES - NEURO IMU (3J) | [6 empty] | REGULATORVACUUM-OhmedaMedical-66-1251
YES | YES |  |  |  | 069-06686 | 069-06686 | Ohmeda Medical | 66-1251 |  |  | TMC - Phase 1 day surgery |  |  |  |  | 069-06686 | 069-06686 | TMC | Memorial Hermann-Texas Medical Center | TMC - Phase 1 day surgery | Phase 1 day surgery | 3/1/20 | [5 empty] | REGULATORVACUUM-OhmedaMedical-66-1251
YES | YES |  |  |  | 069-44642 | 069-44642 | Ohmeda Medical | 66-1251 | [7 empty] | 069-44642 | 069-44642 | [10 empty] | REGULATORVACUUM-OhmedaMedical-66-1251
YES | YES |  |  |  | 069-22790 | 069-22790 | Ohmeda Medical | 66-1251 |  |  | TMC - Phase 1 day surgery |  |  |  |  | 069-22790 | 069-22790 | TMC | Memorial Hermann-Texas Medical Center | TMC - Phase 1 day surgery | Phase 1 day surgery | [6 empty] | REGULATORVACUUM-OhmedaMedical-66-1251
YES | YES |  |  |  | 077-04047 | 077-04047 | Ohmeda Medical | 66-1251 |  |  | TMC - REHAB - THERAPY GYM (JG) |  |  |  |  | 077-04047 | 077-04047 | TMC | Memorial Hermann-Texas Medical Center | TMC - REHAB - THERAPY GYM (JG) | REHAB - THERAPY GYM (JG) | [6 empty] | REGULATORVACUUM-OhmedaMedical-66-1251
YES | YES |  |  |  | 069-22787 | 069-22787 | Ohmeda Medical | 66-1251 |  |  | TMC - OR - HERMANN (2HP) |  |  |  |  | 069-22787 | 069-22787 | TMC | Memorial Hermann-Texas Medical Center | TMC - OR - HERMANN (2HP) | OR (2HP) | [6 empty] | REGULATORVACUUM-OhmedaMedical-66-1251
YES | YES |  |  |  | 069-19343 | 069-19343 | Ohmeda Medical | 66-1251 |  |  | TMC - CHILDRENS - CSC (9HP) |  |  |  |  | 069-19343 | 069-19343 | TMC | Memorial Hermann-Texas Medical Center | TMC - CHILDRENS - CSC (9HP) | CHILDRENS - CSC (9HP) | [6 empty] | REGULATORVACUUM-OhmedaMedical-66-1251
YES | YES |  |  |  | 069-19361 | 069-19361 | Ohmeda Medical | 66-1251 |  |  | TMC - OR - PEDI OR (2R) |  |  |  |  | 069-19361 | 069-19361 | TMC | Memorial Hermann-Texas Medical Center | TMC - OR - PEDI OR (2R) | PEDI OR (2R) | [6 empty] | REGULATORVACUUM-OhmedaMedical-66-1251
YES | YES |  |  |  | 069-19387 | 069-19387 | Ohmeda Medical | 66-1251 |  |  | TMC - OR - PEDI OR (2R) |  |  |  |  | 069-19387 | 069-19387 | TMC | Memorial Hermann-Texas Medical Center | TMC - OR - PEDI OR (2R) | PEDI OR (2R) pacu | [6 empty] | REGULATORVACUUM-OhmedaMedical-66-1251
YES | YES |  |  |  | 099-07221 | 099-07221 | Ohmeda Medical | 66-1251 |  | GFFL18803 | IR |  |  |  |  | 099-07221 | 099-07221 | TMC | Memorial Hermann-Texas Medical Center | IR | IR Holding | [6 empty] | REGULATORVACUUM-OhmedaMedical-66-1251
YES | YES |  |  |  | 005-04325 | 005-04325 | Ohmeda Medical | 66-1251 |  | GFHH10374 | SE - EMERGENCY CENTER |  |  |  |  | 005-04325 | 005-04325 | Southeast | Memorial Hermann Southeast Hospital | SE - EMERGENCY CENTER | SE - EMERGENCY CENTER | [6 empty] | REGULATORVACUUM-OhmedaMedical-66-1251
YES | YES |  |  |  | C864 | C3864 | Ohmeda Medical | 66-1251 |  | Hfhv21698 | SE - EMERGENCY CENTER |  |  |  |  | C864 | C3864 | Southeast |  | SE - EMERGENCY CENTER | [7 empty] | REGULATORVACUUM-OhmedaMedical-66-1251
YES | YES |  |  |  | 005-04111 | 005-04111 | Ohmeda Medical | 66-1251 |  | GFFH14570 | SE - EMERGENCY CENTER |  |  |  |  | 005-04111 | 005-04111 |  | Memorial Hermann- South East | SE - EMERGENCY CENTER |  | 4/1/20 |  |  | No PM Sticker |  |  | REGULATORVACUUM-OhmedaMedical-66-1251
YES | YES |  |  |  | 005-07344 | 005-07344 | Ohmeda Medical | 66-1251 |  | Gffj 03574 | SE - EMERGENCY CENTER |  |  |  |  | 005-07344 | 005-07344 | Southeast | Memorial Hermann Southeast Hospital | SE - EMERGENCY CENTER | [7 empty] | REGULATORVACUUM-OhmedaMedical-66-1251
YES | YES |  |  |  | 005-01980 | 005-01980 | Ohmeda Medical | 66-1251 |  |  | CDU |  |  |  |  | 005-01980 | 005-01980 | Southeast | Memorial Hermann Southeast Hospital | CDU | CDU | [6 empty] | REGULATORVACUUM-OhmedaMedical-66-1251
YES | YES |  |  |  | 005-01982 | 005-01982 | Ohmeda Medical | 66-1251 |  | GFFD02209 | PACU |  |  |  |  | 005-01982 | 005-01982 |  | Memorial Hermann- South East | PACU | PACI 14 | 4/1/20 |  |  | No PM Sticker |  |  | REGULATORVACUUM-OhmedaMedical-66-1251
YES | YES |  |  |  | 005-04581 | 005-04581 | Ohmeda Medical | 66-1251 |  |  | Pacu |  |  |  |  | 005-04581 | 005-04581 | Southeast | Memorial Hermann Southeast Hospital | Pacu | Pacu | [6 empty] | REGULATORVACUUM-OhmedaMedical-66-1251
YES | YES |  |  |  | 005-04578 | 005-04578 | Ohmeda Medical | 66-1251 |  |  | SE - OR - PACU |  |  |  |  | 005-04578 | 005-04578 | Southeast | Memorial Hermann Southeast Hospital | SE - OR - PACU | PACU | [6 empty] | REGULATORVACUUM-OhmedaMedical-66-1251
YES | YES |  |  |  | 005-04582 | 005-04582 | Ohmeda Medical | 66-1251 |  | GFFH24579 | PACU |  |  |  |  | 005-04582 | 005-04582 |  | Memorial Hermann- South East | PACU | PACI 14 | 4/1/20 |  |  | PM Not Required |  |  | REGULATORVACUUM-OhmedaMedical-66-1251
YES | YES |  |  |  | 005-04564 | 005-04564 | Ohmeda Medical | 66-1251 |  |  | SE - OR - PACU |  |  |  |  | 005-04564 | 005-04564 | Southeast | Memorial Hermann Southeast Hospital | SE - OR - PACU | PACU | [6 empty] | REGULATORVACUUM-OhmedaMedical-66-1251
YES | YES |  |  |  | 005-04573 | 005-04573 | Ohmeda Medical | 66-1251 |  |  | SE - OR - PACU |  |  |  |  | 005-04573 | 005-04573 | Southeast | Memorial Hermann Southeast Hospital | SE - OR - PACU | PACU | [6 empty] | REGULATORVACUUM-OhmedaMedical-66-1251
YES | YES |  |  |  | 005-02276 | 005-02276 | Ohmeda Medical | 66-1251 |  | Gffe20724 | SE - OR - PACU |  |  |  |  | 005-02276 | 005-02276 | Southeast | Memorial Hermann Southeast Hospital | SE - OR - PACU | [7 empty] | REGULATORVACUUM-OhmedaMedical-66-1251
YES | YES |  |  |  | 005-04590 | 005-04590 | Ohmeda Medical | 66-1251 |  | Gffh24572 | SE - OR - PACU |  |  |  |  | 005-04590 | 005-04590 | Southeast | Memorial Hermann Southeast Hospital | SE - OR - PACU | [7 empty] | REGULATORVACUUM-OhmedaMedical-66-1251
YES | YES |  |  |  | 099-06037 | 099-06037 | Ohmeda Medical | 66-1251 |  | CFFC10736 | PACU |  |  |  |  | 099-06037 | 099-06037 |  | Memorial Hermann- South East | PACU | PACI 05 | 4/1/20 |  |  | No PM Sticker |  |  | REGULATORVACUUM-OhmedaMedical-66-1251
YES | YES |  |  |  | 005-04579 | 005-04579 | Ohmeda Medical | 66-1251 |  | Gffh22463 | SE - OR - PACU |  |  |  |  | 005-04579 | 005-04579 | Southeast | Memorial Hermann Southeast Hospital | SE - OR - PACU | [7 empty] | REGULATORVACUUM-OhmedaMedical-66-1251
YES | YES |  |  |  | 005-02324 | 005-02324 | Ohmeda Medical | 66-1251 |  | Gffe30211 | SE - OR - PACU |  |  |  |  | 005-02324 | 005-02324 | Southeast | Memorial Hermann Southeast Hospital | SE - OR - PACU | [7 empty] | REGULATORVACUUM-OhmedaMedical-66-1251
YES | YES | Serial Number Check pic |  |  | 005-01981 | 005-01981 | Ohmeda Medical | 66-1251 |  | Check pic | SE - OR |  |  |  |  | 005-01981 | 005-01981 | Southeast | Memorial Hermann Southeast Hospital | SE - OR | OR14 | [6 empty] | REGULATORVACUUM-OhmedaMedical-66-1251
YES | YES |  |  |  | 005-04571 | 005-04571 | Ohmeda Medical | 66-1251 |  | GFFH22448 | SE - OR |  |  |  |  | 005-04571 | 005-04571 |  | Memorial Hermann- SE - CATH LAB | SE - OR | Hallway | 4/1/20 |  | 4/1/20 | PM Not Required |  |  | REGULATORVACUUM-OhmedaMedical-66-1251
YES | YES |  |  |  | 099-06097 | 099-06097 | Ohmeda Medical | 66-1251 |  | GFFJ03572 | SE - OR |  |  |  |  | 099-06097 | 099-06097 |  | Memorial Hermann- SE - CATH LAB | SE - OR | PreOp 19 | 4/1/20 |  |  | PM Not Required |  |  | REGULATORVACUUM-OhmedaMedical-66-1251
YES | YES |  |  |  | 005-02279 | 005-02279 | Ohmeda Medical | 66-1251 |  |  | SE - OR - PREOP |  |  |  |  | 005-02279 | 005-02279 | Southeast | Memorial Hermann Southeast Hospital | SE - OR - PREOP | OR - PREOP | [6 empty] | REGULATORVACUUM-OhmedaMedical-66-1251
YES | YES |  |  |  | 005-04572 | 005-04572 | Ohmeda Medical | 66-1251 |  | GFFH22447 | SE - OR |  |  |  |  | 005-04572 | 005-04572 |  | Memorial Hermann- SE - CATH LAB | SE - OR | PreOp 23 | 4/1/20 |  |  | No PM Sticker PM Not Required |  |  | REGULATORVACUUM-OhmedaMedical-66-1251
YES | YES |  |  |  | 005-02101 | 005-02101 | Ohmeda Medical | 66-1251 |  | KFFC230 14 | SE - Endoscopy |  |  |  |  | 005-02101 | 005-02101 |  | Memorial Hermann- SE - Endoscopy | SE - Endoscopy | Endo 1 | 4/1/20 |  |  | PM Not Required |  |  | REGULATORVACUUM-OhmedaMedical-66-1251
YES | YES |  |  |  | 005-00559 | 005-00559 | Ohmeda Medical | 66-1251 |  |  | SE - Endosopy |  |  |  |  | 005-00559 | 005-00559 | Southeast | Memorial Hermann Southeast Hospital | SE - Endosopy | Endosopy | [6 empty] | REGULATORVACUUM-OhmedaMedical-66-1251
NO | YES |  |  |  | 005-04648 | 005-04648 | Ohmeda Medical | 66-1251 |  | GFFJ03581 | SE - Endoscopy |  |  |  |  | 005-04648 | 005-04648 |  | Memorial Hermann- SE - Endoscopy | SE - Endoscopy | Endo 11 | 4/1/20 |  |  | PM Not Required
YES | YES |  |  |  | 005-04647 | 005-04647 | Ohmeda Medical | 66-1251 |  |  | SE - Endosopy |  |  |  |  | 005-04647 | 005-04647 | Southeast | Memorial Hermann Southeast Hospital | SE - Endosopy | Procedure 5 | [6 empty] | REGULATORVACUUM-OhmedaMedical-66-1251
NO | YES |  |  |  | 005-04459 | 005-04459 | Ohmeda Medical | 66-1251 |  | GFFJ03591 | Memorial Hermann- South East Endoscopy |  |  |  |  | 005-04459 | 005-04459 |  | Memorial Hermann- South East | Memorial Hermann- South East Endoscopy | EP4 |  |  |  | PM Not Required
YES | YES |  |  |  | 099-07736 | 099-07736 | Ohmeda Medical | 66-1251 |  | Gffh24575 | Radiology W2:269 |  |  |  |  | 099-07736 | 099-07736 | Southeast | Memorial Hermann Southeast Hospital | Radiology W2:269 | Pt holding |  |  | 4/1/20 |  |  |  | REGULATORVACUUM-OhmedaMedical-66-1251
YES | YES |  |  |  | 099-06088 | 099-06088 | Ohmeda Medical | 66-1251 |  | JFFH24588 | [5 empty] | 099-06088 | 099-06088 | [6 empty] | 4/1/20 | PM Not Required |  |  | REGULATORVACUUM-OhmedaMedical-66-1251
YES | YES |  |  |  | 099-07735 | 099-07735 | Ohmeda Medical | 66-1251 |  | Gffh24574 | Radiology |  |  |  |  | 099-07735 | 099-07735 | Southeast | Memorial Hermann Southeast Hospital | Radiology | Pt holding | [6 empty] | REGULATORVACUUM-OhmedaMedical-66-1251
YES | YES |  |  |  | C6665 | 099-06089 | Ohmeda Medical | 66-1251 |  | GFFD03105 | Hermann- SE Radiology Patient Holding |  |  |  |  | C6665 | 099-06089 |  | Memorial Hermann- SE Radiology Patient Holding | Hermann- SE Radiology Patient Holding | 2W264 |  |  |  | PM Not Required |  |  | REGULATORVACUUM-OhmedaMedical-66-1251
YES | YES |  |  |  | 099-06090 | 099-06090 | Ohmeda Medical | 66-1251 |  | AHCM32499 | Hermann- SE Radiology Patient Holding |  |  |  |  | 099-06090 | 099-06090 | Southeast | Memorial Hermann- SE Radiology Patient Holding | Hermann- SE Radiology Patient Holding | 2W264 |  |  |  | PM Not Required |  |  | REGULATORVACUUM-OhmedaMedical-66-1251
YES | YES |  |  |  | 069-44899 | 069-44899 | Ohmeda Medical | 66-1251 |  | JFHJ07931 | Hermann- SE Radiology Patient Holding |  |  |  |  | 069-44899 | 069-44899 | Southeast | Memorial Hermann- SE Radiology Patient Holding | Hermann- SE Radiology Patient Holding | 2W264 |  |  |  | No pm sticker | Regulator |  | REGULATORVACUUM-OhmedaMedical-66-1251
YES | YES |  |  |  | 099-09738 | 099-09738 | Ohmeda Medical | 66-1251 |  |  | SE - Women Center |  |  |  |  | 099-09738 | 099-09738 | Southeast | Memorial Hermann Southeast Hospital | SE - Women Center | Women Center rm. 1 | [6 empty] | REGULATORVACUUM-OhmedaMedical-66-1251
YES | YES |  |  |  | 099-09747 | 099-09747 | Ohmeda Medical | 66-1251 |  |  | SE - Cath Lab |  |  |  |  | 099-09747 | 099-09747 | Southeast | Memorial Hermann Southeast Hospital | SE - Cath Lab | Cath Lab | [6 empty] | REGULATORVACUUM-OhmedaMedical-66-1251
YES | YES |  |  |  | 099-06180 | 099-06180 | Ohmeda Medical | 66-1251 |  | GFF836773 | SE - RADIOLOGY |  |  |  |  | 099-06180 | 099-06180 |  | Memorial Hermann- SE - RADIOLOGY | SE - RADIOLOGY | Storage |  |  |  | PM Not Required |  |  | REGULATORVACUUM-OhmedaMedical-66-1251
YES | YES |  |  |  | 099-09748 | 099-09748 | Ohmeda Medical | 66-1251 |  |  | SE - CATH LAB - RECOVERY |  |  |  |  | 099-09748 | 099-09748 | Southeast | Memorial Hermann Southeast Hospital | SE - CATH LAB - RECOVERY | RECOVERY | [6 empty] | REGULATORVACUUM-OhmedaMedical-66-1251
NO | YES |  |  |  | 005-04422 | 005-04422 | Ohmeda Medical | 66-1251 |  | GFFH22453 | Memorial Hermann- SE - Radiology- NuclearMed |  |  |  |  | 005-04422 | 005-04422 |  | Memorial Hermann- SE - Radiology- NuclearMed | Memorial Hermann- SE - Radiology- NuclearMed | Echo Room1 | 4/1/20 |  |  | PM Not Required
YES | YES |  |  |  | 005-04419 | 005-04419 | Ohmeda Medical | 66-1251 |  |  | SE - NONINVASIVE CARDIOLOGY |  |  |  |  | 005-04419 | 005-04419 | Southeast | Memorial Hermann Southeast Hospital | SE - NONINVASIVE CARDIOLOGY | Stress Lab | 4/1/20 | [5 empty] | REGULATORVACUUM-OhmedaMedical-66-1251
YES | YES |  |  |  | 005-02130 | 005-02130 | Ohmeda Medical | 66-1251 |  |  | SE - Biomed |  |  |  |  | 005-02130 | 005-02130 | Southeast | Memorial Hermann Southeast Hospital | SE - Biomed | Biomed | [6 empty] | REGULATORVACUUM-OhmedaMedical-66-1251
YES | YES |  |  |  | 099-06366 | 099-06366 | Ohmeda Medical | 66-1251 |  |  | SE - OB ED |  |  |  |  | 099-06366 | 099-06366 | Southeast | Memorial Hermann Southeast Hospital | SE - OB ED | Recovery | 4/1/20 | [5 empty] | REGULATORVACUUM-OhmedaMedical-66-1251
YES | YES |  |  |  | 041-05163 | 041-05163 | Ohmeda Medical | 66-1251 |  | GFFG16182 | MEMORIAL CITY - MH5 |  |  |  |  | 041-05163 | 041-05163 | West | Memorial Hermann Memorial City Medical Center | MEMORIAL CITY - MH5 | MH5 5M25
YES | YES |  |  |  | 041-04883 | 041-04883 | Ohmeda Medical | 66-1251 |  | GFFG15978 | MEMORIAL CITY - MH5 |  |  |  |  | 041-04883 | 041-04883 | West | Memorial Hermann Memorial City Medical Center | MEMORIAL CITY - MH5 | MH5 318 Soiled utility
YES | YES |  |  |  | 041-05131 | 041-05131 | Ohmeda Medical | 66-1251 |  | GFFG15342 | Biomed |  |  |  |  | 041-05131 | 041-05131 | West | Memorial Hermann Memorial City Medical Center | Biomed | 5th floor / RM 5M35
YES | YES |  |  |  | 041-05135 | 041-05135 | Ohmeda Medical | 66-1251 |  |  | MEMORIAL CITY - MH5 |  |  |  |  | 041-05135 | 041-05135 | West | Memorial Hermann Memorial City Medical Center | MEMORIAL CITY - MH5 | MH5 5M36
YES | YES |  |  |  | 041-04726 | 041-04726 | Ohmeda Medical | 66-1251 |  | GFFG15305 | MEMORIAL CITY - ER |  |  |  |  | 041-04726 | 041-04726 | West | Memorial Hermann Memorial City Medical Center Emergency Center | MEMORIAL CITY - ER | Emergency Room 27
YES | YES |  |  |  | 041-04737 | 041-04737 | Ohmeda Medical | 66-1251 |  | GFFG15958 | MEMORIAL CITY - ER |  |  |  |  | 041-04737 | 041-04737 | West | Memorial Hermann Memorial City Medical Center Emergency Center | MEMORIAL CITY - ER | Emergency Room 24
YES | YES |  |  |  | 041-04728 | 041-04728 | Ohmeda Medical | 66-1251 |  | GFFG16154 | MEMORIAL CITY - ER |  |  |  |  | 041-04728 | 041-04728 | West | Memorial Hermann Memorial City Medical Center Emergency Center | MEMORIAL CITY - ER | Emergency Room 22
YES | YES |  |  |  | 041-04734 | 041-04734 | Ohmeda Medical | 66-1251 |  | GFFG15961 | MEMORIAL CITY - ER |  |  |  |  | 041-04734 | 041-04734 | West | Memorial Hermann Memorial City Medical Center Emergency Center | MEMORIAL CITY - ER | Emergency Room RAD RM416
YES | YES |  |  |  | 041-05262 | 041-05262 | Ohmeda Medical | 66-1251 |  | GFFG16027 | MEMORIAL CITY - Outpatient Surgery |  |  |  |  | 041-05262 | 041-05262 | West | Memorial Hermann Memorial City Medical Center | MEMORIAL CITY - Outpatient Surgery | W1 Minor Procedures 1
YES | YES |  |  |  | 041-05108 | 041-05108 | Ohmeda Medical | 66-1251 |  | GFFG15991 | MEMORIAL CITY - Outpatient Surgery |  |  |  |  | 041-05108 | 041-05108 | West | Memorial Hermann Memorial City Medical Center | MEMORIAL CITY - Outpatient Surgery | W1 Step Down
YES | YES |  |  |  | 041-05103 | 041-05103 | Ohmeda Medical | 66-1251 |  | GFFG15489 | MEMORIAL CITY - Outpatient Surgery |  |  |  |  | 041-05103 | 041-05103 | West | Memorial Hermann Memorial City Medical Center | MEMORIAL CITY - Outpatient Surgery | W1 Step Down
YES | YES |  |  |  | 041-05113 | 041-05113 | Ohmeda Medical | 66-1251 |  | GFFG15307 | MEMORIAL CITY - Outpatient Surgery |  |  |  |  | 041-05113 | 041-05113 | West | Memorial Hermann Memorial City Medical Center | MEMORIAL CITY - Outpatient Surgery | W1 Step Down
YES | YES |  |  |  | 041-05136 | 041-05136 | Ohmeda Medical | 66-1251 |  | GFFG15477 | MEMORIAL CITY - Outpatient Surgery |  |  |  |  | 041-05136 | 041-05136 | West | Memorial Hermann Memorial City Medical Center | MEMORIAL CITY - Outpatient Surgery | W1 Step Down
YES | YES |  |  |  | 041-05165 | 041-05165 | Ohmeda Medical | 66-1251 |  | GFFG15224 | MEMORIAL CITY - Outpatient Surgery |  |  |  |  | 041-05165 | 041-05165 | West | Memorial Hermann Memorial City Medical Center | MEMORIAL CITY - Outpatient Surgery | W1 Step Down
YES | YES |  |  |  | 041-05169 | 041-05169 | Ohmeda Medical | 66-1251 |  | GFFG16203 | MEMORIAL CITY - Outpatient Surgery |  |  |  |  | 041-05169 | 041-05169 | West | Memorial Hermann Memorial City Medical Center | MEMORIAL CITY - Outpatient Surgery | W1 Recovery
YES | YES |  |  |  | 041-05158 | 041-05158 | Ohmeda Medical | 66-1251 |  | GFFG15333 | MEMORIAL CITY - Outpatient Surgery |  |  |  |  | 041-05158 | 041-05158 | West | Memorial Hermann Memorial City Medical Center | MEMORIAL CITY - Outpatient Surgery | W1 Recovery
YES | YES |  |  |  | 041-05166 | 041-05166 | Ohmeda Medical | 66-1251 |  | GFFG15262 | MEMORIAL CITY - Outpatient Surgery |  |  |  |  | 041-05166 | 041-05166 | West | Memorial Hermann Memorial City Medical Center | MEMORIAL CITY - Outpatient Surgery | W1 Recovery
YES | YES |  |  |  | 041-04645 | 041-04645 | Ohmeda Medical | 66-1251 |  | GFFG09699 | MEMORIAL CITY - Outpatient Surgery |  |  |  |  | 041-04645 | 041-04645 | West | Memorial Hermann Memorial City Medical Center | MEMORIAL CITY - Outpatient Surgery | W1 Recovery
YES | YES |  |  |  | 041-05148 | 041-05148 | Ohmeda Medical | 66-1251 |  | GFFG15321 | MEMORIAL CITY - Outpatient Surgery |  |  |  |  | 041-05148 | 041-05148 | West | Memorial Hermann Memorial City Medical Center | MEMORIAL CITY - Outpatient Surgery | W1 Recovery
YES | YES |  |  |  | 041-05146 | 041-05146 | Ohmeda Medical | 66-1251 |  | GFFG215313 | MEMORIAL CITY - Outpatient Surgery |  |  |  |  | 041-05146 | 041-05146 | West | Memorial Hermann Memorial City Medical Center | MEMORIAL CITY - Outpatient Surgery | W1 Recovery
YES | YES |  |  |  | 041-04844 | 041-04844 | Ohmeda Medical | 66-1251 |  | GFFGL5892 | Pacu |  |  |  |  | 041-04844 | 041-04844 | West | Memorial Hermann Memorial City Medical Center | Pacu | Pacu E2 Bay 27 |  |  |  | 1 time inspection sticker
YES | YES |  |  |  | 041-05327 | 041-05327 | Ohmeda Medical | 66-1251 |  | GFFGL6003 | Memorial City OR Recovery |  |  |  |  | 041-05327 | 041-05327 | West | Memorial Hermann Memorial City Medical Center | Memorial City OR Recovery | Memorial City - OR Recovery Bay 27 |  |  |  | 1 time pm sticker
YES | YES |  |  |  | 041-05250 | 041-05250 | Ohmeda Medical | 66-1251 |  | GFFG15295 | Memorial City OR Recovery |  |  |  |  | 041-05250 | 041-05250 | West | Memorial Hermann Memorial City Medical Center | Memorial City OR Recovery | Memorial City - OR Recovery Bay 26 |  |  |  | 1 time sticker
YES | YES |  |  |  | GFSG27496 | GFSG27496 | Ohmeda Medical | 66-1251 |  | GFSG27496 | Memorial City-MOR Recovery |  |  |  |  | GFSG27496 | GFSG27496 | West | Memorial Hermann Memorial City Medical Center | Memorial City-MOR Recovery | E2 220
YES | YES |  |  |  | GFFG27493 | GFFG27493 | Ohmeda Medical | 66-1251 |  | GFFG27493 | Memorial City OR Recovery |  |  |  |  | GFFG27493 | GFFG27493 | West | Memorial Hermann Memorial City Medical Center | Memorial City OR Recovery | Memorial City - OR Recovery Bay 19 |  |  |  | No pm sticker
YES | YES |  |  |  | 041-04730 | 041-04730 | Ohmeda Medical | 66-1251 |  | CFFG16235 | Emergency Center |  |  |  |  | 041-04730 | 041-04730 | West | Memorial Hermann Memorial City Medical Center Emergency Center | Emergency Center | ER Room 2
YES | YES |  |  |  | 133-03395 | 133-03395 | Ohmeda Medical | 66-1251 |  | GFFK21124 | E3 NICU 111 |  |  |  |  | 133-03395 | 133-03395 | West | Memorial Hermann - Katy Location | E3 NICU 111 | E311B
YES | YES |  |  |  | 009-00039 | 009-00039 | Ohmeda Medical | 66-1251 |  | GFFG12008 | GH - RADIOLOGY |  |  |  |  | 009-00039 | 009-00039 | Central | GH- Radiology | GH - RADIOLOGY | GH - RADIOLOGY
YES | YES |  |  |  | 009-02961 | 009-02961 | Ohmeda Medical | 66-1251 |  | GFHG04668 | GH - RADIOLOGY |  |  |  |  | 009-02961 | 009-02961 | Central | GH- Radiology | GH - RADIOLOGY | GH - RADIOLOGY
YES | YES |  |  |  | 009-02928 | 009-02928 | Ohmeda Medical | 66-1251 |  | GFFG22006 | GH - NICU |  |  |  |  | 009-02928 | 009-02928 | Central | Greater heights NICU | GH - NICU | GH - NICU
YES | YES |  |  |  | 009-02947 | 009-02947 | Ohmeda Medical | 66-1251 |  | GFFG11965 | GH - NICU |  |  |  |  | 009-02947 | 009-02947 | Central | Greater heights | GH - NICU | GH - NICU
YES | YES |  |  |  | 009-02937 | 009-02937 | Ohmeda Medical | 66-1251 |  | GFFG11964 | GH - NICU |  |  |  |  | 009-02937 | 009-02937 | Central | Greater heights | GH - NICU | GH - NICU
YES | YES |  |  |  | 009-02705 | 009-02705 | Ohmeda Medical | 66-1251 |  | GFHF13821 | GH - NICU |  |  |  |  | 009-02705 | 009-02705 | Central | Greater heights | GH - NICU | GH - NICU
YES | YES |  |  |  | 013-06536 | 013-06536 | Ohmeda Medical | 66-1251 |  | CFFC13751 | SW - HVI - NONINVASIVE CARDIOLOGY |  |  |  |  | 013-06536 | 013-06536 | Southwest | Memorial Hermann Southwest Hospital | SW - HVI - NONINVASIVE CARDIOLOGY | Nuc med 1
YES | YES | Asset Tag 013-04502 |  |  | 013-04502 | 013-04502 | Ohmeda Medical | 66-1251 |  | GFHY20212 | SW Endoscopy |  |  |  |  | 013-04502 | 013-04502 | Southwest | Memorial Hermann Southwest Hospital | SW Endoscopy | SW Endoscopy Bay 5
YES | YES | Asset Tag 013-07794 |  |  | 013-07794 | 013-07794 | Ohmeda Medical | 66-1251 |  | GFFF24836 | SW Endoscopy |  |  |  |  | 013-07794 | 013-07794 | Southwest | Memorial Hermann Southwest Hospital | SW Endoscopy | SW Endoscopy Bay 5
YES | YES | Asset Tag 099-08719 |  |  | 099-08719 | 099-08719 | Ohmeda Medical | 66-1251 |  | GFFF17849 | SW Endoscopy |  |  |  |  | 099-08719 | 099-08719 | Southwest | Memorial Hermann Southwest Hospital | SW Endoscopy | SW Endoscopy Bay 4
YES | YES | Asset Tag 013-07796 |  |  | 013-07796 | 013-07796 | Ohmeda Medical | 66-1251 |  | GFFF24838 | SW Endoscopy |  |  |  |  | 013-07796 | 013-07796 | Southwest | Memorial Hermann Southwest Hospital | SW Endoscopy | SW Endoscopy Bay 3
YES | YES | Asset Tag 013-13967 |  |  | 013-13967 | 013-13967 | Ohmeda Medical | 66-1251 |  | GFFK23410 | SW Endoscopy |  |  |  |  | 013-13967 | 013-13967 | Southwest | Memorial Hermann Southwest Hospital | SW Endoscopy | SW Endoscopy Bay 2
YES | YES | Asset Tag 013-04103 |  |  | 013-04103 | 013-04103 | Ohmeda Medical | 66-1251 |  | GFFD08593 | SW Endoscopy |  |  |  |  | 013-04103 | 013-04103 | Southwest | Memorial Hermann Southwest Hospital | SW Endoscopy | SW Endoscopy Bay 1
YES | YES | Asset Tag 013-02603 |  |  | 013-02603 | 013-02603 | Ohmeda Medical | 66-1251 |  | GFFV05281 | SW Endoscopy |  |  |  |  | 013-02603 | 013-02603 | Southwest | Memorial Hermann Southwest Hospital | SW Endoscopy | SW Endoscopy
YES | YES | Asset Tag 013-02551 |  |  | 013-02551 | 013-02551 | Ohmeda Medical | 66-1251 |  | GFHY05783 | SW Endoscopy |  |  |  |  | 013-02551 | 013-02551 | Southwest | Memorial Hermann Southwest Hospital | SW Endoscopy | SW Endoscopy
YES | YES | Asset Tag 013-02588 |  |  | 013-02588 | 013-02588 | Ohmeda Medical | 66-1251 |  | GFFV05287 | SW Endoscopy |  |  |  |  | 013-02588 | 013-02588 | Southwest | Memorial Hermann Southwest Hospital | SW Endoscopy | SW Endoscopy
YES | YES | Asset Tag 013-03057 |  |  | 013-03057 | 013-03057 | Ohmeda Medical | 66-1251 |  | GFHY20226 | SW Endoscopy |  |  |  |  | 013-03057 | 013-03057 | Southwest | Memorial Hermann Southwest Hospital | SW Endoscopy | SW Endoscopy
YES | YES | Asset Tag 013-03059 |  |  | 013-03059 | 013-03059 | Ohmeda Medical | 66-1251 |  | AHCJ97359 | [5 empty] | 013-03059 | 013-03059
YES | YES |  |  |  | 069-44900 | 069-44900 | Ohmeda Medical | 66-1251 |  | GFHV21703 | Radiology |  |  |  |  | 069-44900 | 069-44900 | Southeast | Memorial Hermann Southeast Hospital | Radiology | Room 2 |  |  |  | No pm sticker
YES | YES |  |  |  | 013-05879 | 013-05879 | Ohmeda Medical | 66-1251 |  | GFHEQ7013 | SW-ER-Pod C |  |  |  |  | 013-05879 | 013-05879 | Southwest | Memorial Hermann Southwest Hospital | SW-ER-Pod C | Pod C
YES | YES |  |  |  | 099-14443 | 099-14443 | Ohmeda Medical | 6600-0832-800 |  | Nsn | SW - ER |  |  |  |  | 099-14443 | 099-14443 | Southwest | Memorial Hermann Southwest Hospital | SW - ER | Biomed | 3/1/20 |  |  | No PM Sticker
YES | YES |  |  |  | 013-14966 | 013-14966 | Ohmeda Medical | 6600-0833-800 |  | HEBG50422 | Biomed |  |  |  |  | 013-14966 | 013-14966 | Southwest | Memorial Hermann Southwest Hospital | Biomed | Biomed shop |  |  |  | No PM sticker
NO | YES |  |  |  | 013-39019 | 013-39019 | Ohmeda Medical |  |  | HDGG54401 | SW-NICU |  |  |  |  | 013-39019 | 013-39019 | Southwest | MHHS-Southwest | SW-NICU | NICU Level 3
YES | YES |  |  |  | 099-13091 | 099-13091 | Ohmeda Medical | 881VR-200-OH-C |  | 099-13091 | SW - LABOR |  |  |  |  | 099-13091 | 099-13091 | Southwest | Memorial Hermann Southwest Hospital | SW - LABOR | OB A1 | [6 empty] | REGULATORVACUUM-Genstar Tech-881VR
YES | YES |  |  |  | 069-34607 | 069-34607 | Ohmeda Medical | BiliBlanket Meter II |  |  | Biomed Shop |  |  |  |  | 069-34607 | 069-34607 | Katy | Memorial Hermann Katy Hospital | Biomed Shop | Biomed Shop | 7/1/19 | 7/1/20
YES | YES |  |  |  | 099-02014 | 099-02014 | Ohmeda Medical | Cnf |  | GFFK11089 | MNA - (CY) - CYPRESS (MP1-360) |  |  |  |  | 099-02014 | 099-02014 | Katy | Katy | MNA - (CY) - CYPRESS (MP1-360) | Procedure 1 |  |  |  | No pm |  |  | .needs class
YES | YES |  |  |  | 029-00983 | 029-00983 | Ohmeda Medical | CNF |  | GFHB20272 | Cardio pulmonary |  |  |  |  | 029-00983 | 029-00983 | Woodlands | MH Woodlands Hospital | Cardio pulmonary | Nuc Med Room 2
YES | YES |  |  |  | 013-04326 | 013-04326 | Ohmeda Medical | Cnf |  | GFFD11477 | SW - RESPIRATORY |  |  |  |  | 013-04326 | 013-04326 | Southwest | Memorial Hermann Southwest Hospital Emergency Center | SW - RESPIRATORY | Pod A room 17 | [6 empty] | .needs class
YES | YES |  |  |  | 013-02278 | 013-02278 | Ohmeda Medical | Cnf |  | HFFT14691 | SW - LABOR |  |  |  |  | 013-02278 | 013-02278 | Southwest | Memorial Hermann Southwest Hospital | SW - LABOR | LDR 1 | [6 empty] | .needs class
YES | YES |  |  |  | 013-03951 | 013-03951 | Ohmeda Medical | Cnf |  | GFHY05Y82 | SW - LABOR |  |  |  |  | 013-03951 | 013-03951 | Southwest | Memorial Hermann Southwest Hospital | SW - LABOR | LDR 3 | [6 empty] | .needs class
YES | YES |  |  |  | 099-14375 | 099-14375 | Ohmeda Medical | Cnf |  | Gfhf16392 | SW - NICU |  |  |  |  | 099-14375 | 099-14375 | Southwest | Memorial Hermann Southwest Hospital | SW - NICU | Nicu level 3 |  |  | 3/1/20 |  |  |  | .needs class
YES | YES | Serial Number Cnf |  |  | 013-09251 | 013-09251 | Ohmeda Medical | Cnf |  | Cnf | SW - NICU |  |  |  |  | 013-09251 | 013-09251 | Southwest | Memorial Hermann Southwest Hospital | SW - NICU | Nicu level 3 | 3/1/20 |  | 3/1/20 | In use |  |  | .needs class
YES | YES |  |  |  | 005-04612 | 005-04612 | Ohmeda Medical | Cnf |  | Gffh24569 | SE - OR - PACU |  |  |  |  | 005-04612 | 005-04612 | Southeast | Memorial Hermann Southeast Hospital | SE - OR - PACU | Room 15 |  |  |  | No pm |  |  | .needs class
YES | YES |  |  |  | 005-04565 | 005-04565 | Ohmeda Medical | Cnf |  | Gffh22444 | SE - OR - PACU |  |  |  |  | 005-04565 | 005-04565 | Southeast | Memorial Hermann Southeast Hospital | SE - OR - PACU | Room 15 |  |  |  | No pm |  |  | .needs class
YES | YES |  |  |  | 005-04562 | 005-04562 | Ohmeda Medical | Cnf |  | Gffh22449 | SE - OR - PACU |  |  |  |  | 005-04562 | 005-04562 | Southeast | Memorial Hermann Southeast Hospital | SE - OR - PACU | Room 15 |  |  |  | No pm |  |  | .needs class
YES | YES |  |  |  | 099-07516 | 099-07516 | Ohmeda Medical | Cnf |  | Gffc06627 | SE - OR |  |  |  |  | 099-07516 | 099-07516 | Southeast | Memorial Hermann Southeast Hospital | SE - OR | Or 11 |  |  |  | No pm |  |  | .needs class
YES | YES |  |  |  | 099-06277 | 099-06277 | Ohmeda Medical | Cnf |  | Gffh22454 | SE - OR - PREOP |  |  |  |  | 099-06277 | 099-06277 | Southeast | Memorial Hermann Southeast | SE - OR - PREOP | Room 24 |  |  |  | No pm |  |  | .needs class
YES | YES |  |  |  | 099-06276 | 099-06276 | Ohmeda Medical | Cnf |  | GFFH25353 | SE - OR - PREOP |  |  |  |  | 099-06276 | 099-06276 | Southeast | Memorial Hermann Southeast | SE - OR - PREOP | Room 24 |  |  |  | No pm |  |  | .needs class
YES | YES |  |  |  | 099-06255 | 099-06255 | Ohmeda Medical | Cnf |  | GFFJ03564 | Mamo |  |  |  |  | 099-06255 | 099-06255 | Southeast | Memorial Hermann Southeast Hospital | Mamo | Room 1 |  |  |  | No pm |  |  | .needs class
YES | YES |  |  |  | C3878 | C3878 | Ohmeda Medical | Cnf |  | GFHV21690 | SE - CATH LAB |  |  |  |  | C3878 | C3878 | Southeast | Memorial Hermann Southeast Hospital | SE - CATH LAB | Room 3 |  |  |  | No pm |  |  | .needs class
NO | YES |  |  |  | 005-04322 | 005-04322 | Ohmeda Medical | Cnf |  | GFFH25339 | SE-Cath Lab |  |  |  |  | 005-04322 | 005-04322 | Southeast | MHHS-Southeast | SE-Cath Lab | Room 3 |  |  |  | No pm
YES | YES |  |  |  | 099-06264 | 099-06264 | Ohmeda Medical | Cnf |  | GFFH33774 | SE - CATH LAB |  |  |  |  | 099-06264 | 099-06264 | Southeast | Memorial Hermann Southeast Hospital | SE - CATH LAB | Hallway |  |  |  | No pm |  |  | .needs class
YES | YES |  |  |  | 005-04421 | 005-04421 | Ohmeda Medical | Cnf |  | Do you FFH22464 | SE - NONINVASIVE CARDIOLOGY |  |  |  |  | 005-04421 | 005-04421 | Southeast | Memorial Hermann Southeast Hospital | SE - NONINVASIVE CARDIOLOGY | Exam room 409 |  |  |  | No pm |  |  | .needs class
YES | YES |  |  |  | 099-06213 | 099-06213 | Ohmeda Medical | Cnf |  | GFFDO2213 | Ob Ed |  |  |  |  | 099-06213 | 099-06213 | Southeast | Memorial Hermann Southeast Hospital | Ob Ed | Storage |  |  |  | No pm |  |  | .needs class
YES | YES |  |  |  | 005-00989 | 005-00989 | Ohmeda Medical | Cnf |  | GFHAVE2172 | SE - LABOR |  |  |  |  | 005-00989 | 005-00989 | Southeast | Memorial Hermann Southeast Hospital | SE - LABOR | Or 1 |  |  |  | No p.m. |  |  | .needs class
YES | YES |  |  |  | 005-01210 | 005-01210 | Ohmeda Medical | Cnf |  | GFAGV21701 | SE - LABOR |  |  |  |  | 005-01210 | 005-01210 | Southeast | Memorial Hermann Southeast Hospital | SE - LABOR | Or 1 |  |  |  | No pm |  |  | .needs class
YES | YES |  |  |  | 041-05167 | 041-05167 | Ohmeda Medical | Cnf |  | Gffg15222 | Orthapidics |  |  |  |  | 041-05167 | 041-05167 | Mem city | Memorial city - Memorial herman hospital | Orthapidics | Patient room 5m24 |  |  |  | One pm needed
YES | YES | Serial Number Cnf |  |  | 041-13035 | 041-13035 | Ohmeda Medical | CNF |  | CNF | Memorial City - Neonatal |  |  |  |  | 041-13035 | 041-13035 | West | Memorial Hermann - Memorial City | Memorial City - Neonatal | MH4 116 Room 4M21 |  |  |  | Baby in bed. Equipment in use. Unable to tuen lights on.
YES | YES |  |  |  | 041-05071 | 041-05071 | Ohmeda Medical | Cnf |  | Gffg15234 | Genaeral Surgery |  |  |  |  | 041-05071 | 041-05071 | Memorial City | Memorial City | Genaeral Surgery | Room 505
YES | YES |  |  |  | 041-05055 | 041-05055 | Ohmeda Medical | Cnf |  | Gffg15236 | Genaeral Surgery |  |  |  |  | 041-05055 | 041-05055 | Memorial City | Memorial City | Genaeral Surgery | Room 505
YES | YES |  |  |  | 041-05017 | 041-05017 | Ohmeda Medical | Cnf |  | Gffg15230 | Genaeral Surgery |  |  |  |  | 041-05017 | 041-05017 | Memorial City | Memorial City | Genaeral Surgery | Room 543
YES | YES |  |  |  | 041-05051 | 041-05051 | Ohmeda Medical | Cnf |  | Gffg15447 | Genaeral Surgery |  |  |  |  | 041-05051 | 041-05051 | Memorial City | Memorial City | Genaeral Surgery | Room 508
YES | YES |  |  |  | 041-05016 | 041-05016 | Ohmeda Medical | Cnf |  | Gffg15231 | Genaeral Surgery |  |  |  |  | 041-05016 | 041-05016 | Memorial City | Memorial City | Genaeral Surgery | E5:321 Soiled Utility
YES | YES |  |  |  | 041-05049 | 041-05049 | Ohmeda Medical | Cnf |  | Gffg15466 | Genaeral Surgery |  |  |  |  | 041-05049 | 041-05049 | Memorial City | Memorial City | Genaeral Surgery | E5:321 Soiled Utility
YES | YES |  |  |  | 041-05036 | 041-05036 | Ohmeda Medical | Cnf |  | Gffg15238 | Genaeral Surgery |  |  |  |  | 041-05036 | 041-05036 | Memorial City | Memorial City | Genaeral Surgery | E5:321 Soiled Utility
YES | YES |  |  |  | 041-08604 | 041-08604 | Ohmeda Medical | Cnf |  | Gffj10063 | Med/Sug |  |  |  |  | 041-08604 | 041-08604 | West | West | Med/Sug | 7Med /Sug Room705
YES | YES |  |  |  | 041-08582 | 041-08582 | Ohmeda Medical | Cnf |  | Gffj10031 | Med/Sug |  |  |  |  | 041-08582 | 041-08582 | West | West | Med/Sug | 7Med /Sug Room722
YES | YES | Serial Number Cnf |  |  | 009-02931 | 009-02931 | Ohmeda Medical | Cnf |  | Cnf | GH - NICU |  |  |  |  | 009-02931 | 009-02931 | Central | Memorial Hermann Greater Heights Hospital | GH - NICU | GH - NICU - Level 2 Nursey 3 |  |  |  | 1 tom pm sticker
YES | YES |  |  |  | 009-02932 | 009-02932 | Ohmeda Medical | CNF |  | GFFG12028 | GH - NICU |  |  |  |  | 009-02932 | 009-02932 | Central | Memorial Hermann Greater Heights Hospital | GH - NICU | GH - NICU - Level 2 Nursey 4 |  |  |  | 1 time sticker
YES | YES |  |  |  | 009-02782 | 009-02782 | Ohmeda Medical | CNF |  | GFHF16248 | GH - NICU |  |  |  |  | 009-02782 | 009-02782 | Central | Memorial Hermann Greater Heights Hospital | GH - NICU | GH - NICU - Level 2 Nursey 1
YES | YES |  |  |  | 129-01931 | 129-01931 | Ohmeda Medical | CVR 6-1226 |  | GFHL08652 | SUGAR LAND - Labor |  |  |  |  | 129-01931 | 129-01931 | Sugar Land | Memorial Hermann Sugar Land Hospital | SUGAR LAND - Labor | Storage
YES | YES |  |  |  | 129-01932 | 129-01932 | Ohmeda Medical | CVR 6-1226 |  | GFHL08651 | SUGAR LAND - LABOR |  |  |  |  | 129-01932 | 129-01932 | Sugar Land | Memorial Hermann Sugar Land Hospital | SUGAR LAND - LABOR | OR 1
YES | YES |  |  |  | 013-17539 | 013-17539 | Ohmeda Medical | GFFX23947 |  | HEBG05415 | Biomed |  |  |  |  | 013-17539 | 013-17539 | Southwest | Memorial Hermann Southwest Hospital | Biomed | Biomed shop |  |  |  | No Pm sticker - unit attached to omnibed
YES | YES |  |  |  | 013-05861 | 013-05861 | Ohmeda Medical | GFHE06996 |  |  | SW - 7th floor |  |  |  |  | 013-05861 | 013-05861 | Southwest | Memorial Hermann Southwest Hospital | SW - 7th floor | Rm 725
YES | YES |  |  |  | 029-05265 | 029-05265 | Ohmeda Medical | Giraffe |  |  | NICU |  |  |  |  | 029-05265 | 029-05265 | Woodlands | MH Hospital Woodlands | NICU |  | 5/1/19 |  | 5/1/20
NO | YES |  |  |  | 041-12591 | 041-12591 | Ohmeda Medical | Giraffe |  | HDHM50702 | Memorial Hermann-Memorial City- Neonatal |  |  |  |  | 041-12591 | 041-12591 | West | Memorial Hermann Memorial City Medical Center | Memorial Hermann-Memorial City- Neonatal | MH4 312 Equipment Stoeage
NO | YES |  |  |  | 041-12585 | 041-12585 | Ohmeda Medical | Giraffe |  | HDHM50707 | Memorial Hermann-Memorial City- Neonatal |  |  |  |  | 041-12585 | 041-12585 | West | Memorial Hermann Memorial City Medical Center | Memorial Hermann-Memorial City- Neonatal | MH4 312 Equipment Stoeage
NO | YES |  |  |  | 041-11843 | 041-11843 | Ohmeda Medical | Giraffe |  | HDJM51485 | Memorial City - Neonatal |  |  |  |  | 041-11843 | 041-11843 | West | Memorial Hermann - Memorial City | Memorial City - Neonatal | MH4 108 Room 4M28
NO | YES |  |  |  | 041-12605 | 041-12605 | Ohmeda Medical | Giraffe Incubator |  | HDHM50700 | Memorial City - Neonatal |  |  |  |  | 041-12605 | 041-12605 | West | Memorial Hermann - Memorial City | Memorial City - Neonatal | MH4 312 Equipment Storage
YES | YES |  |  |  | 041-12631 | 041-12631 | Ohmeda Medical | Giraffe OmiBed Hdgm51189 |  | 6650-0001-901 | MEMORIAL CITY - MHT - NICU |  |  |  |  | 041-12631 | 041-12631 | West | Memorial Hermann Memorial City Medical Center | MEMORIAL CITY - MHT - NICU | Memorial City - MH4 106 Room 4M30
NO | YES |  |  |  | 041-12621 | 041-12621 | Ohmeda Medical | Giraffe OmniBed |  | HDGM51184 | Memorial City - Neonatal |  |  |  |  | 041-12621 | 041-12621 | West | Memorial Hermann - Memorial City | Memorial City - Neonatal | MH4 312 Equipment Storage
NO | YES |  |  |  | 041-12636 | 041-12636 | Ohmeda Medical | Giraffe OmniBed |  | HDGM51193 | Memorial City - Neonatal |  |  |  |  | 041-12636 | 041-12636 | West | Memorial Hermann - Memorial City | Memorial City - Neonatal | MH4 109 Room 4M27
YES | YES |  |  |  | 041-12626 | 041-12626 | Ohmeda Medical | Giraffe OmniBed |  | HDGM51203 | Memorial City - Neonatal |  |  |  |  | 041-12626 | 041-12626 | West | Memorial Hermann - Memorial City | Memorial City - Neonatal | MH4 103 Room 4M32
YES | YES |  |  |  | 029-13396 | 029-13396 | Ohmeda Medical | Giraffe spot lite |  |  | NICU |  |  |  |  | 029-13396 | 029-13396 | Woodlands | MH Hospital Woodlands | NICU | NICU 29 |  |  |  | Not allowed to remove anything off the bed |  | Lamp, Phototherapy | LAMPPHOTOTHERAPY-GE-Giraffe Blue Spot PT Lite | [12 empty] | LP-A | [10 empty] | LAMPPHOTOTHERAPY | Lamp, Phototherapy | GE
YES | YES |  |  |  | 099-00692 | 099-00692 | Ohmeda Medical | Halix 50 SX |  |  | NE - 2nd - NICU |  |  |  |  | 099-00692 | 099-00692 | Katy | Memorial Hermann Northeast Hospital | NE - 2nd - NICU
YES | YES |  |  |  | 129-03198 | 129-03198 | Ohmeda Medical | Halux 50 sx |  | 6800-0832-800 | SUGAR LAND - LABOR |  |  |  |  | 129-03198 | 129-03198 | Sugar Land | Memorial Hermann Sugar Land Hospital | SUGAR LAND - LABOR | NICU
YES | YES |  |  |  | 129-03199 | 129-03199 | Ohmeda Medical | Halux 50 SX |  | 6600-0832-800 | SUGAR LAND - NURSERY |  |  |  |  | 129-03199 | 129-03199 | Sugar Land | Memorial Hermann Sugar Land Hospital | SUGAR LAND - NURSERY | NICU - Rollover Nursery - W3 125.2
YES | YES |  |  |  | 009-08322 | 009-08322 | Ohmeda Medical | Infant Warmer |  | HCCR00137 | L D |  |  |  |  | 009-08322 | 009-08322 | Greater heights | Memorial Hermann greater heights | L D | Room 2 | 11/1/19 |  | 5/1/20
YES | YES |  |  |  | 077-00279 | 077-00279 | Ohmeda Medical | Infant Warmer System | [7 empty] | 077-00279 | 077-00279 |  | Mermorial Hermann-Texas Medical Center |  | H7/70
YES | YES |  |  |  | 029-02317 | 029-02317 | Ohmeda Medical | Intermitten suction unit |  | Gfff32659 | Women?Aos center |  |  |  |  | 029-02317 | 029-02317 | Woodlands | Morial Herman hospital Woodlands | Women?Aos center | Ob ED 1
YES | YES |  |  |  | 029-02319 | 029-02319 | Ohmeda Medical | Intermitten suction unit |  | Gfff362661 | Women?Aos center |  |  |  |  | 029-02319 | 029-02319 | Woodlands | Morial Herman hospital Woodlands | Women?Aos center | Ob ED 4
YES | YES |  |  |  | 129-00528 | 129-00528 | Ohmeda Medical | Intermittent |  | GFFC01518 | Nuclear Medicine |  |  |  |  | 129-00528 | 129-00528 | Sugar Land | Memorial Hermann Sugar Land Hospital | Nuclear Medicine
YES | YES |  |  |  | 129-00859 | 129-00859 | Ohmeda Medical | Intermittent |  | GFFE18429 | Family |  |  |  |  | 129-00859 | 129-00859 | Sugar Land | Memorial Hermann Sugar Land Hospital | Family | Suite 501
YES | YES |  |  |  | 029-01919 | 029-01919 | Ohmeda Medical | Intermittent |  | GFFF32619 | WOODLANDS - L |  |  |  |  | 029-01919 | 029-01919 | Woodlands | Memorial Hermann The Woodlands Medical Center | WOODLANDS - L |  |  |  |  | New Add - ?Auone time inspection?Au sticker
YES | YES |  |  |  | 009-01070 | 009-01070 | Ohmeda Medical | Intermittent |  | GFFA14456 | GH-Pre Op |  |  |  |  | 009-01070 | 009-01070 |  |  | GH-Pre Op | Room 2
YES | YES |  |  |  | 009-04837 | 009-04837 | Ohmeda Medical | Intermittent |  | GFFJ30394 | GH - PREOP |  |  |  |  | 009-04837 | 009-04837 |  |  | GH - PREOP | Room 7
YES | YES |  |  |  | 009-04832 | 009-04832 | Ohmeda Medical | Intermittent |  | GFFJ30395 | GH - OR |  |  |  |  | 009-04832 | 009-04832 |  |  | GH - OR | Room 9
YES | YES |  |  |  | 009-04835 | 009-04835 | Ohmeda Medical | Intermittent |  | GFFJ30392 | GH - OR |  |  |  |  | 009-04835 | 009-04835 |  |  | GH - OR | Room 11
YES | YES |  |  |  | 009-06249 | 009-06249 | Ohmeda Medical | Intermittent |  | GFFK06445 | GH-OR |  |  |  |  | 009-06249 | 009-06249 |  |  | GH-OR | Storage room
YES | YES |  |  |  | 009-02913 | 009-02913 | Ohmeda Medical | Intermittent |  | BDKF01781 | GH-OR |  |  |  |  | 009-02913 | 009-02913 |  |  | GH-OR | Storage room
YES | YES |  |  |  | 029-03981 | 029-03981 | Ohmeda Medical | Intermittent suction |  | GFFJ18041 | WOODLANDS - CVICU |  |  |  |  | 029-03981 | 029-03981 |  |  | WOODLANDS - CVICU | Room 212
YES | YES |  |  |  | 029-05375 | 029-05375 | Ohmeda Medical | Intermittent suction |  |  | WOODLANDS - PCU6 |  |  |  |  | 029-05375 | 029-05375 |  |  | WOODLANDS - PCU6 | Room 213
YES | YES |  |  |  | 029-03986 | 029-03986 | Ohmeda Medical | Intermittent suction |  | GFFJ18053 | WOODLANDS - ER |  |  |  |  | 029-03986 | 029-03986 |  |  | WOODLANDS - ER | Room 214
YES | YES |  |  |  | 029-02303 | 029-02303 | Ohmeda Medical | Intermittent suction |  | GFFF32613 | WOODLANDS - PCU 6 |  |  |  |  | 029-02303 | 029-02303 |  |  | WOODLANDS - PCU 6 | Room 215
YES | YES |  |  |  | 029-00430 | 029-00430 | Ohmeda Medical | Intermittent suction |  | GFHB20274 | Woodland PCU 6 |  |  |  |  | 029-00430 | 029-00430 |  |  | Woodland PCU 6 | Room 224
YES | YES |  |  |  | 029-02377 | 029-02377 | Ohmeda Medical | Intermittent suction |  | GafFF32685 | WOODLANDS - PCU 6 |  |  |  |  | 029-02377 | 029-02377 |  |  | WOODLANDS - PCU 6 | Room 226
YES | YES |  |  |  | 029-01834 | 029-01834 | Ohmeda Medical | Intermittent suction |  | GFFF34389 | WOODLANDS - PCU 6 |  |  |  |  | 029-01834 | 029-01834 |  |  | WOODLANDS - PCU 6 | Room 232
YES | YES |  |  |  | 142-01462 | 142-01462 | Ohmeda Medical | Intermittent suction |  | GFFH10405 | WOODLANDS - PCU 6 |  |  |  |  | 142-01462 | 142-01462 |  |  | WOODLANDS - PCU 6 | Room 231
YES | YES |  |  |  | 029-02399 | 029-02399 | Ohmeda Medical | Intermittent suction |  | GFFF34270 | WOODLANDS - PCU 6 |  |  |  |  | 029-02399 | 029-02399 |  |  | WOODLANDS - PCU 6 | Room 233
YES | YES |  |  |  | 029-00500 | 029-00500 | Ohmeda Medical | Intermittent suction |  |  | WOODLANDS - PCU 6 |  |  |  |  | 029-00500 | 029-00500 |  |  | WOODLANDS - PCU 6 | Room 233
YES | YES |  |  |  | 029-02401 | 029-02401 | Ohmeda Medical | Intermittent suction |  | GFFF34272 | WOODLANDS - PCU 6 |  |  |  |  | 029-02401 | 029-02401 |  |  | WOODLANDS - PCU 6 | Room 236
YES | YES |  |  |  | 029-01908 | 029-01908 | Ohmeda Medical | Intermittent suction |  | GFFF34396 | WOODLANDS - PCU6 |  |  |  |  | 029-01908 | 029-01908 |  |  | WOODLANDS - PCU6 | Storage room
YES | YES |  |  |  | 029-01872 | 029-01872 | Ohmeda Medical | Intermittent suction |  | GFCP00067 | 5 west |  |  |  |  | 029-01872 | 029-01872 |  |  | 5 west | Room 5212
YES | YES |  |  |  | 029-02384 | 029-02385 | Ohmeda Medical | Intermittent suction |  | GFFF32623 | WOODLANDS - PCU5 |  |  |  |  | 029-02384 | 029-02385 |  |  | WOODLANDS - PCU5 | Room 5211
YES | YES |  |  |  | 029-03961 | 029-03961 | Ohmeda Medical | Intermittent suction |  | GFFJ18051 | WOODLANDS - PCU5 |  |  |  |  | 029-03961 | 029-03961 |  |  | WOODLANDS - PCU5 | Room 5222
YES | YES |  |  |  | 029-03456 | 029-03456 | Ohmeda Medical | Intermittent suction |  | GFFH35238 | WOODLANDS - CENTRAL SUPPLY |  |  |  |  | 029-03456 | 029-03456 |  |  | WOODLANDS - CENTRAL SUPPLY
YES | YES |  |  |  | 029-00772 | 029-00772 | Ohmeda Medical | Intermittent suction |  | GFFR021110 | PCU4 |  |  |  |  | 029-00772 | 029-00772 |  |  | PCU4 | Room 213
YES | YES |  |  |  | 029-01825 | 029-01825 | Ohmeda Medical | Intermittent suction |  | GFF34390 | PCU4 |  |  |  |  | 029-01825 | 029-01825 |  |  | PCU4 | Room 213
YES | YES |  |  |  | 029-01105 | 029-01105 | Ohmeda Medical | Intermittent suction |  | GFCB05031 | PCU4 |  |  |  |  | 029-01105 | 029-01105 |  |  | PCU4 | Room 214
YES | YES |  |  |  | 029-02329 | 029-02329 | Ohmeda Medical | Intermittent suction |  | GFFF34305 | PCU4 |  |  |  |  | 029-02329 | 029-02329 |  |  | PCU4 | Room 221
YES | YES |  |  |  | 029-01827 | 029-01827 | Ohmeda Medical | Intermittent suction |  | GFCE02254 | PCU4 |  |  |  |  | 029-01827 | 029-01827 |  |  | PCU4 | Room 222
YES | YES |  |  |  | 029-03984 | 029-03984 | Ohmeda Medical | Intermittent suction |  | GFFJ180058 | PCU4 |  |  |  |  | 029-03984 | 029-03984 |  |  | PCU4 | Room 222
YES | YES |  |  |  | 029-01734 | 029-01734 | Ohmeda Medical | Intermittent suction |  | GFFC23356 | PCU4 |  |  |  |  | 029-01734 | 029-01734 |  |  | PCU4 | Room 224
YES | YES |  |  |  | 029-00502 | 029-00502 | Ohmeda Medical | Intermittent suction |  | GFFZ04241 | WOODLANDS - PCU5 |  |  |  |  | 029-00502 | 029-00502 |  |  | WOODLANDS - PCU5 | Room 225
YES | YES |  |  |  | 029-03480 | 029-03480 | Ohmeda Medical | Intermittent suction |  | GFFH35229 | WOODLANDS - PCU5 |  |  |  |  | 029-03480 | 029-03480 |  |  | WOODLANDS - PCU5 | Room 226
YES | YES |  |  |  | 029-00461 | 029-00461 | Ohmeda Medical | Intermittent suction |  | GFFB22229 | WOODLANDS - PCU5 |  |  |  |  | 029-00461 | 029-00461 |  |  | WOODLANDS - PCU5 | Room 232
YES | YES |  |  |  | 029-02306 | 029-02306 | Ohmeda Medical | Intermittent suction |  | GFFF32630 | Woodland-PCU 4 |  |  |  |  | 029-02306 | 029-02306 |  |  | Woodland-PCU 4 | Room 234
YES | YES |  |  |  | 029-00419 | 029-00419 | Ohmeda Medical | Intermittent suction |  | GFHB20265 | Woodland-PCU 4 |  |  |  |  | 029-00419 | 029-00419 |  |  | Woodland-PCU 4 | Room 236
YES | YES |  |  |  | 029-03466 | 029-03466 | Ohmeda Medical | Intermittent suction |  | GFFH35225 | WOODLANDS - SICU |  |  |  |  | 029-03466 | 029-03466 |  |  | WOODLANDS - SICU | Room 12
YES | YES |  |  |  | 029-03475 | 029-03475 | Ohmeda Medical | Intermittent suction |  | GFFH35234 | WOODLANDS - SICU |  |  |  |  | 029-03475 | 029-03475 |  |  | WOODLANDS - SICU | Room 12
YES | YES |  |  |  | 074-06311 | 074-06311 | Ohmeda Medical | Intermittent suction |  | PSAY08057 | WOODLANDS - SICU |  |  |  |  | 074-06311 | 074-06311 |  |  | WOODLANDS - SICU | Room 8
YES | YES |  |  |  | 074-06312 | 074-06312 | Ohmeda Medical | Intermittent suction |  |  | WOODLANDS - SICU |  |  |  |  | 074-06312 | 074-06312 |  |  | WOODLANDS - SICU | Room 8
YES | YES |  |  |  | 029-01837 | 029-01837 | Ohmeda Medical | Intermittent suction |  | GFFF34338 | WOODLANDS - SICU |  |  |  |  | 029-01837 | 029-01837 |  |  | WOODLANDS - SICU | Room 6
YES | YES |  |  |  | 029-02402 | 029-02402 | Ohmeda Medical | Intermittent suction |  | GFFF34273 | WOODLANDS - SICU |  |  |  |  | 029-02402 | 029-02402 |  |  | WOODLANDS - SICU | Room 6
YES | YES |  |  |  | 029-01907 | 029-01907 | Ohmeda Medical | Intermittent suction |  | GFFF34385 | WOODLANDS - SICU |  |  |  |  | 029-01907 | 029-01907 |  |  | WOODLANDS - SICU | Room 3
YES | YES |  |  |  | 029-00753 | 029-00753 | Ohmeda Medical | Intermittent suction |  | GFFB22209 | WOODLANDS - SICU |  |  |  |  | 029-00753 | 029-00753 |  |  | WOODLANDS - SICU | Room 3
YES | YES |  |  |  | 029-01913 | 029-01913 | Ohmeda Medical | Intermittent suction |  | GFFF34401 | WOODLANDS - SICU |  |  |  |  | 029-01913 | 029-01913 |  |  | WOODLANDS - SICU | Room 3
YES | YES |  |  |  | 074-06281 | 074-06281 | Ohmeda Medical | Intermittent suction |  | PSAYD08053 | WOODLANDS - PCU6 |  |  |  |  | 074-06281 | 074-06281 |  |  | WOODLANDS - PCU6 | Room 1
YES | YES |  |  |  | W01274 | W01274 | Ohmeda Medical | Intermittent suction |  | AMBM18149 | WOODLANDS - PEDS |  |  |  |  | W01274 | W01274 |  |  | WOODLANDS - PEDS | Room 256
YES | YES |  |  |  | W01744 | W01744 | Ohmeda Medical | Intermittent suction |  | GFFZ04238 | WOODLANDS - PEDS |  |  |  |  | W01744 | W01744 |  |  | WOODLANDS - PEDS | Room 255
YES | YES |  |  |  | 029-02385 | 029-02385 | Ohmeda Medical | Intermittent suction |  | GFFF32624 | WOODLANDS - PEDS |  |  |  |  | 029-02385 | 029-02385 |  |  | WOODLANDS - PEDS | Room 254
YES | YES |  |  |  | 029-01146 | 029-01146 | Ohmeda Medical | Intermittent suction |  | GFFD02689 | WOODLANDS - PEDS |  |  |  |  | 029-01146 | 029-01146 |  |  | WOODLANDS - PEDS | Room 253
YES | YES |  |  |  | 029-00856 | 029-00856 | Ohmeda Medical | Intermittent suction |  | GFFZ17193 | WOODLANDS - PEDS |  |  |  |  | 029-00856 | 029-00856 |  |  | WOODLANDS - PEDS | Room 252
YES | YES |  |  |  | 029-00534 | 029-00534 | Ohmeda Medical | Intermittent suction |  | GFFC23358 | WOODLANDS - PEDS |  |  |  |  | 029-00534 | 029-00534 |  |  | WOODLANDS - PEDS | Room 251
YES | YES |  |  |  | 029-02388 | 029-02388 | Ohmeda Medical | Intermittent suction |  | GFFF32628 | WOODLANDS - PEDS |  |  |  |  | 029-02388 | 029-02388 |  |  | WOODLANDS - PEDS | Room 244
YES | YES |  |  |  | W01404 | W01404 | Ohmeda Medical | Intermittent suction |  | AMBM03667 | WOODLANDS - PEDS |  |  |  |  | W01404 | W01404 |  |  | WOODLANDS - PEDS | Room 245
YES | YES |  |  |  | 029-01935 | 029-01935 | Ohmeda Medical | Intermittent suction |  | GFFF34282 | WOODLANDS - PEDS |  |  |  |  | 029-01935 | 029-01935 |  |  | WOODLANDS - PEDS | Room 242
YES | YES |  |  |  | 029-02338 | 029-02338 | Ohmeda Medical | Intermittent suction |  | GFFF34354 | Woodlands PEDS |  |  |  |  | 029-02338 | 029-02338 |  |  | Woodlands PEDS | Room 266
YES | YES |  |  |  | 029-00527 | 029-00527 | Ohmeda Medical | Intermittent suction |  | GFFC23363 | Woodlands PEDS |  |  |  |  | 029-00527 | 029-00527 |  |  | Woodlands PEDS | Room 264
YES | YES |  |  |  | 029-01939 | 029-01939 | Ohmeda Medical | Intermittent suction |  | GFFF32668 | Woodlands PEDS |  |  |  |  | 029-01939 | 029-01939 |  |  | Woodlands PEDS | Room 264
YES | YES |  |  |  | 029-00552 | 029-00552 | Ohmeda Medical | Intermittent suction |  | GFFR02118 | Woodlands PEDS |  |  |  |  | 029-00552 | 029-00552 |  |  | Woodlands PEDS | Room 262
YES | YES |  |  |  | 029-05395 | 029-05395 | Ohmeda Medical | Intermittent suction |  |  | WOODLANDS - MICU |  |  |  |  | 029-05395 | 029-05395 |  |  | WOODLANDS - MICU | Room 105
YES | YES | Serial Number GFFB22222 |  |  | 029-00469 | 029-00469 | Ohmeda Medical | Intermittent suction |  | GFFB22222 | WOODLANDS- endo |  |  |  |  | 029-00469 | 029-00469 |  |  | WOODLANDS- endo | Endo pre/post
YES | YES |  |  |  | W01176 | W01176 | Ohmeda Medical | Intermittent suction |  |  | WOODLANDS - ENDOSCOPY |  |  |  |  | W01176 | W01176 |  |  | WOODLANDS - ENDOSCOPY | Pre/post
YES | YES |  |  |  | 029-01915 | 029-01915 | Ohmeda Medical | Intermittent suction |  | GFFF34403 | WOODLANDS - CATH LAB |  |  |  |  | 029-01915 | 029-01915 |  |  | WOODLANDS - CATH LAB | Room 1
YES | YES |  |  |  | 009-02940 | 009-02940 | Ohmeda Medical | Intermittent Suction |  | GFFG11985 | GH - LABOR |  |  |  |  | 009-02940 | 009-02940 | Central | Memorial Hermann Hospital greater heights | GH - LABOR | OR3
YES | YES |  |  |  | 099-08115 | 099-08115 | Ohmeda Medical | Intermittent Suction |  |  | 4N |  |  |  |  | 099-08115 | 099-08115 | Central | Memorial Hermann Hospital greater heights | 4N | 402A
YES | YES |  |  |  | 099-05311 | 099-05311 | Ohmeda Medical | Intermittent suction |  | GFFJ02629 | Family Life Center H6 |  |  |  |  | 099-05311 | 099-05311 | TMC | Memorial Hermann Family Life Center | Family Life Center H6 | Nurses station |  |  | 3/1/20
YES | YES |  |  |  | 069-27596 | 069-27596 | Ohmeda Medical | Intermittent Suction |  | CFFC25338 | TMC - SAROFIM 3 - OR |  |  |  |  | 069-27596 | 069-27596 | TMC | Memorial Hermann-Texas Medical Center | TMC - SAROFIM 3 - OR | OR3
YES | YES |  |  |  | 099-07220 | 099-07220 | Ohmeda Medical | Intermittent Suction |  | GFCV03778 | Children?Aos OR |  |  |  |  | 099-07220 | 099-07220 | TMC | Memorial Hermann-Texas Medical Center | Children?Aos OR | PACU
YES | YES |  |  |  | 005-04587 | 005-04587 | Ohmeda Medical | Intermittent Suction |  | GFFH25335 | SE - EMERGENCY CENTER |  |  |  |  | 005-04587 | 005-04587 | Southeast | Memorial Hermann-Southeast Hosptal | SE - EMERGENCY CENTER | W1 306 Major RM 6
YES | YES |  |  |  | 005-03692 | 005-03692 | Ohmeda Medical | Intermittent Suction |  | GFFH01510 | SE - EMERGENCY CENTER |  |  |  |  | 005-03692 | 005-03692 | Southeast | Memorial Hermann-Southeast Hosptal | SE - EMERGENCY CENTER | W1 306 Major RM 6
NO | YES |  |  |  | 005-01939 | 005-01939 | Ohmeda Medical | Intermittent Suction |  | GFFD03101 | SE-Esophageal Disease Center |  |  |  |  | 005-01939 | 005-01939 | Southeast | MHHS-Southeast | SE-Esophageal Disease Center | W2 310 Scope decontamination
YES | YES |  |  |  | 005-01984 | 005-01984 | Ohmeda Medical | Intermittent Suction |  | GSSD02210 | SE - NUc Med |  |  |  |  | 005-01984 | 005-01984 | Southeast | Memorial Hermann Southeast Hospital | SE - NUc Med | Nuclear Medicine Holding Room |  |  |  | Regulator, no pm sticker
YES | YES |  |  |  | 005-04414 | 005-04414 | Ohmeda Medical | Intermittent Suction |  | GFFH22468 | SE-NUC MED |  |  |  |  | 005-04414 | 005-04414 | Southeast | Memorial Hermann Southeast Hospital | SE-NUC MED | Nuclear Medicine Holding Room
YES | YES |  |  |  | 005-02114 | 005-02114 | Ohmeda Medical | Intermittent Suction |  | GFFE15180 | BioMed |  |  |  |  | 005-02114 | 005-02114 | Southeast | Memorial Hermann Southeast Hospital | BioMed | BioMed Shop
YES | YES |  |  |  | 005-03695 | 005-03695 | Ohmeda Medical | Intermittent Suction |  | GFSH01505 | BioMed |  |  |  |  | 005-03695 | 005-03695 | Southeast | Memorial Hermann Southeast Hospital | BioMed | BioMed Shop
YES | YES |  |  |  | 005-01928 | 005-01928 | Ohmeda Medical | Intermittent Suction |  | GFCP00592 | BioMed |  |  |  |  | 005-01928 | 005-01928 | Southeast | Memorial Hermann Southeast Hospital | BioMed | BioMed Shop
YES | YES |  |  |  | 005-08539 | 005-08539 | Ohmeda Medical | Intermittent Suction |  | GGGP12959 | BioMed |  |  |  |  | 005-08539 | 005-08539 | Southeast | Memorial Hermann Southeast Hospital | BioMed | BioMed Shop
YES | YES |  |  |  | 005-03962 | 005-03962 | Ohmeda Medical | Intermittent Suction |  | GFF07706 | BioMed |  |  |  |  | 005-03962 | 005-03962 | Southeast | Memorial Hermann Southeast Hospital | BioMed | BioMed Shop
NO | YES |  |  |  | 099-06446 | 099-06446 | Ohmeda Medical | Intermittent Suction |  | GFFH36776 | SE- NICU |  |  |  |  | 099-06446 | 099-06446 | Southeast | Memorial Hermann Southeast Hospital | SE- NICU | E4 005
NO | YES |  |  |  | 005-03321 | 005-03321 | Ohmeda Medical | Intermittent Suction |  | GFFE02101 | SE- NICU |  |  |  |  | 005-03321 | 005-03321 | Southeast | Memorial Hermann Southeast Hospital | SE- NICU | E4 005
YES | YES |  |  |  | 041-05675 | 041-05675 | Ohmeda Medical | Intermittent Suction |  | GFHG15161 | MEMORIAL CITY - OUTPATIENT SURGERY |  |  |  |  | 041-05675 | 041-05675 | West | Memorial Hermann - Memorial City | MEMORIAL CITY - OUTPATIENT SURGERY | OR Room 10
YES | YES | Serial Number Cnf |  |  | 005-03688 | 005-03688 | Ohmeda Medical | Intermittent suction regulator |  | Cnf | SE - Emergancy Center |  |  |  |  | 005-03688 | 005-03688 | Southeast | Memorial Hermann Southeast Hospital | SE - Emergancy Center | Room 12
YES | YES | Serial Number Cnf |  |  | 005-03687 | 005-03687 | Ohmeda Medical | Intermittent suction regulator |  | Cnf | SE - Emergancy Center |  |  |  |  | 005-03687 | 005-03687 | Southeast | Memorial Hermann Southeast Hospital | SE - Emergancy Center | Room 26
YES | YES |  |  |  | 099-07397 | 099-07397 | Ohmeda Medical | Intermittent suction regulator |  | Gfcd03175 | SE - OR - PACU |  |  |  |  | 099-07397 | 099-07397 | Southeast | Memorial Hermann Southeast Hospital | SE - OR - PACU | Bay 6
YES | YES |  |  |  | 099-07370 | 099-07370 | Ohmeda Medical | Intermittent suction regulator |  | Gffh22473 | SE - Pre-OP |  |  |  |  | 099-07370 | 099-07370 | Southeast | Memorial Hermann Southeast Hospital | SE - Pre-OP | Hallway
YES | YES |  |  |  | 099-07302 | 099-07302 | Ohmeda Medical | Intermittent suction regulator |  | Gffj03570 | SE - Pre-OP |  |  |  |  | 099-07302 | 099-07302 | Southeast | Memorial Hermann Southeast Hospital | SE - Pre-OP | Room 20
YES | YES |  |  |  | 005-04584 | 005-04584 | Ohmeda Medical | Intermittent suction regulator |  | Gffh25346 | SE - Pre-OP |  |  |  |  | 005-04584 | 005-04584 | Southeast | Memorial Hermann Southeast Hospital | SE - Pre-OP | Room 5
NO | YES |  |  |  | 005-04646 | 005-04646 | Ohmeda Medical | Intermittent suction regulator |  | Gffj03586 | SE-Esophageal Disease Center |  |  |  |  | 005-04646 | 005-04646 | Southeast | MHHS-Southeast | SE-Esophageal Disease Center | Bay 6
NO | YES |  |  |  | 005-02087 | 005-02087 | Ohmeda Medical | Intermittent suction regulator |  | Gfhv21692 | SE-Esophageal Disease Center |  |  |  |  | 005-02087 | 005-02087 | Southeast | MHHS-Southeast | SE-Esophageal Disease Center | Bay 9
YES | YES |  |  |  | 041-05144 | 041-05144 | Ohmeda Medical | Intermittent Suction Unir |  | GFFG15346 | MEMORIAL CITY - LABOR |  |  |  |  | 041-05144 | 041-05144 | West | Women?s Memorial Hermann Memorial City Hospital | MEMORIAL CITY - LABOR | OR 1
YES | YES |  |  |  | 142-04719 | 142-04719 | Ohmeda Medical | Intermittent suction unit |  | GFFV04497 | NE - NURSERY |  |  |  |  | 142-04719 | 142-04719 | NorthEast |  | NE - NURSERY |  |  |  |  | No pm
YES | YES | Serial Number Cnf |  |  | 099-00904 | 099-00904 | Ohmeda Medical | Intermittent suction unit |  | Cnf | NE - LABOR |  |  |  |  | 099-00904 | 099-00904 | NorthEast |  | NE - LABOR |  |  |  |  | No pm
YES | YES |  |  |  | 099-00903 | 099-00903 | Ohmeda Medical | Intermittent suction unit |  | GFHA18418 | NE - LABOR |  |  |  |  | 099-00903 | 099-00903 | NorthEast |  | NE - LABOR |  |  |  |  | No pm
YES | YES | Serial Number Cnf |  |  | 142-03833 | 142-03833 | Ohmeda Medical | Intermittent suction unit |  | Cnf | NE - LABOR |  |  |  |  | 142-03833 | 142-03833 | NorthEast |  | NE - LABOR |  | 2/1/20 |  |  | No pm
YES | YES |  |  |  | 099-00899 | 099-00899 | Ohmeda Medical | Intermittent suction unit |  | GFFA12232 | NE - LABOR |  |  |  |  | 099-00899 | 099-00899 | NorthEast |  | NE - LABOR |  |  |  |  | No pm
YES | YES |  |  |  | 099-00914 | 099-00914 | Ohmeda Medical | Intermittent suction unit |  | GFHA18426 | NE - LABOR |  |  |  |  | 099-00914 | 099-00914 | NorthEast |  | NE - LABOR |  |  |  |  | No pm
YES | YES | Serial Number Cnf |  |  | 099-01004 | 099-01004 | Ohmeda Medical | Intermittent suction unit |  | Cnf | NE - LABOR |  |  |  |  | 099-01004 | 099-01004 | NorthEast |  | NE - LABOR |  |  |  |  | No pm
YES | YES | Serial Number Cnf |  |  | 099-01001 | 099-01001 | Ohmeda Medical | Intermittent suction unit |  | Cnf | NE - NICU |  |  |  |  | 099-01001 | 099-01001 | NorthEast |  | NE - NICU |  |  |  |  | No pm
YES | YES | Serial Number Cnf |  |  | 099-00994 | 099-00994 | Ohmeda Medical | Intermittent suction unit |  | Cnf | NE - NICU |  |  |  |  | 099-00994 | 099-00994 | NorthEast |  | NE - NICU |  |  |  |  | No pm
YES | YES | Serial Number Cnf |  |  | 099-00991 | 099-00991 | Ohmeda Medical | Intermittent suction unit |  | Cnf | NE - NICU |  |  |  |  | 099-00991 | 099-00991 | NorthEast |  | NE - NICU |  |  |  |  | No pm
YES | YES | Serial Number Cnf |  |  | 099-00917 | 099-00917 | Ohmeda Medical | Intermittent suction unit |  | Cnf | NE - NICU |  |  |  |  | 099-00917 | 099-00917 | NorthEast |  | NE - NICU |  |  |  |  | No pm
YES | YES |  |  |  | 129-00812 | 129-00812 | Ohmeda Medical | Intermittent Suction Unit |  | GFFE15678 | SUGAR LAND |  |  |  |  | 129-00812 | 129-00812 | Sugar Land | Memorial Hermann Sugar Land Hospital | SUGAR LAND | In Biomed Shop
YES | YES |  |  |  | 029-03160 | 029-03160 | Ohmeda Medical | Intermittent suction unit |  | CFFc36855 | Cardio pulmonary |  |  |  |  | 029-03160 | 029-03160 | Woodlands | Memorial Hermann Woodlands Hospital | Cardio pulmonary | Stress lab 2
YES | YES |  |  |  | 029-00528 | 029-00528 | Ohmeda Medical | Intermittent suction unit |  | Gffg23360 | Nursery |  |  |  |  | 029-00528 | 029-00528 | Woodlands | Memorial Hermann Hospital Woodlands | Nursery | Level 2 Nursery
YES | YES |  |  |  | 142-01786 | 142-01786 | Ohmeda Medical | Intermittent suction unit |  | Gffg16032 | Nursery |  |  |  |  | 142-01786 | 142-01786 | Woodlands | Memorial Hermann Hospital Woodlands | Nursery | Level 2 Nursery
YES | YES |  |  |  | 029-00795 | 029-00795 | Ohmeda Medical | Intermittent suction unit |  |  | Nursery |  |  |  |  | 029-00795 | 029-00795 | Woodlands | Memorial Hermann Hospital Woodlands | Nursery | Nursery level 2
YES | YES |  |  |  | 029-13488 | 029-13488 | Ohmeda Medical | Intermittent suction unit |  | PSAY07780 | L |  |  |  |  | 029-13488 | 029-13488 | Woodlands | Memorial Hermann Hospital Woodlands | L | L
YES | YES |  |  |  | 029-03994 | 029-03994 | Ohmeda Medical | Intermittent Suction Unit |  | GFFJ18044 | Labor and Delivery |  |  |  |  | 029-03994 | 029-03994 | Woodlands | Woodland memorial hospital | Labor and Delivery
YES | YES |  |  |  | 029-02328 | 029-02328 | Ohmeda Medical | Intermittent Suction Unit |  | GFFF34304 | Labor and Delivery |  |  |  |  | 029-02328 | 029-02328 | Woodlands | Woodland memorial hospital | Labor and Delivery
YES | YES |  |  |  | 029-00525 | 029-00525 | Ohmeda Medical | Intermittent Suction Unit |  | GFFC23357 | Labor and Delivery |  |  |  |  | 029-00525 | 029-00525 | Woodlands | Woodland memorial hospital | Labor and Delivery
YES | YES |  |  |  | 029-01938 | 029-01938 | Ohmeda Medical | Intermittent Suction Unit |  | GFFF32667 | Labor and Delivery |  |  |  |  | 029-01938 | 029-01938 | Woodlands | Woodland memorial hospital | Labor and Delivery
YES | YES |  |  |  | 029-03474 | 029-03474 | Ohmeda Medical | Intermittent Suction Unit |  | GFFH35235 | Labor and Delivery |  |  |  |  | 029-03474 | 029-03474 | Woodlands | Woodland memorial hospital | Labor and Delivery
YES | YES |  |  |  | 029-01943 | 029-01943 | Ohmeda Medical | Intermittent Suction Unit |  | GFFF32672 | Labor and Delivery |  |  |  |  | 029-01943 | 029-01943 | Woodlands | Woodland memorial hospital | Labor and Delivery
YES | YES |  |  |  | 029-00559 | 029-00559 | Ohmeda Medical | Intermittent Suction Unit |  | GFFB22208 | Labor and Delivery |  |  |  |  | 029-00559 | 029-00559 | Woodlands | Woodland memorial hospital | Labor and Delivery
YES | YES |  |  |  | 029-02330 | 029-02330 | Ohmeda Medical | Intermittent Suction Unit |  | GFFF34346 | Labor and Delivery |  |  |  |  | 029-02330 | 029-02330 | Woodland | Woodland memorial hospital | Labor and Delivery
YES | YES |  |  |  | W2649 | W2649 | Ohmeda Medical | Intermittent Suction Unit |  | GFFD02691 | Labor and Delivery |  |  |  |  | W2649 | W2649 | Woodland | Woodland memorial hospital | Labor and Delivery
YES | YES |  |  |  | 029-02398 | 029-02398 | Ohmeda Medical | Intermittent Suction Unit |  | GFFF34373 | MICU |  |  |  |  | 029-02398 | 029-02398 | Woodland | Woodland memorial hospital | MICU
YES | YES |  |  |  | 029-03478 | 029-03478 | Ohmeda Medical | Intermittent Suction Unit |  | GFFH35232 | MICU |  |  |  |  | 029-03478 | 029-03478 | Woodland | Woodland memorial hospital | MICU
YES | YES |  |  |  | 029-03473 | 029-03473 | Ohmeda Medical | Intermittent Suction Unit |  | GFFH35286 | MICU |  |  |  |  | 029-03473 | 029-03473 | Woodland | Woodland memorial hospital | MICU
YES | YES |  |  |  | 029-03485 | 029-03485 | Ohmeda Medical | Intermittent Suction Unit |  | GFFH35258 | MICU |  |  |  |  | 029-03485 | 029-03485 | Woodland | Woodland memorial hospital | MICU
YES | YES |  |  |  | 029-02373 | 029-02373 | Ohmeda Medical | Intermittent Suction Unit |  | GFFF32681 | Endoscopy |  |  |  |  | 029-02373 | 029-02373 | Woodlands | Woodland memorial hospital | Endoscopy | Rm 1
YES | YES |  |  |  | 029-00471 | 029-00471 | Ohmeda Medical | Intermittent Suction Unit |  | GFFB22235 | Pre Op Endoscopy |  |  |  |  | 029-00471 | 029-00471 | Woodlands | Woodland memorial hospital | Pre Op Endoscopy | Rm 8
YES | YES |  |  |  | 029-00286 | 029-00286 | Ohmeda Medical | Intermittent Suction Unit |  | GFFT0214 | Pre Op Endoscopy |  |  |  |  | 029-00286 | 029-00286 | Woodlands | Woodland memorial hospital | Pre Op Endoscopy | Rm 8
YES | YES |  |  |  | 029-00802 | 029-00802 | Ohmeda Medical | Intermittent Suction Unit |  | GFFZ08726 | Cath lab |  |  |  |  | 029-00802 | 029-00802 | Woodlands | Woodland memorial hospital | Cath lab | Rm 1
YES | YES |  |  |  | 009-04829 | 009-04829 | Ohmeda Medical | Intermittent suction unit |  | GFFJ30391 | Pre OP |  |  |  |  | 009-04829 | 009-04829 | Central | Memorial Hermann Greater Heights Hospital | Pre OP | Rm 8
YES | YES |  |  |  | 009-04951 | 009-04951 | Ohmeda Medical | Intermittent Suction Unit |  | GFFK07310 | Ermergency Center |  |  |  |  | 009-04951 | 009-04951 | Central | Memorial hermann greater heights hospital | Ermergency Center | Rm 36
YES | YES |  |  |  | 009-04946 | 009-04946 | Ohmeda Medical | Intermittent Suction Unit |  | GFFK07309 | GH - ER |  |  |  |  | 009-04946 | 009-04946 | Central | Memorial Hermann Greater Heights Hospital | GH - ER | Rm 35
YES | YES |  |  |  | 009-04949 | 009-04949 | Ohmeda Medical | Intermittent Suction Unit |  | GFFK07314 | GH - ER |  |  |  |  | 009-04949 | 009-04949 | Central | Memorial Hermann Greater Heights Hospital | GH - ER | Rm 21
YES | YES |  |  |  | 009-04950 | 009-04950 | Ohmeda Medical | Intermittent Suction Unit |  | GFFK07316 | ER |  |  |  |  | 009-04950 | 009-04950 | Central | Memorial Hermann Greater Heights Hospital | ER | Rm 10
YES | YES |  |  |  | 009-01250 | 009-01250 | Ohmeda Medical | Intermittent Suction Unit |  | GFCG0363L | ER |  |  |  |  | 009-01250 | 009-01250 | Central | Memorial Hermann Greater Heights Hospital | ER | Triage
YES | YES |  |  |  | 009-04500 | 009-04500 | Ohmeda Medical | Intermittent suction unit |  | GFFJ04585 | GH - CATH LAB |  |  |  |  | 009-04500 | 009-04500 | Central | Memorial Hermann Greater Heights Hospital | GH - CATH LAB | Recovery 5
YES | YES |  |  |  | 009-03526 | 009-03526 | Ohmeda Medical | Intermittent suction unit |  | GFFG32185 | GH - CATH LAB |  |  |  |  | 009-03526 | 009-03526 | Central | Memorial Hermann Greater Heights Hospital | GH - CATH LAB | Recovery 6
YES | YES |  |  |  | 009-04504 | 009-04504 | Ohmeda Medical | Intermittent suction unit |  | GFFJ04591 | GH - CATH LAB |  |  |  |  | 009-04504 | 009-04504 | Central | Memorial Hermann Greater Heights Hospital | GH - CATH LAB | Recovery 8
YES | YES |  |  |  | 009-02997 | 009-02997 | Ohmeda Medical | Intermittent suction unit |  | GFFG11992 | Cath Lab |  |  |  |  | 009-02997 | 009-02997 | Central | Memorial Hermann Greater Heights Hospital | Cath Lab | Corner rooms
YES | YES |  |  |  | 009-04507 | 009-04507 | Ohmeda Medical | Intermittent suction unit |  | GFFJ04590 | Cath Lab |  |  |  |  | 009-04507 | 009-04507 | Central | Memorial Hermann Greater Heights Hospital | Cath Lab | Holding room 2
YES | YES |  |  |  | 009-04497 | 009-04497 | Ohmeda Medical | Intermittent suction unit |  | GFFJ04581 | Cath Lab |  |  |  |  | 009-04497 | 009-04497 | Central | Memorial Hermann Greater Heights Hospital | Cath Lab | Holding room 3
YES | YES |  |  |  | 013-01974 | 013-01974 | Ohmeda Medical | Intermittent suction unit |  | GFFY05043 | SW - ENDOSCOPY |  |  |  |  | 013-01974 | 013-01974 | Southwest | Memorial Hermann Southwest Hospital | SW - ENDOSCOPY | Bay 36
YES | YES |  |  |  | 013-01934 | 013-01934 | Ohmeda Medical | Intermittent suction unit |  | GFCW03969 | SW - ENDOSCOPY |  |  |  |  | 013-01934 | 013-01934 | Southwest | Memorial Hermann Southwest Hospital | SW - ENDOSCOPY | Bay 41
YES | YES |  |  |  | 013-02552 | 013-02552 | Ohmeda Medical | Intermittent suction unit |  | GFFY05042 | SW - ENDOSCOPY |  |  |  |  | 013-02552 | 013-02552 | Southwest | Memorial Hermann Southwest Hospital | SW - ENDOSCOPY | Bay 24
YES | YES |  |  |  | 013-02558 | 013-02558 | Ohmeda Medical | Intermittent Suction Unit |  | GFFY05053 | SW - ENDOSCOPY |  |  |  |  | 013-02558 | 013-02558 | Southwest | Memorial Hermann Southwest Hospital | SW - ENDOSCOPY | Bay 26 |  |  |  | New Add
YES | YES | Asset Tag 013-04103 |  |  | 013-04103 | 013-04103 | Ohmeda Medical | Intermittent suction unit |  | GFFD09593 | Endoscopy |  |  |  |  | 013-04103 | 013-04103 | Southwest | Memorial Hermann Southwest Hospital | Endoscopy | Bay 1
YES | YES | Asset Tag 013-13967 |  |  | 013-13967 | 013-13967 | Ohmeda Medical | Intermittent suction unit |  | GFFK23410 | Endoscopy |  |  |  |  | 013-13967 | 013-13967 | Southwest | Memorial Hermann Southwest Hospital | Endoscopy | Bay 3
YES | YES | Asset Tag 013-07796 |  |  | 013-07796 | 013-07796 | Ohmeda Medical | Intermittent suction unit |  | GFFF24838 | Endoscopy |  |  |  |  | 013-07796 | 013-07796 | Southwest | Memorial Hermann Southwest Hospital | Endoscopy | Bay 3
YES | YES | Asset Tag 099-08719 |  |  | 099-08719 | 099-08719 | Ohmeda Medical | Intermittent suction unit |  | GFFF17849 | Endoscopy |  |  |  |  | 099-08719 | 099-08719 | Southwest | Memorial Hermann Southwest Hospital | Endoscopy | Bay 4
YES | YES | Asset Tag 013-07794 |  |  | 013-07794 | 013-07794 | Ohmeda Medical | Intermittent suction unit |  | GFFF24836 | Endoscopy |  |  |  |  | 013-07794 | 013-07794 | Southwest | Memorial Hermann Southwest Hospital | Endoscopy | Bay 5
YES | YES |  |  |  | 013-07797 | 013-07797 | Ohmeda Medical | Intermittent Suction Unit |  | GFFF24834 | SW - RESPIRATORY |  |  |  |  | 013-07797 | 013-07797 | Memorial Hermann Hospital - Southwest | Memorial Hermann Hospital - Southwest | SW - RESPIRATORY | Endoscopy
YES | YES | Asset Tag 013-02603 |  |  | 013-02603 | 013-02603 | Ohmeda Medical | Intermittent suction unit |  | GFFV05281 | PACU OR |  |  |  |  | 013-02603 | 013-02603 | Southwest | Memorial Hermann Southwest Hospital | PACU OR | Rm 2
YES | YES | Asset Tag 013-02588 |  |  | 013-02588 | 013-02588 | Ohmeda Medical | Intermittent suction unit |  | GFFV05287 | PACU OR |  |  |  |  | 013-02588 | 013-02588 | Southwest | Memorial Hermann Southwest Hospital | PACU OR | Rm 2
YES | YES |  |  |  | 013-12139 | 013-12139 | Ohmeda Medical | Intermittent suction unit |  | GFFJ10428 | PACU OR |  |  |  |  | 013-12139 | 013-12139 | Southwest | Memorial Hermann Southwest Hospital | PACU OR | Rm 2
YES | YES |  |  |  | 013-03081 | 013-03081 | Ohmeda Medical | Intermittent suction unit |  | GFFD03198 | PACU OR |  |  |  |  | 013-03081 | 013-03081 | Southwest | Memorial Hermann Southwest Hospital | PACU OR | Rm 2
YES | YES |  |  |  | 013-19155 | 013-19155 | Ohmeda Medical | Intermittent suction unit |  | GFCJ03181 | PACU OR |  |  |  |  | 013-19155 | 013-19155 | Southwest | Memorial Hermann Southwest Hospital | PACU OR | Rm 2
YES | YES |  |  |  | 013-14070 | 013-14070 | Ohmeda Medical | Intermittent suction unit |  | GFFK26222 | SW - HVI - PREOP |  |  |  |  | 013-14070 | 013-14070 | Southwest | Memorial Hermann Southwest Hospital | SW - HVI - PREOP | Room 19
YES | YES |  |  |  | 013-03050 | 013-03050 | Ohmeda Medical | Intermittent Suction Unit |  | GFFC09759 | SW - HVI - PREOP |  |  |  |  | 013-03050 | 013-03050 | Southwest | Memorial Hermann Heart | SW - HVI - PREOP | Bay 18 |  |  |  | New Add
YES | YES |  |  |  | 013-14012 | 013-14012 | Ohmeda Medical | Intermittent suction unit |  | GFFK26185 | SW - HVI - PREOP |  |  |  |  | 013-14012 | 013-14012 | Southwest | Memorial Hermann Southwest Hospital | SW - HVI - PREOP | Room 19
YES | YES |  |  |  | 013-14005 | 013-14005 | Ohmeda Medical | Intermittent suction unit |  | GFFK23381 | SW - HVI - PREOP |  |  |  |  | 013-14005 | 013-14005 | Southwest | Memorial Hermann Southwest Hospital | SW - HVI - PREOP | Rm 21
YES | YES |  |  |  | 013-14045 | 013-14045 | Ohmeda Medical | Intermittent suction unit |  | GFFK26232 | SW - HVI - PREOP |  |  |  |  | 013-14045 | 013-14045 | Southwest | Memorial Hermann Southwest Hospital | SW - HVI - PREOP | Rm 21
YES | YES |  |  |  | 013-13970 | 013-13970 | Ohmeda Medical | Intermittent suction unit |  |  | SW - HVI - OR |  |  |  |  | 013-13970 | 013-13970 | Southwest | Memorial Hermann Southwest Hospital | SW - HVI - OR | CVIMU 8
YES | YES |  |  |  | 925-00080 | 925-00080 | Ohmeda Medical | Intermittent suction unit |  | GFFE27825 | SW - CVIMU |  |  |  |  | 925-00080 | 925-00080 | Southwest | Memorial Hermann Southwest Hospital | SW - CVIMU | CVA 22
YES | YES |  |  |  | 013-14126 | 013-14126 | Ohmeda Medical | Intermittent suction unit |  | GFFK26179 | SW - CVIMU |  |  |  |  | 013-14126 | 013-14126 | Southwest | Memorial Hermann Southwest Hospital | SW - CVIMU | CVIMU 16
YES | YES |  |  |  | 013-14604 | 013-14604 | Ohmeda Medical | Intermittent suction unit |  | GFFK26201 | Stress test |  |  |  |  | 013-14604 | 013-14604 | Southwest | Memorial Hermann Southwest Hospital | Stress test | Echo 1
YES | YES |  |  |  | 013-03752 | 013-03752 | Ohmeda Medical | Intermittent Suction Unit |  | GFCY03358 | SW - HVI - NONINVASIVE CARDIOLOGY |  |  |  |  | 013-03752 | 013-03752 | Southwest | Memorial Hermann Heart | SW - HVI - NONINVASIVE CARDIOLOGY | Bay 2 |  |  |  | New Add
YES | YES |  |  |  | 099-10091 | 099-10091 | Ohmeda Medical | Intermittent suction unit |  | GFFK26195 | SW - HVI - NONINVASIVE CARDIOLOGY |  |  |  |  | 099-10091 | 099-10091 | Southwest | Memorial Hermann Southwest Hospital | SW - HVI - NONINVASIVE CARDIOLOGY | Room 2 exam treadmill
YES | YES |  |  |  | 013-14597 | 013-14597 | Ohmeda Medical | Intermittent suction unit |  | GFFK23338 | SW - HVI - NONINVASIVE CARDIOLOGY |  |  |  |  | 013-14597 | 013-14597 | Southwest | Memorial Hermann Southwest Hospital | SW - HVI - NONINVASIVE CARDIOLOGY | Room 1 treadmill
YES | YES |  |  |  | 925-00071 | 925-00071 | Ohmeda Medical | Intermittent Suction Unit |  | GFFE27829 | SW - SENIOR MEDICINE |  |  |  |  | 925-00071 | 925-00071 | Southwest | Memorial Hermann Southwest Hospital | SW - SENIOR MEDICINE | Room 629 |  |  |  | New Add
YES | YES |  |  |  | 013-12145 | 013-12145 | Ohmeda Medical | Intermittent suction unit |  | GFFJ10425 | 6th floor |  |  |  |  | 013-12145 | 013-12145 | Southwest | Memorial Hermann Southwest Hospital | 6th floor | RM 652
YES | YES |  |  |  | 013-13977 | 013-13977 | Ohmeda Medical | Intermittent suction unit |  | GFCP00758 | SW - 7th floor |  |  |  |  | 013-13977 | 013-13977 | Southwest | Memorial Hermann Southwest Hospital | SW - 7th floor | Rm 732
YES | YES |  |  |  | 013-17133 | 013-17133 | Ohmeda Medical | Intermittent Suction Unit |  | GFFD07339 | SW - NEUOROLOGY |  |  |  |  | 013-17133 | 013-17133 | Southwest | Memorial Hermann Southwest Hospital | SW - NEUOROLOGY | 7th Floor - A Wing |  |  |  | New Add
YES | YES |  |  |  | E19942 | E19942 | Ohmeda Medical | Intermittent suction unit |  | GFCC03440 | SW - 7th floor |  |  |  |  | E19942 | E19942 | Southwest | Memorial Hermann Southwest Hospital | SW - 7th floor | Rm 730
YES | YES |  |  |  | 013-14118 | 013-14118 | Ohmeda Medical | Intermittent suction unit |  | GFFK23385 | ICU 7th floor |  |  |  |  | 013-14118 | 013-14118 | Southwest | Memorial Hermann Southwest Hospital | ICU 7th floor | Rm 54
YES | YES |  |  |  | 013-05400 | 013-05400 | Ohmeda Medical | Intermittent Suction Unit |  |  | SW - ICU - NEURO |  |  |  |  | 013-05400 | 013-05400 | Southwest | Memorial Hermann Southwest Hospital | SW - ICU - NEURO | Room H7 - ICU49 |  |  | 3/1/20 | New Add - One Time Inspection Sticker
YES | YES |  |  |  | 013-12144 | 013-12144 | Ohmeda Medical | Intermittent Suction Unit |  | GFFJ10423 | SW - TELEMETRY - 4th Floor |  |  |  |  | 013-12144 | 013-12144 | Southwest | Memorial Hermann Southwest Hospital | SW - TELEMETRY - 4th Floor | Equipment Storage |  |  |  | New Add
YES | YES |  |  |  | 013-08423 | 013-08423 | Ohmeda Medical | Intermittent Suction Unit |  | GFCF00708 | SW - TELEMETRY - 4th Floor |  |  |  |  | 013-08423 | 013-08423 | Southwest | Memorial Hermann Southwest Hospital | SW - TELEMETRY - 4th Floor | Equipment Storage |  |  |  | New Add
YES | YES |  |  |  | 013-04534 | 013-04534 | Ohmeda Medical | Intermittent Suction Unit |  | GFHY20205 | SW - TELEMETRY - 4th Floor |  |  |  |  | 013-04534 | 013-04534 | Southwest | Memorial Hermann Southwest Hospital | SW - TELEMETRY - 4th Floor | Equipment Storage |  |  |  | New Add
YES | YES |  |  |  | 013-03648 | 013-03648 | Ohmeda Medical | Intermittent Suction Unit |  | GFCA02497 | SW - TELEMETRY - 4th Floor |  |  |  |  | 013-03648 | 013-03648 | Southwest | Memorial Hermann Southwest Hospital | SW - TELEMETRY - 4th Floor | Equipment Storage |  |  |  | New Add
YES | YES |  |  |  | 013-08306 | 013-08306 | Ohmeda Medical | Intermittent Suction Unit |  | GFFD07277 | SW - TELEMETRY - 4th Floor |  |  |  |  | 013-08306 | 013-08306 | Southwest | Memorial Hermann Southwest Hospital | SW - TELEMETRY - 4th Floor | Equipment Storage |  |  |  | New Add
YES | YES |  |  |  | 013-04475 | 013-04475 | Ohmeda Medical | Intermittent Suction Unit |  | GFHY05789 | SW - TELEMETRY - 4th Floor |  |  |  |  | 013-04475 | 013-04475 | Southwest | Memorial Hermann Southwest Hospital | SW - TELEMETRY - 4th Floor | Equipment Storage |  |  |  | New Add
YES | YES |  |  |  | 013-11529 | 013-11529 | Ohmeda Medical | Intermittent Suction Unit |  | CFJA00940 | SW - TELEMETRY |  |  |  |  | 013-11529 | 013-11529 | Southwest | Memorial Hermann Southwest Hospital | SW - TELEMETRY |  |  |  |  | New Add
YES | YES |  |  |  | 013-03826 | 013-03826 | Ohmeda Medical | Intermittent suction unit |  | GFFY19764 | 4th floor |  |  |  |  | 013-03826 | 013-03826 | Southwest | Memorial Hermann Southwest Hospital | 4th floor | Rm 467
YES | YES |  |  |  | 013-14125 | 013-14125 | Ohmeda Medical | Intermittent suction unit |  | GFFK26159 | ICU B |  |  |  |  | 013-14125 | 013-14125 | Southwest | Memorial Hermann Southwest Hospital | ICU B | Rm 9
YES | YES |  |  |  | 013-14110 | 013-14110 | Ohmeda Medical | Intermittent suction unit |  | GFFK23371 | ICU B |  |  |  |  | 013-14110 | 013-14110 | Southwest | Memorial Hermann Southwest Hospital | ICU B | Rm 9
YES | YES |  |  |  | 013-05822 | 013-05822 | Ohmeda Medical | Intermittent suction unit |  | GFFE14331 | ICU B |  |  |  |  | 013-05822 | 013-05822 | Southwest | Memorial Hermann Southwest Hospital | ICU B | Rm 9
YES | YES |  |  |  | 013-04532 | 013-04532 | Ohmeda Medical | Intermittent suction unit |  | GFHY20204 | ICU B |  |  |  |  | 013-04532 | 013-04532 | Southwest | Memorial Hermann Southwest Hospital | ICU B | Rm 9
YES | YES |  |  |  | 013-14006 | 013-14006 | Ohmeda Medical | Intermittent Suction Unit |  |  | SW - HVI - OR |  |  |  |  | 013-14006 | 013-14006 | Southwest | Memorial Hermann Heart | SW - HVI - OR | CVOR2 |  |  |  | New Add - One Time Inspection
YES | YES |  |  |  | 013-13249 | 013-13249 | Ohmeda Medical | Intermittent Suction Unit |  | GFFR05580 | SW - HVI - OR |  |  |  |  | 013-13249 | 013-13249 | Southwest | Memorial Hermann Heart | SW - HVI - OR | CVOR - Anesthesia Workroom | 2/1/91 |  |  | New Add - One Time Inspection Sticker
YES | YES |  |  |  | 013-03820 | 013-03820 | Ohmeda Medical | Intermittent Suction Unit |  | GFCB03622 | SW - HVI - OR |  |  |  |  | 013-03820 | 013-03820 | Southwest | Memorial Hermann Heart | SW - HVI - OR | CVOR - Anesthesia Workroom | 5/1/08 |  |  | New Add - One Time Inspection Sticker
YES | YES |  |  |  | 013-02024 | 013-02024 | Ohmeda Medical | Intermittent Suction Unit |  | GFFC09761 | SW - HVI - OR |  |  |  |  | 013-02024 | 013-02024 | Southwest | Memorial Hermann Heart | SW - HVI - OR | CVOR - Anesthesia Workroom | 5/1/08 |  |  | New Add - One Time Inspection Sticker
YES | YES |  |  |  | 013-01432 | 013-01432 | Ohmeda Medical | Intermittent Suction Unit |  | GFCB04123 | SW - LABOR |  |  |  |  | 013-01432 | 013-01432 | Southwest | Memorial Hermann Southwest Hospital | SW - LABOR | LDR 2
YES | YES |  |  |  | 013-04119 | 013-04119 | Ohmeda Medical | Intermittent Suction Unit |  | GFFS11472 | SW - ER |  |  |  |  | 013-04119 | 013-04119 | Southwest | Memorial Hermann Southwest Hospital Emergency Center | SW - ER | Pod C - Room 44 |  |  |  | New Add - One Time Inspection Sticker
NO | YES |  |  |  | 099-12147 | 099-12147 | Ohmeda Medical | Intermittent suction unit |  | GFFC11619 | Biomed shop |  |  |  |  | 099-12147 | 099-12147 | TMC | Memorial Hermann-Texas Medical Center | Biomed shop | Biomed shop
YES | YES |  |  |  | 099-12157 | 099-12157 | Ohmeda Medical | Intermittent suction unit |  | GFFY02603 | Biomed shop |  |  |  |  | 099-12157 | 099-12157 | TMC | Memorial Hermann-Texas Medical Center | Biomed shop | Biomed shop
YES | YES |  |  |  | 069-27242 | 069-27242 | Ohmeda Medical | Intermittent suction unit |  | GFFD21050 | Biomed shop |  |  |  |  | 069-27242 | 069-27242 | TMC | Memorial Hermann-Texas Medical Center | Biomed shop | Biomed shop
YES | YES |  |  |  | 099-13419 | 099-13419 | Ohmeda Medical | Intermittent Suction Unit |  | GFFG04681 | Biomed Shop |  |  |  |  | 099-13419 | 099-13419 | TMC | Memorial Hermann-Texas Medical Center | Biomed Shop | Biomed Shop |  |  |  | New Add - One Time Inspection Sticker
YES | YES |  |  |  | 069-19341 | 069-19341 | Ohmeda Medical | Intermittent Suction Unit |  | GFFH00656 | Biomed Shop |  |  |  |  | 069-19341 | 069-19341 | TMC | Memorial Hermann-Texas Medical Center | Biomed Shop | Biomed Shop |  |  |  | New Add
YES | YES |  |  |  | 099-13426 | 099-13426 | Ohmeda Medical | Intermittent Suction Unit |  | GFFG04693 | Biomed Shop |  |  |  |  | 099-13426 | 099-13426 | TMC | Memorial Hermann-Texas Medical Center | Biomed Shop | Biomed Shop |  |  |  | New Add
YES | YES |  |  |  | 069-24115 | 069-24115 | Ohmeda Medical | Intermittent Suction Unit |  | GFFW22253 | Biomed Shop |  |  |  |  | 069-24115 | 069-24115 | TMC | Memorial Hermann-Texas Medical Center | Biomed Shop | Biomed Shop |  |  |  | New Add
YES | YES |  |  |  | 099-13428 | 099-13428 | Ohmeda Medical | Intermittent Suction Unit |  | GFFW22251 | Biomed Shop |  |  |  |  | 099-13428 | 099-13428 | TMC | Memorial Hermann-Texas Medical Center | Biomed Shop | Biomed Shop |  |  |  | New Add
YES | YES |  |  |  | 077-04117 | 077-04117 | Ohmeda Medical | Intermittent Suction Unit |  | GFFG32039 | Biomed Shop |  |  |  |  | 077-04117 | 077-04117 | TMC | Memorial Hermann-Texas Medical Center | Biomed Shop | Biomed Shop |  |  |  | New Add
YES | YES |  |  |  | 099-13433 | 099-13433 | Ohmeda Medical | Intermittent Suction Unit |  | GFCE01875 | Biomed Shop |  |  |  |  | 099-13433 | 099-13433 | TMC | Memorial Hermann-Texas Medical Center | Biomed Shop | Biomed Shop |  |  |  | New Add
YES | YES | Serial Number Cnf |  |  | 099-14204 | 099-14204 | Ohmeda Medical | Intermittent suction unit |  | Cnf | TMC - SAROFIM 1 - ADULT ER |  |  |  |  | 099-14204 | 099-14204 | TMC | Memorial Hermann-Texas Medical Center | TMC - SAROFIM 1 - ADULT ER | 9A
YES | YES |  |  |  | 099-12395 | 099-12395 | Ohmeda Medical | Intermittent suction unit |  | GFce02188 | TMC - OR - CVOR (7HVI) |  |  |  |  | 099-12395 | 099-12395 | TMC | Memorial Hermann-Texas Medical Center | TMC - OR - CVOR (7HVI) | OR 3
YES | YES | Serial Number Cnf |  |  | 099-12617 | 099-12617 | Ohmeda Medical | Intermittent suction unit |  | Cnf | TMC - SAROFIM 1 - ADULT ER |  |  |  |  | 099-12617 | 099-12617 | TMC | Memorial Hermann-Texas Medical Center | TMC - SAROFIM 1 - ADULT ER
YES | YES |  |  |  | 099-12642 | 099-12642 | Ohmeda Medical | Intermittent Suction Unit |  | GFFC12644 | TMC - SAROFIM 1 - ADULT ER |  |  |  |  | 099-12642 | 099-12642 | TMC | Memorial Hermann-Texas Medical Center | TMC - SAROFIM 1 - ADULT ER | Nurses Station
YES | YES |  |  |  | 069-21257 | 069-21257 | Ohmeda Medical | Intermittent suction unit |  | Gfch02181 | Ace |  |  |  |  | 069-21257 | 069-21257 | TMC | Memorial Hermann-Texas Medical Center | Ace
YES | YES |  |  |  | 069-20345 | 069-20345 | Ohmeda Medical | Intermittent Suction Unit |  | GFFH25400 | TMC - CULLEN - SIG SUITES 5 WEST |  |  |  |  | 069-20345 | 069-20345 | TMC | Memorial Hermann-Texas Medical Center | TMC - CULLEN - SIG SUITES 5 WEST | C538
YES | YES |  |  |  | 099-12651 | 099-12651 | Ohmeda Medical | Intermittent Suction Unit |  | GFFH25878 | TMC - CULLEN - SIG SUITES 5 WEST |  |  |  |  | 099-12651 | 099-12651 | TMC | Memorial Hermann-Texas Medical Center | TMC - CULLEN - SIG SUITES 5 WEST | C537
YES | YES |  |  |  | 069-06681 | 069-06681 | Ohmeda Medical | Intermittent Suction Unit |  | GFFV15741 | TMC - JONES - NEURO IMU (3J) |  |  |  |  | 069-06681 | 069-06681 | TMC | Memorial Hermann-Texas Medical Center | TMC - JONES - NEURO IMU (3J)
YES | YES |  |  |  | 069-34783 | 069-34783 | Ohmeda Medical | Intermittent Suction Unit |  | 069-34783 | TMC - JONES - NEURO IMU (3J) |  |  |  |  | 069-34783 | 069-34783 | TMC | Memorial Hermann-Texas Medical Center | TMC - JONES - NEURO IMU (3J)
YES | YES | Serial Number Cnf |  |  | 099-11403 | 099-11403 | Ohmeda Medical | Intermittent suction unit |  | Cnf | TMC - DIALYSIS - ADULT (9J) |  |  |  |  | 099-11403 | 099-11403 | TMC | Memorial Hermann-Texas Medical Center | TMC - DIALYSIS - ADULT (9J) | Hallway
YES | YES |  |  |  | 099-11728 | 099-11728 | Ohmeda Medical | Intermittent Suction Unit |  | GFFJ20079 | NSICU |  |  |  |  | 099-11728 | 099-11728 | TMC | Memorial Hermann-Texas Medical Center | NSICU
YES | YES | Serial Number Cnf |  |  | 099-11732 | 099-11732 | Ohmeda Medical | Intermittent Suction Unit |  | Cnf | NSICU |  |  |  |  | 099-11732 | 099-11732 | TMC | Memorial Hermann-Texas Medical Center | NSICU
YES | YES | Serial Number Cnf |  |  | 099-11906 | 099-11906 | Ohmeda Medical | Intermittent suction unit |  | Cnf | J5 |  |  |  |  | 099-11906 | 099-11906 | TMC | Memorial Hermann-Texas Medical Center | J5 | J508
YES | YES |  |  |  | 099-11794 | 099-11794 | Ohmeda Medical | Intermittent Suction Unit |  | 099-11794 | TMC - JONES - STROKE (4J) |  |  |  |  | 099-11794 | 099-11794 | TMC | Mischer Neuroscience Institute | TMC - JONES - STROKE (4J)
YES | YES |  |  |  | 077-04133 | 077-04133 | Ohmeda Medical | Intermittent Suction Unit |  | GFFH32021 | TMC - JONES - NEURO ELECTIVE (4J) |  |  |  |  | 077-04133 | 077-04133 | TMC | Mischer Neuroscience Institute | TMC - JONES - NEURO ELECTIVE (4J) | Storage
YES | YES |  |  |  | 069-29375 | 069-29375 | Ohmeda Medical | Intermittent Suction Unit |  | GFFJ04552 | TMC - JONES - NEURO ELECTIVE (4J) |  |  |  |  | 069-29375 | 069-29375 | TMC | Mischer Neuroscience Institute | TMC - JONES - NEURO ELECTIVE (4J) | Storage
YES | YES |  |  |  | 099-11796 | 099-11796 | Ohmeda Medical | Intermittent Suction Unit |  | GFFC04689 | TMC - JONES - NEURO ELECTIVE (4J) |  |  |  |  | 099-11796 | 099-11796 | TMC | Mischer Neuroscience Institute | TMC - JONES - NEURO ELECTIVE (4J) | Storage
YES | YES |  |  |  | 069-22323 | 069-22323 | Ohmeda Medical | Intermittent Suction Unit |  | GFFE20575 | TMC - JONES - NEURO ELECTIVE (4J) |  |  |  |  | 069-22323 | 069-22323 | TMC | Mischer Neuroscience Institute | TMC - JONES - NEURO ELECTIVE (4J) | Storage
YES | YES |  |  |  | 099-11797 | 099-11797 | Ohmeda Medical | Intermittent Suction Unit |  | GFFJ03558 | TMC - JONES - NEURO ELECTIVE (4J) |  |  |  |  | 099-11797 | 099-11797 | TMC | Mischer Neuroscience Institute | TMC - JONES - NEURO ELECTIVE (4J) | Storage
YES | YES |  |  |  | 099-11344 | 099-11344 | Ohmeda Medical | Intermittent suction unit |  | Gfff03562 | Ccm - H10 |  |  |  |  | 099-11344 | 099-11344 | Tmc | Childrens hermann memorial | Ccm - H10
NO | YES |  |  |  | 099-09197 | 099-09197 | Ohmeda Medical | Intermittent Suction Unit |  | GFFC12687 | TMC-OR-Day Surgery (2R) |  |  |  |  | 099-09197 | 099-09197 | TMC | MHHS-TMC | TMC-OR-Day Surgery (2R) | Bay 1
NO | YES |  |  |  | 099-09162 | 099-09162 | Ohmeda Medical | Intermittent Suction Unit |  | GFFC05384 | TMC-OR-Day Surgery (2R) |  |  |  |  | 099-09162 | 099-09162 | TMC | MHHS-TMC | TMC-OR-Day Surgery (2R) | Bay 4
NO | YES |  |  |  | 099-09163 |  | Ohmeda Medical | Intermittent Suction Unit |  | GFFC12662 | TMC-OR-Day Surgery (2R) |  |  |  |  | 099-09163 |  | TMC | MHHS-TMC | TMC-OR-Day Surgery (2R) | Bay 5
NO | YES |  |  |  | 069-22779 | 069-22779 | Ohmeda Medical | Intermittent Suction Unit |  | GFFC12633 | TMC-OR-Day Surgery (2R) |  |  |  |  | 069-22779 | 069-22779 | TMC | MHHS-TMC | TMC-OR-Day Surgery (2R) | Bay 7
YES | YES |  |  |  | 077-06405 | 077-06405 | Ohmeda Medical | Intermittent Suction Unit |  | GFFC12649 | TMC - OR |  |  |  |  | 077-06405 | 077-06405 | TMC | Memorial Hermann-Texas Medical Center | TMC - OR | OR 40
YES | YES |  |  |  | 069-44955 | 069-44955 | Ohmeda Medical | Intermittent Suction Unit |  | GFFJ 09430 | TMC - OR - ANESTHESIA (2HP) |  |  |  |  | 069-44955 | 069-44955 | TMC | Memorial Hermann-Texas Medical Center | TMC - OR - ANESTHESIA (2HP) | OR 48
NO | YES |  |  |  | 069-45020 | 069-45020 | Ohmeda Medical | Intermittent Suction Unit |  | GFFE00358 | TMC-Sarofim 2-OR |  |  |  |  | 069-45020 | 069-45020 | TMC | MHHS-TMC | TMC-Sarofim 2-OR | OR 40
YES | YES |  |  |  | 069-06576 | 069-06576 | Ohmeda Medical | Intermittent Suction Unit |  |  | TMC - OR - PEDI OR (2R) |  |  |  |  | 069-06576 | 069-06576 | TMC | Memorial Hermann-Texas Medical Center | TMC - OR - PEDI OR (2R) | OR 08
YES | YES |  |  |  | 069-27247 | 069-27247 | Ohmeda Medical | Intermittent Suction Unit |  | GFFE20572 | TMC - OR - ANESTHESIA (CONTRACT EQUIP) |  |  |  |  | 069-27247 | 069-27247 | TMC | Memorial Hermann-Texas Medical Center | TMC - OR - ANESTHESIA (CONTRACT EQUIP) | S2 OR 4
YES | YES |  |  |  | 099-09641 | 099-09641 | Ohmeda Medical | Intermittent Suction Unit |  | GFFJ09434 | TMC - SAROFIM 2 - OR |  |  |  |  | 099-09641 | 099-09641 | TMC | Memorial Hermann-Texas Medical Center | TMC - SAROFIM 2 - OR | S2 OR 4
YES | YES |  |  |  | 099-09640 | 099-09640 | Ohmeda Medical | Intermittent Suction Unit |  | GFFH 00664 | TMC - SEROFIM 2 - OR |  |  |  |  | 099-09640 | 099-09640 | TMC | Memorial Hermann-Texas Medical Center | TMC - SEROFIM 2 - OR | S2 OR 4
YES | YES |  |  |  | 099-09648 | 099-09648 | Ohmeda Medical | Intermittent Suction Unit |  | GFHV02936 | TMC - SAROFIM 2 - OR |  |  |  |  | 099-09648 | 099-09648 | TMC | Memorial Hermann-Texas Medical Center | TMC - SAROFIM 2 - OR | S2 OR 1
NO | YES |  |  |  | 099-09650 | 099-09650 | Ohmeda Medical | Intermittent Suction Unit |  | GFFC12702 | TMC-Sarofim 2-OR |  |  |  |  | 099-09650 | 099-09650 | TMC | MHHS-TMC | TMC-Sarofim 2-OR | S2 OR 1
YES | YES |  |  |  | 099-09621 | 099-09621 | Ohmeda Medical | Intermittent Suction Unit |  | GFFY15809 | TMC - OR - PEDI OR (2R) |  |  |  |  | 099-09621 | 099-09621 | TMC | Memorial Hermann-Texas Medical Center | TMC - OR - PEDI OR (2R) | S2 OR 55
YES | YES |  |  |  | 069-34031 | 069-34031 | Ohmeda Medical | Intermittent Suction Unit |  | GFFC12627 | TMC - OR - PEDI OR (2R) |  |  |  |  | 069-34031 | 069-34031 | TMC | Memorial Hermann-Texas Medical Center | TMC - OR - PEDI OR (2R) | S2 OR 55
YES | YES |  |  |  | 099-09633 | 099-09633 | Ohmeda Medical | Intermittent Suction Unit |  | GFFJ02623 | TMC - MHTMC - CENTRAL SUPPLY |  |  |  |  | 099-09633 | 099-09633 | TMC | Memorial Hermann-Texas Medical Center | TMC - MHTMC - CENTRAL SUPPLY | S2 OR 67
NO | YES |  |  |  | 069-44948 | 069-44948 | Ohmeda Medical | Intermittent suction unit |  | Gffc12617 | TMC-PACU-Adult (2Hp) |  |  |  |  | 069-44948 | 069-44948 | TMC | MHHS-TMC | TMC-PACU-Adult (2Hp) | Pacu 16
YES | YES | Serial Number Cnf |  |  | 069-44949 | 069-44949 | Ohmeda Medical | Intermittent suction unit |  | Cnf | TMC - PACU - ADULT (2HP) |  |  |  |  | 069-44949 | 069-44949 | TMC | Memorial Hermann-Texas Medical Center | TMC - PACU - ADULT (2HP) | Pacu 16
YES | YES |  |  |  | 005-00987 | 005-00987 | Ohmeda Medical | Intermittent Suction Unit |  | GFFD03108 | SE - EMERGENCY CENTER |  |  |  |  | 005-00987 | 005-00987 | Southeast | Memorial Hermann Southeast Hospital | SE - EMERGENCY CENTER | Major 1
YES | YES |  |  |  | 099-07051 | 099-07051 | Ohmeda Medical | Intermittent Suction Unit |  | GFFJ03576 | SE - RESPIRATORY |  |  |  |  | 099-07051 | 099-07051 | Southeast | Memorial Hermann Southeast Hospital | SE - RESPIRATORY | ER Major Room 5
YES | YES |  |  |  | 005-09604 | 005-09604 | Ohmeda Medical | Intermittent Suction Unit |  | GFFS01177 | SE - RESPIRATORY |  |  |  |  | 005-09604 | 005-09604 | Southeast | Memorial Hermann Southeast Hospital | SE - RESPIRATORY | ER Major Room 5
YES | YES |  |  |  | 005-04563 | 005-04563 | Ohmeda Medical | Intermittent Suction Unit |  | GFFH24571 | SE - OR - PACU |  |  |  |  | 005-04563 | 005-04563 | Southeast | Memorial Hermann Southeast Hospital | SE - OR - PACU | Bay 10
YES | YES |  |  |  | 005-04589 | 005-04589 | Ohmeda Medical | Intermittent Suction Unit |  | GFFH24566 | SE - OR - PACU |  |  |  |  | 005-04589 | 005-04589 | Southeast | Memorial Hermann Southeast Hospital | SE - OR - PACU | Bay 10
YES | YES |  |  |  | 005-04576 | 005-04576 | Ohmeda Medical | Intermittent Suction Unit |  | GFFH22460 | SE - OR - PACU |  |  |  |  | 005-04576 | 005-04576 | Southeast | Memorial Hermann Southeast Hospital | SE - OR - PACU | Bay 1
YES | YES |  |  |  | 099-07918 | 099-07918 | Ohmeda Medical | Intermittent Suction Unit |  | GFSH25342 | SE - OR - PREOP |  |  |  |  | 099-07918 | 099-07918 | Southeast | Memorial Hermann Southeast Hospital | SE - OR - PREOP | Bay 21
YES | YES |  |  |  | 099-07920 | 099-07920 | Ohmeda Medical | Intermittent Suction Unit |  | GFFJ03566 | SE - OR - PREOP |  |  |  |  | 099-07920 | 099-07920 | Southeast | Memorial Hermann Southeast Hospital | SE - OR - PREOP | Bay 21
YES | YES |  |  |  | 005-08535 | 005-08535 | Ohmeda Medical | Intermittent Suction Unit |  | JGGP12961 | SE - RADIOLOGY |  |  |  |  | 005-08535 | 005-08535 | Southeast | Memorial Hermann Southeast Hospital | SE - RADIOLOGY | CT 4
YES | YES |  |  |  | 099-06168 | 099-06168 | Ohmeda Medical | Intermittent Suction Unit |  | GFFH36771 | SE - CATH LAB |  |  |  |  | 099-06168 | 099-06168 | Southeast | Memorial Hermann Southeast Hospital | SE - CATH LAB | Room 2
NO | YES |  |  |  | 099-06171 | 099-06171 | Ohmeda Medical | Intermittent Suction Unit |  | GFFH36775 | SE-Cath Lab-Recovery |  |  |  |  | 099-06171 | 099-06171 | Southeast | MHHS-Southeast | SE-Cath Lab-Recovery | Bay 8
YES | YES | Serial Number Cnf |  |  | 041-08527 | 041-08527 | Ohmeda Medical | Intermittent Suction Unit |  | CNF | Cath Lab |  |  |  |  | 041-08527 | 041-08527 | West | Memorial Hermann - Memorial City | Cath Lab | Room E9-2151
YES | YES |  |  |  | 041-08562 | 041-08562 | Ohmeda Medical | Intermittent Suction Unit |  | GFFJ10069 | MEMORIAL CITY - E7 Room 701 |  |  |  |  | 041-08562 | 041-08562 | West | Memorial Hermann - Memorial City | MEMORIAL CITY - E7 Room 701 | East Tower Cardiology Floor
YES | YES |  |  |  | 041-08681 | 041-08681 | Ohmeda Medical | Intermittent Suction Unit |  | GFFJ10020 | MEMORIAL CITY - E7 Room 701 |  |  |  |  | 041-08681 | 041-08681 | West | Memorial Hermann - Memorial City | MEMORIAL CITY - E7 Room 701 | East Tower Cardiology Floor
YES | YES |  |  |  | 041-08668 | 041-08668 | Ohmeda Medical | Intermittent Suction Unit |  | GFFJ10007 | MEMORIAL CITY - E7 Room 707 |  |  |  |  | 041-08668 | 041-08668 | West | Memorial Hermann - Memorial City | MEMORIAL CITY - E7 Room 707 | East Tower Cardiology Floor
YES | YES |  |  |  | 041-05091 | 041-05091 | Ohmeda Medical | Intermittent Suction Unit |  | GFFG16037 | Neuroscience Acute Care 6th Floor |  |  |  |  | 041-05091 | 041-05091 | West | Memorial Hermann - Memorial City | Neuroscience Acute Care 6th Floor | East 6th Floor Room 625 |  |  |  | One time inspection.
YES | YES |  |  |  | GFFG27500 | GFFG27500 | Ohmeda Medical | Intermittent Suction wall Unit |  | GFFG27500 | East Tower OR |  |  |  |  | GFFG27500 | GFFG27500 | West | Memorial Hermann - Memorial City | East Tower OR | E2 Isolation Room E2 225.1
YES | YES |  |  |  | GFFG27499 | GFFG27499 | Ohmeda Medical | Intermittent Suction Wall Unit |  | GFFG27499 | Memorial City - Recovery |  |  |  |  | GFFG27499 | GFFG27499 | West | Memorial Hermann - Memorial City | Memorial City - Recovery | E2 MOR Recovery - PACU 13GFFG
YES | YES |  |  |  | 041-05346 | 041-05346 | Ohmeda Medical | Intermittent Suction Wall Unit |  | GFFG15271 | Memorial City - Recovery |  |  |  |  | 041-05346 | 041-05346 | West | Memorial Hermann - Memorial City | Memorial City - Recovery | E2 MOR Recovery - PACU 13GFFG
YES | YES |  |  |  | 041-05332 | 041-05332 | Ohmeda Medical | Intermittent Suction Wall Unit |  | GFFG16188 | Memorial City - Recovery |  |  |  |  | 041-05332 | 041-05332 | West | Memorial Hermann - Memorial City | Memorial City - Recovery | E2 MOR Recovery - PACU 14
YES | YES |  |  |  | 041-05317 | 041-05317 | Ohmeda Medical | Intermittent Suction Wall Unit |  | GFFG15888 | Memorial City - Recovery |  |  |  |  | 041-05317 | 041-05317 | West | Memorial Hermann - Memorial City | Memorial City - Recovery | E2 MOR Pre-Surgical Room 10
YES | YES |  |  |  | 041-05127 | 041-05127 | Ohmeda Medical | Intermittent Suction Wall Unit |  | GFFG15221 | Memorial City - Recovery |  |  |  |  | 041-05127 | 041-05127 | West | Memorial Hermann - Memorial City | Memorial City - Recovery | E2 MOR Pre-Surgical Room 1
YES | YES |  |  |  | 041-04899 | 041-04899 | Ohmeda Medical | Intermittent Suction Wall Unit |  | GFFG15194 | MEMORIAL CITY - OUTPATIENT SURGERY |  |  |  |  | 041-04899 | 041-04899 | West | Memorial Hermann - Memorial City | MEMORIAL CITY - OUTPATIENT SURGERY | W1 300.70 OR 5
YES | YES |  |  |  | 041-05334 | 041-05334 | Ohmeda Medical | Intermittent Wall Suction |  | GFFG16241 | East Tower OR |  |  |  |  | 041-05334 | 041-05334 | West | Memorial Hermann - Memorial City | East Tower OR | E2 Isolation Room E2 225.1
YES | YES |  |  |  | 151-03961 | 151-03961 | Ohmeda Medical | Intermittent Wall Vacuum Suction |  | GFFGL5247 | Ortho. Floor. 5th Floor |  |  |  |  | 151-03961 | 151-03961 | West | Memorial Hermann - Memorial City | Ortho. Floor. 5th Floor | MH Room 5M39
YES | YES |  |  |  | 099-08399 | 099-08399 | Ohmeda Medical | Internitent |  |  | GH - 3 north |  |  |  |  | 099-08399 | 099-08399 |  |  | GH - 3 north | 318A
YES | YES |  |  |  | 029-13270 | 029-13270 | Ohmeda Medical | ISO |  | Gfhj06550 | OR |  |  |  |  | 029-13270 | 029-13270 | Woodlands | Memorial Hermann The Woodlands Medical Center | OR | Or 19
YES | YES |  |  |  | 029-06328 | 029-06328 | Ohmeda Medical | ISO |  | Gfch02182 | Or |  |  |  |  | 029-06328 | 029-06328 | Woodlands | Memorial Hermann The Woodlands Medical Center | Or | OR 12
YES | YES |  |  |  | 029-13278 | 029-13278 | Ohmeda Medical | ISO |  | Psay11539 | Or |  |  |  |  | 029-13278 | 029-13278 | Woodlands | Memorial Hermann The Woodlands Medical Center | Or | OR 12
YES | YES |  |  |  | 029-07406 | 029-07406 | Ohmeda Medical | ISO |  | jggr02865 | Or |  |  |  |  | 029-07406 | 029-07406 | Woodlands | Memorial Hermann The Woodlands Medical Center | Or | OR 12
YES | YES |  |  |  | 013-01429 | 013-01429 | Ohmeda Medical | ISO |  | GFCM00953 | SW - SENIOR MEDICINE |  |  |  |  | 013-01429 | 013-01429 | Southwest | Memorial Hermann Southwest Hospital | SW - SENIOR MEDICINE |  | 6/1/11 |  |  | PM Not Required
YES | YES |  |  |  | 069-19653 | 069-19653 | Ohmeda Medical | ISO |  | GFFG36154 | TMC - HVI - CVIMU (8HVI) |  |  |  |  | 069-19653 | 069-19653 | TMC | Memorial Hermann Heart | TMC - HVI - CVIMU (8HVI) | TMC - HVI - CVIMU (8HVI)
NO | YES | Serial Number Cnf |  |  | 041-20597 | 041-20597 | Ohmeda Medical | Isotec 4 |  | CNF | MEMORIAL CITY - OUTPATIENT SURGERY |  |  |  |  | 041-20597 | 041-20597 | West | Memorial Hermann - Memorial City | MEMORIAL CITY - OUTPATIENT SURGERY | W1 300.70 OR 5
YES | YES |  |  |  | 013-08369 | 013-08369 | Ohmeda Medical | ISR |  | BDKC00772 | SW - OR |  |  |  |  | 013-08369 | 013-08369 | Southwest | Memorial Hermann Southwest Hospital | SW - OR | OR 9
YES | YES |  |  |  | 133-07064 | 133-07064 | Ohmeda Medical | ISU |  |  | KATY - NURSERY |  |  |  |  | 133-07064 | 133-07064 | Katy | Memorial Hermann Katy Hospital | KATY - NURSERY | L
YES | YES |  |  |  | 142-05138 | 142-05138 | Ohmeda Medical | ISU |  |  | NorthWest |  |  |  |  | 142-05138 | 142-05138 | Katy | Memorial Hermann Northeast Hospital | NorthWest | SW5 - 11 |  | 2/1/20
YES | YES |  |  |  | 099-02360 | 099-02360 | Ohmeda Medical | ISU |  |  | NE - L |  |  |  |  | 099-02360 | 099-02360 | Katy | Memorial Hermann Northeast Hospital | NE - L
YES | YES |  |  |  | 099-00844 | 099-00844 | Ohmeda Medical | ISU |  |  | NE - LABOR |  |  |  |  | 099-00844 | 099-00844 | Katy | Memorial Hermann Northeast Hospital | NE - LABOR
YES | YES | Serial Number Cnf |  |  | 133-31009 | 133-31009 | Ohmeda Medical | ISU |  | Cnf | [5 empty] | 133-31009 | 133-31009 | Sugar Land | [6 empty] | No pm
YES | YES |  |  |  | 129-00813 | 129-00813 | Ohmeda Medical | ISU |  | gffel5679 | ED |  |  |  |  | 129-00813 | 129-00813 |  |  | ED
YES | YES |  |  |  | 029-03165 | 029-03165 | Ohmeda Medical | ISU |  | C36880 | WOODLANDS - CARDIC REHAB |  |  |  |  | 029-03165 | 029-03165 | Woodlands |  | WOODLANDS - CARDIC REHAB | MH woodlands 1st floor
YES | YES |  |  |  | 029-00997 | 029-00997 | Ohmeda Medical | ISU |  | GFHB20281 | Cardio pulmonary |  |  |  |  | 029-00997 | 029-00997 | Woodlands | MH Woodlands Hospital | Cardio pulmonary | Nuc Med Room 2
YES | YES |  |  |  | 029-03176 | 029-03176 | Ohmeda Medical | ISU |  | CFFC3685L | WOODLANDS - CARDIC REHAB |  |  |  |  | 029-03176 | 029-03176 | Woodlands |  | WOODLANDS - CARDIC REHAB | MH woodlands 1st floor
YES | YES |  |  |  | 029-03161 | 029-03161 | Ohmeda Medical | ISU |  | GFFC36856 | WOODLANDS - CARDIC REHAB |  |  |  |  | 029-03161 | 029-03161 | Woodlands |  | WOODLANDS - CARDIC REHAB | MH woodlands 1st floor
YES | YES |  |  |  | 029-01017 | 029-01017 | Ohmeda Medical | ISU |  | GPHB20261 | WOODLANDS - CARDIC REHAB |  |  |  |  | 029-01017 | 029-01017 | Woodlands |  | WOODLANDS - CARDIC REHAB | MH woodlands 1st floor
YES | YES |  |  |  | 029-03164 | 029-03164 | Ohmeda Medical | ISU |  | GFFG36859 | WOODLANDS - RESPIRATORY |  |  |  |  | 029-03164 | 029-03164 | Woodlands |  | WOODLANDS - RESPIRATORY
YES | YES |  |  |  | 029-01914 | 029-01914 | Ohmeda Medical | ISU |  | GFFF34402 | WOODLANDS - OR |  |  |  |  | 029-01914 | 029-01914 | Woodlands | Memorial Hermann The Woodlands Medical Center | WOODLANDS - OR | Equipment Storage |  |  |  | ?AuOne time inspection?Au sticker
YES | YES |  |  |  | 029-01859 | 029-01859 | Ohmeda Medical | ISU |  | GFFF34314 | WOODLANDS - RESPIRATORY |  |  |  |  | 029-01859 | 029-01859 | Woodlands | Memorial Hermann The Woodlands Medical Center | WOODLANDS - RESPIRATORY | NICU
YES | YES |  |  |  | 029-01904 | 029-01904 | Ohmeda Medical | ISU |  | GFFF34382 | WOODLANDS - RESPIRATORY |  |  |  |  | 029-01904 | 029-01904 | Woodlands | Memorial Hermann The Woodlands Medical Center | WOODLANDS - RESPIRATORY | NICU
YES | YES |  |  |  | 029-01934 | 029-01934 | Ohmeda Medical | ISU |  | GFFF34281 | WOODLANDS - PCU6 |  |  |  |  | 029-01934 | 029-01934 | Woodlands | Memorial Hermann The Woodlands Medical Center | WOODLANDS - PCU6 | PCU6
YES | YES |  |  |  | 029-03463 | 029-03463 | Ohmeda Medical | ISU |  | GFFH35226 | WOODLANDS - PCU6 |  |  |  |  | 029-03463 | 029-03463 | Woodlands | Memorial Hermann The Woodlands Medical Center | WOODLANDS - PCU6 | PCU6
YES | YES |  |  |  | W01815 | 074-06148 | Ohmeda Medical | ISU |  | GFFZ17200 | WOODLANDS - PCU6 |  |  |  |  | W01815 | 074-06148 | Woodlands | Memorial Hermann The Woodlands Medical Center | WOODLANDS - PCU6 | PCU6
YES | YES |  |  |  | 029-03471 | 029-03471 | Ohmeda Medical | ISU |  |  | WOODLANDS - PCU6 |  |  |  |  | 029-03471 | 029-03471 | Woodlands | Memorial Hermann The Woodlands Medical Center | WOODLANDS - PCU6 | PCU6
YES | YES |  |  |  | 029-02305 | 029-02305 | Ohmeda Medical | ISU |  | GFFF32629 | WOODLANDS - PCU6 |  |  |  |  | 029-02305 | 029-02305 | Woodlands | Memorial Hermann The Woodlands Medical Center | WOODLANDS - PCU6 | PCU6
YES | YES |  |  |  | 029-04150 | 029-04150 | Ohmeda Medical | ISU |  | GFFB22210 | PCI 5 |  |  |  |  | 029-04150 | 029-04150 | Woodlands | Memorial Hermann The Woodlands Medical Center | PCI 5 | PCU 5
YES | YES |  |  |  | 029-01923 | 029-01923 | Ohmeda Medical | ISU |  | GFFF32625 | PCI 5 |  |  |  |  | 029-01923 | 029-01923 | Woodlands | Memorial Hermann The Woodlands Medical Center | PCI 5 | PCU 5
YES | YES |  |  |  | 029-02374 | 029-02374 | Ohmeda Medical | ISU |  | GFFF32682 | PCI 5 |  |  |  |  | 029-02374 | 029-02374 | Woodlands | Memorial Hermann The Woodlands Medical Center | PCI 5 | PCU 5
NO | YES |  |  |  | 029-02369 | 029-02369 | Ohmeda Medical | ISU |  | GFFF32677 | Woodlands-PACU |  |  |  |  | 029-02369 | 029-02369 | Woodlands | MHHS-Woodlands | Woodlands-PACU | PCU 5
YES | YES |  |  |  | 029-01854 | 029-01854 | Ohmeda Medical | ISU |  | GFFF34375 | PCI 5 |  |  |  |  | 029-01854 | 029-01854 | Woodlands | Memorial Hermann The Woodlands Medical Center | PCI 5 | PCU 5
YES | YES |  |  |  | 029-01750 | 029-01750 | Ohmeda Medical | ISU |  | GFFF34363 | PCU 4 |  |  |  |  | 029-01750 | 029-01750 | Woodlands | Memorial Hermann The Woodlands Medical Center | PCU 4 | PCU 4
YES | YES |  |  |  | 029-01931 | 029-01931 | Ohmeda Medical | ISU |  | GFFF34278 | PCU 4 |  |  |  |  | 029-01931 | 029-01931 | Woodlands | Memorial Hermann The Woodlands Medical Center | PCU 4 | PCU 4
YES | YES |  |  |  | 029-00439 | 029-00439 | Ohmeda Medical | ISU |  | GFFB22202 | PCU 4 |  |  |  |  | 029-00439 | 029-00439 | Woodlands | Memorial Hermann The Woodlands Medical Center | PCU 4 | PCU 4
YES | YES |  |  |  | 029-01890 | 029-01890 | Ohmeda Medical | ISU |  | GFFF34408 | PCU 4 |  |  |  |  | 029-01890 | 029-01890 | Woodlands | Memorial Hermann The Woodlands Medical Center | PCU 4 | PCU 4
YES | YES |  |  |  | 029-00540 | 029-00540 | Ohmeda Medical | ISU |  | GFFY15007 | PCU 4 |  |  |  |  | 029-00540 | 029-00540 | Woodlands | Memorial Hermann The Woodlands Medical Center | PCU 4 | PCU 4
YES | YES |  |  |  | 029-00476 | 029-00476 | Ohmeda Medical | ISU |  | GFFB22219 | PCU 4 |  |  |  |  | 029-00476 | 029-00476 | Woodlands | Memorial Hermann The Woodlands Medical Center | PCU 4 | PCU 4
YES | YES |  |  |  | 029-01858 | 029-01858 | Ohmeda Medical | ISU |  | GFFF34313 | PCU 4 |  |  |  |  | 029-01858 | 029-01858 | Woodlands | Memorial Hermann The Woodlands Medical Center | PCU 4 | PCU 4
YES | YES |  |  |  | 029-13288 | 029-13288 | Ohmeda Medical | ISU |  | GFHJ06549 | PCU 4 |  |  |  |  | 029-13288 | 029-13288 | Woodlands | Memorial Hermann The Woodlands Medical Center | PCU 4 | PCU 4
YES | YES |  |  |  | 029-02375 | 029-02375 | Ohmeda Medical | ISU |  | GFFF32683 | PCU 4 |  |  |  |  | 029-02375 | 029-02375 | Woodlands | Memorial Hermann The Woodlands Medical Center | PCU 4 | PCU 4
YES | YES |  |  |  | 029-03177 | 029-03177 | Ohmeda Medical | ISU |  | GFFC36852 | PCU 4 |  |  |  |  | 029-03177 | 029-03177 | Woodlands | Memorial Hermann The Woodlands Medical Center | PCU 4 | PCU 4
YES | YES |  |  |  | 029-01863 | 029-01863 | Ohmeda Medical | ISU |  | GFFF34318 | PCU 4 |  |  |  |  | 029-01863 | 029-01863 | Woodlands | Memorial Hermann The Woodlands Medical Center | PCU 4 | PCU 4
YES | YES |  |  |  | 029-03467 | 029-03467 | Ohmeda Medical | ISU |  | GFFH35248 | PCU 4 |  |  |  |  | 029-03467 | 029-03467 | Woodlands | Memorial Hermann The Woodlands Medical Center | PCU 4 | PCU 4
YES | YES |  |  |  | 029-03462 | 029-03462 | Ohmeda Medical | ISU |  | GFFH35249 | ICU 4 |  |  |  |  | 029-03462 | 029-03462 | Woodlands | Memorial Hermann The Woodlands Medical Center | ICU 4 | ICU 4
YES | YES |  |  |  | 029-02379 | 029-02379 | Ohmeda Medical | ISU |  |  | ICU 4 |  |  |  |  | 029-02379 | 029-02379 | Woodlands | Memorial Hermann The Woodlands Medical Center | ICU 4 | ICU 4
YES | YES |  |  |  | 029-03976 | 029-03976 | Ohmeda Medical | ISU |  |  | ICU 4 |  |  |  |  | 029-03976 | 029-03976 | Woodlands | Memorial Hermann The Woodlands Medical Center | ICU 4 | ICU 4
YES | YES |  |  |  | W01695 | W01695 | Ohmeda Medical | ISU |  |  | ICU 4 |  |  |  |  | W01695 | W01695 | Woodlands | Memorial Hermann The Woodlands Medical Center | ICU 4 | ICU 4
YES | YES |  |  |  | 029-03973 | 029-03973 | Ohmeda Medical | ISU |  | GFFJ18062 | ICU 4 |  |  |  |  | 029-03973 | 029-03973 | Woodlands | Memorial Hermann The Woodlands Medical Center | ICU 4 | ICU 4
YES | YES |  |  |  | 029-00422 | 029-00422 | Ohmeda Medical | ISU |  | GFHB20269 | PUC 3 |  |  |  |  | 029-00422 | 029-00422 | Woodlands | Memorial Hermann The Woodlands Medical Center | PUC 3 | PUC 3
YES | YES |  |  |  | 029-03479 | 029-03479 | Ohmeda Medical | ISU |  | HFFH35230 | PUC 3 |  |  |  |  | 029-03479 | 029-03479 | Woodlands | Memorial Hermann The Woodlands Medical Center | PUC 3 | PUC 3
YES | YES |  |  |  | 029-00473 | 029-00473 | Ohmeda Medical | ISU |  | GFFB22227 | WOODLANDS - ENDOSCOPY |  |  |  |  | 029-00473 | 029-00473 | Woodlands | Memorial Hermann The Woodlands Medical Center | WOODLANDS - ENDOSCOPY | ENDOSCOPY
YES | YES |  |  |  | 029-00472 | 029-00472 | Ohmeda Medical | ISU |  | GFFB22214 | WOODLANDS - ENDOSCOPY |  |  |  |  | 029-00472 | 029-00472 | Woodlands | Memorial Hermann The Woodlands Medical Center | WOODLANDS - ENDOSCOPY | ENDOSCOPY
YES | YES |  |  |  | 009-03510 | 009-03510 | Ohmeda Medical | ISU |  | GFFJ02472 | GH - CV ICU |  |  |  |  | 009-03510 | 009-03510 | Central | Memorial Hermann Greater Heights Hospital | GH - CV ICU | GH-CV ICU
NO | YES |  |  |  | 009-34229 | 009-34229 | Ohmeda Medical | ISU |  | GFFS01464 | GH-CV ICU |  |  |  |  | 009-34229 | 009-34229 | Central | MHHS-Greater Heights | GH-CV ICU | GH-CV ICU
YES | YES | Serial Number CNL |  |  | 000-04005 | 000-04005 | Ohmeda Medical | ISU |  | CNL | ER |  |  |  |  | 000-04005 | 000-04005 | Southeast | Memorial Hermann Convenient Care Center in League City (League City CCC) | ER | Treatment 10 C1 117
YES | YES | Serial Number CNL |  |  | 000-03989 | 000-03989 | Ohmeda Medical | ISU |  | CNL | ER |  |  |  |  | 000-03989 | 000-03989 | Southeast | Memorial Hermann Convenient Care Center in League City (League City CCC) | ER | Treatment 10 C1 117
YES | YES |  |  |  | 129-02693 | 129-02693 | Ohmeda Medical | ISU 6-1251 |  | GFFK14629 | SUGAR LAND - Labor |  |  |  |  | 129-02693 | 129-02693 | Sugar Land | Memorial Hermann Sugar Land Hospital | SUGAR LAND - Labor | Suite 302 | 3/1/20
YES | YES |  |  |  | 129-02687 | 129-02687 | Ohmeda Medical | ISU 6-1251 |  |  | SUGAR LAND - Labor |  |  |  |  | 129-02687 | 129-02687 | Sugar Land | Memorial Hermann Sugar Land Hospital | SUGAR LAND - Labor | Suite 302
YES | YES |  |  |  | 129-02701 | 129-02701 | Ohmeda Medical | ISU 6-1251 |  | GFFK14637 | SUGAR LAND - Labor |  |  |  |  | 129-02701 | 129-02701 | Sugar Land | Memorial Hermann Sugar Land Hospital | SUGAR LAND - Labor | Suite 303 - OBED | 3/1/20
YES | YES |  |  |  | 129-02685 | 129-02685 | Ohmeda Medical | ISU 6-1251 |  | GFFK14621 | SUGAR LAND - Labor |  |  |  |  | 129-02685 | 129-02685 | Sugar Land | Memorial Hermann Sugar Land Hospital | SUGAR LAND - Labor | Suite 303 - OBED
YES | YES |  |  |  | 129-02642 | 129-02642 | Ohmeda Medical | ISU 6-1251 |  | GFFK12098 | SUGAR LAND - Labor |  |  |  |  | 129-02642 | 129-02642 | Sugar Land | Memorial Hermann Sugar Land Hospital | SUGAR LAND - Labor | Suite 304
YES | YES |  |  |  | 129-02637 | 129-02637 | Ohmeda Medical | ISU 6-1251 |  | GFFK12093 | SUGAR LAND - Labor |  |  |  |  | 129-02637 | 129-02637 | Sugar Land | Memorial Hermann Sugar Land Hospital | SUGAR LAND - Labor | Suite 307
YES | YES |  |  |  | 129-02639 | 129-02639 | Ohmeda Medical | ISU 6-1251 |  | GFFK12095 | SUGAR LAND - Labor |  |  |  |  | 129-02639 | 129-02639 | Sugar Land | Memorial Hermann Sugar Land Hospital | SUGAR LAND - Labor | Suite 311
YES | YES |  |  |  | 129-02712 | 129-02712 | Ohmeda Medical | ISU 6-1251 |  | GFFK14648 | SUGAR LAND - Labor |  |  |  |  | 129-02712 | 129-02712 | Sugar Land | Memorial Hermann Sugar Land Hospital | SUGAR LAND - Labor | NICU - Rollover Nursery - W3 125.2
YES | YES |  |  |  | 129-02721 | 129-02721 | Ohmeda Medical | ISU 6-1251 |  | GFFK14657 | SUGAR LAND - LABOR |  |  |  |  | 129-02721 | 129-02721 | Sugar Land | Memorial Hermann Sugar Land Hospital | SUGAR LAND - LABOR | OR 1
YES | YES |  |  |  | 129-02617 | 129-02617 | Ohmeda Medical | ISU 6-1251 |  | GFFK12073 | SUGAR LAND - PEDI IMU |  |  |  |  | 129-02617 | 129-02617 | Sugar Land | Memorial Hermann Sugar Land Hospital | SUGAR LAND - PEDI IMU | Suite 521
YES | YES |  |  |  | 129-02652 | 129-02652 | Ohmeda Medical | ISU 6-1251 |  | GFFK12108 | SUGAR LAND - Labor |  |  |  |  | 129-02652 | 129-02652 | Sugar Land | Memorial Hermann Sugar Land Hospital | SUGAR LAND - Labor | Suite 306
YES | YES |  |  |  | 129-02604 | 129-02604 | Ohmeda Medical | ISU 6-1251 |  | GFFK12060 | SUGAR LAND - ER |  |  |  |  | 129-02604 | 129-02604 | Sugar Land | Memorial Hermann Sugar Land Hospital | SUGAR LAND - ER | Room 1 | 3/1/20
YES | YES |  |  |  | 129-02735 | GFFK14671 | Ohmeda Medical | ISU 6-1251 |  | GFFK14671 | SUGAR LAND - ER |  |  |  |  | 129-02735 | GFFK14671 | Sugar Land | Memorial Hermann Sugar Land Hospital | SUGAR LAND - ER | Room 6 | 3/1/20
YES | YES |  |  |  | 129-02665 | 129-02665 | Ohmeda Medical | ISU 6-1251 |  | GFFK14601 | SUGAR LAND - ER |  |  |  |  | 129-02665 | 129-02665 | Sugar Land | Memorial Hermann Sugar Land Hospital | SUGAR LAND - ER | Room 18
YES | YES |  |  |  | 129-02696 | 129-02696 | Ohmeda Medical | Isu 6-1251 |  | GFFK14632 | SugarLand ER |  |  |  |  | 129-02696 | 129-02696 | Sugar Land | Memorial Hermann Sugar Land Hospital | SugarLand ER | Triage 2
YES | YES |  |  |  | 129-02671 | 129-02671 | Ohmeda Medical | ISU 6-1251 |  | GFFK14607 | Family |  |  |  |  | 129-02671 | 129-02671 | Sugar Land | Memorial Hermann Sugar Land Hospital | Family | Suite 531
YES | YES |  |  |  | 129-02725 | 129-02725 | Ohmeda Medical | ISU 6-1251 |  | GFFK14661 | Family |  |  |  |  | 129-02725 | 129-02725 | Sugar Land | Memorial Hermann Sugar Land Hospital | Family | Suite 507
YES | YES |  |  |  | 129-02576 | 129-02576 | Ohmeda Medical | ISU 6-1251 |  | GFFK12032 | Family Life Unit |  |  |  |  | 129-02576 | 129-02576 | Sugar Land | Memorial Hermann Sugar Land Hospital | Family Life Unit | Suite 516
YES | YES |  |  |  | 129-02599 | 129-02599 | Ohmeda Medical | ISU 6-1251 |  | GFFK12055 | Family Life Unit |  |  |  |  | 129-02599 | 129-02599 | Sugar Land | Memorial Hermann Sugar Land Hospital | Family Life Unit | Suite 519
YES | YES |  |  |  | 129-02596 | 129-02596 | Ohmeda Medical | ISU 6-1251 |  |  | Family Life Unit |  |  |  |  | 129-02596 | 129-02596 | Sugar Land | Memorial Hermann Sugar Land Hospital | Family Life Unit | Suite 515 |  |  |  | Patient sleeping in room
YES | YES |  |  |  | 129-02710 | 129-02710 | Ohmeda Medical | ISU 6-1251 |  |  | Family Life Unit |  |  |  |  | 129-02710 | 129-02710 | Sugar Land | Memorial Hermann Sugar Land Hospital | Family Life Unit | Suite 520 |  | 3/1/20 |  | Infant in room
YES | YES |  |  |  | 129-02580 | 129-02580 | Ohmeda Medical | ISU 6-1251 |  |  | Family Life Unit |  |  |  |  | 129-02580 | 129-02580 | Sugar Land | Memorial Hermann Sugar Land Hospital | Family Life Unit | Suite 503 |  |  |  | Infant in room
YES | YES |  |  |  | 129-00196 | 129-00196 | Ohmeda Medical | ISU 6-1251 |  |  | Family Life Unit |  |  |  |  | 129-00196 | 129-00196 | Sugar Land | Memorial Hermann Sugar Land Hospital | Family Life Unit | Suite 503
YES | YES |  |  |  | 129-02586 | 129-02586 | Ohmeda Medical | Isu 6-1251 |  |  | ER |  |  |  |  | 129-02586 | 129-02586 | Sugar Land | Memorial Hermann Sugar Land Hospital | ER | Room 15
YES | YES |  |  |  | 129-02644 | 129-02644 | Ohmeda Medical | ISU 6-1251 |  |  | Sugar Land - ER |  |  |  |  | 129-02644 | 129-02644 | Sugar Land | Memorial Hermann Sugar Land Hospital | Sugar Land - ER | Room 16
YES | YES |  |  |  | 129-00684 | 129-00684 | Ohmeda Medical | Isu 6-1251 |  |  | ER |  |  |  |  | 129-00684 | 129-00684 | Sugar Land | Memorial Hermann Sugar Land Hospital | ER | Room 12 | 3/1/20 |  |  | Unable to see
YES | YES |  |  |  | 129-02655 | 129-02655 | Ohmeda Medical | ISU 6-1251 |  | GFFK12111 | Sugar Land - ER |  |  |  |  | 129-02655 | 129-02655 | Sugar Land | Memorial Hermann Sugar Land Hospital | Sugar Land - ER | Room 3
YES | YES |  |  |  | 129-02653 | 129-02653 | Ohmeda Medical | ISU 6-1251 |  |  | SUGAR LAND - MED/SURG - WEST 4TH |  |  |  |  | 129-02653 | 129-02653 | Sugar Land | Memorial Hermann Sugar Land Hospital | SUGAR LAND - MED/SURG - WEST 4TH | Suite 402 |  |  |  | Patient in room
YES | YES |  |  |  | 129-02731 | 129-02731 | Ohmeda Medical | Isu 6-1251 |  |  | ED |  |  |  |  | 129-02731 | 129-02731 | Sugar Land | Memorial Hermann Sugar Land Hospital | ED | Room 2
YES | YES |  |  |  | 129-02628 | 129-02628 | Ohmeda Medical | ISU 6-1251 |  |  | SUGAR LAND - MED/SURG - WEST 4TH |  |  |  |  | 129-02628 | 129-02628 | Sugar Land | Memorial Hermann Sugar Land Hospital | SUGAR LAND - MED/SURG - WEST 4TH | Suite 431 |  |  |  | Patient in room
YES | YES |  |  |  | 129-02650 | 129-02650 | Ohmeda Medical | ISU 6-1251 |  |  | SUGAR LAND - MED/SURG - WEST 4TH |  |  |  |  | 129-02650 | 129-02650 | Sugar Land | Memorial Hermann Sugar Land Hospital | SUGAR LAND - MED/SURG - WEST 4TH | Suite 418
YES | YES |  |  |  | 129-02658 | 129-02658 | Ohmeda Medical | Isu 6-1251 |  | GFFK12114 | ED |  |  |  |  | 129-02658 | 129-02658 | Sugar Land | Memorial Hermann Sugar Land Hospital | ED | Room 12
YES | YES |  |  |  | 129-02707 | 129-02707 | Ohmeda Medical | ISU 6-1251 |  |  | SUGAR LAND - MED/SURG - WEST 4TH |  |  |  |  | 129-02707 | 129-02707 | Sugar Land | Memorial Hermann Sugar Land Hospital | SUGAR LAND - MED/SURG - WEST 4TH | Suite 419 |  |  |  | Patient sleeping
YES | YES |  |  |  | 129-02597 | 129-02597 | Ohmeda Medical | ISU 6-1251 |  |  | 4th Floor |  |  |  |  | 129-02597 | 129-02597 | Sugar Land | Memorial Hermann Sugar Land Hospital | 4th Floor | Suite 407 |  |  |  | In use
YES | YES |  |  |  | 129-02595 | 129-02595 | Ohmeda Medical | Isu 6-1251 |  | GFFK12051 | ED |  |  |  |  | 129-02595 | 129-02595 | Sugar Land | Memorial Hermann Sugar Land Hospital | ED | Room 4
YES | YES |  |  |  | 129-02622 | 129-02622 | Ohmeda Medical | Isu 6-1251 |  | GFFK12078 | ED |  |  |  |  | 129-02622 | 129-02622 | Sugar Land | Memorial Hermann Sugar Land Hospital | ED | Room 9
YES | YES |  |  |  | 129-02614 | 129-02614 | Ohmeda Medical | ISU 6-1251 |  |  | Labor and Delivery |  |  |  |  | 129-02614 | 129-02614 | Sugar Land | Memorial Hermann Sugar Land Hospital | Labor and Delivery |  |  |  | 3/1/20
YES | YES |  |  |  | 129-02579 | 129-02579 | Ohmeda Medical | ISU 6-1251 |  | GFFK12035 | Labor and Delivery |  |  |  |  | 129-02579 | 129-02579 | Sugar Land | Memorial Hermann Sugar Land Hospital | Labor and Delivery
YES | YES |  |  |  | 129-02612 | 129-02612 | Ohmeda Medical | ISU 6-1251 |  | GFFK12068 | Labor and Delivery |  |  |  |  | 129-02612 | 129-02612 | Sugar Land | Memorial Hermann Sugar Land Hospital | Labor and Delivery
YES | YES |  |  |  | 129-02718 | 129-02718 | Ohmeda Medical | Isu 6-1251 |  | GFFK14654 | Labor |  |  |  |  | 129-02718 | 129-02718 | Sugar Land | Memorial Hermann Sugar Land Hospital | Labor | Room 524
YES | YES |  |  |  | 013-14093 | 013-14093 | Ohmeda Medical | ISU 6-1251 |  | GFFK23409 | SW - TELEMETRY - 4th Floor |  |  |  |  | 013-14093 | 013-14093 | Southwest | Memorial Hermann Southwest Hospital | SW - TELEMETRY - 4th Floor | Equipment Storage |  |  |  | New Add
YES | YES |  |  |  | 013-14046 | 013-14046 | Ohmeda Medical | ISU 6-1251 |  | GFFK26230 | SW - TELEMETRY |  |  |  |  | 013-14046 | 013-14046 | Southwest | Memorial Hermann Southwest Hospital | SW - TELEMETRY | Room 494 |  |  |  | New Add
YES | YES |  |  |  | 013-14119 | 013-14119 | Ohmeda Medical | ISU 6-1251 |  | GFFK23396 | SW - TELEMETRY |  |  |  |  | 013-14119 | 013-14119 | Southwest | Memorial Hermann Southwest Hospital | SW - TELEMETRY | Room 445 |  |  |  | New Add - One Time Inspection Sticker
YES | YES |  |  |  | 013-14004 | 013-14004 | Ohmeda Medical | ISU 6-1251 |  | GFFK26187 | SW - ICU - NEURO |  |  |  |  | 013-14004 | 013-14004 | Southwest | Memorial Hermann Southwest Hospital | SW - ICU - NEURO | ICU B - Room 13 |  |  |  | New Add
YES | YES |  |  |  | 013-14062 | 013-14062 | Ohmeda Medical | ISU Model 6-1251 |  | GFFK23431 | SW - HVI - HOLDING |  |  |  |  | 013-14062 | 013-14062 | Southwest | Memorial Hermann Heart | SW - HVI - HOLDING | Bay 15 |  |  |  | ?AuOne Time Inspection?Au Sticker
YES | YES |  |  |  | 013-14063 | 013-14063 | Ohmeda Medical | ISU Model 6-1251 |  | GFFK23437 | SW - HVI - HOLDING |  |  |  |  | 013-14063 | 013-14063 | Southwest | Memorial Hermann Heart | SW - HVI - HOLDING | Bay 15 |  |  |  | ?AuOne Time Inspection?Au Sticker
YES | YES |  |  |  | 013-14061 | 013-14061 | Ohmeda Medical | ISU Model 6-1251 |  | GFFK26210 | SW - HVI - HOLDING |  |  |  |  | 013-14061 | 013-14061 | Southwest | Memorial Hermann Heart | SW - HVI - HOLDING | Bay 15 |  |  |  | ?AuOne Time Inspection?Au Sticker
YES | YES |  |  |  | 013-14066 | 013-14066 | Ohmeda Medical | ISU Model 6-1251 |  | GFFK23440 | SW - HVI - HOLDING |  |  |  |  | 013-14066 | 013-14066 | Southwest | Memorial Hermann Heart | SW - HVI - HOLDING | Bay 14 |  |  |  | ?AuOne Time Inspection?Au Sticker
YES | YES |  |  |  | 013-14010 | 013-14010 | Ohmeda Medical | ISU Model 6-1251 |  | GFFK26184 | SW - HVI - HOLDING |  |  |  |  | 013-14010 | 013-14010 | Southwest | Memorial Hermann Heart | SW - HVI - HOLDING | Bay 12 |  |  |  | ?AuOne Time Inspection?Au Sticker
YES | YES |  |  |  | 099-10538 | 099-10538 | Ohmeda Medical | ISU Model 6-1251 |  | GFFF17848 | SW - HVI - HOLDING |  |  |  |  | 099-10538 | 099-10538 | Southwest | Memorial Hermann Heart | SW - HVI - HOLDING | Bay 12 |  |  |  | ?AuOne Time Inspection?Au Sticker
YES | YES |  |  |  | 013-14064 | 013-14064 | Ohmeda Medical | ISU Model 6-1251 |  | GFFK26204 | SW - HVI - HOLDING |  |  |  |  | 013-14064 | 013-14064 | Southwest | Memorial Hermann Heart | SW - HVI - HOLDING | Bay 12 |  |  |  | ?AuOne Time Inspection?Au Sticker
YES | YES |  |  |  | 013-14071 | 013-14071 | Ohmeda Medical | ISU Model 6-1251 |  | GFFK26215 | SW - HVI - HOLDING |  |  |  |  | 013-14071 | 013-14071 | Southwest | Memorial Hermann Heart | SW - HVI - HOLDING | Bay 10 |  |  |  | ?AuOne Time Inspection?Au Sticker
YES | YES |  |  |  | 013-14065 | 013-14065 | Ohmeda Medical | ISU Model 6-1251 |  | GFFK26211 | SW - HVI - HOLDING |  |  |  |  | 013-14065 | 013-14065 | Southwest | Memorial Hermann Heart | SW - HVI - HOLDING | Bay 10 |  |  |  | ?AuOne Time Inspection?Au Sticker
YES | YES |  |  |  | 013-14068 | 013-14068 | Ohmeda Medical | ISU Model 6-1251 |  | GFFK26221 | SW - HVI - HOLDING |  |  |  |  | 013-14068 | 013-14068 | Southwest | Memorial Hermann Heart | SW - HVI - HOLDING | Bay 10 |  |  |  | ?AuOne Time Inspection?Au Sticker
YES | YES |  |  |  | 013-14067 | 013-14067 | Ohmeda Medical | ISU Model 6-1251 |  | GFFK26216 | SW - HVI - HOLDING |  |  |  |  | 013-14067 | 013-14067 | Southwest | Memorial Hermann Heart | SW - HVI - HOLDING | Bay 11 |  |  |  | ?AuOne Time Inspection?Au Sticker
YES | YES |  |  |  | 013-14018 | 013-14018 | Ohmeda Medical | ISU Model 6-1251 |  | GFFK23442 | SW - HVI - HOLDING |  |  |  |  | 013-14018 | 013-14018 | Southwest | Memorial Hermann Heart | SW - HVI - HOLDING | Bay 11 |  |  |  | ?AuOne Time Inspection?Au Sticker
YES | YES |  |  |  | 013-14014 | 013-14014 | Ohmeda Medical | ISU Model 6-1251 |  | GFFK26190 | SW - HVI - PREOP |  |  |  |  | 013-14014 | 013-14014 | Southwest | Memorial Hermann Heart | SW - HVI - PREOP | Bay 18
YES | YES |  |  |  | 013-14001 | 013-14001 | Ohmeda Medical | ISU Model 6-1251 |  | GFFK23382 | SW - HVI - PREOP |  |  |  |  | 013-14001 | 013-14001 | Southwest | Memorial Hermann Heart | SW - HVI - PREOP | Bay 22 |  |  |  | New Add - ?AuOne Time Inspection?Au Sticker
YES | YES |  |  |  | 013-14000 | 013-14000 | Ohmeda Medical | ISU Model 6-1251 |  | GFFK23376 | SW - HVI - PREOP |  |  |  |  | 013-14000 | 013-14000 | Southwest | Memorial Hermann Heart | SW - HVI - PREOP | Bay 22 |  |  |  | New Add - ?AuOne Time Inspection?Au Sticker
YES | YES |  |  |  | 013-14015 | 013-14015 | Ohmeda Medical | ISU Model 6-1251 |  | GFFK26192 | SW - HVI - PREOP |  |  |  |  | 013-14015 | 013-14015 | Southwest | Memorial Hermann Heart | SW - HVI - PREOP | Isolation Room - 17 |  |  |  | New Add - ?One Time Inspection? Sticker
YES | YES |  |  |  | 099-10588 | 099-10588 | Ohmeda Medical | ISU Model 6-1251 |  | GFFF17852 | SW - HVI - PREOP |  |  |  |  | 099-10588 | 099-10588 | Southwest | Memorial Hermann Heart | SW - HVI - PREOP | Isolation Room - 17 |  |  |  | New Add
YES | YES |  |  |  | 013-14595 | 013-14595 | Ohmeda Medical | ISU Model 6-1251 |  |  | Stress Testing |  |  |  |  | 013-14595 | 013-14595 | Southwest | Memorial Hermann Heart | Stress Testing | Echo 2 - X1 136 |  |  |  | New Add - ?AuOne Time Inspection?Au Sticker
YES | YES |  |  |  | 013-14602 | 013-14602 | Ohmeda Medical | ISU Model 6-1251 |  | GFFK26200 | SW - HVI - NONINVASIVE CARDIOLOGY |  |  |  |  | 013-14602 | 013-14602 | Southwest | Memorial Hermann Heart | SW - HVI - NONINVASIVE CARDIOLOGY | Nuclear Medicine |  |  |  | New Add
YES | YES |  |  |  | 041-08688 | 041-08688 | Ohmeda Medical | Isu1251 |  | GFFJ10037 | Memorial City -Dialysis |  |  |  |  | 041-08688 | 041-08688 | West | Memorial Hermann Memorial City Medical Center | Memorial City -Dialysis | Memorial City - Dialysis
YES | YES |  |  |  | 041-05102 | 041-05102 | Ohmeda Medical | Isu1251 |  | CFFG1616L | Neuroscience |  |  |  |  | 041-05102 | 041-05102 | West | Memorial Hermann Memorial City Medical Center | Neuroscience | E6 Room 205
YES | YES |  |  |  | 041-05143 | 041-05143 | Ohmeda Medical | Isu1251 |  | GFFGL6L46 | Neuroscience |  |  |  |  | 041-05143 | 041-05143 | West | Memorial Hermann Memorial City Medical Center | Neuroscience | E6 Room 205
YES | YES |  |  |  | 041-05109 | 041-05109 | Ohmeda Medical | Isu1251 |  | GFFG15992 | MEMORIAL CITY - EAST TOWER - NEUROLOGY |  |  |  |  | 041-05109 | 041-05109 | West | Memorial Hermann Memorial City Medical Center | MEMORIAL CITY - EAST TOWER - NEUROLOGY | E6 428 soiled room |  |  |  | CNF pm sticker
NO | YES | Asset Tag 129-00043 |  |  | 129-00043 | 129-00043 | Ohmeda Medical | IWS 3500 |  | HCCC01154 | ER Pediatrics |  |  |  |  | 129-00043 | 129-00043 | Sugar Land | Memorial Hermann Sugar Land Hospital | ER Pediatrics | ER Pediatrics | 2/1/20 |  | 8/1/20
YES | YES | Serial Number Cnf |  |  | 133-07070 | 133-07070 | Ohmeda Medical | Light |  | Cnf | KATY - NICU |  |  |  |  | 133-07070 | 133-07070 | Katy |  | KATY - NICU
YES | YES |  |  |  | 009-33047 | 009-33047 | Ohmeda Medical | Light |  | GELU60106 | [5 empty] | 009-33047 | 009-33047 |  | Memorial Hermann |  | Storage room
NO | YES |  |  |  |  | 099-05709 | Ohmeda Medical | Low Flow |  | ACF05912 | TMC-Children's-NICU (7Hp) | MHHS-TMC |  | Blender, Oxygen/Air |  |  | 099-05709 | TMC | MHHS-TMC | TMC-Children's-NICU (7Hp) | Memorial Hermann-Texas Medical Center NICU | 8/1/19 |  |  | No PM Sticker | OXYGEN-AIR PROPORTIONERS |  | BLENDEROXYGENAIR-Viasys-10040A | BLENDEROXYGENAIR | 10040A |  |  |  | VIASYS | Blender, Oxygen/Air |  |  | BLENDEROXYGENAIR-Viasys-10040A | 7/1/14 |  |  | Covered PM Repair - Biomedical | MHHS-TMC
YES | YES |  |  |  |  | 099-05092 | Ohmeda Medical | Low Flow |  | Nsn | TMC - RESPIRATORY - ADULT | [5 empty] | 099-05092 |  | TMC | TMC - RESPIRATORY - ADULT | Memorial Hermann- Texas Medical Center NICU | 3/1/20 |  |  | No PM Sticker In use on patient
YES | YES |  |  |  | 099-05085 | 099-05085 | Ohmeda Medical | Low Flow |  | Nsn | TMC - RESPIRATORY - ADULT |  |  |  |  | 099-05085 | 099-05085 |  | TMC | TMC - RESPIRATORY - ADULT | Memorial Hermann- Texas Medical Center NICU | 3/1/20 |  |  | No PM Sticker
NO | YES |  |  |  | 099-05704 | 099-05704 | Ohmeda Medical | Low Flow |  | AJF01467 | NICU Bear A |  |  |  |  | 099-05704 | 099-05704 |  | TCM | NICU Bear A | Memorial Hermann-Texas Medica Center NICU | 3/1/20 |  |  | No PM Sticker
YES | YES | Serial Number Cnf |  |  | HBM0182 | 099-02097 | Ohmeda Medical | Lumitex Medical Devices |  | Cnf | 3rd floor |  |  |  |  | HBM0182 | 099-02097 | Katy | Katy | 3rd floor | L | 12/1/19 | 12/1/20
YES | YES | Serial Number Cnf |  |  | 133-03908 | 133-03908 | Ohmeda Medical | M 2100 |  | Cnf | KATY - BIOMEDICAL SERVICES |  |  |  |  | 133-03908 | 133-03908 | Katy | Memorial Hermann Katy Hospital | KATY - BIOMEDICAL SERVICES | Biomed Storage
NO | YES | Serial Number CAQ05060 |  |  | 013-14548 | 013-14548 | Ohmeda Medical | M2100 |  | CAQ05060 | SW-Labor & Delivery |  |  |  |  | 013-14548 | 013-14548 | Southwest | MHHS-Southwest | SW-Labor & Delivery | LDR 2
NO | YES |  |  |  | 005-09150 | 005-09150 | Ohmeda Medical | M2100 |  | CAQ05191 | SE- NICU |  |  |  |  | 005-09150 | 005-09150 | Southeast | Memorial Hermann Southeast Hospital | SE- NICU | E4 005
YES | YES | [5 empty] | Ohmeda Medical | M2100 |  |  | E3 NICU 110 | [6 empty] | West | Memorial Hermann - Katy Location | E3 NICU 110 | E3110A |  |  |  | Bsby in Room; attached to bed-in use; unabke to turn on lights or manuver to get Hosp ID or SN/LF
NO | YES |  |  |  | 069-27598 | 069-27598 | Ohmeda Medical | No model |  | Gffd21070 | Day surgery 2R |  |  |  |  | 069-27598 | 069-27598 | TMC | Memorial Hermann-Texas Medical Center | Day surgery 2R | Bay 10 | 3/1/20
NO | YES |  |  |  | 099-09694 | 099-09694 | Ohmeda Medical | No model |  | Gffw17782 | Day surgery 2R |  |  |  |  | 099-09694 | 099-09694 | TMC | Memorial Hermann-Texas Medical Center | Day surgery 2R | Bay 9
NO | YES |  |  |  | 099-09696 | 099-09696 | Ohmeda Medical | No model |  | Gffj09432 | Day surgery 2R |  |  |  |  | 099-09696 | 099-09696 | TMC | Memorial Hermann-Texas Medical Center | Day surgery 2R | Bay 8
YES | YES |  |  |  | 129-00238 | 129-00238 | Ohmeda Medical | Ohio Care Plus Model 3000 Incubator |  | HCDZ00391 | SUGAR LAND - PEDI IMU |  |  |  |  | 129-00238 | 129-00238 | Sugar Land | Memorial Hermann Sugar Land Hospital | SUGAR LAND - PEDI IMU | Equipment Storage | 2/1/20 | 8/1/20
YES | YES |  |  |  |  | 077-00376 | Ohmeda Medical | Ohio infant warmer |  | Ranp00237 | TMC - CHILDRENS - L | [5 empty] | 077-00376 | TMC | Memorial Hermann-Texas Medical Center | TMC - CHILDRENS - L |  | 3/1/20 |  | 9/1/20
YES | YES |  |  |  | 013-00064 | 013-00064 | Ohmeda Medical | OHIO INFANT WARMER SYSTEM |  | AAN500354 | SW - NICU |  |  |  |  | 013-00064 | 013-00064 | Southwest | Memorial Hermann Southwest Hospital | SW - NICU | SOILED EQUIP STORAGE | 2/1/20 |  | 2/1/21
YES | YES | Serial Number Cnf |  |  | 041-08691 | 041-08691 | Ohmeda Medical | Ohmed |  | CNF | MEMORIAL CITY - NUCLEAR MEDICINE |  |  |  |  | 041-08691 | 041-08691 | West | Memorial Hermann - Memorial City | MEMORIAL CITY - NUCLEAR MEDICINE | East Tower Patient Assessment |  |  |  | One time insoection
YES | YES |  |  |  | 099-06325 | 099-06325 | Ohmeda Medical | Ohmeda |  | GFHJ07930 | SE - RADIOLOGY |  |  |  |  | 099-06325 | 099-06325 | Southeast | Memorial Hermann Southeast Hospital | SE - RADIOLOGY | Ultrasound 3 |  |  |  | No pm sticker
YES | YES |  |  |  | 005-04415 | 005-04415 | Ohmeda Medical | Ohmeda |  | Gffh22462 | SE - RADIOLOGY - NUC MED |  |  |  |  | 005-04415 | 005-04415 | Southeast | Memorial Hermann Southeast Hospital | SE - RADIOLOGY - NUC MED | Nuc Med rm. 2 |  |  |  |  | Regulator
NO | YES |  |  |  | 099-06270 | 099-06270 | Ohmeda Medical | Ohmeda |  | GFFJ03578 | SE - Nuc Meb |  |  |  |  | 099-06270 | 099-06270 | Southeast | Memorial Hermann Southeast Hospital | SE - Nuc Meb | NucMed stress rm. |  |  |  | No pm
YES | YES |  |  |  | 009-02149 | 009-02149 | Ohmeda Medical | Ohmeda |  | GFCX05100 | GH - RESPIRATORY |  |  |  |  | 009-02149 | 009-02149 | Central | Memorial Hermann Greater Heights Hospital | GH - RESPIRATORY | Nicu level 2 |  |  |  | No pm sticker
YES | YES |  |  |  | 009-33202 | 009-33202 | Ohmeda Medical | Ohmeda |  | CFHY23811 | SW Radiology |  |  |  |  | 009-33202 | 009-33202 | Southwest | Memorial Hermann Southwest Hospital | SW Radiology | Rad room 3 |  |  |  | No pm sticker
YES | YES |  |  |  | 041-04691 | 041-04691 | Ohmeda Medical | Ohmeda 1227 |  | GFHG15172 | MEMORIAL CITY - OUTPATIENT SURGERY |  |  |  |  | 041-04691 | 041-04691 | West | Memorial Hermann Memorial City Medical Center | MEMORIAL CITY - OUTPATIENT SURGERY | Memorial City - Day Surgery Room W1 300.82 OR14 |  |  |  | 1 time sticker placed on unit
YES | YES |  |  |  | 041-05319 | 041-05319 | Ohmeda Medical | Ohmeda 1251 |  | GFFG15898 | Memorial City OR Recovery |  |  |  |  | 041-05319 | 041-05319 | West | Memorial Hermann Memorial City Medical Center | Memorial City OR Recovery | Memorial City - OR Recovery Bay 7 |  |  |  | 1 time pm sticker
YES | YES |  |  |  | 041-05313 | 041-05313 | Ohmeda Medical | Ohmeda 1251 |  | GFFG16036 | Memorial City OR Recovery |  |  |  |  | 041-05313 | 041-05313 | West | Memorial Hermann Memorial City Medical Center | Memorial City OR Recovery | Memorial City - OR Recovery Bay 9 |  |  |  | 1 time sticker
YES | YES |  |  |  | 041-05323 | 041-05323 | Ohmeda Medical | Ohmeda 1251 |  | GFFG15269 | Memorial City OR Recovery |  |  |  |  | 041-05323 | 041-05323 | West | Memorial Hermann Memorial City Medical Center | Memorial City OR Recovery | Memorial City - OR Recovery Bay 5 |  |  |  | N1 time pm sticker
NO | YES |  |  |  | 009-00969 | 009-00969 | Ohmeda Medical | Ohmeda 200 |  | GFHV08202 | GH - RESPIRATORY | MHHS-Greater Heights |  | Regulator, Vacuum |  | 009-00969 | 009-00969 | Central | Memorial Hermann Greater Heights Hospital | GH - RESPIRATORY | Nicu level 2 |  |  |  | No pm sticker |  |  | REGULATORVACUUM-Ohio Medical-6-1251 | REGULATORVACUUM | 6-1251 |  |  |  | Ohio Medical | Regulator, Vacuum |  | REGULATORVACUUM-Ohio Medical-6-1251 |  |  |  |  | Covered PM Repair - Biomedical | MHHS-Greater Heights
YES | YES | Serial Number Cnf |  |  | 041-04739 | 041-04739 | Ohmeda Medical | Ohmeda 200 |  | CNF | MEMORIAL CITY - ER - PEDS Room 9 |  |  |  |  | 041-04739 | 041-04739 | West | Memorial Hermann - Memorial City | MEMORIAL CITY - ER - PEDS Room 9 | Memorial City ER Peds Room 9
YES | YES | Serial Number Cnf |  |  | 041-04740 | 041-04740 | Ohmeda Medical | Ohmeda 200 |  | CNF | MEMORIAL CITY - ER - PEDS Room 11 |  |  |  |  | 041-04740 | 041-04740 | West | Memorial Hermann - Memorial City | MEMORIAL CITY - ER - PEDS Room 11 | Memorial City ER Peds Room 11
YES | YES | Serial Number Cnf |  |  | 041-05300 | 041-05300 | Ohmeda Medical | Ohmeda 200 |  | CNF | Memorial City ER E1 509 Room 29 |  |  |  |  | 041-05300 | 041-05300 | West | Memorial Hermann - Memorial City | Memorial City ER E1 509 Room 29 | Memorial City ER E1 509 Room 29
YES | YES |  |  |  | 041-05269 | 041-05269 | Ohmeda Medical | Ohmeda 200 |  | GFFGL620L | Emergency Room E1 402 Room 13 |  |  |  |  | 041-05269 | 041-05269 | West | Memorial Hermann - Memorial City Emergency Dept. | Emergency Room E1 402 Room 13 | Emergency Room E1 402 Room 13
YES | YES |  |  |  | 041-04038 | 041-04038 | Ohmeda Medical | Ohmeda 200 |  | CFFF06803 | MEMORIAL CITY - OUTPATIENT SURGERY |  |  |  |  | 041-04038 | 041-04038 | West | Memorial Hermann - Memorial City | MEMORIAL CITY - OUTPATIENT SURGERY | Case Cart Staging Area W1 300.26
YES | YES |  |  |  | 041-06214 | 041-06214 | Ohmeda Medical | Ohmeda 200 |  | GFHF1089 | Memorial City OPS |  |  |  |  | 041-06214 | 041-06214 | West | Memorial Hermann - Memorial City | Memorial City OPS | Case Cart Staging Area W1 300.26
YES | YES | Serial Number Cnf |  |  | 041-05159 | 041-05159 | Ohmeda Medical | Ohmeda 200 |  | CNF | Memorial City Day Surgery |  |  |  |  | 041-05159 | 041-05159 | West | Memorial Hermann - Memorial City | Memorial City Day Surgery | West Tower Recovery 4
YES | YES | Serial Number Cnf |  |  | 041-05128 | 041-05128 | Ohmeda Medical | Ohmeda 200 |  | CNF | Memorial City Day Surgery |  |  |  |  | 041-05128 | 041-05128 | West | Memorial Hermann - Memorial City | Memorial City Day Surgery | West Tower Recovery 4
YES | YES | Serial Number Cnf |  |  | 041-05270 | 041-05270 | Ohmeda Medical | Ohmeda 200 |  | CNF | MEMORIAL CITY - OUTPATIENT SURGERY RECOVERY |  |  |  |  | 041-05270 | 041-05270 | West | Memorial Hermann - Memorial City | MEMORIAL CITY - OUTPATIENT SURGERY RECOVERY | West Tower 1st Floor Recovery 3
YES | YES | Serial Number Cnf |  |  | 041-05132 | 041-05132 | Ohmeda Medical | Ohmeda 200 |  | CNF | MEMORIAL CITY - OUTPATIENT SURGERY RECOVERY |  |  |  |  | 041-05132 | 041-05132 | West | Memorial Hermann - Memorial City | MEMORIAL CITY - OUTPATIENT SURGERY RECOVERY | West Tower 1st Floor Recovery 2
YES | YES | Serial Number Cnf |  |  | 041-05155 | 041-05155 | Ohmeda Medical | Ohmeda 200 |  | CNF | MEMORIAL CITY - OUTPATIENT SURGERY RECOVERY |  |  |  |  | 041-05155 | 041-05155 | West | Memorial Hermann - Memorial City | MEMORIAL CITY - OUTPATIENT SURGERY RECOVERY | West Tower 1st Floor Recovery 1
YES | YES | Serial Number Cnf |  |  | 041-04647 | 041-04647 | Ohmeda Medical | Ohmeda 200 |  | CNF | MEMORIAL CITY - OUTPATIENT SURGERY RECOVERY |  |  |  |  | 041-04647 | 041-04647 | West | Memorial Hermann - Memorial City | MEMORIAL CITY - OUTPATIENT SURGERY RECOVERY | West Tower 1st Floor Recovery 5
YES | YES |  |  |  | 009-02925 | 009-02925 | Ohmeda Medical | Ohmeda 200 |  | GFFG12027 | GH - RESPIRATORY |  |  |  |  | 009-02925 | 009-02925 | Central | Memorial Hermann Greater Heights Hospital | GH - RESPIRATORY | Nicu level 2 |  |  |  | No pm sticker
YES | YES |  |  |  | 009-01093 | 009-01093 | Ohmeda Medical | Ohmeda 200 |  | AHCR22197 | GH - RESPIRATORY |  |  |  |  | 009-01093 | 009-01093 | Central | Memorial Hermann Greater Heights Hospital | GH - RESPIRATORY | Nicu level 2 |  |  |  | No pm sticker
YES | YES |  |  |  | 009-01793 | 009-01793 | Ohmeda Medical | Ohmeda 200 |  | AHCR22238 | GH - RESPIRATORY |  |  |  |  | 009-01793 | 009-01793 | Central | Memorial Hermann Greater Heights Hospital | GH - RESPIRATORY | Nicu level 2 |  |  |  | No pm sticker
YES | YES |  |  |  | 009-34794 | 009-34794 | Ohmeda Medical | Ohmeda 200 |  | GFHC01340 | GH - RESPIRATORY |  |  |  |  | 009-34794 | 009-34794 | Central | Memorial Hermann Greater Heights Hospital | GH - RESPIRATORY | Nicu level 2 |  |  |  | No pm sticker
YES | YES |  |  |  | 009-33150 | 009-33150 | Ohmeda Medical | Ohmeda 200 |  | CFHY23810 | SW -Nuc Med |  |  |  |  | 009-33150 | 009-33150 | Southwest | Memorial Hermann Southwest Hospital | SW -Nuc Med | Ultrasound room 1 |  |  |  | No pm sticker
YES | YES |  |  |  | 013-12902 | 013-12902 | Ohmeda Medical | Ohmeda 200 |  | GFJV01443 | SW - ultrasound |  |  |  |  | 013-12902 | 013-12902 | Southwest | Memorial Hermann Southwest Hospital | SW - ultrasound | ultrasound room 3 |  |  |  | No pm stiker
YES | YES |  |  |  | 005-04411 | 005-04411 | Ohmeda Medical | Ohmeda 200 |  | GFFH22456 | Radiology Nuc Med |  |  |  |  | 005-04411 | 005-04411 | Southeast | Memorial Hermann Southeast Hospital | Radiology Nuc Med | Ecoh rm. 1
YES | YES | Serial Number Cnf |  |  | 041-08540 | 041-08540 | Ohmeda Medical | Ohmeda Wall Suction |  | CNF | MEMORIAL CITY - CARDIOLOGY |  |  |  |  | 041-08540 | 041-08540 | West | Memorial Hermann - Memorial City | MEMORIAL CITY - CARDIOLOGY | Cath Lab E9 335 Pre Pro 8
NO | YES | Serial Number HDGG54398 |  |  | 013-09601 | 013-09601 | Ohmeda Medical | Ohmnibed ENG EBASE S-HUMID |  | HDGG54398 | SW-Biomedical Services |  |  |  |  | 013-09601 | 013-09601 | Southwest | MHHS-Southwest | SW-Biomedical Services | Biomed Shop | 10/1/20 | 4/1/21
NO | YES |  |  |  | 077-04013 |  | Ohmeda Medical | Omni bed |  | HDGG60045 | TMC - RESPIRATORY - ADULT |  |  |  |  | 077-04013 |  |  | TMC | TMC - RESPIRATORY - ADULT | Memorial Hermann- Texas Medical Center NICU | 3/1/20 |  |  | No PM Sticker
NO | YES |  |  |  | 077-09174 |  | Ohmeda Medical | Omni bed |  | HDGL51061 | NICU bear A |  |  |  |  | 077-09174 |  |  | TMC | NICU bear A | Memorial Hermann-Texas Medical Center NICU | 9/1/19 |  | 9/1/20
YES | YES |  |  |  | 077-03540 | 077-03540 | Ohmeda Medical | Omnibed |  | Nsn | TMC - RESPIRATORY - ADULT |  |  |  |  | 077-03540 | 077-03540 |  | TMC | TMC - RESPIRATORY - ADULT | Memorial Hermann- Texas Medical Center NICU | 3/1/20 |  |  | No PM Sticker In use on patient
NO | YES |  |  |  | 005-05773 | 005-05773 | Ohmeda Medical | Omnibed |  | HDGL50277 | SE-Unit 4B (Women'S Services) |  |  |  |  | 005-05773 | 005-05773 | Southeast | MHHS-Southeast | SE-Unit 4B (Women'S Services) | NICU | 3/1/20
NO | YES | Asset Tag 013-39092 |  |  | 013-39092 | 013-39092 | Ohmeda Medical | Omnibed EBASE S-Humid |  | HDGG54391 | SW-Biomedical Services |  |  |  |  | 013-39092 | 013-39092 | Southwest | MHHS-Southwest | SW-Biomedical Services | Biomed shop |  |  |  | No PM sticke
NO | YES |  |  |  | 009-03091 | 009-03091 | Ohmeda Medical | Panda |  | HCCG00552 | GH-Labor |  |  |  |  | 009-03091 | 009-03091 | Central | Memorial Hermann Greater Heights Hospital | GH-Labor | Birthing Suite room 4
NO | YES |  |  |  | 041-11809 | 041-11809 | Ohmeda Medical | Panda 3300 |  | HCCM00672 | Memorial City-Labor & Delivery |  |  |  |  | 041-11809 | 041-11809 | West | MHHS-Mem City | Memorial City-Labor & Delivery | Post Bay 5 | 3/1/20 |  | 8/1/20
YES | YES |  |  |  | 009-03096 | 009-03096 | Ohmeda Medical | Panda 3400 |  | HCCG00578 | 1st floor |  |  |  |  | 009-03096 | 009-03096 | Katy | Katy | 1st floor | ER | 5/1/19 | 11/1/19
NO | YES |  |  |  | 013-10768 | 013-10768 | Ohmeda Medical | Panda Warmer |  | HCCH00126 | Floor 5 |  |  |  |  | 013-10768 | 013-10768 | Southwest | Memorial Hermann Southwest Hospital | Floor 5 | Floor 5
YES | YES |  |  |  | 099-10334 | 099-10334 | Ohmeda Medical | Panda Warmer |  | HCCH00127 | Floor 5 |  |  |  |  | 099-10334 | 099-10334 | Southwest | Memorial Hermann Southwest Hospital | Floor 5 | Floor 5
YES | YES |  |  |  | 013-02281 | 013-02281 | Ohmeda Medical | Posi-Pulse |  | GFEV00100 | SW - ENDOSCOPY |  |  |  |  | 013-02281 | 013-02281 | Southwest | Memorial Hermann Southwest Hospital | SW - ENDOSCOPY | Bay 35
YES | YES |  |  |  | 099-14091 | 099-14091 | Ohmeda Medical | Regulator |  | GFHY23815 | SW |  |  |  |  | 099-14091 | 099-14091 | Southwest | Memorial Hermann Southwest Hospital | SW | X-Ray 1
YES | YES |  |  |  | 013-06410 | 013-06410 | Ohmeda Medical | Regulator |  | GFCU04012 | SW |  |  |  |  | 013-06410 | 013-06410 | Southwest | Memorial Hermann Southwest Hospital | SW | X-Ray 2
YES | YES |  |  |  | 013-04545 | 013-04545 | Ohmeda Medical | Regulator | [7 empty] | 013-04545 | 013-04545 | Southwest | Memorial Hermann Southwest Hospital |  | X-Ray Rm 5
YES | YES |  |  |  | 077-04127 | 077-04127 | Ohmeda Medical | Regulator |  |  | TWC |  |  |  |  | 077-04127 | 077-04127 | TMC | Memorial Hermann-Texas Medical Center | TWC | Trauma Rm 10
YES | YES |  |  |  | 099-14173 | 099-14173 | Ohmeda Medical | Regulator |  |  | TWC |  |  |  |  | 099-14173 | 099-14173 | TMC | Memorial Hermann-Texas Medical Center | TWC | Pedi Pacu 4
YES | YES |  |  |  | 099-12412 | 099-12412 | Ohmeda Medical | Regulator |  |  | TMC |  |  |  |  | 099-12412 | 099-12412 | TMC | Memorial Hermann Heart | TMC | Cath Lab 108
YES | YES |  |  |  | 069-21911 | 069-21911 | Ohmeda Medical | Regulator |  |  | TMC |  |  |  |  | 069-21911 | 069-21911 | TMC | Memorial Hermann Heart | TMC | Nurse Station
YES | YES |  |  |  | 099-12725 | 099-12725 | Ohmeda Medical | Regulator |  | AHBH54831 | TWC |  |  |  |  | 099-12725 | 099-12725 | TMC | Memorial Hermann Heart | TWC | CVIMU Suite 15
YES | YES |  |  |  | 099-11424 | 099-11424 | Ohmeda Medical | Regulator | [7 empty] | 099-11424 | 099-11424 | TMC | Memorial Hermann-Texas Medical Center |  | C3/03
YES | YES |  |  |  | GFHJ07940 | GFHJ07940 | Ohmeda Medical | Regultor |  | GFHJ07940 | Radiology |  |  |  |  | GFHJ07940 | GFHJ07940 | Southeast | Memorial Hermann Southeast Hospital | Radiology | Radiology out pat.room 1 |  |  |  | No pm sticker
YES | YES |  |  |  | 029-06363 | 029-06363 | Ohmeda Medical | Suction |  |  | WOODLANDS - BIRTH CENTER |  |  |  |  | 029-06363 | 029-06363 | Woodlands | Memorial Hermann The Woodlands Medical Center | WOODLANDS - BIRTH CENTER | Equipment Room 6 |  |  |  | New Add - ?Auone time inspection?Au sticker
YES | YES |  |  |  | 069-19430 | 069-19430 | Ohmeda Medical | Suction regulator |  | Gfhh00340 | TMC - HVI - CCU (4HVI) |  |  |  |  | 069-19430 | 069-19430 | TMC | Memorial Hermann-Texas Medical Center | TMC - HVI - CCU (4HVI) |  |  |  |  | PM Not Required
YES | YES |  |  |  | 099-12299 | 099-12299 | Ohmeda Medical | Suction regulator |  | Cffc04674 | TMC - CATH LAB - ADULT (2HVI) |  |  |  |  | 099-12299 | 099-12299 | TMC | Memorial Hermann-Texas Medical Center | TMC - CATH LAB - ADULT (2HVI) |  |  |  |  | No PM Sticker
YES | YES |  |  |  | 099-12315 | 099-12315 | Ohmeda Medical | Suction regulator |  | Cffc04677 | TMC - CATH LAB - ADULT (2HVI) |  |  |  |  | 099-12315 | 099-12315 | TMC | Memorial Hermann-Texas Medical Center | TMC - CATH LAB - ADULT (2HVI)
YES | YES |  |  |  | 099-12312 | 099-12312 | Ohmeda Medical | Suction regulator |  | Cffc04680 | TMC - CATH LAB - ADULT (2HVI) |  |  |  |  | 099-12312 | 099-12312 | TMC | Memorial Hermann-Texas Medical Center | TMC - CATH LAB - ADULT (2HVI) |  |  |  |  | No PM Sticker
YES | YES |  |  |  | 099-12309 | 099-12309 | Ohmeda Medical | Suction regulator |  | Cffc04671 | TMC - CATH LAB - ADULT (2HVI) |  |  |  |  | 099-12309 | 099-12309 | TMC | Memorial Hermann-Texas Medical Center | TMC - CATH LAB - ADULT (2HVI) |  |  |  |  | No PM Sticker
YES | YES |  |  |  | 099-12479 | 099-12479 | Ohmeda Medical | Suction regulator |  | Nsn | TMC - CATH LAB - ADULT (2HVI) |  |  |  |  | 099-12479 | 099-12479 | TMC | Memorial Hermann-Texas Medical Center | TMC - CATH LAB - ADULT (2HVI) |  |  |  |  | No PM Sticker
YES | YES |  |  |  | 099-12482 | 099-12482 | Ohmeda Medical | Suction regulator |  | Cffc05876 | TMC - CATH LAB - ADULT (2HVI) |  |  |  |  | 099-12482 | 099-12482 | TMC | Memorial Hermann-Texas Medical Center | TMC - CATH LAB - ADULT (2HVI) |  |  |  |  | No PM Sticker
YES | YES |  |  |  | 069-06667 | 069-06667 | Ohmeda Medical | Suction regulator |  | Gffd21056 | TMC - OR - CVOR (7HVI) |  |  |  |  | 069-06667 | 069-06667 | TMC | Memorial Hermann-Texas Medical Center | TMC - OR - CVOR (7HVI) | Cv OR 1 |  |  |  | No PM Sticker
NO | YES |  |  |  | 099-12473 | 099-12473 | Ohmeda Medical | Suction regulator |  | Gfce02190 | Cath cv or 7 |  |  |  |  | 099-12473 | 099-12473 | TMC | Memorial Hermann-Texas Medical Center | Cath cv or 7 | Cath lab 5 |  |  |  | No PM Sticker
YES | YES |  |  |  | 099-12489 | 099-12489 | Ohmeda Medical | Suction regulator |  | Gfhv09278 | TMC - OR - CVOR (7HVI) |  |  |  |  | 099-12489 | 099-12489 | TMC | Memorial Hermann-Texas Medical Center | TMC - OR - CVOR (7HVI) | Equipment room 7 |  |  |  | No PM Sticker
YES | YES |  |  |  | 069-19329 | 069-19329 | Ohmeda Medical | Suction regulator |  | Gfhh00325 | TMC - OR - CVOR (7HVI) |  |  |  |  | 069-19329 | 069-19329 | TMC | Memorial Hermann-Texas Medical Center | TMC - OR - CVOR (7HVI) | Pacu |  |  |  | PM Not Required
NO | YES |  |  |  | 099-12534 | 099-12534 | Ohmeda Medical | Suction regulator |  | Gffc12636 | Hvi 8th |  |  |  |  | 099-12534 | 099-12534 | TMC | Memorial Hermann-Texas Medical Center | Hvi 8th |  |  |  | 3/1/20 | No PM Sticker
YES | YES |  |  |  | 069-19393 | 069-19393 | Ohmeda Medical | Suction regulator |  | Gffh00649 | TMC - SAROFIM 1 - ADULT ER |  |  |  |  | 069-19393 | 069-19393 | TMC | Memorial Hermann-Texas Medical Center | TMC - SAROFIM 1 - ADULT ER | Er 4
YES | YES |  |  |  | 069-22793 | 069-22793 | Ohmeda Medical | Suction regulator |  | Gffk07325 | TMC - (9j) |  |  |  |  | 069-22793 | 069-22793 |  | Memorial Hermann-tmc | TMC - (9j) | J9 34 |  |  |  | No PM Sticker
YES | YES |  |  |  | 069-16613 | 069-16613 | Ohmeda Medical | Suction regulator |  | Nsn | TMC - JONES - NEURO ICU (7J) |  |  |  |  | 069-16613 | 069-16613 |  | Memorial Hermann-tmc | TMC - JONES - NEURO ICU (7J) | J7 14 |  |  |  | In use on patient
YES | YES |  |  |  | 099-11835 | 099-11835 | Ohmeda Medical | Suction regulator |  | Gffj03555 | 5j neuro |  |  |  |  | 099-11835 | 099-11835 |  | Memorial Hermann-tmc | 5j neuro | 452j
YES | YES |  |  |  | 099-11832 | 099-11832 | Ohmeda Medical | Suction regulator |  | Gffj02630 | 5j neuro |  |  |  |  | 099-11832 | 099-11832 |  | Memorial Hermann-tmc | 5j neuro | Stroke 12 4J
YES | YES |  |  |  | 099-11827 | 099-11827 | Ohmeda Medical | Suction regulator |  | Gffh04805 | TMC - EPILEPSY - PEDI EMU (10HP) |  |  |  |  | 099-11827 | 099-11827 |  | Memorial Hermann-tmc | TMC - EPILEPSY - PEDI EMU (10HP) | H10 12
YES | YES |  |  |  | 069-35029 | 069-35029 | Ohmeda Medical | Suction regulator |  | Gffj01826 | TMC - EPILEPSY - PEDI EMU (10HP) |  |  |  |  | 069-35029 | 069-35029 |  | Memorial Hermann-tmc | TMC - EPILEPSY - PEDI EMU (10HP) | H10 15
YES | YES |  |  |  | 099-14551 | 099-14551 | Ohmeda Medical | Suction regulator |  | Gffj06687 | TMC - EPILEPSY - PEDI EMU (10HP) |  |  |  |  | 099-14551 | 099-14551 |  | Memorial Hermann-tmc | TMC - EPILEPSY - PEDI EMU (10HP) | H10 71
YES | YES |  |  |  | 099-14553 | 099-14553 | Ohmeda Medical | Suction regulator |  | Gffj06685 | TMC - EPILEPSY - PEDI EMU (10HP) |  |  |  |  | 099-14553 | 099-14553 |  | Memorial Hermann-tmc | TMC - EPILEPSY - PEDI EMU (10HP) | H10 73
YES | YES |  |  |  | 099-14561 | 099-14561 | Ohmeda Medical | Suction regulator |  | Gffd21059 | TMC - MHTMC - CENTRAL SUPPLY (OLD) |  |  |  |  | 099-14561 | 099-14561 | TMC | Memorial Hermann-Texas Medical Center | TMC - MHTMC - CENTRAL SUPPLY (OLD) | L and D 691
YES | YES |  |  |  | 099-14604 | 099-14604 | Ohmeda Medical | Suction regulator |  | Gfhc10706 | TMC - CHILDRENS - L |  |  |  |  | 099-14604 | 099-14604 | TMC | Memorial Hermann-Texas Medical Center | TMC - CHILDRENS - L
YES | YES |  |  |  | 099-14598 | 099-14598 | Ohmeda Medical | Suction regulator |  | Nsn | TMC - CHILDRENS - L |  |  |  |  | 099-14598 | 099-14598 | TMC | Memorial Hermann-Texas Medical Center | TMC - CHILDRENS - L
YES | YES |  |  |  | 099-14623 | 099-14623 | Ohmeda Medical | Suction regulator |  | Nsn | TMC - CHILDRENS - L |  |  |  |  | 099-14623 | 099-14623 | TMC | Memorial Hermann-Texas Medical Center | TMC - CHILDRENS - L
YES | YES |  |  |  | 099-14618 | 099-14618 | Ohmeda Medical | Suction regulator |  | Nsn | Tsicu |  |  |  |  | 099-14618 | 099-14618 | TMC | Memorial Hermann-Texas Medical Center | Tsicu
YES | YES |  |  |  | 099-09484 | 099-09484 | Ohmeda Medical | Suction regulator |  | Nsn | TMC - RADIOLOGY - NUC MED |  |  |  |  | 099-09484 | 099-09484 | TMC | Memorial Hermann-Texas Medical Center | TMC - RADIOLOGY - NUC MED | Nuc med
YES | YES |  |  |  | 069-34937 | 069-34937 | Ohmeda Medical | Suction regulator |  | Nsn | TMC - SAROFIM 2 - OR |  |  |  |  | 069-34937 | 069-34937 |  | Memorial Hermann-tmc | TMC - SAROFIM 2 - OR | OR15 |  |  |  | No PM Sticker
YES | YES |  |  |  | 099-07166 | 099-07166 | Ohmeda Medical | Suction regulator |  | Gfhc10787 | TMC - SAROFIM 2 - OR |  |  |  |  | 099-07166 | 099-07166 |  | Memorial Hermann-tmc | TMC - SAROFIM 2 - OR | OR15 |  |  |  | No PM Sticker
YES | YES |  |  |  | 099-07961 | 099-07961 | Ohmeda Medical | Suction regulator |  | Nsn | TMC - OR - ROBERTSON (2R) |  |  |  |  | 099-07961 | 099-07961 |  | Memorial Hermann-tmc | TMC - OR - ROBERTSON (2R) | Or66
YES | YES |  |  |  | 099-07962 | 099-07962 | Ohmeda Medical | Suction regulator |  | Nsn | TMC - OR - ROBERTSON (2R) |  |  |  |  | 099-07962 | 099-07962 |  | Memorial Hermann-tmc | TMC - OR - ROBERTSON (2R) | Or66
YES | YES |  |  |  | 069-19435 | 069-19435 | Ohmeda Medical | Suction regulator |  | Nsn | TMC - OR - ROBERTSON (2R) |  |  |  |  | 069-19435 | 069-19435 |  | Memorial Hermann-tmc | TMC - OR - ROBERTSON (2R) | Or69 |  |  |  | No PM Sticker
YES | YES |  |  |  | 133-03504 | 133-03504 | Ohmeda Medical | Suction Unit |  | GFFK21185 | KATY - MED/SURG 6TH FLOOR |  |  |  |  | 133-03504 | 133-03504 | Katy | Memorial Hermann Katy Hospital | KATY - MED/SURG 6TH FLOOR | MEDSURG 6th FL 616
YES | YES |  |  |  | 133-02723 | 133-02723 | Ohmeda Medical | Suction Unit |  | GFFK 03799 | KATY - MED/SURG 6TH FLOOR |  |  |  |  | 133-02723 | 133-02723 | Katy | Memorial Hermann Katy Hospital | KATY - MED/SURG 6TH FLOOR | MEDSURG 6th FL 630
YES | YES |  |  |  | 099-07857 | 099-07857 | Ohmeda Medical | Suction Unit |  |  | TMC - RADIOLOGY - JONES PAVILION |  |  |  |  | 099-07857 | 099-07857 | TMC | Memorial Hermann-Texas Medical Center | TMC - RADIOLOGY - JONES PAVILION | J2.313
YES | YES |  |  |  | 099-08020 | 099-08020 | Ohmeda Medical | Suction Unit |  | GFFL18790 | TMC - RADIOLOGY - IR/ANGIO |  |  |  |  | 099-08020 | 099-08020 | TMC | Memorial Hermann-Texas Medical Center | TMC - RADIOLOGY - IR/ANGIO
YES | YES | Serial Number Cnf |  |  | 142-09576 | 142-09576 | Ohmeda Medical | Suction Vac |  | Cnf | NE- Storage |  |  |  |  | 142-09576 | 142-09576 | Memorial Hermann | Katy | NE- Storage | 5th Floor
NO | YES |  |  |  | 009-34111 | 009-34111 | Ohmeda Medical | Surgical free flow |  | GGDS00008 | GH-OR |  |  |  |  | 009-34111 | 009-34111 | Central | MHHS-Greater Heights | GH-OR | Equipment storage
NO | YES |  |  |  | 009-34112 | 009-34112 | Ohmeda Medical | Surgical free flow |  | BDKF01834 | GH-OR |  |  |  |  | 009-34112 | 009-34112 | Central | MHHS-Greater Heights | GH-OR | Equipment storage
YES | YES |  |  |  | 009-34113 | 009-34113 | Ohmeda Medical | Surgical free flow |  | BDKJ0LL82 | OR |  |  |  |  | 009-34113 | 009-34113 | Central | Memorial Hermann Greater Heights Hospital | OR | Equipment storage
NO | YES |  |  |  | 009-34141 | 009-34141 | Ohmeda Medical | Surgical free flow |  | BDKF01777 | GH-Labor & Delivery-OR |  |  |  |  | 009-34141 | 009-34141 | Central | MHHS-Greater Heights | GH-Labor & Delivery-OR | OR hallway
YES | YES |  |  |  | 099-13306 | 099-13306 | Ohmeda Medical | Twin-O-Vac |  | GFHE06996 | 7th floor Neuro |  |  |  |  | 099-13306 | 099-13306 | Southwest | Memorial Hermann Southwest Hospital | 7th floor Neuro | Room 725 |  |  |  | No PM Required
YES | YES |  |  |  | 013-09249 | 013-09249 | Ohmeda Medical | Twin-O-Vac |  | CFFG18657 | NICU |  |  |  |  | 013-09249 | 013-09249 | Southwest | Memorial Hermann Southwest Hospital | NICU | NICU Level 3 | 3/1/20
YES | YES |  |  |  | 041-06184 | 041-06184 | Ohmeda Medical | Twin-O-Vac |  | GFHC10885 | MEMORIAL CITY - CATH LAB |  |  |  |  | 041-06184 | 041-06184 | West | Memorial Hermann Heart | MEMORIAL CITY - CATH LAB | Cath Lab 2
YES | YES | Serial Number Cnf |  |  | 005-03213 | 005-03213 | Ohmeda Medical | Vaccum regulator |  | Cnf | SE - OR |  |  |  |  | 005-03213 | 005-03213 | Southeast | Memorial Hermann Southeast Hospital | SE - OR | Hybrid Ii
YES | YES |  |  |  | 005-01270 | 005-01270 | Ohmeda Medical | Vaccum regulator |  | GFHV20723 | Biomed |  |  |  |  | 005-01270 | 005-01270 | Southeast | Memorial Hermann Southeast Hospital | Biomed | Biomed shop |  |  |  | No pm
YES | YES |  |  |  | GFHJ077939 | GFHJ077939 | Ohmeda Medical | Vacum regulator |  | GFHJ077939 | Radiology |  |  |  |  | GFHJ077939 | GFHJ077939 | Southeast | Memorial Hermann Southeast Hospital | Radiology | Radiology out pat.room 3 |  |  |  | No pm sticker
YES | YES |  |  |  | 069-27246 | 069-27246 | Ohmeda Medical | Vacuum |  |  | TWC |  |  |  |  | 069-27246 | 069-27246 | TMC | Memorial Hermann-Texas Medical Center | TWC | PEMU #4
YES | YES |  |  |  | 077-04131 | 077-04131 | Ohmeda Medical | Vacuum |  |  | TWC |  |  |  |  | 077-04131 | 077-04131 | TMC | Memorial Hermann-Texas Medical Center | TWC | PEMU #4
YES | YES |  |  |  | 099-05172 | 099-05172 | Ohmeda Medical | Vacuum | [7 empty] | 099-05172 | 099-05172 | TMC | Memorial Hermann-Texas Medical Center |  | H10/76
YES | YES |  |  |  | 099-05212 | 099-05212 | Ohmeda Medical | Vacuum | [7 empty] | 099-05212 | 099-05212 |  | Memorial Hermann- |  | H10-Sunroom
YES | YES |  |  |  | 099-05407 | 099-05407 | Ohmeda Medical | Vacuum | [7 empty] | 099-05407 | 099-05407 | TMC | TMC |  | H9/74
YES | YES |  |  |  | 099-05800 | 099-05800 | Ohmeda Medical | Vacuum | [7 empty] | 099-05800 | 099-05800 |  | Memorial Hermann-TMC |  | H5/74
YES | YES |  |  |  | 099-05844 | 099-05844 | Ohmeda Medical | Vacuum |  |  | L |  |  |  |  | 099-05844 | 099-05844 |  | Memorial Hermann-TMC | L | H5/64
YES | YES |  |  |  | 099-05840 | 099-05840 | Ohmeda Medical | Vacuum | [7 empty] | 099-05840 | 099-05840 |  | Memorial Hermann-TWC |  | STICU 22
YES | YES |  |  |  | 099-05837 | 099-05837 | Ohmeda Medical | Vacuum | [7 empty] | 099-05837 | 099-05837 |  | Memorial Hermann-TWC |  | STICU 22
YES | YES |  |  |  | 099-05852 | 099-05852 | Ohmeda Medical | Vacuum | [7 empty] | 099-05852 | 099-05852 |  | Memorial Hermann-TWC |  | STICU 22
YES | YES |  |  |  | 013-05259 | 013-05259 | Ohmeda Medical | Vacuum reg |  | BDKE00358 | SW - HVI - OR |  |  |  |  | 013-05259 | 013-05259 | Southwest | Memorial Hermann Heart | SW - HVI - OR | HVI OR Core |  |  |  | No PM Sticker
YES | YES |  |  |  | 013-14106 | 013-14106 | Ohmeda Medical | Vacuum reg |  | GFFK23368 | SW - Rad |  |  |  |  | 013-14106 | 013-14106 | Southwest | Memorial Hermann Southwest Hospital | SW - Rad | Xray |  |  |  | PM Not Required
YES | YES |  |  |  | 099-08318 | 099-08318 | Ohmeda Medical | VACUUM REGUATOR |  | GFHJ11433 | MHOSH - OR |  |  |  |  | 099-08318 | 099-08318 | Central | Memorial Hermann Greater Heights Hospital | MHOSH - OR | MHOSH - OR
YES | YES |  |  |  | 099-08319 | 099-08319 | Ohmeda Medical | VACUUM REGUATOR |  | GFHJ11436 | MHOSH - OR |  |  |  |  | 099-08319 | 099-08319 | Central | Memorial Hermann Greater Heights Hospital | MHOSH - OR | MHOSH - OR
YES | YES |  |  |  | 099-08320 | 099-08320 | Ohmeda Medical | VACUUM REGUATOR |  | GFHM20280 | [5 empty] | 099-08320 | 099-08320
YES | YES |  |  |  | 099-08321 | 099-08321 | Ohmeda Medical | VACUUM REGUATOR |  | GFHJ11556 | [5 empty] | 099-08321 | 099-08321 |  |  |  |  | 1/1/20
YES | YES |  |  |  | 099-08322 | 099-08322 | Ohmeda Medical | VACUUM REGUATOR |  | GFHM20279 | [5 empty] | 099-08322 | 099-08322 |  |  |  |  | 3/1/20
YES | YES |  |  |  | 099-00667 | 099-00667 | Ohmeda Medical | Vacuum Regularot |  | 099-00667 | NE - LABOR |  |  |  |  | 099-00667 | 099-00667 | Katy | Memorial Hermann Northeast Hospital | NE - LABOR
NO | YES |  |  |  | 099-06322 | 099-06322 | Ohmeda Medical | Vacuum regulato |  | GFFJ03575 | SE-Esophageal Disease Center |  |  |  |  | 099-06322 | 099-06322 | Southeast | MHHS-Southeast | SE-Esophageal Disease Center | Bay 5 |  |  | 4/1/20
YES | YES |  |  |  | 133-03508 | 133-03508 | Ohmeda Medical | Vacuum Regulator |  | GFFK21195 | MEDSURG 7TH Floor |  |  |  |  | 133-03508 | 133-03508 | Katy | Memorial Hermann Katy Hospital | MEDSURG 7TH Floor | MEDSURG 7th Floor Hallway |  | 2/1/20
YES | YES |  |  |  | 133-03349 | 133-03349 | Ohmeda Medical | Vacuum Regulator |  | GFFK20602 | KATY - POSTPARTUM - 2W |  |  |  |  | 133-03349 | 133-03349 | Katy | Memorial Hermann Katy Hospital | KATY - POSTPARTUM - 2W
YES | YES |  |  |  | 133-03380 | 133-03380 | Ohmeda Medical | Vacuum Regulator |  | GFFK20598 | KATY - POSTPARTUM - 2W |  |  |  |  | 133-03380 | 133-03380 | Katy | Memorial Hermann Katy Hospital | KATY - POSTPARTUM - 2W
YES | YES |  |  |  | 133-03377 | 133-03377 | Ohmeda Medical | Vacuum Regulator |  | GFFK20595 | KATY - POSTPARTUM - 2W |  |  |  |  | 133-03377 | 133-03377 | Katy | Memorial Hermann Katy Hospital | KATY - POSTPARTUM - 2W
YES | YES |  |  |  | 133-03314 | 133-03314 | Ohmeda Medical | Vacuum Regulator |  | GFFK21115 | KATY - POSTPARTUM - 2W |  |  |  |  | 133-03314 | 133-03314 | Katy | Memorial Hermann Katy Hospital | KATY - POSTPARTUM - 2W
YES | YES |  |  |  | 133-07151 | 133-07151 | Ohmeda Medical | Vacuum Regulator |  | JGGN09607 | KATY - POSTPARTUM - 2W |  |  |  |  | 133-07151 | 133-07151 | Katy | Memorial Hermann Katy Hospital | KATY - POSTPARTUM - 2W
YES | YES |  |  |  | 133-07150 | 133-07150 | Ohmeda Medical | Vacuum Regulator |  | JGGN09606 | Mother and Baby |  |  |  |  | 133-07150 | 133-07150 | Katy | Memorial Hermann Katy Hospital | Mother and Baby | Suite 326
YES | YES |  |  |  | 133-03361 | 133-03361 | Ohmeda Medical | Vacuum Regulator |  | GFFK20658 | Mother and Baby |  |  |  |  | 133-03361 | 133-03361 | Katy | Memorial Hermann Katy Hospital | Mother and Baby | Suite 304
YES | YES |  |  |  | 133-03383 | 133-03383 | Ohmeda Medical | Vacuum Regulator |  | GFFK20612 | Mother and Baby |  |  |  |  | 133-03383 | 133-03383 | Katy | Memorial Hermann Katy Hospital | Mother and Baby | Suite 304
YES | YES |  |  |  | 133-03318 | 133-03318 | Ohmeda Medical | Vacuum Regulator |  | GFFK21111 | Labor And Delivery |  |  |  |  | 133-03318 | 133-03318 | Katy | Memorial Hermann Katy Hospital | Labor And Delivery | LDR 7
YES | YES |  |  |  | 133-03320 | 133-03320 | Ohmeda Medical | Vacuum Regulator |  | GFFK20589 | Labor And Delivery |  |  |  |  | 133-03320 | 133-03320 | Katy | Memorial Hermann Katy Hospital | Labor And Delivery | LDR 7
YES | YES |  |  |  | 133-03338 | 133-03338 | Ohmeda Medical | Vacuum Regulator |  | GFFK20571 | Labor And Delivery |  |  |  |  | 133-03338 | 133-03338 | Katy | Memorial Hermann Katy Hospital | Labor And Delivery | LDR 7 | 10/1/06
YES | YES |  |  |  | 133-03332 | 133-03332 | Ohmeda Medical | Vacuum Regulator |  | GFFK20577 | KATY - POSTPARTUM - 2W |  |  |  |  | 133-03332 | 133-03332 | Katy | Memorial Hermann Katy Hospital | KATY - POSTPARTUM - 2W | OBED 2
YES | YES |  |  |  | 133-03309 | 133-03309 | Ohmeda Medical | Vacuum Regulator |  | GFFK21120 | KATY - Ambulatory |  |  |  |  | 133-03309 | 133-03309 | Katy | Memorial Hermann Katy Hospital | KATY - Ambulatory | Ambulatory 17
YES | YES |  |  |  | 133-03436 | 133-03436 | Ohmeda Medical | Vacuum Regulator |  | GFFK21058 | Katy - ICU |  |  |  |  | 133-03436 | 133-03436 | Katy | Memorial Hermann Katy Hospital | Katy - ICU | ICU 5
YES | YES |  |  |  | 133-03433 | 133-03433 | Ohmeda Medical | Vacuum Regulator |  | GFFK21065 | Katy - ICU |  |  |  |  | 133-03433 | 133-03433 | Katy | Memorial Hermann Katy Hospital | Katy - ICU | ICU 18
YES | YES |  |  |  | 133-03471 | 133-03471 | Ohmeda Medical | Vacuum Regulator |  | GFFK21008 | KATY - ICU |  |  |  |  | 133-03471 | 133-03471 | Katy | Memorial Hermann Katy Hospital | KATY - ICU | ICU Storage
YES | YES | Serial Number Cnf |  |  | 133-03427 | 133-03427 | Ohmeda Medical | Vacuum Regulator |  | CNF | KATY - ICU |  |  |  |  | 133-03427 | 133-03427 | Katy | Memorial Hermann Katy Hospital | KATY - ICU | ICU 15 |  |  |  | Unit in use - patient unstable
YES | YES |  |  |  | 133-03467 | 133-03467 | Ohmeda Medical | Vacuum Regulator |  | GFFK21142 | KATY - ICU |  |  |  |  | 133-03467 | 133-03467 | Katy | Memorial Hermann Katy Hospital | KATY - ICU | ICU 3
YES | YES |  |  |  | 133-00356 | 133-00356 | Ohmeda Medical | Vacuum Regulator |  | GFFV05505 | KATY - NURSERY |  |  |  |  | 133-00356 | 133-00356 | Katy | Memorial Hermann Katy Hospital | KATY - NURSERY | E311
YES | YES |  |  |  | 133-03407 | 133-03407 | Ohmeda Medical | Vacuum Regulator |  | GFFK21007 | KATY - NURSERY |  |  |  |  | 133-03407 | 133-03407 | Katy | Memorial Hermann Katy Hospital | KATY - NURSERY | NICU
YES | YES |  |  |  | 133-03259 | 133-03259 | Ohmeda Medical | Vacuum Regulator |  | GFFK21033 | Katy - Radiology |  |  |  |  | 133-03259 | 133-03259 | Katy | Memorial Hermann Katy Hospital | Katy - Radiology | X-Ray Room
YES | YES |  |  |  | 133-03518 | 133-03518 | Ohmeda Medical | Vacuum Regulator |  | GFFK21146 | Katy - Radiology |  |  |  |  | 133-03518 | 133-03518 | Katy | Memorial Hermann Katy Hospital | Katy - Radiology | X-Ray Room
YES | YES |  |  |  | 133-03284 | 133-03284 | Ohmeda Medical | Vacuum Regulator |  | GFFK20640 | Katy - Radiology |  |  |  |  | 133-03284 | 133-03284 | Katy | Memorial Hermann Katy Hospital | Katy - Radiology | Radiology
YES | YES |  |  |  | 133-03258 | 133-03258 | Ohmeda Medical | Vacuum Regulator |  | GFFK21034 | KATY - RADIOLOGY |  |  |  |  | 133-03258 | 133-03258 | Katy | Memorial Hermann Katy Hospital | KATY - RADIOLOGY | Ultrasound 1
YES | YES |  |  |  | 133-03260 | 133-03260 | Ohmeda Medical | Vacuum Regulator |  | GFFK21029 | KATY - CARDIOLOGY |  |  |  |  | 133-03260 | 133-03260 | Katy | Memorial Hermann Katy Hospital | KATY - CARDIOLOGY | EEG Stress 2
YES | YES |  |  |  | 133-03262 | 133-03262 | Ohmeda Medical | Vacuum Regulator |  | GFFK21027 | KATY - CARDIOLOGY |  |  |  |  | 133-03262 | 133-03262 | Katy | Memorial Hermann Katy Hospital | KATY - CARDIOLOGY | ECG Holter Setup Room
YES | YES |  |  |  | 133-03785 | 133-03785 | Ohmeda Medical | Vacuum Regulator |  | GFFK20656 | KATY - CARDIOLOGY |  |  |  |  | 133-03785 | 133-03785 | Katy | Memorial Hermann Katy Hospital | KATY - CARDIOLOGY | Cardiology
YES | YES |  |  |  | 133-02177 | 133-02177 | Ohmeda Medical | Vacuum Regulator |  | GFFB25918 | Katy - ER |  |  |  |  | 133-02177 | 133-02177 | Katy | Memorial Hermann Katy Hospital | Katy - ER | Katy - ER
YES | YES | Serial Number Cnf |  |  | 133-03786 | 133-03786 | Ohmeda Medical | Vacuum Regulator |  | CNF | Katy - ER |  |  |  |  | 133-03786 | 133-03786 | Katy | Memorial Hermann Katy Hospital | Katy - ER | Katy - ER
YES | YES |  |  |  | 133-03255 | 133-03255 | Ohmeda Medical | Vacuum Regulator |  | GFFK21044 | KATY - Radoology |  |  |  |  | 133-03255 | 133-03255 | Katy | Memorial Hermann Katy Hospital | KATY - Radoology | Ultrasound 2
YES | YES | Serial Number Cnf |  |  | 099-00587 | 099-00587 | Ohmeda Medical | Vacuum Regulator |  | Cnf | NE - LABOR |  |  |  |  | 099-00587 | 099-00587 | Katy | Memorial Hermann Northeast Hospital | NE - LABOR
YES | YES |  |  |  | 099-00689 | 099-00689 | Ohmeda Medical | Vacuum Regulator |  | GFHA17142 | NE - LABOR |  |  |  |  | 099-00689 | 099-00689 | Katy | Memorial Hermann Northeast Hospital | NE - LABOR | Suite 2020 | 2/1/20
YES | YES |  |  |  | 099-00701 | 099-00701 | Ohmeda Medical | Vacuum Regulator |  | GFCX01897 | NE - 2nd - NICU |  |  |  |  | 099-00701 | 099-00701 | Katy | Memorial Hermann Northeast Hospital | NE - 2nd - NICU
YES | YES |  |  |  | 129-01615 | 129-01615 | Ohmeda Medical | Vacuum Regulator |  | GFHG16495 | Sugar Land Endo |  |  |  |  | 129-01615 | 129-01615 | Sugar Land | Memorial Hermann Sugar Land Hospital | Sugar Land Endo | Procedure Room 2
YES | YES |  |  |  | 029-02412 | 029-02412 | Ohmeda Medical | Vacuum Regulator |  | CFHF16715 | Labor and Delivery |  |  |  |  | 029-02412 | 029-02412 | Woodlands | Woodland memorial hospital | Labor and Delivery
YES | YES |  |  |  | W2161 | W2161 | Ohmeda Medical | Vacuum Regulator |  | GFHB20280 | Labor and Delivery |  |  |  |  | W2161 | W2161 | Woodland | Woodland memorial hospital | Labor and Delivery
YES | YES |  |  |  | 009-02922 | 009-02922 | Ohmeda Medical | Vacuum regulator |  | BDKF01839 | GH - OR CV PERFUSION |  |  |  |  | 009-02922 | 009-02922 |  |  | GH - OR CV PERFUSION | OR 9
YES | YES |  |  |  | 099-08410 | 099-08410 | Ohmeda Medical | Vacuum regulator |  | BDKK00266 | GH - OR |  |  |  |  | 099-08410 | 099-08410 |  |  | GH - OR | OR 9
YES | YES |  |  |  | 009-02908 | 009-02908 | Ohmeda Medical | Vacuum regulator |  | BDKF01838 | GH - OR |  |  |  |  | 009-02908 | 009-02908 |  |  | GH - OR | OR 9
YES | YES |  |  |  | 099-08411 | 099-08411 | Ohmeda Medical | Vacuum regulator |  | BDKJ01417 | GH - OR |  |  |  |  | 099-08411 | 099-08411 |  |  | GH - OR | OR 9
YES | YES |  |  |  | 013-01899 | 013-01899 | Ohmeda Medical | Vacuum regulator |  | GFHY05790 | SW - ENDOSCOPY |  |  |  |  | 013-01899 | 013-01899 | Southwest | Memorial Hermann Southwest Hospital | SW - ENDOSCOPY | Bay 15
YES | YES |  |  |  | 013-05859 | 013-05859 | Ohmeda Medical | Vacuum regulator |  | GFHE06997 | SW - ENDOSCOPY |  |  |  |  | 013-05859 | 013-05859 | Southwest | Memorial Hermann Southwest Hospital | SW - ENDOSCOPY | Bay 37
YES | YES |  |  |  | 013-01950 | 013-01950 | Ohmeda Medical | Vacuum regulator |  | GFHY05767 | SW - ENDOSCOPY |  |  |  |  | 013-01950 | 013-01950 | Southwest | Memorial Hermann Southwest Hospital | SW - ENDOSCOPY | Bay 38
YES | YES |  |  |  | 013-05871 | 013-05871 | Ohmeda Medical | Vacuum regulator |  | GFHE07003 | SW - ENDOSCOPY |  |  |  |  | 013-05871 | 013-05871 | Southwest | Memorial Hermann Southwest Hospital | SW - ENDOSCOPY | Bay 40
YES | YES |  |  |  | 099-08457 | 099-08457 | Ohmeda Medical | Vacuum Regulator |  | GFHY20220 | SW - ENDOSCOPY |  |  |  |  | 099-08457 | 099-08457 | Southwest | Memorial Hermann Southwest Hospital | SW - ENDOSCOPY | Bay 30 |  |  |  | New Add
YES | YES | Asset Tag 013-02551 |  |  | 013-02551 | 013-02551 | Ohmeda Medical | Vacuum regulator |  | GFHY05783 | PACU OR |  |  |  |  | 013-02551 | 013-02551 | Southwest | Memorial Hermann Southwest Hospital | PACU OR | Rm 3
YES | YES | Asset Tag 013-03057 |  |  | 013-03057 | 013-03057 | Ohmeda Medical | Vacuum regulator |  | GFHY20226 | PACU OR |  |  |  |  | 013-03057 | 013-03057 | Southwest | Memorial Hermann Southwest Hospital | PACU OR | Rm 2
YES | YES |  |  |  | 013-03219 | 013-03219 | Ohmeda Medical | Vacuum regulator |  | GFHY20229 | 6th floor |  |  |  |  | 013-03219 | 013-03219 | Southwest | Memorial Hermann Southwest Hospital | 6th floor | Rm 662
YES | YES |  |  |  | 013-02026 | 013-02026 | Ohmeda Medical | Vacuum regulator |  |  | SW - NURSERY |  |  |  |  | 013-02026 | 013-02026 | Southwest | Memorial Hermann Southwest Hospital | SW - NURSERY | Nursery
YES | YES |  |  |  | 013-16840 | 013-16840 | Ohmeda Medical | Vacuum regulator |  | GFHY23613 | 4th floor |  |  |  |  | 013-16840 | 013-16840 | Southwest | Memorial Hermann Southwest Hospital | 4th floor | Rm 433
YES | YES |  |  |  | 013-05223 | 013-05223 | Ohmeda Medical | Vacuum regulator |  | BDKE00867 | HVI OR |  |  |  |  | 013-05223 | 013-05223 | Southwest | Memorial Hermann Southwest Hospital | HVI OR | Hallway
YES | YES |  |  |  | 013-13291 | 013-13291 | Ohmeda Medical | Vacuum regulator |  | GFHK09511 | HVI OR |  |  |  |  | 013-13291 | 013-13291 | Southwest | Memorial Hermann Southwest Hospital | HVI OR | Hallway
YES | YES |  |  |  | 013-13289 | 013-13289 | Ohmeda Medical | Vacuum regulator |  | GFHK09221 | HVI OR |  |  |  |  | 013-13289 | 013-13289 | Southwest | Memorial Hermann Southwest Hospital | HVI OR | Hallway
YES | YES |  |  |  | 099-10810 | 099-10810 | Ohmeda Medical | Vacuum Regulator |  | BDKF01598 | SW - HVI - OR |  |  |  |  | 099-10810 | 099-10810 | Southwest | Memorial Hermann Heart | SW - HVI - OR | CVOR2 |  |  |  | New Add
YES | YES |  |  |  | 013-02173 | 013-02173 | Ohmeda Medical | Vacuum Regulator |  | GFHY05785 | SW - HVI - OR |  |  |  |  | 013-02173 | 013-02173 | Southwest | Memorial Hermann Heart | SW - HVI - OR | CVOR - Anesthesia Workroom | 5/1/08 |  |  | New Add - One Time Inspection Sticker
YES | YES |  |  |  | 013-01886 | 013-01886 | Ohmeda Medical | Vacuum Regulator |  | GFHY05770 | SW - HVI - OR |  |  |  |  | 013-01886 | 013-01886 | Southwest | Memorial Hermann Heart | SW - HVI - OR | CVOR - Anesthesia Workroom | 5/1/08 |  |  | New Add
YES | YES |  |  |  | 013-13229 | 013-13229 | Ohmeda Medical | Vacuum Regulator |  |  | SW - HVI - OR |  |  |  |  | 013-13229 | 013-13229 | Southwest | Memorial Hermann Heart | SW - HVI - OR | CVOR EP 3 | 12/1/05 |  |  | New Add - One Time Inspection Sticker
YES | YES |  |  |  | 013-13290 | 013-13290 | Ohmeda Medical | Vacuum Regulator |  |  | SW - HVI - OR |  |  |  |  | 013-13290 | 013-13290 | Southwest | Memorial Hermann Heart | SW - HVI - OR | CVOR EP 3 | 12/1/06 |  |  | New Add - One Time Inspection Sticker
YES | YES |  |  |  | 013-05394 | 013-05394 | Ohmeda Medical | VACUUM REGULATOR |  | GFHE04940 | SW - ER |  |  |  |  | 013-05394 | 013-05394 | Southwest | Memorial Hermann Southwest Hospital Emergency Center | SW - ER | Trauma 2
YES | YES |  |  |  | 013-03364 | 013-03364 | Ohmeda Medical | Vacuum Regulator |  | GFHY05759 | SW - LABOR |  |  |  |  | 013-03364 | 013-03364 | Southwest | Memorial Hermann Southwest Hospital | SW - LABOR | LDR 4
YES | YES |  |  |  | E16292 | E16292 | Ohmeda Medical | Vacuum Regulator |  | E16292 | SW - LABOR |  |  |  |  | E16292 | E16292 | Southwest | Memorial Hermann Southwest Hospital | SW - LABOR | LDR 5
YES | YES |  |  |  | 013-03348 | 013-03348 | Ohmeda Medical | Vacuum Regulator |  | GFHY05774 | SW - LABOR |  |  |  |  | 013-03348 | 013-03348 | Southwest | Memorial Hermann Southwest Hospital | SW - LABOR | OB A2
YES | YES |  |  |  | 013-03372 | 013-03372 | Ohmeda Medical | Vacuum Regulator |  | GHJW00286 | SW - LABOR |  |  |  |  | 013-03372 | 013-03372 | Southwest | Memorial Hermann Southwest Hospital | SW - LABOR | OB A4
YES | YES |  |  |  | 099-13427 | 099-13427 | Ohmeda Medical | Vacuum Regulator |  | GFHC10730 | Biomed Shop |  |  |  |  | 099-13427 | 099-13427 | TMC | Memorial Hermann-Texas Medical Center | Biomed Shop | Biomed Shop |  |  |  | New Add
YES | YES |  |  |  | 099-13431 | 099-13431 | Ohmeda Medical | Vacuum Regulator |  | GFHC10804 | Biomed Shop |  |  |  |  | 099-13431 | 099-13431 | TMC | Memorial Hermann-Texas Medical Center | Biomed Shop | Biomed Shop |  |  |  | New Add
YES | YES |  |  |  | 099-12255 | 099-12255 | Ohmeda Medical | Vacuum regulator |  | Gpfc12688 | TMC - HVI - CVIMU (8HVI) |  |  |  |  | 099-12255 | 099-12255 | TMC | Memorial Hermann-Texas Medical Center | TMC - HVI - CVIMU (8HVI) |  |  |  |  | No PM Sticker
YES | YES |  |  |  | 069-28723 | 069-28723 | Ohmeda Medical | Vacuum regulator |  | Gffc25341 | 8floor heart |  |  |  |  | 069-28723 | 069-28723 | TMC | Memorial Hermann-Texas Medical Center | 8floor heart |  |  |  |  | No PM Sticker
YES | YES |  |  |  | 099-14247 | 099-14247 | Ohmeda Medical | Vacuum regulator |  |  | Tmc-or-cvor |  |  |  |  | 099-14247 | 099-14247 | TMC | Memorial Hermann-Texas Medical Center | Tmc-or-cvor | Or 1
YES | YES |  |  |  | 099-14242 | 099-14242 | Ohmeda Medical | Vacuum regulator |  | GFHV09281 | Tmc-or-cvor |  |  |  |  | 099-14242 | 099-14242 | TMC | Memorial Hermann-Texas Medical Center | Tmc-or-cvor | Or 5
YES | YES |  |  |  | 099-14241 | 099-14241 | Ohmeda Medical | Vacuum regulator |  | GFFD21087 | Tmc-or-cvor |  |  |  |  | 099-14241 | 099-14241 | TMC | Memorial Hermann-Texas Medical Center | Tmc-or-cvor | Or 5
YES | YES |  |  |  | 099-12402 | 099-12402 | Ohmeda Medical | Vacuum regulator |  | Bdkh00075 | TMC - OR - CVOR (7HVI) |  |  |  |  | 099-12402 | 099-12402 | TMC | Memorial Hermann-Texas Medical Center | TMC - OR - CVOR (7HVI) | Equipment storage
NO | YES |  |  |  | 099-14240 | 099-14240 | Ohmeda Medical | Vacuum regulator |  | GFFC12620 | Heart and vascular |  |  |  |  | 099-14240 | 099-14240 | TMC | Memorial Hermann-Texas Medical Center | Heart and vascular | CVIMu19
YES | YES |  |  |  | 099-12845 | 099-12845 | Ohmeda Medical | Vacuum regulator |  | GFFG28338 | ER |  |  |  |  | 099-12845 | 099-12845 | TMC | Memorial Hermann-Texas Medical Center | ER | Trama 8
YES | YES |  |  |  | 069-21915 | 069-21915 | Ohmeda Medical | Vacuum regulator |  | GFFC12619 | ENT ICU |  |  |  |  | 069-21915 | 069-21915 | TMC | Memorial Hermann-Texas Medical Center | ENT ICU | Room 1
YES | YES |  |  |  | 099-11378 | 099-11378 | Ohmeda Medical | Vacuum regulator |  | Gfhc10781 | Cullen-floor 2 |  |  |  |  | 099-11378 | 099-11378 | TMC | Memorial Hermann-Texas Medical Center | Cullen-floor 2 | Micu 11
YES | YES |  |  |  | 069-18608 | 069-18608 | Ohmeda Medical | Vacuum regulator |  | GFCF03794 | ENT ICU |  |  |  |  | 069-18608 | 069-18608 | TMC | Memorial Hermann-Texas Medical Center | ENT ICU | Room 1
YES | YES |  |  |  | 099-11053 | 099-11053 | Ohmeda Medical | Vacuum regulator |  | GFH04813 | Dialsys |  |  |  |  | 099-11053 | 099-11053 | TMC | Memorial Hermann-Texas Medical Center | Dialsys | J9486
YES | YES |  |  |  | 099-11729 | 099-11729 | Ohmeda Medical | Vacuum Regulator |  | GFHV09980 | NSICU |  |  |  |  | 099-11729 | 099-11729 | TMC | Memorial Hermann-Texas Medical Center | NSICU
YES | YES | Serial Number Cnf |  |  | 099-11731 | 099-11731 | Ohmeda Medical | Vacuum Regulator |  | Cnf | NSICU |  |  |  |  | 099-11731 | 099-11731 | TMC | Memorial Hermann-Texas Medical Center | NSICU
YES | YES |  |  |  | 099-05719 | 099-05719 | Ohmeda Medical | Vacuum Regulator |  |  | Storage |  |  |  |  | 099-05719 | 099-05719 |  | TMC | Storage | Memorial Hermann- Texas Medical Center NICU |  |  |  | No PM Sticker
NO | YES |  |  |  | 099-09198 | 099-09198 | Ohmeda Medical | Vacuum Regulator |  | GFHC10741 | TMC-OR-Day Surgery (2R) |  |  |  |  | 099-09198 | 099-09198 | TMC | MHHS-TMC | TMC-OR-Day Surgery (2R) | Bay 3
NO | YES |  |  |  | 099-09302 | 099-09302 | Ohmeda Medical | Vacuum regulator |  | GFFC05366 | Phase 1 day surgery |  |  |  |  | 099-09302 | 099-09302 | TMC | Memorial Hermann-Texas Medical Center | Phase 1 day surgery
YES | YES |  |  |  | 069-22378 | 069-22378 | Ohmeda Medical | Vacuum regulator |  | GFFD21051 | Gamma knife and radio surgery |  |  |  |  | 069-22378 | 069-22378 | TMC | Memorial Hermann-Texas Medical Center | Gamma knife and radio surgery | Exam 3 | 4/1/20
YES | YES |  |  |  | 099-09238 | 099-09238 | Ohmeda Medical | Vacuum regulator |  | GGGC25333 | Gamma knife and radio surgery |  |  |  |  | 099-09238 | 099-09238 | TMC | Memorial Hermann-Texas Medical Center | Gamma knife and radio surgery | Exam 4 | 4/1/20 |  | 4/1/20
YES | YES |  |  |  | 069-19406 | 069-19406 | Ohmeda Medical | Vacuum regulator |  | GFHH00343 | Childrens or robertson building |  |  |  |  | 069-19406 | 069-19406 | TMC | Memorial Hermann-Texas Medical Center | Childrens or robertson building | Pediatric Recovery 10
YES | YES |  |  |  | 069-19403 | 069-19403 | Ohmeda Medical | Vacuum regulator |  | GFHH00372 | Childrens or robertson building |  |  |  |  | 069-19403 | 069-19403 | TMC | Memorial Hermann-Texas Medical Center | Childrens or robertson building | Pediatric Recovery 10
YES | YES |  |  |  | 069-19419 | 069-19419 | Ohmeda Medical | Vacuum regulator |  | GFHH00371 | Pediatrics PACU |  |  |  |  | 069-19419 | 069-19419 | TMC | Children?Aos OR Robertson building | Pediatrics PACU
YES | YES |  |  |  | 099-09288 | 099-09288 | Ohmeda Medical | Vacuum regulator |  | GFHH00370 | Pediatrics PACU |  |  |  |  | 099-09288 | 099-09288 | TMC | Children?Aos OR Robertson building | Pediatrics PACU
YES | YES |  |  |  | 069-19401 | 069-19401 | Ohmeda Medical | Vacuum regulator |  | GFHH00388 | Pediatrics PACU |  |  |  |  | 069-19401 | 069-19401 | TMC | Children?Aos OR Robertson building | Pediatrics PACU
YES | YES |  |  |  | 069-19426 | 069-19426 | Ohmeda Medical | Vacuum regulator |  | GFHH00357 | Pediatrics PACU |  |  |  |  | 069-19426 | 069-19426 | TMC | Children?Aos OR Robertson building | Pediatrics PACU
NO | YES |  |  |  | 099-09289 | 099-09289 | Ohmeda Medical | Vacuum regulator |  | GFCC01907 | Pediatrics PACU |  |  |  |  | 099-09289 | 099-09289 | TMC | Children?Aos OR Robertson building | Pediatrics PACU
YES | YES |  |  |  | 069-19432 | 069-19432 | Ohmeda Medical | Vacuum regulator |  | GFHH00358 | Pediatrics PACU |  |  |  |  | 069-19432 | 069-19432 | TMC | Children?Aos OR Robertson building | Pediatrics PACU
YES | YES |  |  |  | 069-19349 | 069-19349 | Ohmeda Medical | Vacuum Regulator |  | CFHH00333 | TMC - PACU - ADULT (2HP) |  |  |  |  | 069-19349 | 069-19349 | TMC |  | TMC - PACU - ADULT (2HP)
YES | YES |  |  |  | 069-19352 | 069-19352 | Ohmeda Medical | vacuum regulator |  | Gfhh00350 | TMC - PACU - ADULT (2HP) |  |  |  |  | 069-19352 | 069-19352 | TMC | Memorial Hermann-Texas Medical Center | TMC - PACU - ADULT (2HP) | Pacu 17
NO | YES |  |  |  | 069-19346 | 069-19346 | Ohmeda Medical | vacuum regulator |  | Gfhh00354 | TMC-PACU-Adult (2Hp) |  |  |  |  | 069-19346 | 069-19346 | TMC | MHHS-TMC | TMC-PACU-Adult (2Hp) | Pacu 17
YES | YES |  |  |  | 069-19414 | 069-19414 | Ohmeda Medical | Vacuum Regulator |  | GFHH00373 | TMC - PACU - ADULT (2HP) |  |  |  |  | 069-19414 | 069-19414 | TMC |  | TMC - PACU - ADULT (2HP)
YES | YES |  |  |  | 069-19336 | 069-19336 | Ohmeda Medical | vacuum regulator |  | Gfhh00326 | TMC - PACU - ADULT (2HP) |  |  |  |  | 069-19336 | 069-19336 | TMC | Memorial Hermann-Texas Medical Center | TMC - PACU - ADULT (2HP) | Pacu 8
YES | YES |  |  |  | 069-19422 | 069-19422 | Ohmeda Medical | Vacuum Regulator |  | GFHH00383 | TMC - PACU - ADULT (2HP) |  |  |  |  | 069-19422 | 069-19422 | TMC |  | TMC - PACU - ADULT (2HP)
YES | YES |  |  |  | 069-19394 | 069-19394 | Ohmeda Medical | vacuum regulator |  | Gfhh00384 | TMC - PACU - ADULT (2HP) |  |  |  |  | 069-19394 | 069-19394 | TMC | Memorial Hermann-Texas Medical Center | TMC - PACU - ADULT (2HP) | Pacu 8
NO | YES |  |  |  | 069-19333 | 069-19333 | Ohmeda Medical | Vacuum regulator |  | GFHH00348 | Pediatrics PACU |  |  |  |  | 069-19333 | 069-19333 | TMC | Children?Aos OR Robertson building | Pediatrics PACU
NO | YES |  |  |  | 069-19351 | 069-19351 | Ohmeda Medical | Vacuum regulator |  | GFHH00352 | Pediatrics PACU |  |  |  |  | 069-19351 | 069-19351 | TMC | Children?Aos OR Robertson building | Pediatrics PACU
YES | YES |  |  |  | 099-09290 | 099-09290 | Ohmeda Medical | Vacuum regulator |  | GFCU03818 | TMC - RADIOLOGY - IR/ANGIO |  |  |  |  | 099-09290 | 099-09290 | TMC | Jones IR Holding | TMC - RADIOLOGY - IR/ANGIO
YES | YES |  |  |  | 005-04321 | 005-04321 | Ohmeda Medical | Vacuum regulator |  | GFHH10376 | SE - EMERGENCY CENTER |  |  |  |  | 005-04321 | 005-04321 | Southeast | Memorial Hermann Southeast Hospital | SE - EMERGENCY CENTER | Major room 2
YES | YES |  |  |  | 005-02411 | 005-02411 | Ohmeda Medical | Vacuum regulator |  | GFFE15196 | SE - EMERGENCY CENTER |  |  |  |  | 005-02411 | 005-02411 | Southeast | Memorial Hermann Southeast Hospital | SE - EMERGENCY CENTER | Major room 2
YES | YES |  |  |  | C3932 | C3932 | Ohmeda Medical | Vacuum Regulator |  |  | SE - EMERGENCY CENTER |  |  |  |  | C3932 | C3932 | Southeast | Memorial Hermann-Southeast Hosptal | SE - EMERGENCY CENTER | W1 306 Major RM 6
YES | YES |  |  |  | C6690 | C6690 | Ohmeda Medical | Vacuum Regulator |  | GFHD02166 | SE - EMERGENCY CENTER |  |  |  |  | C6690 | C6690 | Southeast | Memorial Hermann-Southeast Hosptal | SE - EMERGENCY CENTER | W1 306 Major RM 6
YES | YES |  |  |  | 005-03690 | 005-03690 | Ohmeda Medical | Vacuum regulator |  | GFFH01501 | SE - EMERGENCY CENTER |  |  |  |  | 005-03690 | 005-03690 | Southeast | Memorial Hermann Southeast Hospital | SE - EMERGENCY CENTER | Acute 10
YES | YES |  |  |  | 005-04586 | 005-04586 | Ohmeda Medical | Vacuum regulator |  | GFFH24586 | PACU |  |  |  |  | 005-04586 | 005-04586 | Southeast | Memorial Hermann Southeast Hospital | PACU |  | 4/1/20
YES | YES |  |  |  | 099-09253 | 099-09253 | Ohmeda Medical | Vacuum regulator |  |  | SE - OR - PACU |  |  |  |  | 099-09253 | 099-09253 | Southeast |  | SE - OR - PACU |  | 4/1/20 |  | 4/1/20
YES | YES |  |  |  | 005-04567 | 005-04567 | Ohmeda Medical | Vacuum regulator |  | GFFH22442 | PACU |  |  |  |  | 005-04567 | 005-04567 | Southeast | Memorial Hermann Southeast Hospital | PACU
YES | YES |  |  |  | 099-07756 | 099-07756 | Ohmeda Medical | Vacuum regulator |  | GFFH1456 | SE - OR - PACU |  |  |  |  | 099-07756 | 099-07756 | Southeast | Memorial Hermann Southeast Hospital | SE - OR - PACU
YES | YES |  |  |  | 099-07666 | 099-07666 | Ohmeda Medical | Vacuum regulator |  | GFHJ07941 | Surgery |  |  |  |  | 099-07666 | 099-07666 | TMC | Memorial Hermann-Texas Medical Center | Surgery | Hybrid
YES | YES |  |  |  | 005-04588 | 005-04588 | Ohmeda Medical | Vacuum regulator |  | GFFH25334 | Pre surgery |  |  |  |  | 005-04588 | 005-04588 | TMC | Memorial Hermann-Texas Medical Center | Pre surgery | Room 25
YES | YES | Serial Number Cnf |  |  | 099-06319 | 099-06319 | Ohmeda Medical | Vacuum regulator |  | Cnf | Pre-Op |  |  |  |  | 099-06319 | 099-06319 | Southeast | Memorial Hermann Southeast Hospital | Pre-Op
YES | YES |  |  |  | 099-07672 | 099-07672 | Ohmeda Medical | Vacuum regulator |  | GFFH25352 | Pre surgery |  |  |  |  | 099-07672 | 099-07672 | TMC | Memorial Hermann-Texas Medical Center | Pre surgery | Room 25
YES | YES |  |  |  | 099-07674 | 099-07674 | Ohmeda Medical | Vacuum regulator |  | GFFH22475 | Pre surgery |  |  |  |  | 099-07674 | 099-07674 | TMC | Memorial Hermann-Texas Medical Center | Pre surgery | Room 9
YES | YES |  |  |  | C3877 | C3877 | Ohmeda Medical | Vacuum Regulator |  | GFHV05570 | SE - OR - PREOP |  |  |  |  | C3877 | C3877 | Southeast | Memorial Hermann Southeast Hospital | SE - OR - PREOP | Bay 10
NO | YES |  |  |  | 099-07676 | 099-07676 | Ohmeda Medical | Vacuum regulator |  | GFFJ03580 | Endoscopy |  |  |  |  | 099-07676 | 099-07676 | Southeast | Memorial Hermann Medical Group Southeast General Surgery Medical Plaza 1 (#350) | Endoscopy
NO | YES |  |  |  | 005-00558 | 005-00558 | Ohmeda Medical | Vacuum Regulator |  | GFHV21700 | SE-Esophageal Disease Center |  |  |  |  | 005-00558 | 005-00558 | Southeast | MHHS-Southeast | SE-Esophageal Disease Center | Bay 12
NO | YES |  |  |  | 005-04462 | 005-04462 | Ohmeda Medical | Vacuum regulator |  | GFFJ03585 | SE-Esophageal Disease Center |  |  |  |  | 005-04462 | 005-04462 | Southeast | MHHS-Southeast | SE-Esophageal Disease Center | Nurse station
YES | YES | Serial Number Cnf |  |  | 005-04640 | 005-04640 | Ohmeda Medical | Vacuum regulator |  | Cnf | Endoscopy |  |  |  |  | 005-04640 | 005-04640 | Southeast | Memorial Hermann Southeast Hospital | Endoscopy | Nurse station
YES | YES |  |  |  | 005-04409 | 005-04409 | Ohmeda Medical | Vacuum regulator |  | GFHHL0377 | Endoscopy |  |  |  |  | 005-04409 | 005-04409 | Southeast | Memorial Hermann Southeast Hospital | Endoscopy | Endo 3
YES | YES |  |  |  | 099-07298 | 099-07298 | Ohmeda Medical | vacuum regulator |  | AHCM32497 | SE - RADIOLOGY |  |  |  |  | 099-07298 | 099-07298 | Southeast | Memorial Hermann Southeast Hospital | SE - RADIOLOGY | CT 4
YES | YES |  |  |  | 099-07635 | 099-07635 | Ohmeda Medical | Vacuum Regulator |  | GFHJ07929 | SE - NONINVASIVE CARDIOLOGY |  |  |  |  | 099-07635 | 099-07635 | Southeast | Memorial Hermann Southeast Hospital | SE - NONINVASIVE CARDIOLOGY | Ultrasound room 2 |  |  |  | No pm sticker
YES | YES |  |  |  | 099-07636 | 099-07636 | Ohmeda Medical | Vacuum Regulator |  | GFFH36768 | SE - NONINVASIVE CARDIOLOGY |  |  |  |  | 099-07636 | 099-07636 | Southeast | Memorial Hermann Southeast Hospital | SE - NONINVASIVE CARDIOLOGY | Recovery bay 1
NO | YES |  |  |  | 099-07637 | 099-07637 | Ohmeda Medical | Vacuum Regulator |  | GFFH36769 | SE - NONINVASIVE CARDIOLOGY |  |  |  |  | 099-07637 | 099-07637 | Southeast | Memorial Hermann Southeast Hospital | SE - NONINVASIVE CARDIOLOGY | Recovery bay 2
NO | YES |  |  |  | 099-07639 | 099-07639 | Ohmeda Medical | Vacuum Regulator |  | GFFH36770 | SE-Noninvasive Cardiology |  |  |  |  | 099-07639 | 099-07639 | Southeast | MHHS-Southeast | SE-Noninvasive Cardiology | Recovery bay 3
YES | YES |  |  |  | 099-06294 | 099-06294 | Ohmeda Medical | Vacuum regulator |  | GFFJ36772 | SE - EMERGENCY CENTER |  |  |  |  | 099-06294 | 099-06294 | Southeast | Memorial Hermann Southeast Hospital | SE - EMERGENCY CENTER | Cath lab 2
NO | YES |  |  |  | 099-07640 | 099-07640 | Ohmeda Medical | Vacuum Regulator |  | AHCM32713 | SE-Noninvasive Cardiology |  |  |  |  | 099-07640 | 099-07640 | Southeast | MHHS-Southeast | SE-Noninvasive Cardiology | Recovery bay 4
YES | YES |  |  |  | 005-04099 | 005-04099 | Ohmeda Medical | Vacuum Regulator |  | GFFH14553 | SE - NONINVASIVE CARDIOLOGY |  |  |  |  | 005-04099 | 005-04099 | Southeast | Memorial Hermann Southeast Hospital | SE - NONINVASIVE CARDIOLOGY | Recovery bay 5
YES | YES |  |  |  | 005-04407 | 005-04407 | Ohmeda Medical | Vacuum regulator |  | GFHH10378 | Radiology |  |  |  |  | 005-04407 | 005-04407 | Southeast | Memorial Hermann Southeast Hospital | Radiology | W2 201 pre-assessment 1
NO | YES |  |  |  | 005-04423 | 005-04423 | Ohmeda Medical | Vacuum regulator |  | GFFH22459 | SE-Radiology-Nuc Med |  |  |  |  | 005-04423 | 005-04423 | Southeast | MHHS-Southeast | SE-Radiology-Nuc Med | W2406 pulmonary Function
YES | YES |  |  |  | 005-04412 | 005-04412 | Ohmeda Medical | Vacuum Regulator |  | GFFH22472 | Nuc med |  |  |  |  | 005-04412 | 005-04412 | Southeast | Memorial Hermann Southeast Hospital | Nuc med | Room 3
YES | YES |  |  |  | C4205 | C4205 | Ohmeda Medical | Vacuum Regulator |  | GFHV12718 | BioMed |  |  |  |  | C4205 | C4205 | Southeast | Memorial Hermann Southeast Hospital | BioMed | BioMed Shop
YES | YES |  |  |  | 005-01934 | 005-01934 | Ohmeda Medical | Vacuum regulator |  | GFHV21699 | Lobar Delivery |  |  |  |  | 005-01934 | 005-01934 | Southeast | Memorial Hermann Southeast Hospital | Lobar Delivery | OB ED ROOM 3 | 4/1/20
YES | YES |  |  |  | 005-01866 | 005-01866 | Ohmeda Medical | Vacuum regulator |  | GFHV22725 | SE - LABOR |  |  |  |  | 005-01866 | 005-01866 | Southeast | Memorial Hermann Southeast Hospital | SE - LABOR | Rm 2
YES | YES |  |  |  | 099-06159 | 099-06159 | Ohmeda Medical | vacuum regulator |  | GFHV09985 | SE - UNIT 4B (WOMENS SERVICES) |  |  |  |  | 099-06159 | 099-06159 | Southeast | Memorial Hermann Southeast Hospital | SE - UNIT 4B (WOMENS SERVICES) | Storage 409A
YES | YES |  |  |  | 005-00539 | 005-00539 | Ohmeda Medical | Vacuum regulator |  | GFFD14934 | Lobar Delivery |  |  |  |  | 005-00539 | 005-00539 | Southeast | Memorial Hermann Southeast Hospital | Lobar Delivery | LABOR DELIVERY ROOM 4
YES | YES |  |  |  | 005-04139 | 005-04139 | Ohmeda Medical | Vacuum regulator |  | GFFH14556 | SE - LABOR |  |  |  |  | 005-04139 | 005-04139 | Southeast | Memorial Hermann Southeast Hospital | SE - LABOR | Delivery OR 2
YES | YES |  |  |  | 005-01972 | 005-01972 | Ohmeda Medical | Vacuum regulator |  | GFFC11898 | Nicu |  |  |  |  | 005-01972 | 005-01972 | TMC | Memorial Hermann-Texas Medical Center | Nicu | E4005
YES | YES |  |  |  | 069-06682 | 069-06682 | Ohmeda Medical | Vacuum regulator |  | GFFV15706 | OTC 7 |  |  |  |  | 069-06682 | 069-06682 | TMC | Memorial Hermann-Texas Medical Center | OTC 7 | S7 216 |  |  |  | No pm
YES | YES | Serial Number GFHE03246 |  |  | GFHE03246 | GFHE03246 | Ohmeda Medical | Vacuum Regulator |  | GFHE03246 | MEMORIAL CITY - RADIOLOGY - INPATIENT |  |  |  |  | GFHE03246 | GFHE03246 | West | Memorial Hermann Memorial City Medical Center | MEMORIAL CITY - RADIOLOGY - INPATIENT | Hallway (Outside XRay Ultrasound 2)
YES | YES |  |  |  | 041-04086 | 041-04086 | Ohmeda Medical | Vacuum regulator |  | CFHF04138 | Radiology |  |  |  |  | 041-04086 | 041-04086 | West | Memorial Hermann Memorial City Medical Center | Radiology | Imaging
YES | YES |  |  |  | 133-03310 | 133-03310 | Ohmeda Medical | Vacuum Regulatory |  | GFFK21119 | KATY - Ambulatory |  |  |  |  | 133-03310 | 133-03310 | Katy | Memorial Hermann Katy Hospital | KATY - Ambulatory | Ambulatory Storage
YES | YES |  |  |  | 005-04358 | 005-04358 | Ohmeda Medical | Vacuum unit |  | GFFH25348 | SE - EMERGENCY CENTER |  |  |  |  | 005-04358 | 005-04358 | Southeast | Memorial Hermann Southeast Hospital | SE - EMERGENCY CENTER | Exam 18
YES | YES |  |  |  | 099-14011 | 099-14011 | Ohmeda Medical | Wall |  | GFFE25246 | TMC - HVI - HEART FAILURE IMU (5HVI) |  |  |  |  | 099-14011 | 099-14011 | TMC | Memorial Hermann-Texas Medical Center | TMC - HVI - HEART FAILURE IMU (5HVI)
YES | YES | Serial Number Cnf |  |  | 099-14007 | 099-14007 | Ohmeda Medical | Wall |  | CNF | ICU |  |  |  |  | 099-14007 | 099-14007 | TMC | Memorial Hermann-Texas Medical Center | ICU
YES | YES | Serial Number Cnf |  |  | 041-05147 | 041-05147 | Ohmeda Medical | Wall Suction Vacuum Unit |  | CNF | Ortho. Floor. 5th Floor |  |  |  |  | 041-05147 | 041-05147 | West | Memorial Hermann - Memorial City | Ortho. Floor. 5th Floor | MH Room 5M30
NO | NO |  |  |  | R-005-HDR |  | Oldelft-Nucletron | MICROSELECTRON DIGITAL |  |  | SE - CANCER CENTER | MHHS-Southeast |  |  |  | R-005-HDR |  | Southeast & Bay Area |  | SE - CANCER CENTER | [5 empty] | RADIOTHERAPY SYSTEMS, LINEAR ACCELERATOR |  | .needs class | [13 empty] | Covered PM Repair - Biomedical | MHHS-Southeast
YES | YES |  |  |  | 029-13701 | 029-13701 | Olympic |  |  |  | WOODLANDS - CVICU |  |  |  |  | 029-13701 | 029-13701 | Woodlands | Memorial Hermann The Woodlands Medical Center | WOODLANDS - CVICU | CVICU | [5 empty] | Lamp, Phototherapy | LAMPPHOTOTHERAPY-Olympic-10 | [12 empty] | LP-A | [9 empty] | Lamp, Phototherapy | LAMPPHOTOTHERAPY | Lamp, Phototherapy | Olympic
YES | YES |  |  |  | 151-04600 | 151-04600 | Olympic |  |  |  | Biomed |  |  |  |  | 151-04600 | 151-04600 | Northwest | Memorial Hermann Cypress Hospital | Biomed | Biomed | 2/1/20 | 2/1/20 |  |  |  | Meter, Bili Light | METERBILILIGHT-Olympic Med-22 | [12 empty] | TEST-A | [10 empty] | METERBILILIGHT | Meter, Bili Light | Olympic Med
YES | YES |  |  |  | 151-04601 | 151-04601 | Olympic |  |  |  | Biomed |  |  |  |  | 151-04601 | 151-04601 | Northwest | Memorial Hermann Cypress Hospital | Biomed | Biomed | [5 empty] | Meter, Bili Light | METERBILILIGHT-Olympic Med-22 | [12 empty] | TEST-A | [10 empty] | METERBILILIGHT | Meter, Bili Light | Olympic Med
NO | YES |  |  |  | 041-12811 | 041-12811 | Olympic |  |  |  | Memorial City-Postpartum-Nursery |  |  |  |  | 041-12811 | 041-12811 | West | MHHS-Mem City | Memorial City-Postpartum-Nursery | Hallway | 8/1/19 |  | 8/1/20
NO | YES |  |  |  | 041-12810 | 041-12810 | Olympic |  |  |  | Memorial City-Postpartum-Nursery |  |  |  |  | 041-12810 | 041-12810 | West | MHHS-Mem City | Memorial City-Postpartum-Nursery | Hallway | 7/1/19 |  | 7/1/20 | No pm
YES | YES |  |  |  | 099-07973 | 099-07973 | Olympic |  |  |  | Memorial Hermann- Texas Medical Center- Radiology- PEDI OR |  |  |  |  | 099-07973 | 099-07973 |  | TMC | Memorial Hermann- Texas Medical Center- Radiology- PEDI OR | PEDI OR Storage room | 4/1/20 |  |  | No PM Sticker
YES | YES |  |  |  | 151-01963 | 151-01963 | Olympic |  |  |  | Spd |  |  |  |  | 151-01963 | 151-01963 | Northwest | Memorial Hermann Cypress Hospital | Spd | Spd | 4/1/17 | 4/1/18
YES | YES |  |  |  | 099-06144 | 099-06144 | Olympic | B-22 |  |  | SE - EMERGENCY CENTER |  |  |  |  | 099-06144 | 099-06144 | Southeast | Memorial Hermann Southeast Hospital | SE - EMERGENCY CENTER | Biomed | 7/1/19 |  | 7/1/20 |  |  | Lamp, Phototherapy | LAMPPHOTOTHERAPY-Olympic-B-22 | [12 empty] | LP-A | [9 empty] | Lamp, Phototherapy | LAMPPHOTOTHERAPY | Lamp, Phototherapy | Olympic
YES | YES | [5 empty] | Olympic | BF 1T180 |  |  | SE | [6 empty] | Southeast | Memorial Hermann Southeast Hospital | SE | Scope Storage W2:312 |  |  | 4/1/20
YES | YES | [5 empty] | Olympic | BF-1TH190 |  |  | SE | [6 empty] | Southeast | Memorial Hermann Southeast Hospital | SE | Scope Storage W2:312 | 4/1/20 |  | 4/1/20
YES | YES | [5 empty] | Olympic | BF-H190 |  |  | SE | [6 empty] | Southeast | Memorial Hermann Southeast Hospital | SE | Scope Storage W2:312 | 4/1/20 |  | 4/1/20
YES | YES |  |  |  | 029-11459 | 029-11459 | Olympic | BX43F |  | 6H45731 | LAB |  |  |  |  | 029-11459 | 029-11459 | Woodlands | 24 Hour Emergency Room - Convenient Care Center in Spring | LAB | LAB | 6/1/19 |  | 3/1/20
YES | YES | [5 empty] | Olympic | CF-HQ190L |  |  | WOODLANDS - ENDOSCOPY | [6 empty] | Woodlands | Memorial Hermann The Woodlands Medical Center | WOODLANDS - ENDOSCOPY | ENDOSCOPY | [6 empty] | COLONOSCOPE-OLYPMUS-CF-HQ190L
NO | YES | Asset Tag 013-38193 |  |  | 013-38193 | 013-38193 | Olympic | CLV-190 |  |  | SW Endoscopy |  |  |  |  | 013-38193 | 013-38193 | Southwest | Memorial Hermann Southwest Hospital | SW Endoscopy | SW Endoscopy
NO | YES | Asset Tag 013-37794 |  |  | 013-37794 | 013-37794 | Olympic | CLV-190 |  |  | SW Endoscopy |  |  |  |  | 013-37794 | 013-37794 | Southwest | Memorial Hermann Southwest Hospital | SW Endoscopy | SW Endoscopy
NO | YES | Asset Tag 013-38195 |  |  | 013-38195 | 013-38195 | Olympic | EU-ME1 |  |  | SW Endoscopy |  |  |  |  | 013-38195 | 013-38195 | Southwest | Memorial Hermann Southwest Hospital | SW Endoscopy | SW Endoscopy
NO | YES |  |  |  | 005-10376 | 005-10376 | Olympic | EU-ME2 |  |  | SE-Esophageal Disease Center |  |  |  |  | 005-10376 | 005-10376 | Southeast | MHHS-Southeast | SE-Esophageal Disease Center | SE - ESOPHAGEAL DISEASE CENTER | 2/1/20 |  | 2/1/21
NO | YES | Asset Tag 013-37843 |  |  | 013-37843 | 013-37743 | Olympic | EU-ME2 |  |  | SW Endoscopy |  |  |  |  | 013-37843 | 013-37743 | Southwest | Memorial Hermann Southwest Hospital | SW Endoscopy | SW Endoscopy
YES | YES | [5 empty] | Olympic | Evis exera ii |  |  | SE | [6 empty] | Southeast | Memorial Hermann Southeast Hospital | SE | Scope Storage W2:312
YES | YES | [5 empty] | Olympic | GIF HO190 |  |  | WOODLANDS - ENDOSCOPY | [6 empty] | Woodlands | Memorial Hermann The Woodlands Medical Center | WOODLANDS - ENDOSCOPY | ENDOSCOPY
YES | YES |  |  |  | 099-05644 | 099-05644 | Olympic | LMS-225W |  | 0707 Lot 8 | TMC - LABORATORY - MICROBIOLOGY (1R) |  |  |  |  | 099-05644 | 099-05644 | TMC | Memorial Hermann-Texas Medical Center | TMC - LABORATORY - MICROBIOLOGY (1R) | TMC - LABORATORY - MICROBI
YES | YES |  |  |  | 077-08149 | 077-08149 | Olympic | Model 10 |  |  | TMC - RESPIRATORY - ADULT |  |  |  |  | 077-08149 | 077-08149 |  | TMC | TMC - RESPIRATORY - ADULT | Memorial Hermann- Texas Medical Center NICU | 7/1/16 |  | 7/1/17
YES | YES |  |  |  | 074-06278 | 074-06278 | Olympic | OEV262H |  | 15181800 7412390 | WOODLANDS - ENDOSCOPY |  |  |  |  | 074-06278 | 074-06278 | Woodlands | Memorial Hermann The Woodlands Medical Center | WOODLANDS - ENDOSCOPY | ENDOSCOPY
YES | YES |  |  |  | 041-11627 | 041-11627 | Olympic | OFP |  | 29 06364 | MEMORIAL CITY - DIGESTIVE DISEASE CENTER |  |  |  |  | 041-11627 | 041-11627 | West | Memorial Hermann Memorial City Medical Center | MEMORIAL CITY - DIGESTIVE DISEASE CENTER | MEMORIAL CITY - DIGESTIVE
YES | YES |  |  |  | 074-03032 | 074-03032 | Olympic | Otv-s7 |  | 766-4369 | TMC - OR - ANESTHESIA (OLD) |  |  |  |  | 074-03032 | 074-03032 |  | TMC | TMC - OR - ANESTHESIA (OLD) | PEDI OR storage | 3/1/20 |  | 9/1/20
YES | YES | [5 empty] | Olympic | PCF-H190L |  |  | WOODLANDS - ENDOSCOPY | [6 empty] | Woodlands | Memorial Hermann The Woodlands Medical Center | WOODLANDS - ENDOSCOPY | ENDOSCOPY
YES | YES | [5 empty] | Olympic | PCF-H190L |  |  | WOODLANDS - ENDOSCOPY | [6 empty] | Woodlands | Memorial Hermann The Woodlands Medical Center | WOODLANDS - ENDOSCOPY | ENDOSCOPY
YES | YES | [5 empty] | Olympic | PCF-H190L |  |  | WOODLANDS - ENDOSCOPY | [6 empty] | Woodlands | Memorial Hermann The Woodlands Medical Center | WOODLANDS - ENDOSCOPY | ENDOSCOPY
YES | YES | [5 empty] | Olympic | PCF-H190L |  |  | WOODLANDS - ENDOSCOPY | [6 empty] | Woodlands | Memorial Hermann The Woodlands Medical Center | WOODLANDS - ENDOSCOPY | ENDOSCOPY
YES | YES | [5 empty] | Olympic | PCF-H190L |  |  | WOODLANDS - ENDOSCOPY | [6 empty] | Woodlands | Memorial Hermann The Woodlands Medical Center | WOODLANDS - ENDOSCOPY | ENDOSCOPY
YES | YES | [5 empty] | Olympic | PCF-H190L |  |  | WOODLANDS - ENDOSCOPY | [6 empty] | Woodlands | Memorial Hermann The Woodlands Medical Center | WOODLANDS - ENDOSCOPY | ENDOSCOPY
YES | YES | [5 empty] | Olympic | PCF-HQ190L |  |  | WOODLANDS - ENDOSCOPY | [6 empty] | Woodlands | Memorial Hermann The Woodlands Medical Center | WOODLANDS - ENDOSCOPY | ENDOSCOPY
NO | YES | Asset Tag 1117661 |  |  |  | 142-04219 | Olympic | SMART SCALE |  |  | NE-Radiology | [5 empty] | 142-04219 | Katy | MHHS-Northeast | NE-Radiology | Nursing office | 8/1/19 | 8/1/20 |  |  |  | Scale, Infant | SCALEINFANT-Olympic-SMART SCALE | [12 empty] | SI-A | [9 empty] | Scale, Infant | SCALEINFANT | Scale, Infant | Olympic
YES | YES |  |  |  | 129-04548 | 129-04548 | Olympic | SMART SCALE |  | 60-1752 | SUGAR LAND - NURSERY |  |  |  |  | 129-04548 | 129-04548 | Sugar Land | Memorial Hermann Sugar Land Hospital | SUGAR LAND - NURSERY | Biomed Shop | 9/1/18 |  | 9/1/19 |  |  | Scale, Infant | SCALEINFANT-Olympic-SMART SCALE | [12 empty] | SI-A | [9 empty] | Scale, Infant | SCALEINFANT | Scale, Infant | Olympic
YES | YES |  |  |  | 009-05034 | 009-05034 | Olympic | SMART SCALE |  |  | GH - LABOR |  |  |  |  | 009-05034 | 009-05034 | Central | Memorial Hermann Hospital greater heights | GH - LABOR | Nursery | 5/1/19 |  | 5/1/20 |  |  | Scale, Infant | SCALEINFANT-Olympic-SMART SCALE | [12 empty] | SI-A | [9 empty] | Scale, Infant | SCALEINFANT | Scale, Infant | Olympic
YES | YES |  |  |  | 069-43853 | 069-43853 | Olympic | SPL-G |  | CG0305 | TMC - OR - PEDI OR (2R) |  |  |  |  | 069-43853 | 069-43853 | TMC | Memorial Hermann-Texas Medical Center | TMC - OR - PEDI OR (2R) | TMC OR PRDI OR (2 R) | 2/1/20 |  | 2/1/21
NO | YES |  |  |  | 041-12812 | 041-12812 | Olympic | Warm-Scale |  |  | Memorial City - NICU |  |  |  |  | 041-12812 | 041-12812 | West | Memorial City - Memorial Hermann Hospital | Memorial City - NICU | Hallway
NO | YES |  |  |  |  | 142-04594 | Olympic Medical Corp |  |  |  | NE-Nursery | MHHS-Northeast |  | Scale, Infant |  |  | 142-04594 | Katy | MHHS-Northeast | NE-Nursery | Nursery | 8/1/13 |  |  |  | LIGHTS, EXAMINATION | Scale, Infant | SCALEINFANT-Natus-10 | SCALEINFANT |  |  |  |  | Natus | Scale, Infant |  |  | SCALEINFANT-Natus-10 |  |  | SI-A | Covered PM Repair - Biomedical | MHHS-Northeast | [8 empty] | SCALEINFANT | Scale, Infant | Natus
NO | YES |  |  |  |  | 142-01000 | Olympic Medical Corp |  |  |  | NE-Nursery | MHHS-Northeast |  | Scale, Infant |  |  | 142-01000 | Katy | MHHS-Northeast | NE-Nursery | Nursery | 2/1/16 |  |  |  | LIGHTS, EXAMINATION | Scale, Infant | SCALEINFANT-Natus-10 | SCALEINFANT |  |  |  |  | Natus | Scale, Infant |  |  | SCALEINFANT-Natus-10 |  |  | SI-A | Covered PM Repair - Biomedical | MHHS-Northeast | [8 empty] | SCALEINFANT | Scale, Infant | Natus
NO | NO | [5 empty] | Olympic Medical Corp |  |  |  | SW - NURSERY | MHHS-Southwest |  | Scale, Infant |  |  |  | Southwest |  | SW - NURSERY | [5 empty] | SCALES, INFANT |  | SCALEINFANT-OLYMPIC-20 | SCALEINFANT |  |  |  |  | OLYMPIC | Scale, Infant |  |  | SCALEINFANT-OLYMPIC-20 |  |  |  | Covered PM Repair - Biomedical | MHHS-Southwest
NO | YES |  |  |  |  | 041-14861 | Olympic Medical Corp |  |  |  | Memorial City - NICU | MHHS-Mem City |  | Meter, Bili Light |  |  | 041-14861 | West | Memorial City - Memorial Hermann Hospital | Memorial City - NICU | Control Center |  |  |  |  | PHOTOTHERAPY UNITS |  | METERBILILIGHT-Olympic Med-22 | METERBILILIGHT |  |  |  |  | Olympic Med | Meter, Bili Light |  | METERBILILIGHT-Olympic Med-22 |  |  |  |  | Covered PM Repair - Biomedical | MHHS-Mem City
NO | YES |  |  |  | 041-14028 | 041-14028 | Olympic Medical Corp |  |  |  | Memorial City - NICU | MHHS-Mem City |  | Meter, Bili Light |  | 041-14028 | 041-14028 | West | Memorial City - Memorial Hermann Hospital | Memorial City - NICU | Control Center |  |  |  |  | PHOTOTHERAPY UNITS |  | METERBILILIGHT-Olympic Med-22 | METERBILILIGHT |  |  |  |  | Olympic Med | Meter, Bili Light |  | METERBILILIGHT-Olympic Med-22 |  |  |  |  | Covered PM Repair - Biomedical | MHHS-Mem City
NO | YES |  |  |  | 077-08089 | 077-08089 | Olympic Medical Corp |  |  |  | TMC-Children's-NICU (7Hp) | MHHS-TMC |  | Meter, Bili Light |  | 077-08089 | 077-08089 | TMC | MHHS-TMC | TMC-Children's-NICU (7Hp) |  | 2/12/19 |  |  |  | PHOTOTHERAPY UNITS |  | METERBILILIGHT-Olympic Med-22 | METERBILILIGHT |  |  |  |  | Olympic Med | Meter, Bili Light |  | METERBILILIGHT-Olympic Med-22 |  | 1/23/15 | Verified 3/30/2020 4:07pm (Central) |  | Covered PM Repair - Biomedical | MHHS-TMC
NO | NO |  |  |  | 077-09037 |  | Olympic Medical Corp |  |  |  | TMC - CHILDRENS - CCN (10HP) | MHHS-TMC |  | Meter, Bili Light |  | 077-09037 |  | TMC |  | TMC - CHILDRENS - CCN (10HP) | [5 empty] | PHOTOTHERAPY UNITS |  | METERBILILIGHT-Olympic Med-22 | METERBILILIGHT |  |  |  |  | Olympic Med | Meter, Bili Light |  | METERBILILIGHT-Olympic Med-22 |  |  |  |  | Covered PM Repair - Biomedical | MHHS-TMC
NO | NO |  |  |  | 077-09039 |  | Olympic Medical Corp |  |  |  | TMC - CHILDRENS - CCN (10HP) | MHHS-TMC |  | Meter, Bili Light |  | 077-09039 |  | TMC |  | TMC - CHILDRENS - CCN (10HP) | [5 empty] | PHOTOTHERAPY UNITS |  | METERBILILIGHT-Olympic Med-22 | METERBILILIGHT |  |  |  |  | Olympic Med | Meter, Bili Light |  | METERBILILIGHT-Olympic Med-22 |  |  |  |  | Covered PM Repair - Biomedical | MHHS-TMC
NO | NO |  |  |  | 077-08026 |  | Olympic Medical Corp |  |  |  | TMC - CHILDRENS - NICU (7HP) | MHHS-TMC |  | Meter, Bili Light |  | 077-08026 |  | TMC |  | TMC - CHILDRENS - NICU (7HP) | [5 empty] | PHOTOTHERAPY UNITS |  | METERBILILIGHT-Olympic Med-22 | METERBILILIGHT |  |  |  |  | Olympic Med | Meter, Bili Light |  | METERBILILIGHT-Olympic Med-22 |  |  |  |  | Covered PM Repair - Biomedical | MHHS-TMC
NO | NO |  |  |  | 077-08088 |  | Olympic Medical Corp |  |  |  | TMC - CHILDRENS - NICU (7HP) | MHHS-TMC |  | Meter, Bili Light |  | 077-08088 |  | TMC |  | TMC - CHILDRENS - NICU (7HP) | [5 empty] | PHOTOTHERAPY UNITS |  | METERBILILIGHT-Olympic Med-22 | METERBILILIGHT |  |  |  |  | Olympic Med | Meter, Bili Light |  | METERBILILIGHT-Olympic Med-22 |  |  |  |  | Covered PM Repair - Biomedical | MHHS-TMC
NO | NO | [5 empty] | Olympic Medical Corp |  |  |  | WOODLANDS - BIRTH CENTER | MHHS-Woodlands |  | Meter, Bili Light |  |  |  | Woodlands |  | WOODLANDS - BIRTH CENTER | [5 empty] | PHOTOTHERAPY UNITS |  | METERBILILIGHT-Olympic Med-22 | METERBILILIGHT |  |  |  |  | Olympic Med | Meter, Bili Light |  | METERBILILIGHT-Olympic Med-22 |  |  |  |  | Covered PM Repair - Biomedical | MHHS-Woodlands
NO | NO |  |  |  | 029-04799 |  | Olympic Medical Corp |  |  |  | WOODLANDS - NICU | MHHS-Woodlands |  | Meter, Bili Light |  | 029-04799 |  | Woodlands |  | WOODLANDS - NICU | [5 empty] | PHOTOTHERAPY UNITS |  | METERBILILIGHT-Olympic Med-22 | METERBILILIGHT |  |  |  |  | Olympic Med | Meter, Bili Light |  | METERBILILIGHT-Olympic Med-22 |  |  |  |  | Covered PM Repair - Biomedical | MHHS-Woodlands
NO | NO |  |  |  | 029-09111 |  | Olympic Medical Corp |  |  |  | WOODLANDS - NICU | MHHS-Woodlands |  | Meter, Bili Light |  | 029-09111 |  | Woodlands |  | WOODLANDS - NICU | [5 empty] | PHOTOTHERAPY UNITS |  | METERBILILIGHT-Olympic Med-22 | METERBILILIGHT |  |  |  |  | Olympic Med | Meter, Bili Light |  | METERBILILIGHT-Olympic Med-22 |  |  |  |  | Covered PM Repair - Biomedical | MHHS-Woodlands
NO | YES |  |  |  | 009-10870 | 009-10870 | Olympic Medical Corp |  |  |  | GH - NICU | MHHS-Greater Heights |  | Scale, Infant |  | 009-10870 | 009-10870 | Central | Memorial Hermann Greater Heights Hospital | GH - NICU | GH - NICU - Level 2 Nursey |  |  |  |  | SCALES, PATIENT |  | SCALEINFANT-Olympic-23 | SCALEINFANT |  |  |  |  | Olympic | Scale, Infant |  |  | SCALEINFANT-Olympic-23 |  |  |  | Not Covered Vendor Only - Biomedical | MHHS-Greater Heights
NO | YES |  |  |  |  | 041-12813 | Olympic Medical Corp |  |  |  | Memorial City - NICU | MHHS-Mem City |  | Scale, Infant |  |  | 041-12813 | West | Memorial City - Memorial Hermann Hospital | Memorial City - NICU | Hallway |  |  |  |  | SCALES, PATIENT |  | SCALEINFANT-Olympic-23 | SCALEINFANT |  |  |  |  | Olympic | Scale, Infant |  |  | SCALEINFANT-Olympic-23 |  |  |  | Covered PM Repair - Biomedical | MHHS-Mem City
NO | YES |  |  |  | 041-32483 | 041-32483 | Olympic Medical Corp |  |  |  | Memorial City-Postpartum-Nursery | MHHS-Mem City |  | Scale, Infant |  | 041-32483 | 041-32483 | West | MHHS-Mem City | Memorial City-Postpartum-Nursery |  | 10/1/18 |  |  |  | SCALES, PATIENT |  | SCALEINFANT-Olympic-23 | SCALEINFANT |  |  |  |  | Olympic | Scale, Infant |  |  | SCALEINFANT-Olympic-23 |  |  |  | Covered PM Repair - Biomedical | MHHS-Mem City
NO | YES |  |  |  | 013-10801 | 013-10801 | Olympic Medical Corp |  |  |  | SW-Nursery | MHHS-Southwest |  | Scale, Infant |  | 013-10801 | 013-10801 | Southwest | MHHS-Southwest | SW-Nursery | LDR Nurses Station |  |  |  |  | SCALES, PATIENT | Scale, Infant | SCALEINFANT-Olympic-23 | SCALEINFANT |  |  |  |  | Olympic | Scale, Infant |  |  | SCALEINFANT-Olympic-23 | 5/22/20 |  | SI-A | Not Covered Vendor Only - Biomedical | MHHS-Southwest | [8 empty] | SCALEINFANT | Scale, Infant | Olympic
NO | YES | [5 empty] | Olympic Medical Corp |  |  | 24-1196 | SW-Nursery | MHHS-Southwest |  | Bath, Water |  |  |  | Southwest | MHHS-Southwest | SW-Nursery | Nursery | 9/1/19 |  | 9/1/20 |  | SCALES, INFANT | Bath, Water | BATHWATER-ThermoSci-25 | BATHWATER |  |  |  |  | ThermoSci | Bath, Water |  |  | BATHWATER-ThermoSci-25 |  |  |  | Covered PM Repair - Biomedical | MHHS-Southwest | [8 empty] | BATHWATER | Bath, Water | ThermoSci
NO | YES | [5 empty] | Olympic Medical Corp |  |  | 25-1606 | SW-Nursery | MHHS-Southwest |  | Bath, Water |  |  |  | Southwest | MHHS-Southwest | SW-Nursery | Nursery | 8/1/19 |  | 8/1/20 |  | SCALES, INFANT | Bath, Water | BATHWATER-ThermoSci-25 | BATHWATER |  |  |  |  | ThermoSci | Bath, Water |  |  | BATHWATER-ThermoSci-25 |  |  |  | Covered PM Repair - Biomedical | MHHS-Southwest | [8 empty] | BATHWATER | Bath, Water | ThermoSci
NO | NO | [5 empty] | Olympic Medical Corp |  |  | 25-1294 | SW - NURSERY | MHHS-Southwest |  | Bath, Water |  |  |  | Southwest |  | SW - NURSERY | [5 empty] | SCALES, INFANT |  | BATHWATER-ThermoSci-25 | BATHWATER |  |  |  |  | ThermoSci | Bath, Water |  |  | BATHWATER-ThermoSci-25 |  |  |  | Covered PM Repair - Biomedical | MHHS-Southwest
NO | YES |  |  |  |  | 013-04707 | Olympic Medical Corp |  |  |  | SW-Biomedical Services | MHHS-Southwest |  | Lamp, Heat |  |  | 013-04707 | Southwest | MHHS-Southwest | SW-Biomedical Services |  | 6/1/19 | 6/1/20 |  |  | LIGHTS, PERINEAL HEAT | Lamp, Heat | LAMPHEAT-NATUS-31 | LAMPHEAT |  |  |  |  | NATUS | Lamp, Heat |  |  | LAMPHEAT-NATUS-31 | 2/1/15 |  | LHE-A | Covered PM Repair - Biomedical | MHHS-Southwest | [8 empty] | LAMPHEAT | Lamp, Heat | NATUS
NO | YES |  |  |  | 029-00262 | 029-00262 | Olympic Medical Corp |  |  |  | Woodlands-PCU5 | MHHS-Woodlands |  | Lamp, Infrared |  | 029-00262 | 029-00262 | Woodlands | MHHS-Woodlands | Woodlands-PCU5 | Equipment Storage | 7/1/19 |  | 7/1/20 |  | LIGHT SOURCES, FIBEROPTIC | Lamp, Infrared | LAMPINFRARED-Olympic-32 | LAMPINFRARED |  |  |  |  | Olympic | Lamp, Infrared |  |  | LAMPINFRARED-Olympic-32 | 2/1/15 |  | LI-A | Covered PM Repair - Biomedical | MHHS-Woodlands | [8 empty] | LAMPINFRARED | Lamp, Infrared | Olympic
NO | YES |  |  |  | 069-48132 | 069-48132 | Olympic Medical Corp |  |  |  | TMC-Sarofim 4-Pulmonary | MHHS-TMC |  | Dental Handpiece |  | 069-48132 | 069-48132 | TMC | MHHS-TMC | TMC-Sarofim 4-Pulmonary | S4 315 Resp clean room |  |  |  |  | DRYERS |  | DENTHAND-Olympic-54343 | DENTHAND |  |  |  |  | Olympic | Dental Handpiece |  |  | DENTHAND-Olympic-54343 |  |  |  | Covered PM Repair - Biomedical | MHHS-TMC
NO | YES |  |  |  | 151-02281 | 151-02281 | Olympic Medical Corp |  |  |  | CY-Respiratory Care Services | MHHS-Cypress |  | Sterilizer, Steam, Floor |  | 151-02281 | 151-02281 | Northwest | MHHS-Cypress | CY-Respiratory Care Services | RT /Blood Gas | 6/1/19 | 6/1/20 |  |  | WARMING UNITS, MULTIPURPOSE | Sterilizer, Steam, Floor | STERILIZERSTEAMFLOOR-Olympic-54344 | STERILIZERSTEAMFLOOR |  |  |  |  | Olympic | Sterilizer, Steam, Floor |  |  | STERILIZERSTEAMFLOOR-Olympic-54344 |  |  | SSF-SA | Covered PM Repair - Biomedical | MHHS-Cypress | [8 empty] | STERILIZERSTEAMFLOOR | Sterilizer, Steam, Floor | Olympic
NO | NO | [5 empty] | Olympic Medical Corp |  |  |  | MEMORIAL CITY - CENTRAL SUPPLY | MHHS-Mem City |  | Sterilizer, Steam, Floor |  |  |  | West & Memorial City |  | MEMORIAL CITY - CENTRAL SUPPLY | [5 empty] | WARMING UNITS, MULTIPURPOSE |  | STERILIZERSTEAMFLOOR-Olympic-54344 | STERILIZERSTEAMFLOOR |  |  |  |  | Olympic | Sterilizer, Steam, Floor |  |  | STERILIZERSTEAMFLOOR-Olympic-54344 |  |  |  | Covered PM Repair - Biomedical | MHHS-Mem City
NO | YES | [5 empty] | Olympic Medical Corp |  |  |  | GH-Nursery | MHHS-Greater Heights |  | Scale, Infant |  |  |  | Central & Greater Heights | MHHS-Greater Heights | GH-Nursery |  | 5/15/19 |  |  |  | SCALES, PATIENT | Scale, Infant | SCALEINFANT-Olympic-56320 | SCALEINFANT |  |  |  |  | Olympic | Scale, Infant |  |  | SCALEINFANT-Olympic-56320 |  | Finished from Script 3/27/2020 12:11:52pm (Central) | SI-A | Covered PM Repair - Biomedical | MHHS-Greater Heights | [8 empty] | SCALEINFANT | Scale, Infant | Olympic
NO | YES |  |  |  | 133-00233 | 133-00233 | Olympic Medical Corp |  |  |  | Katy-Nursery | MHHS-Katy |  | Scale, Infant |  | 133-00233 | 133-00233 | Katy | MHHS-Katy | Katy-Nursery | Nursery A | 8/1/19 | 8/1/20 |  |  | SCALES, PATIENT | Scale, Infant | SCALEINFANT-Olympic-56320 | SCALEINFANT |  |  |  |  | Olympic | Scale, Infant |  |  | SCALEINFANT-Olympic-56320 | 5/11/16 |  | SI-A | Covered PM Repair - Biomedical | MHHS-Katy | [8 empty] | SCALEINFANT | Scale, Infant | Olympic
NO | YES |  |  |  | 133-03770 | 133-03770 | Olympic Medical Corp |  |  | 20-11576 | Katy-Postpartum-2W | MHHS-Katy |  | Scale, Infant |  | 133-03770 | 133-03770 | Katy | MHHS-Katy | Katy-Postpartum-2W | Hallway | 8/1/19 | 8/1/20 |  |  | SCALES, PATIENT | Scale, Infant | SCALEINFANT-Olympic-56320 | SCALEINFANT |  |  |  |  | Olympic | Scale, Infant |  |  | SCALEINFANT-Olympic-56320 | 5/11/16 |  | SI-A | Covered PM Repair - Biomedical | MHHS-Katy | [8 empty] | SCALEINFANT | Scale, Infant | Olympic
NO | YES |  |  |  | 133-03769 | 133-03769 | Olympic Medical Corp |  |  | 20-11569 | Katy-Postpartum-2W | MHHS-Katy |  | Scale, Infant |  | 133-03769 | 133-03769 | Katy | MHHS-Katy | Katy-Postpartum-2W | OR 2 | 7/1/19 | 7/1/20 |  |  | SCALES, PATIENT | Scale, Infant | SCALEINFANT-Olympic-56320 | SCALEINFANT |  |  |  |  | Olympic | Scale, Infant |  |  | SCALEINFANT-Olympic-56320 | 5/11/16 |  | SI-A | Covered PM Repair - Biomedical | MHHS-Katy | [8 empty] | SCALEINFANT | Scale, Infant | Olympic
NO | YES |  |  |  |  | 013-01260 | Olympic Medical Corp |  |  |  | SW-NICU | MHHS-Southwest |  | Scale, Infant |  |  | 013-01260 | Southwest | MHHS-Southwest | SW-NICU | NICU | 1/1/20 |  | 1/1/21 |  | SCALES, PATIENT | Scale, Infant | SCALEINFANT-Olympic-56320 | SCALEINFANT |  |  |  |  | Olympic | Scale, Infant |  |  | SCALEINFANT-Olympic-56320 | 9/14/18 |  | SI-A | Covered PM Repair - Biomedical | MHHS-Southwest | [8 empty] | SCALEINFANT | Scale, Infant | Olympic
NO | YES |  |  |  |  | 013-02861 | Olympic Medical Corp |  |  |  | SW-NICU | MHHS-Southwest |  | Scale, Infant |  |  | 013-02861 | Southwest | MHHS-Southwest | SW-NICU | Nicu level 3 | 8/1/19 |  |  |  | SCALES, PATIENT | Scale, Infant | SCALEINFANT-Olympic-56320 | SCALEINFANT |  |  |  |  | Olympic | Scale, Infant |  |  | SCALEINFANT-Olympic-56320 | 9/14/18 |  | SI-A | Covered PM Repair - Biomedical | MHHS-Southwest | [8 empty] | SCALEINFANT | Scale, Infant | Olympic
NO | NO | [5 empty] | Olympic Medical Corp |  |  |  | TMC - CHILDRENS - L&D (6HP) | MHHS-TMC |  | Scale, Infant |  |  |  | TMC |  | TMC - CHILDRENS - L&D (6HP) | [5 empty] | SCALES, PATIENT |  | SCALEINFANT-Olympic-56320 | SCALEINFANT |  |  |  |  | Olympic | Scale, Infant |  |  | SCALEINFANT-Olympic-56320 |  |  |  | Covered PM Repair - Biomedical | MHHS-TMC
NO | YES |  |  |  | 041-19806 | 041-19806 | Olympic Medical Corp |  |  |  | MEMORIAL CITY - PEDIATRICS | MHHS-Mem City |  | Scale, Patient |  | 041-19806 | 041-19806 | West | West | MEMORIAL CITY - PEDIATRICS | MH4:205 Room 4M06 |  |  |  |  | SCALES, PATIENT |  | SCALEPATIENT-Olympic-56350 | SCALEPATIENT |  |  |  |  | Olympic | Scale, Patient |  |  | SCALEPATIENT-Olympic-56350 |  |  |  | Covered PM Repair - Biomedical | MHHS-Mem City
NO | YES | Asset Tag 1117661 |  |  |  |  | Olympic Medical Corp |  |  |  | NE-ER | MHHS-Northeast |  | Scale, Patient |  |  |  | Katy | MHHS-Northeast | NE-ER |  | 8/12/19 |  |  |  | SCALES, PATIENT | Scale, Patient | SCALEPATIENT-Olympic-56350 | SCALEPATIENT |  |  |  |  | Olympic | Scale, Patient |  |  | SCALEPATIENT-Olympic-56350 | 9/14/18 | Finished from Script 3/27/2020 12:11:52pm (Central) | SP-A | Covered PM Repair - Biomedical | MHHS-Northeast | [8 empty] | SCALEPATIENT | Scale, Patient | Olympic
NO | YES |  |  |  |  | 009-05034 | Olympic Medical Corp |  |  | 60-379 | GH - LABOR | MHHS-Greater Heights |  | Scale, Infant |  |  | 009-05034 | Central | Greater heights | GH - LABOR | GH - LABOR |  |  |  |  | SCALES, PATIENT |  | SCALEINFANT-Olympic-56360 | SCALEINFANT |  |  |  |  | Olympic | Scale, Infant |  |  | SCALEINFANT-Olympic-56360 |  |  |  | Covered PM Repair - Biomedical | MHHS-Greater Heights
NO | YES |  |  |  | 129-04098 | 129-04098 | Olympic Medical Corp |  |  | 60-1346 | Sugar Land-Labor & Delivery | MHHS-Sugarland |  | Scale, Infant |  | 129-04098 | 129-04098 | Sugar Land | MHHS-Sugarland | Sugar Land-Labor & Delivery | NICU - Rollover Nursery - W3 125.2 | 8/1/19 |  |  |  | SCALES, PATIENT | Scale, Infant | SCALEINFANT-Olympic-56360 | SCALEINFANT |  |  |  |  | Olympic | Scale, Infant |  |  | SCALEINFANT-Olympic-56360 | 9/14/18 |  | SI-A | Covered PM Repair - Biomedical | MHHS-Sugarland | [8 empty] | SCALEINFANT | Scale, Infant | Olympic
NO | NO | [5 empty] | Olympic Medical Corp |  |  |  | GH - LABOR & DELIVERY | MHHS-Greater Heights |  | Scale, Infant |  |  |  | Central & Greater Heights |  | GH - LABOR & DELIVERY | [5 empty] | SCALES, PATIENT |  | SCALEINFANT-Olympic-56360 | SCALEINFANT |  |  |  |  | Olympic | Scale, Infant |  |  | SCALEINFANT-Olympic-56360 |  |  |  | Covered PM Repair - Biomedical | MHHS-Greater Heights
NO | NO | [5 empty] | Olympic Medical Corp |  |  | 60-402 | SW - LABOR & DELIVERY | MHHS-Southwest |  | Scale, Infant |  |  |  | Southwest |  | SW - LABOR & DELIVERY | [5 empty] | SCALES, PATIENT |  | SCALEINFANT-Olympic-56360 | SCALEINFANT |  |  |  |  | Olympic | Scale, Infant |  |  | SCALEINFANT-Olympic-56360 |  |  |  | Covered PM Repair - Biomedical | MHHS-Southwest
NO | NO |  |  |  | 069-41953 |  | Olympic Medical Corp |  |  |  | TMC - OR - ROBERTSON (2R) | MHHS-TMC |  |  |  | 069-41953 |  | TMC |  | TMC - OR - ROBERTSON (2R) | [5 empty] | LIGHTS, PERINEAL HEAT |  | .needs class |  |  |  |  | .needs class | Olympic Med | [7 empty] | Covered PM Repair - Biomedical | MHHS-TMC
NO | YES | Asset Tag 1101529 |  |  |  | 013-12427 | Olympic Medical Corp |  |  |  | SW-NICU | MHHS-Southwest |  | Warming Cabinet |  |  | 013-12427 | Southwest | MHHS-Southwest | SW-NICU | Nicu | 11/1/19 |  |  |  | WARMING UNITS, MULTIPURPOSE | Warming Cabinet | WARMINGCABINET-Olympic-56910 | WARMINGCABINET |  |  |  |  | Olympic | Warming Cabinet |  |  | WARMINGCABINET-Olympic-56910 | 9/14/18 |  |  | Covered PM Repair - Biomedical | MHHS-Southwest | [8 empty] | WARMINGCABINET | Warming Cabinet | Olympic
NO | YES |  |  |  | 029-02963 | 029-02963 | Olympic Medical Corp |  |  | 20-10633 | Woodlands-PCU2 | MHHS-Woodlands |  | Warming Cabinet |  | 029-02963 | 029-02963 | Woodlands | MHHS-Woodlands | Woodlands-PCU2 |  | 8/1/19 |  | 8/1/20 |  | WARMING UNITS, MULTIPURPOSE | Warming Cabinet | WARMINGCABINET-Olympic-56920 | WARMINGCABINET |  |  |  |  | Olympic | Warming Cabinet |  |  | WARMINGCABINET-Olympic-56920 | 9/14/18 |  |  | Covered PM Repair - Biomedical | MHHS-Woodlands | [8 empty] | WARMINGCABINET | Warming Cabinet | Olympic
NO | NO |  |  |  | 029-02950 |  | Olympic Medical Corp |  |  | 20-10615 | WOODLANDS - CARDIOPULMONARY | MHHS-Woodlands |  | Warming Cabinet |  | 029-02950 |  | Woodlands |  | WOODLANDS - CARDIOPULMONARY | [5 empty] | WARMING UNITS, MULTIPURPOSE |  | WARMINGCABINET-Olympic-56920 | WARMINGCABINET |  |  |  |  | Olympic | Warming Cabinet |  |  | WARMINGCABINET-Olympic-56920 |  |  |  | Covered PM Repair - Biomedical | MHHS-Woodlands
NO | NO |  |  |  | 029-02949 |  | Olympic Medical Corp |  |  | 20-10617 | WOODLANDS - PCU2 | MHHS-Woodlands |  | Warming Cabinet |  | 029-02949 |  | Woodlands |  | WOODLANDS - PCU2 | [5 empty] | WARMING UNITS, MULTIPURPOSE |  | WARMINGCABINET-Olympic-56920 | WARMINGCABINET |  |  |  |  | Olympic | Warming Cabinet |  |  | WARMINGCABINET-Olympic-56920 |  |  |  | Covered PM Repair - Biomedical | MHHS-Woodlands
NO | YES |  |  |  | 013-36856 | 013-36856 | Olympic Medical Corp |  |  |  | SW-Nursery | MHHS-Southwest |  | Warmer, Blanket |  | 013-36856 | 013-36856 | Southwest | MHHS-Southwest | SW-Nursery | Nursery | 1/1/20 |  | 2/1/21 |  | WARMING UNITS, MULTIPURPOSE | Warmer, Blanket | WARMERBLANKET-Olympic-56948 | WARMERBLANKET |  |  |  |  | Olympic | Warmer, Blanket |  |  | WARMERBLANKET-Olympic-56948 |  |  |  | Covered PM Repair - Biomedical | MHHS-Southwest | [8 empty] | WARMERBLANKET | Warmer, Blanket | Olympic
NO | NO |  |  |  | 005-01383 |  | Olympic Medical Corp | BILI-LITE 33 |  |  | SE - NEONATAL ICU | MHHS-Southeast |  |  |  | 005-01383 |  | Southeast & Bay Area |  | SE - NEONATAL ICU | [5 empty] | PHOTOTHERAPY UNITS |  | LAMPPHOTOTHERAPY-NATUS-33 |  |  |  |  | LAMPPHOTOTHERAPY-NATUS-33 | Olympic Med | [7 empty] | Not Covered Vendor Only - Biomedical | MHHS-Southeast
NO | NO |  |  |  | 005-01384 |  | Olympic Medical Corp | BILI-LITE 33 |  |  | SE - NEONATAL ICU | MHHS-Southeast |  |  |  | 005-01384 |  | Southeast & Bay Area |  | SE - NEONATAL ICU | [5 empty] | PHOTOTHERAPY UNITS |  | LAMPPHOTOTHERAPY-NATUS-33 |  |  |  |  | LAMPPHOTOTHERAPY-NATUS-33 | Olympic Med | [7 empty] | Not Covered Vendor Only - Biomedical | MHHS-Southeast
NO | NO |  |  |  | 005-01386 |  | Olympic Medical Corp | BILI-LITE 33 |  |  | SE - NEONATAL ICU | MHHS-Southeast |  |  |  | 005-01386 |  | Southeast & Bay Area |  | SE - NEONATAL ICU | [5 empty] | PHOTOTHERAPY UNITS |  | LAMPPHOTOTHERAPY-NATUS-33 |  |  |  |  | LAMPPHOTOTHERAPY-NATUS-33 | Olympic Med | [7 empty] | Not Covered Vendor Only - Biomedical | MHHS-Southeast
NO | YES |  |  |  | 077-08150 | 077-08150 | Olympic Medical Corp | MODEL 10 WARMETTE |  |  | TMC-Children's-NICU (7Hp) | MHHS-TMC |  |  |  | 077-08150 | 077-08150 | TMC | MHHS-TMC | TMC-Children's-NICU (7Hp) |  | 7/11/19 |  |  |  | WARMING UNITS, MULTIPURPOSE |  | .needs class | [5 empty] | Olympic Med | [7 empty] | Covered PM Repair - Biomedical | MHHS-TMC
NO | YES |  |  |  | 077-08151 | 077-08151 | Olympic Medical Corp | MODEL 10 WARMETTE |  |  | TMC-Children's-NICU (7Hp) | MHHS-TMC |  |  |  | 077-08151 | 077-08151 | TMC | MHHS-TMC | TMC-Children's-NICU (7Hp) |  | 7/18/19 |  |  |  | WARMING UNITS, MULTIPURPOSE |  | .needs class | [5 empty] | Olympic Med | [5 empty] | Verified 3/30/2020 4:07pm (Central) |  | Covered PM Repair - Biomedical | MHHS-TMC
NO | YES |  |  |  | 077-08152 | 077-08152 | Olympic Medical Corp | MODEL 10 WARMETTE |  |  | TMC-Children's-NICU (7Hp) | MHHS-TMC |  |  |  | 077-08152 | 077-08152 | TMC | MHHS-TMC | TMC-Children's-NICU (7Hp) |  | 7/12/19 |  |  |  | WARMING UNITS, MULTIPURPOSE |  | .needs class | [5 empty] | Olympic Med | [5 empty] | Verified 3/30/2020 4:07pm (Central) |  | Covered PM Repair - Biomedical | MHHS-TMC
NO | YES |  |  |  | 077-08148 | 077-08148 | Olympic Medical Corp | MODEL 10 WARMETTE |  |  | TMC-Children's-NICU/SCU (8Hp) | MHHS-TMC |  |  |  | 077-08148 | 077-08148 | TMC | MHHS-TMC | TMC-Children's-NICU/SCU (8Hp) |  | 7/12/19 |  |  |  | WARMING UNITS, MULTIPURPOSE |  | .needs class | [5 empty] | Olympic Med | [5 empty] | Verified 3/30/2020 4:07pm (Central) |  | Covered PM Repair - Biomedical | MHHS-TMC
NO | YES | Serial Number 1013 |  |  |  | 142-03908 | Olympic Medical Corp | SMART SCALE |  |  | NE-Mother & Baby | MHHS-Northeast |  | Scale, Infant |  |  | 142-03908 | Katy | MHHS-Northeast | NE-Mother & Baby |  | 6/1/19 | 6/1/20 |  |  | SCALES, PATIENT | Scale, Infant | SCALEINFANT-Olympic-SMART SCALE | SCALEINFANT | SMART SCALE |  |  |  | Olympic | Scale, Infant |  |  | SCALEINFANT-Olympic-SMART SCALE |  |  | SI-A | Covered PM Repair - Biomedical | MHHS-Northeast | [8 empty] | SCALEINFANT | Scale, Infant | Olympic
NO | YES | Serial Number 2350 |  |  |  | 142-00404 | Olympic Medical Corp | SMART SCALE |  |  | NE-NICU | MHHS-Northeast |  | Scale, Infant |  |  | 142-00404 | Katy | MHHS-Northeast | NE-NICU | Hall | 1/1/19 | 1/1/20 |  |  | SCALES, PATIENT | Scale, Infant | SCALEINFANT-Olympic-SMART SCALE | SCALEINFANT | SMART SCALE |  |  |  | Olympic | Scale, Infant |  |  | SCALEINFANT-Olympic-SMART SCALE |  |  | SI-A | Covered PM Repair - Biomedical | MHHS-Northeast | [8 empty] | SCALEINFANT | Scale, Infant | Olympic
NO | YES |  |  |  |  | 013-14175 | Olympic Medical Corp | SMART SCALE |  |  | SW-Labor | MHHS-Southwest |  | Scale, Infant |  |  | 013-14175 | Southwest | MHHS-Southwest | SW-Labor | LDR 5 |  |  |  |  | SCALES, PATIENT | Scale, Infant | SCALEINFANT-Olympic-SMART SCALE | SCALEINFANT | SMART SCALE |  |  |  | Olympic | Scale, Infant |  |  | SCALEINFANT-Olympic-SMART SCALE |  |  | SI-A | Covered PM Repair - Biomedical | MHHS-Southwest | [8 empty] | SCALEINFANT | Scale, Infant | Olympic
NO | YES |  |  |  | 129-01579 | 129-01579 | Olympic Medical Corp | SMART SCALE |  |  | Sugar Land-Labor & Delivery | MHHS-Sugarland |  | Scale, Infant |  | 129-01579 | 129-01579 | Sugar Land | MHHS-Sugarland | Sugar Land-Labor & Delivery | Nursery | 8/1/19 |  | 8/1/20 |  | SCALES, PATIENT | Scale, Infant | SCALEINFANT-Olympic-SMART SCALE | SCALEINFANT | SMART SCALE |  |  |  | Olympic | Scale, Infant |  |  | SCALEINFANT-Olympic-SMART SCALE |  |  | SI-A | Covered PM Repair - Biomedical | MHHS-Sugarland | [8 empty] | SCALEINFANT | Scale, Infant | Olympic
NO | YES |  |  |  | 041-18465 | 041-18465 | Olympic Medical Corp | SMART SCALE 50 |  |  | MEMORIAL CITY - ER - PEDS | MHHS-Mem City |  |  |  | 041-18465 | 041-18465 | West | Memorial Hermann Memorial City Medical Center Emergency Center | MEMORIAL CITY - ER - PEDS | Hallway |  |  |  |  | SCALES, PATIENT |  | .needs class | [5 empty] | Olympic Med | [7 empty] | Covered PM Repair - Biomedical | MHHS-Mem City
NO | YES |  |  |  |  | 013-01295 | Olympic Medical Corp | SMART SCALE 50 |  |  | SW-ER | MHHS-Southwest |  |  |  |  | 013-01295 | Southwest | MHHS-Southwest | SW-ER | EMS Triage 1 |  |  |  |  | SCALES, PATIENT |  | .needs class | [5 empty] | Olympic Med | [7 empty] | Covered PM Repair - Biomedical | MHHS-Southwest
NO | YES |  |  |  | 009-09050 | 009-09050 | Olympic Medical Corp | SMART SCALE 60 |  | 60-2148 | GH-Mother & Baby | MHHS-Greater Heights |  |  |  | 009-09050 | 009-09050 | Central | MHHS-Greater Heights | GH-Mother & Baby | Hallway | 5/1/19 |  | 5/1/20 |  | SCALES, PATIENT |  | .needs class | [5 empty] | Olympic Med | [7 empty] | Covered PM Repair - Biomedical | MHHS-Greater Heights
NO | YES |  |  |  | 133-08861 | 133-08861 | Olympic Medical Corp | SMART SCALE 60 |  | 60-2744 | Katy-Nursery | MHHS-Katy |  |  |  | 133-08861 | 133-08861 | Katy | MHHS-Katy | Katy-Nursery | Clean supply storage nicu | 6/1/19 | 6/1/20 |  |  | SCALES, PATIENT |  | .needs class | [5 empty] | Olympic Med | [7 empty] | Covered PM Repair - Biomedical | MHHS-Katy
NO | YES |  |  |  | 133-08862 | 133-08862 | Olympic Medical Corp | SMART SCALE 60 |  | 60-2743 | Katy-Postpartum-2W | MHHS-Katy |  |  |  | 133-08862 | 133-08862 | Katy | MHHS-Katy | Katy-Postpartum-2W | Hallway |  |  |  |  | SCALES, PATIENT |  | .needs class | [5 empty] | Olympic Med | [7 empty] | Covered PM Repair - Biomedical | MHHS-Katy
NO | YES |  |  |  | 041-18897 | 041-18897 | Olympic Medical Corp | SMART SCALE 60 |  | 60-2118 | Memorial City-Labor & Delivery | MHHS-Mem City |  |  |  | 041-18897 | 041-18897 | West | MHHS-Mem City | Memorial City-Labor & Delivery | Nurse Station | 6/1/19 |  |  |  | SCALES, PATIENT |  | .needs class | [5 empty] | Olympic Med | [7 empty] | Covered PM Repair - Biomedical | MHHS-Mem City
NO | YES | Asset Tag 041-18894 |  |  | 041-18894 | 041-18894 | Olympic Medical Corp | SMART SCALE 60 |  | 60-2832 | Memorial City-Postpartum | MHHS-Mem City |  |  |  | 041-18894 | 041-18894 | West | MHHS-Mem City | Memorial City-Postpartum | Hallway | 5/1/19 |  | 5/1/20 |  | SCALES, PATIENT |  | .needs class | [5 empty] | Olympic Med | [7 empty] | Covered PM Repair - Biomedical | MHHS-Mem City
NO | YES |  |  |  | 005-13071 | 005-13071 | Olympic Medical Corp | SMART SCALE 60 |  | 60-2882 | SE-Unit 4B (Women'S Services) | MHHS-Southeast |  |  |  | 005-13071 | 005-13071 | Southeast | MHHS-Southeast | SE-Unit 4B (Women'S Services) | Storage 409A | 2/1/20 |  | 2/1/21 |  | SCALES, PATIENT |  | .needs class | [5 empty] | Olympic Med | [7 empty] | Covered PM Repair - Biomedical | MHHS-Southeast
NO | YES |  |  |  | 069-45187 | 069-45187 | Olympic Medical Corp | WARM LAMP MODEL 41 |  |  | TMC-OR-Robertson (2R) | MHHS-TMC |  |  |  | 069-45187 | 069-45187 | TMC | MHHS-TMC | TMC-OR-Robertson (2R) | TMC - OR - ROBERTSON (2R) | 9/1/19 |  | 9/1/20 |  | WARMING UNITS, PATIENT, RADIANT, INFANT |  | .needs class | [5 empty] | Olympic Med |  |  |  |  | 4/4/17 |  |  | Covered PM Repair - Biomedical | MHHS-TMC
NO | YES |  |  |  |  | 013-03544 | Olympic Medical Corp | WARM-LAMP MODEL 31 |  |  | SW-Labor | MHHS-Southwest |  |  |  |  | 013-03544 | Southwest | MHHS-Southwest | SW-Labor | LDR 5 |  |  |  |  | WARMING UNITS, PATIENT, RADIANT, INFANT |  | .needs class | [5 empty] | Olympic Med |  |  |  |  | 7/31/20 |  |  | Not Covered Vendor Only - Biomedical | MHHS-Southwest
NO | YES |  |  |  | 133-02623 | 133-02623 | Olympic Medical Corp | WARMETTE |  |  | Katy-OR | MHHS-Katy |  | Warmer, Blanket |  | 133-02623 | 133-02623 | Katy | MHHS-Katy | Katy-OR | Sterile Core | 4/1/19 | 4/1/20 |  |  | WARMING UNITS, MULTIPURPOSE | Warmer, Blanket | WARMERBLANKET-Olympic-Warmette | WARMERBLANKET | Warmette |  |  |  | Olympic | Warmer, Blanket |  |  | WARMERBLANKET-Olympic-Warmette | 1/1/19 |  |  | Covered PM Repair - Biomedical | MHHS-Katy | [8 empty] | WARMERBLANKET | Warmer, Blanket | Olympic
NO | YES |  |  |  | 133-02624 | 133-02624 | Olympic Medical Corp | WARMETTE |  |  | Katy-OR | MHHS-Katy |  | Warmer, Blanket |  | 133-02624 | 133-02624 | Katy | MHHS-Katy | Katy-OR | Sterile Core | 4/1/19 | 4/1/20 |  |  | WARMING UNITS, MULTIPURPOSE | Warmer, Blanket | WARMERBLANKET-Olympic-Warmette | WARMERBLANKET | Warmette |  |  |  | Olympic | Warmer, Blanket |  |  | WARMERBLANKET-Olympic-Warmette | 4/3/17 |  |  | Covered PM Repair - Biomedical | MHHS-Katy | [8 empty] | WARMERBLANKET | Warmer, Blanket | Olympic
NO | YES |  |  |  |  | 013-12428 | Olympic Medical Corp | WARMETTE |  | 302127-01 | SW-NICU | MHHS-Southwest |  | Warmer, Blanket |  |  | 013-12428 | Southwest | MHHS-Southwest | SW-NICU | Nicu level 3 | 12/1/19 |  |  |  | WARMING UNITS, MULTIPURPOSE | Warmer, Blanket | WARMERBLANKET-Olympic-Warmette | WARMERBLANKET | Warmette |  |  |  | Olympic | Warmer, Blanket |  |  | WARMERBLANKET-Olympic-Warmette | 9/10/20 |  |  | Not Covered Vendor Only - Biomedical | MHHS-Southwest | [8 empty] | WARMERBLANKET | Warmer, Blanket | Olympic
NO | YES |  |  |  |  | 142-09147 | Olympic Medical Corp | WARMETTE |  |  | Sugar Land-Nursery | MHHS-Sugarland |  | Warmer, Blanket |  |  | 142-09147 | Sugar Land | MHHS-Sugarland | Sugar Land-Nursery | Level 2 Nursery | 3/1/19 |  | 3/1/20 |  | WARMING UNITS, MULTIPURPOSE | Warmer, Blanket | WARMERBLANKET-Olympic-Warmette | WARMERBLANKET | Warmette |  |  |  | Olympic | Warmer, Blanket |  |  | WARMERBLANKET-Olympic-Warmette | 4/4/17 |  |  | Covered PM Repair - Biomedical | MHHS-Sugarland | [8 empty] | WARMERBLANKET | Warmer, Blanket | Olympic
NO | YES |  |  |  |  | 129-00802 | Olympic Medical Corp | WARMETTE |  |  | Sugar Land-Labor & Delivery | MHHS-Sugarland |  | Warmer, Blanket |  |  | 129-00802 | Sugar Land | MHHS-Sugarland | Sugar Land-Labor & Delivery | NICU - Rollover Nursery - W3 125.2 | 2/1/20 | 2/1/21 |  |  | WARMING UNITS, MULTIPURPOSE | Warmer, Blanket | WARMERBLANKET-Olympic-Warmette | WARMERBLANKET | Warmette |  |  |  | Olympic | Warmer, Blanket |  |  | WARMERBLANKET-Olympic-Warmette | 4/4/17 |  |  | Covered PM Repair - Biomedical | MHHS-Sugarland | [8 empty] | WARMERBLANKET | Warmer, Blanket | Olympic
NO | YES | [5 empty] | Olympic Medical Corp | WARMETTE |  |  | TMC-Children's-NICU (7Hp) | MHHS-TMC |  | Warmer, Blanket |  |  |  | TMC | MHHS-TMC | TMC-Children's-NICU (7Hp) |  | 7/12/19 |  |  |  | WARMING UNITS, MULTIPURPOSE |  | WARMERBLANKET-Olympic-Warmette | WARMERBLANKET | Warmette |  |  |  | Olympic | Warmer, Blanket |  |  | WARMERBLANKET-Olympic-Warmette | 4/4/17 | Verified 3/30/2020 4:07pm (Central) |  | Covered PM Repair - Biomedical | MHHS-TMC
NO | YES | [5 empty] | Olympic Medical Corp | WARMETTE |  |  | TMC-Children's-NICU (7Hp) | MHHS-TMC |  | Warmer, Blanket |  |  |  | TMC | MHHS-TMC | TMC-Children's-NICU (7Hp) |  | 7/12/19 |  |  |  | WARMING UNITS, MULTIPURPOSE |  | WARMERBLANKET-Olympic-Warmette | WARMERBLANKET | Warmette |  |  |  | Olympic | Warmer, Blanket |  |  | WARMERBLANKET-Olympic-Warmette | 4/4/17 | Verified 3/30/2020 4:07pm (Central) |  | Covered PM Repair - Biomedical | MHHS-TMC
NO | YES | [5 empty] | Olympic Medical Corp | WARMETTE |  |  | TMC-Children's-NICU/SCU (8Hp) | MHHS-TMC |  | Warmer, Blanket |  |  |  | TMC | MHHS-TMC | TMC-Children's-NICU/SCU (8Hp) |  | 7/12/19 |  |  |  | WARMING UNITS, MULTIPURPOSE |  | WARMERBLANKET-Olympic-Warmette | WARMERBLANKET | Warmette |  |  |  | Olympic | Warmer, Blanket |  |  | WARMERBLANKET-Olympic-Warmette | 7/20/20 | (null) |  | Not Covered Vendor Only - Rad, High End | MHHS-TMC
NO | YES | [5 empty] | Olympic Medical Corp | WARMETTE |  |  | TMC-Children's-NICU/SCU (8Hp) | MHHS-TMC |  | Warmer, Blanket |  |  |  | TMC | MHHS-TMC | TMC-Children's-NICU/SCU (8Hp) |  | 7/12/19 |  |  |  | WARMING UNITS, MULTIPURPOSE |  | WARMERBLANKET-Olympic-Warmette | WARMERBLANKET | Warmette |  |  |  | Olympic | Warmer, Blanket |  |  | WARMERBLANKET-Olympic-Warmette | 4/22/17 | Verified 3/30/2020 4:07pm (Central) |  | Covered PM Repair - Biomedical | MHHS-TMC
NO | YES |  |  |  |  | 029-02957 | Olympic Medical Corp | WARMETTE |  | 20-10638 | Woodlands-Birth Center | MHHS-Woodlands |  | Warmer, Blanket |  |  | 029-02957 | Woodlands | MHHS-Woodlands | Woodlands-Birth Center | Storage room | 9/1/19 |  | 9/1/20 |  | WARMING UNITS, MULTIPURPOSE | Warmer, Blanket | WARMERBLANKET-Olympic-Warmette | WARMERBLANKET | Warmette |  |  |  | Olympic | Warmer, Blanket |  |  | WARMERBLANKET-Olympic-Warmette | 3/1/16 |  |  | Covered PM Repair - Radiology, High End | MHHS-Woodlands | [8 empty] | WARMERBLANKET | Warmer, Blanket | Olympic
NO | YES |  |  |  |  | 029-02953 | Olympic Medical Corp | WARMETTE |  | 20-10635 | Woodlands-Birth Center | MHHS-Woodlands |  | Warmer, Blanket |  |  | 029-02953 | Woodlands | MHHS-Woodlands | Woodlands-Birth Center | Equipment Room - Pod 5 | 7/1/19 |  | 6/1/20 |  | WARMING UNITS, MULTIPURPOSE | Warmer, Blanket | WARMERBLANKET-Olympic-Warmette | WARMERBLANKET | Warmette |  |  |  | Olympic | Warmer, Blanket |  |  | WARMERBLANKET-Olympic-Warmette | 3/1/17 |  |  | Covered PM Repair - Radiology, Low End | MHHS-Woodlands | [8 empty] | WARMERBLANKET | Warmer, Blanket | Olympic
NO | YES |  |  |  |  | 029-02952 | Olympic Medical Corp | WARMETTE |  | 20-10630 | Woodlands-Birth Center | MHHS-Woodlands |  | Warmer, Blanket |  |  | 029-02952 | Woodlands | MHHS-Woodlands | Woodlands-Birth Center | Equipment Room 6 | 10/1/19 |  | 10/1/20 |  | WARMING UNITS, MULTIPURPOSE | Warmer, Blanket | WARMERBLANKET-Olympic-Warmette | WARMERBLANKET | Warmette |  |  |  | Olympic | Warmer, Blanket |  |  | WARMERBLANKET-Olympic-Warmette | 4/4/17 |  |  | Covered PM Repair - Biomedical | MHHS-Woodlands | [8 empty] | WARMERBLANKET | Warmer, Blanket | Olympic
NO | YES |  |  |  |  | 029-02956 | Olympic Medical Corp | WARMETTE |  | 20-10634 | Woodlands-Birth Center | MHHS-Woodlands |  | Warmer, Blanket |  |  | 029-02956 | Woodlands | MHHS-Woodlands | Woodlands-Birth Center | Equipment Room - Pod 2 | 10/1/19 |  | 10/1/20 | Damaged - note on front | WARMING UNITS, MULTIPURPOSE | Warmer, Blanket | WARMERBLANKET-Olympic-Warmette | WARMERBLANKET | Warmette |  |  |  | Olympic | Warmer, Blanket |  |  | WARMERBLANKET-Olympic-Warmette | 3/1/20 |  |  | Not Covered Vendor Only - Biomedical | MHHS-Woodlands | [8 empty] | WARMERBLANKET | Warmer, Blanket | Olympic
NO | YES |  |  |  |  | 029-02955 | Olympic Medical Corp | WARMETTE |  | 20-10616 | Woodlands-Birth Center | MHHS-Woodlands |  | Warmer, Blanket |  |  | 029-02955 | Woodlands | MHHS-Woodlands | Woodlands-Birth Center |  | 10/1/19 |  | 10/1/20 |  | WARMING UNITS, MULTIPURPOSE | Warmer, Blanket | WARMERBLANKET-Olympic-Warmette | WARMERBLANKET | Warmette |  |  |  | Olympic | Warmer, Blanket |  |  | WARMERBLANKET-Olympic-Warmette | 4/4/17 |  |  | Covered PM Repair - Biomedical | MHHS-Woodlands | [8 empty] | WARMERBLANKET | Warmer, Blanket | Olympic
NO | YES | [5 empty] | Olympic Medical Corp | WARMETTE |  | 20-10631 | Woodlands-NICU (New) | MHHS-Woodlands |  | Warmer, Blanket |  |  |  | Woodlands | MHHS-Woodlands | Woodlands-NICU (New) | Nursery level 2 | 12/1/19 |  | 12/1/20 |  | WARMING UNITS, MULTIPURPOSE | Warmer, Blanket | WARMERBLANKET-Olympic-Warmette | WARMERBLANKET | Warmette |  |  |  | Olympic | Warmer, Blanket |  |  | WARMERBLANKET-Olympic-Warmette | 8/4/17 |  |  | Covered PM Repair - Biomedical | MHHS-Woodlands | [8 empty] | WARMERBLANKET | Warmer, Blanket | Olympic
NO | YES |  |  |  |  | 029-02961 | Olympic Medical Corp | WARMETTE |  | 20-10614 | Woodlands-NICU | MHHS-Woodlands |  | Warmer, Blanket |  |  | 029-02961 | Woodlands | MHHS-Woodlands | Woodlands-NICU | Level two nursery | 7/1/19 |  | 7/1/20 |  | WARMING UNITS, MULTIPURPOSE | Warmer, Blanket | WARMERBLANKET-Olympic-Warmette | WARMERBLANKET | Warmette |  |  |  | Olympic | Warmer, Blanket |  |  | WARMERBLANKET-Olympic-Warmette | 4/1/17 |  |  | Covered PM Repair - Biomedical | MHHS-Woodlands | [8 empty] | WARMERBLANKET | Warmer, Blanket | Olympic
NO | YES |  |  |  | 029-02962 | 029-02962 | Olympic Medical Corp | WARMETTE |  | 20-10620 | Woodlands-Birth Center | MHHS-Woodlands |  | Warmer, Blanket |  | 029-02962 | 029-02962 | Woodlands | MHHS-Woodlands | Woodlands-Birth Center | BRITH CENTER | 7/1/19 |  | 7/1/20 |  | WARMING UNITS, MULTIPURPOSE | Warmer, Blanket | WARMERBLANKET-Olympic-Warmette | WARMERBLANKET | Warmette |  |  |  | Olympic | Warmer, Blanket |  |  | WARMERBLANKET-Olympic-Warmette | 7/31/20 |  |  | Not Covered Vendor Only - Biomedical | MHHS-Woodlands | [8 empty] | WARMERBLANKET | Warmer, Blanket | Olympic
NO | YES | [5 empty] | Olympic Medical Corp | WARMETTE |  | 20-10619 | Woodlands-NICU | MHHS-Woodlands |  | Warmer, Blanket |  |  |  | Woodlands | MHHS-Woodlands | Woodlands-NICU | PEDS nursing station | 7/1/19 |  | 7/1/20 |  | WARMING UNITS, MULTIPURPOSE | Warmer, Blanket | WARMERBLANKET-Olympic-Warmette | WARMERBLANKET | Warmette |  |  |  | Olympic | Warmer, Blanket |  |  | WARMERBLANKET-Olympic-Warmette | 7/31/20 |  |  | Not Covered Vendor Only - Biomedical | MHHS-Woodlands | [8 empty] | WARMERBLANKET | Warmer, Blanket | Olympic
NO | YES |  |  |  | 029-02951 | 029-02951 | Olympic Medical Corp | WARMETTE |  | 20-10637 | WOODLANDS - RADIOLOGY | MHHS-Woodlands |  | Warmer, Blanket |  | 029-02951 | 029-02951 | Woodlands |  | WOODLANDS - RADIOLOGY | CT 3 |  |  |  |  | WARMING UNITS, MULTIPURPOSE |  | WARMERBLANKET-Olympic-Warmette | WARMERBLANKET | Warmette |  |  |  | Olympic | Warmer, Blanket |  |  | WARMERBLANKET-Olympic-Warmette |  |  |  | Not Covered Vendor Only - Biomedical | MHHS-Woodlands
NO | YES |  |  |  |  | 029-02968 | Olympic Medical Corp | WARMETTE |  | 20-10636 | WOODLANDS-RADIOLOGY | MHHS-Woodlands |  | Warmer, Blanket |  |  | 029-02968 | Woodlands | MHHS-WOODLANDS | WOODLANDS-RADIOLOGY | MRI EQUIPMENT RM |  |  |  |  | WARMING UNITS, MULTIPURPOSE |  | WARMERBLANKET-Olympic-Warmette | WARMERBLANKET | Warmette |  |  |  | Olympic | Warmer, Blanket |  |  | WARMERBLANKET-Olympic-Warmette |  |  |  | Not Covered Vendor Only - Biomedical | MHHS-Woodlands
NO | YES |  |  |  | 029-02959 | 029-02959 | Olympic Medical Corp | WARMETTE |  | 20-10632 | Woodlands-Birth Center |  |  |  |  | 029-02959 | 029-02959 | Woodlands | MHHS-Woodlands | Woodlands-Birth Center | Equipment Room - Pod 4 | 6/1/19 |  | 6/1/20 | New Add |  | Warmer, Blanket | WARMERBLANKET-Olympic-Warmette | [23 empty] | WARMERBLANKET | Warmer, Blanket | Olympic
NO | NO |  |  |  | 029-02948 |  | Olympic Medical Corp | WARMETTE |  | 20-10629 | WOODLANDS - CANCER CENTER | MHHS-Woodlands |  | Warmer, Blanket |  | 029-02948 |  | Woodlands |  | WOODLANDS - CANCER CENTER | [5 empty] | WARMING UNITS, MULTIPURPOSE |  | WARMERBLANKET-Olympic-Warmette | WARMERBLANKET | Warmette |  |  |  | Olympic | Warmer, Blanket |  |  | WARMERBLANKET-Olympic-Warmette |  |  |  | Covered PM Repair - Biomedical | MHHS-Woodlands
NO | NO |  |  |  | 029-04562 |  | Olympic Medical Corp | WARMETTE |  |  | WOODLANDS - CARDIOPULMONARY | MHHS-Woodlands |  | Warmer, Blanket |  | 029-04562 |  | Woodlands |  | WOODLANDS - CARDIOPULMONARY | [5 empty] | WARMING UNITS, MULTIPURPOSE |  | WARMERBLANKET-Olympic-Warmette | WARMERBLANKET | Warmette |  |  |  | Olympic | Warmer, Blanket |  |  | WARMERBLANKET-Olympic-Warmette |  |  |  | Covered PM Repair - Biomedical | MHHS-Woodlands
NO | NO |  |  |  | 029-05930 |  | Olympic Medical Corp | WARMETTE |  |  | WOODLANDS - RADIOLOGY | MHHS-Woodlands |  | Warmer, Blanket |  | 029-05930 |  | Woodlands |  | WOODLANDS - RADIOLOGY | [5 empty] | WARMING UNITS, MULTIPURPOSE |  | WARMERBLANKET-Olympic-Warmette | WARMERBLANKET | Warmette |  |  |  | Olympic | Warmer, Blanket |  |  | WARMERBLANKET-Olympic-Warmette |  |  |  | Not Covered Vendor Only - Biomedical | MHHS-Woodlands
YES | YES |  |  |  | 133-03627 | 133-03627 | Olympic Medical Corporation |  |  |  | Biomed Shop |  |  |  |  | 133-03627 | 133-03627 | Katy | Memorial Hermann Katy Hospital | Biomed Shop | Biomed Shop | 7/1/19 | 7/1/20 |  |  |  | Meter, Bili Light | METERBILILIGHT-Olympic Med-22 | [12 empty] | TEST-A | [10 empty] | METERBILILIGHT | Meter, Bili Light | Olympic Med
YES | YES |  |  |  | 20.1760.0372 | 20.1760.0372 | Olympic Medical Corporation | 2t160 |  | 20.1760.0372 | Woodlands endo |  |  |  |  | 20.1760.0372 | 20.1760.0372 |  |  | Woodlands endo | Scope room
YES | YES |  |  |  | 029-00862 | 029-00862 | Olympic Medical Corporation |  |  |  | OR |  |  |  |  | 029-00862 | 029-00862 | Woodlands | Herman memorial hospital Woodlands | OR | Equipment Storage | 10/1/19 |  | 10/1/20
NO | YES |  |  |  | 041-00164 | 041-00164 | Olympic Medical Corporation |  |  |  | MEMORIAL CITY - PEDIATRICS |  |  |  |  | 041-00164 | 041-00164 | West | Memorial Hermann Memorial City Medical Center | MEMORIAL CITY - PEDIATRICS | MH4 404 Special Bathing
YES | YES |  |  |  | 129-00803 | 129-00803 | Olympic Medical Corporation | Bili-Lite 66 |  |  | SUGAR LAND - NURSERY |  |  |  |  | 129-00803 | 129-00803 | Sugar Land | Memorial Hermann Sugar Land Hospital | SUGAR LAND - NURSERY | NICU - Rollover Nursery - W3 125.2 | 8/1/19 | 8/1/20
NO | YES |  |  |  | 099-09155 | 099-09155 | Olympic Medical Corporation | Bx41 |  | 0b07699 | TMC-Laboratory-Chemistry (1R) |  |  |  |  | 099-09155 | 099-09155 | TMC | MHHS-TMC | TMC-Laboratory-Chemistry (1R) | Henatology | 3/1/20
NO | YES |  |  |  | 099-09154 | 099-09154 | Olympic Medical Corporation | Bx41 |  | 1f03651 | TMC-Laboratory-Chemistry (1R) |  |  |  |  | 099-09154 | 099-09154 | TMC | MHHS-TMC | TMC-Laboratory-Chemistry (1R) | Henatology
NO | YES |  |  |  | 099-09153 | 099-09153 | Olympic Medical Corporation | Bx41 |  | 0b20472 | TMC-Laboratory-Chemistry (1R) |  |  |  |  | 099-09153 | 099-09153 | TMC | MHHS-TMC | TMC-Laboratory-Chemistry (1R) | Henatology
YES | YES | [5 empty] | Olympic Medical Corporation | Ce0197 |  |  | MEMORIAL CITY - DIGESTIVE DISEASE CENTER | [6 empty] | West | Endoscopy | MEMORIAL CITY - DIGESTIVE DISEASE CENTER | Next to storage 150 |  |  |  | No pm found
YES | YES | [5 empty] | Olympic Medical Corporation | Ce0197 |  |  | MEMORIAL CITY - DIGESTIVE DISEASE CENTER | [6 empty] | West | Endoscopy | MEMORIAL CITY - DIGESTIVE DISEASE CENTER | Next to storage 150 |  |  |  | No pm found
YES | YES | [5 empty] | Olympic Medical Corporation | Ce0197 |  |  | MEMORIAL CITY - DIGESTIVE DISEASE CENTER | [6 empty] | West | Endoscopy | MEMORIAL CITY - DIGESTIVE DISEASE CENTER | Next to storage 150 |  |  |  | No pm found
YES | YES | [5 empty] | Olympic Medical Corporation | Ce0197 |  |  | MEMORIAL CITY - DIGESTIVE DISEASE CENTER | [6 empty] | West | Endoscopy | MEMORIAL CITY - DIGESTIVE DISEASE CENTER | Next to storage 150 |  |  |  | No pm found
YES | YES | [5 empty] | Olympic Medical Corporation | Ce0197 |  |  | MEMORIAL CITY - DIGESTIVE DISEASE CENTER | [6 empty] | West | Endoscopy | MEMORIAL CITY - DIGESTIVE DISEASE CENTER | Next to storage 150 |  |  |  | No pm found
YES | YES | [5 empty] | Olympic Medical Corporation | EVIS EXERA II |  |  | South Tower Endoscopy | [6 empty] | West | Memorial Hermann - Memorial City | South Tower Endoscopy | Storage Closet by Room 150
YES | YES | [5 empty] | Olympic Medical Corporation | H190 |  |  | WOODLANDS - ENDOSCOPY | [8 empty] | WOODLANDS - ENDOSCOPY | Scope room
YES | YES | [5 empty] | Olympic Medical Corporation | H190 |  |  | WOODLANDS - ENDOSCOPY | [8 empty] | WOODLANDS - ENDOSCOPY | Scope room
YES | YES |  |  |  | 20.1267.1186 | 20.1267.1186 | Olympic Medical Corporation | H190 |  | 20.1267.1186 | Woodlands endo |  |  |  |  | 20.1267.1186 | 20.1267.1186 |  |  | Woodlands endo | Scope room
YES | YES | [5 empty] | Olympic Medical Corporation | HQ190 |  |  | Woodlands endo | [8 empty] | Woodlands endo | Scope room
YES | YES | [5 empty] | Olympic Medical Corporation | HQ190 |  |  | Woodlands endo | [8 empty] | Woodlands endo | Scope room
YES | YES | [5 empty] | Olympic Medical Corporation | HQ190 |  |  | Woodlands endo | [8 empty] | Woodlands endo | Scope room
YES | YES | [5 empty] | Olympic Medical Corporation | HQ190 |  |  | Woodlands endo | [8 empty] | Woodlands endo | Scope room
YES | YES |  |  |  | 099-07952 | 099-07952 | Olympic Medical Corporation | Ntsc |  |  | Memorial Hermann- Texas Medical Center- Radiology- OR |  |  |  |  | 099-07952 | 099-07952 |  | TMC | Memorial Hermann- Texas Medical Center- Radiology- OR | Serafin OR Storage room | 4/1/20 |  |  | No PM Sticker
YES | YES |  |  |  | 133-06111 | 133-06111 | Olympic Medical Corporation | OEV191H |  |  | KATY - OR |  |  |  |  | 133-06111 | 133-06111 | Katy | Memorial Hermann Katy Hospital | KATY - OR | OR 11 Sterile Core
YES | YES | Asset Tag 099-08741 |  |  | 099-08741 | 099-08741 | Olympic Medical Corporation | OEV262H |  |  | Endoscopy |  |  |  |  | 099-08741 | 099-08741 | Memorial Hermann Hospital - Southwest | Memorial Hermann Hospital - Southwest | Endoscopy | Endoscopy
YES | YES | Asset Tag 099-08991 |  |  | 099-08991 | 099-08991 | Olympic Medical Corporation | OEV262H |  |  | Endoscopy |  |  |  |  | 099-08991 | 099-08991 | Memorial Hermann Hospital - Southwest | Memorial Hermann Hospital - Southwest | Endoscopy | Endoscopy
YES | YES | [5 empty] | Olympic Medical Corporation | Q180V |  |  | Woodlands endo | [8 empty] | Woodlands endo | Scope room
YES | YES | [5 empty] | Olympic Medical Corporation | Q180V |  |  | Woodlands endo | [8 empty] | Woodlands endo | Scope room
YES | YES | [5 empty] | Olympic Medical Corporation | UC180F |  | 201242-0313 | Woodlands endo | [8 empty] | Woodlands endo | Scope room
YES | YES |  |  |  | 151-05111 | 151-05111 | Olympic Medical Corporation | USG-400 |  |  | CY - OR |  |  |  |  | 151-05111 | 151-05111 | Northwest | Memorial Hermann Cypress Hospital | CY - OR | OR 3 | [5 empty] | Ultrasonic Apparatus, Surgical | ULTRASONICAPPSURG-Olympus-USG-400 | [12 empty] | UAS-SA | [10 empty] | ULTRASONICAPPSURG | Ultrasonic Apparatus, Surgical | Olympus
YES | YES |  |  |  | 20.1252.1035 | 20.1252.1035 | Olympic Medical Corporation | XP190N |  | 20.1252.1035 | Woodlands endo |  |  |  |  | 20.1252.1035 | 20.1252.1035 |  |  | Woodlands endo | Scope room
YES | YES | [5 empty] | Olympics | CYF-VH |  |  | MH MG - (STX) - SOUTH TEXAS - WHARTON | [6 empty] | South | Specialties Clinic | MH MG - (STX) - SOUTH TEXAS - WHARTON | Exam 9
NO | YES | Serial Number 0m11641 |  |  |  |  | Olympus | BX43 |  | 0M11641 | MEMORIAL CITY - Lab | [6 empty] | West | MEMORIAL CITY - MEMORIAL HERMANN HOSPITAL | MEMORIAL CITY - Lab | Lab |  |  |  |  | Microscope
YES | YES |  |  |  | 583-01665 | 583-01665 | Olympus | BX45 |  | 7B23390 | MEMORIAL CITY - LABORATORY |  |  |  |  | 583-01665 | 583-01665 | West | Memorial City - Memorial Hermann Hospital | MEMORIAL CITY - LABORATORY | Pathology Conferance Rm
NO | YES |  |  |  | 069-22280 | 069-22280 | Olympus | UES-40 |  |  | TMC-OR-Robertson (2R) |  |  |  |  | 069-22280 | 069-22280 | TMC | MHHS-TMC | TMC-OR-Robertson (2R) | Surgical Specimen station | 2/1/20 |  |  |  |  | Electrosurgical Unit | ELECTROSURGICALUNIT-Olympus-UES-40 | [12 empty] | ESU-SA | [9 empty] | Electrosurgical Unit | ELECTROSURGICALUNIT | Electrosurgical Unit | Olympus
NO | NO |  |  |  | 610613-003 |  | Olympus America |  |  | 610613-003 | SUGAR LAND - OR | MHHS-Sugarland |  |  |  | 610613-003 |  | Sugar Land |  | SUGAR LAND - OR | [5 empty] | ENDOSCOPES, RIGID |  | .Needs Class |  |  |  |  | .Needs Class | Olympus | [7 empty] | Covered PM Repair - Biomedical | MHHS-Sugarland
YES | YES | [5 empty] | Olympus America | 2t160l |  |  | Scope storage | [6 empty] | Katy | Memorial Hermann Katy Hospital | Scope storage | Storage w2-326
YES | YES | [5 empty] | Olympus America | 2th180 |  |  | Scope storage | [6 empty] | Katy | Memorial Hermann Katy Hospital | Scope storage | Storage w2-326
NO | YES |  |  |  | 009-09812 | 009-09812 | Olympus America | 3DV-190 |  |  | GH-OR | MHHS-Greater Heights |  | Processor, Video |  | 009-09812 | 009-09812 | Central | MHHS-Greater Heights | GH-OR | Hallway | 6/1/19 |  | 6/1/20 |  | ENDOSCOPIC EQUIPMENT, VIDEO PROCESSOR | Processor, Video | PROCVID-OLYMPUS-3DV-190 | PROCVID | 3DV-190 |  |  |  | Olympus | Processor, Video |  | PROCVID-OLYMPUS-3DV-190 |  | 11/30/17 |  |  | Covered PM Repair - Biomedical | MHHS-Greater Heights | [8 empty] | PROCVID | Processor, Video | Olympus
NO | YES |  |  |  | 009-09820 | 009-09820 | Olympus America | 3DV-190 |  |  | GH-OR | MHHS-Greater Heights |  | Processor, Video |  | 009-09820 | 009-09820 | Central & Greater Heights | MHHS-Greater Heights | GH-OR | OR 9 | 6/1/19 |  | 6/1/20 |  | ENDOSCOPIC EQUIPMENT, VIDEO PROCESSOR | Processor, Video | PROCVID-OLYMPUS-3DV-190 | PROCVID | 3DV-190 |  |  |  | Olympus | Processor, Video |  | PROCVID-OLYMPUS-3DV-190 |  | 11/30/17 |  |  | Covered PM Repair - Biomedical | MHHS-Greater Heights | [8 empty] | PROCVID | Processor, Video | Olympus
NO | YES |  |  |  | 009-09828 | 009-09828 | Olympus America | 3DV-190 |  |  | GH-OR Endoscopy | MHHS-Greater Heights |  | Processor, Video |  | 009-09828 | 009-09828 | Central | MHHS-Greater Heights | GH-OR Endoscopy | OR | 6/1/19 |  | 6/1/20 |  | ENDOSCOPIC EQUIPMENT, VIDEO PROCESSOR | Processor, Video | PROCVID-OLYMPUS-3DV-190 | PROCVID | 3DV-190 |  |  |  | Olympus | Processor, Video |  | PROCVID-OLYMPUS-3DV-190 |  | 11/30/17 |  |  | Covered PM Repair - Biomedical | MHHS-Greater Heights | [8 empty] | PROCVID | Processor, Video | Olympus
NO | YES |  |  |  | 009-09836 | 009-09836 | Olympus America | 3DV-190 |  |  | GH-OR | MHHS-Greater Heights |  | Processor, Video |  | 009-09836 | 009-09836 | Central | MHHS-Greater Heights | GH-OR | OR 3 | 6/1/19 |  |  |  | ENDOSCOPIC EQUIPMENT, VIDEO PROCESSOR | Processor, Video | PROCVID-OLYMPUS-3DV-190 | PROCVID | 3DV-190 |  |  |  | Olympus | Processor, Video |  | PROCVID-OLYMPUS-3DV-190 |  | 11/30/17 |  |  | Covered PM Repair - Biomedical | MHHS-Greater Heights | [8 empty] | PROCVID | Processor, Video | Olympus
NO | YES |  |  |  | 041-10860 | 041-10860 | Olympus America | 3DV-190 |  |  | OR | MHHS-Mem City |  | Processor, Video |  | 041-10860 | 041-10860 | West | Memorial Hermann - Memorial City | OR | Back Hallway |  |  |  |  | ENDOSCOPIC EQUIPMENT, VIDEO PROCESSOR |  | PROCVID-OLYMPUS-3DV-190 | PROCVID | 3DV-190 |  |  |  | Olympus | Processor, Video |  | PROCVID-OLYMPUS-3DV-190 |  |  |  |  | Covered PM Repair - Biomedical | MHHS-Mem City
NO | YES |  |  |  | 041-18289 |  | Olympus America | 3DV-190 |  |  | OR | MHHS-Mem City |  | Processor, Video |  | 041-18289 |  | West | Memorial Hermann - Memorial City | OR | Back Hallway |  |  |  |  | ENDOSCOPIC EQUIPMENT, VIDEO PROCESSOR |  | PROCVID-OLYMPUS-3DV-190 | PROCVID | 3DV-190 |  |  |  | Olympus | Processor, Video |  | PROCVID-OLYMPUS-3DV-190 |  |  |  |  | Covered PM Repair - Biomedical | MHHS-Mem City
NO | YES |  |  |  | 041-32701 | 041-32 | Olympus America | 3DV-190 |  |  | MEMORIAL CITY - Outpatient | MHHS-Mem City |  | Processor, Video |  | 041-32701 | 041-32 | West | Memorial Hermann Memorial City Medical Center | MEMORIAL CITY - Outpatient | MEMORIAL CITY - OUTPATIENT |  |  |  |  | ENDOSCOPIC EQUIPMENT, VIDEO PROCESSOR |  | PROCVID-OLYMPUS-3DV-190 | PROCVID | 3DV-190 |  |  |  | Olympus | Processor, Video |  | PROCVID-OLYMPUS-3DV-190 |  |  |  |  | Covered PM Repair - Biomedical | MHHS-Mem City
NO | YES | [5 empty] | Olympus America | 3DV-190 |  |  | MEMORIAL CITY - MOR | MHHS-Mem City |  | Processor, Video |  |  |  | West | Memorial City - Memorial Hermann Hospital | MEMORIAL CITY - MOR | Hallway |  |  |  |  | ENDOSCOPIC EQUIPMENT, VIDEO PROCESSOR |  | PROCVID-OLYMPUS-3DV-190 | PROCVID | 3DV-190 |  |  |  | Olympus | Processor, Video |  | PROCVID-OLYMPUS-3DV-190 |  |  |  |  | Covered PM Repair - Biomedical | MHHS-Mem City
NO | YES |  |  |  | 069-40500 | 069-40500 | Olympus America | 3DV-190 |  |  | TMC-OR-Pedi OR (2R) | MHHS-TMC |  | Processor, Video |  | 069-40500 | 069-40500 | TMC | MHHS-TMC | TMC-OR-Pedi OR (2R) | S2 401 | 4/1/19 |  |  | No pm found | ENDOSCOPIC EQUIPMENT, VIDEO PROCESSOR |  | PROCVID-OLYMPUS-3DV-190 | PROCVID | 3DV-190 |  |  |  | Olympus | Processor, Video |  | PROCVID-OLYMPUS-3DV-190 |  | 6/22/16 |  |  | Covered PM Repair - Biomedical | MHHS-TMC
NO | YES |  |  |  | 069-39906 | 069-39906 | Olympus America | 3DV-190 |  |  | OR | MHHS-TMC |  | Processor, Video |  | 069-39906 | 069-39906 | TMC | Memorial Hermann-Texas Medical Center | OR | S2 401 Storage | 4/1/19 |  |  |  | ENDOSCOPIC EQUIPMENT, VIDEO PROCESSOR |  | PROCVID-OLYMPUS-3DV-190 | PROCVID | 3DV-190 |  |  |  | Olympus | Processor, Video |  | PROCVID-OLYMPUS-3DV-190 |  | 2/15/15 |  |  | Covered PM Repair - Biomedical | MHHS-TMC
NO | YES |  |  |  | 069-39915 | 069-39915 | Olympus America | 3DV-190 |  |  | TMC-OR-Robertson (2R) | MHHS-TMC |  | Processor, Video |  | 069-39915 | 069-39915 | TMC | MHHS-TMC | TMC-OR-Robertson (2R) | OR - ROBERTSON (2R) |  |  |  |  | ENDOSCOPIC EQUIPMENT, VIDEO PROCESSOR |  | PROCVID-OLYMPUS-3DV-190 | PROCVID | 3DV-190 |  |  |  | Olympus | Processor, Video |  | PROCVID-OLYMPUS-3DV-190 |  |  |  |  | Covered PM Repair - Biomedical | MHHS-TMC
NO | YES |  |  |  | 029-32196 | 029-32196 | Olympus America | 3DV-190 |  |  | Woodlands-OR | MHHS-Woodlands |  | Processor, Video |  | 029-32196 | 029-32196 | Woodlands | MHHS-Woodlands | Woodlands-OR | Equipment Storage | 11/1/19 |  | 11/1/20 |  | ENDOSCOPIC EQUIPMENT, VIDEO PROCESSOR | Processor, Video | PROCVID-OLYMPUS-3DV-190 | PROCVID | 3DV-190 |  |  |  | Olympus | Processor, Video |  | PROCVID-OLYMPUS-3DV-190 |  | 11/30/17 |  |  | Covered PM Repair - Biomedical | MHHS-Woodlands | [8 empty] | PROCVID | Processor, Video | Olympus
NO | YES | [5 empty] | Olympus America | BF-160 |  |  | Katy-Endoscopy | MHHS-Katy |  | Bronchoscope |  |  |  | Katy | MHHS-Katy | Katy-Endoscopy | Storage w2-326 |  |  |  |  | BRONCHOSCOPES, FLEXIBLE, VIDEO | Bronchoscope | BRONCHOSCOPE-Olympus-BF-160 | BRONCHOSCOPE | BF-160 |  |  |  | Olympus | Bronchoscope |  | BRONCHOSCOPE-Olympus-BF-160 |  | 11/1/20 |  |  | Not Covered Vendor Only - Biomedical | MHHS-Katy | [8 empty] | BRONCHOSCOPE | Bronchoscope | Olympus
NO | NO | [5 empty] | Olympus America | BF-160 |  |  | SW - ENDOSCOPY | MHHS-Southwest |  | Bronchoscope |  |  |  | Southwest |  | SW - ENDOSCOPY | [5 empty] | BRONCHOSCOPES, FLEXIBLE, VIDEO |  | BRONCHOSCOPE-Olympus-BF-160 | BRONCHOSCOPE | BF-160 |  |  |  | Olympus | Bronchoscope |  | BRONCHOSCOPE-Olympus-BF-160 |  |  |  |  | Not Covered Vendor Only - Biomedical | MHHS-Southwest
NO | NO | [5 empty] | Olympus America | BF-160 |  |  | SW - ENDOSCOPY | MHHS-Southwest |  | Bronchoscope |  |  |  | Southwest |  | SW - ENDOSCOPY | [5 empty] | BRONCHOSCOPES, FLEXIBLE, VIDEO |  | BRONCHOSCOPE-Olympus-BF-160 | BRONCHOSCOPE | BF-160 |  |  |  | Olympus | Bronchoscope |  | BRONCHOSCOPE-Olympus-BF-160 |  |  |  |  | Not Covered Vendor Only - Biomedical | MHHS-Southwest
NO | NO | [5 empty] | Olympus America | BF-160 |  |  | SW - SCOPES | MHHS-Southwest |  | Bronchoscope |  |  |  | Southwest |  | SW - SCOPES | [5 empty] | BRONCHOSCOPES, FLEXIBLE, VIDEO |  | BRONCHOSCOPE-Olympus-BF-160 | BRONCHOSCOPE | BF-160 |  |  |  | Olympus | Bronchoscope |  | BRONCHOSCOPE-Olympus-BF-160 |  |  |  |  | Not Covered Vendor Only - Biomedical | MHHS-Southwest
NO | NO | [5 empty] | Olympus America | BF-160 |  |  | SW - SCOPES | MHHS-Southwest |  | Bronchoscope |  |  |  | Southwest |  | SW - SCOPES | [5 empty] | BRONCHOSCOPES, FLEXIBLE, VIDEO |  | BRONCHOSCOPE-Olympus-BF-160 | BRONCHOSCOPE | BF-160 |  |  |  | Olympus | Bronchoscope |  | BRONCHOSCOPE-Olympus-BF-160 |  |  |  |  | Not Covered Vendor Only - Biomedical | MHHS-Southwest
NO | NO | [5 empty] | Olympus America | BF-160 |  |  | SUGAR LAND - ENDOSCOPY | MHHS-Sugarland |  | Bronchoscope |  |  |  | Sugar Land |  | SUGAR LAND - ENDOSCOPY | [5 empty] | BRONCHOSCOPES, FLEXIBLE, VIDEO |  | BRONCHOSCOPE-Olympus-BF-160 | BRONCHOSCOPE | BF-160 |  |  |  | Olympus | Bronchoscope |  | BRONCHOSCOPE-Olympus-BF-160 |  |  |  |  | Not Covered Vendor Only - Biomedical | MHHS-Sugarland
NO | NO | [5 empty] | Olympus America | BF-1T160 |  |  | SW - ENDOSCOPY | MHHS-Southwest |  | Bronchoscope |  |  |  | Southwest |  | SW - ENDOSCOPY | [5 empty] | BRONCHOSCOPES, FLEXIBLE, VIDEO |  | BRONCHOSCOPE-Olympus-BF-1T160 | BRONCHOSCOPE | BF-1T160 |  |  |  | Olympus | Bronchoscope |  | BRONCHOSCOPE-Olympus-BF-1T160 |  |  |  |  | Not Covered Vendor Only - Biomedical | MHHS-Southwest
NO | NO | [5 empty] | Olympus America | BF-1T160 |  |  | SW - SCOPES | MHHS-Southwest |  | Bronchoscope |  |  |  | Southwest |  | SW - SCOPES | [5 empty] | BRONCHOSCOPES, FLEXIBLE, VIDEO |  | BRONCHOSCOPE-Olympus-BF-1T160 | BRONCHOSCOPE | BF-1T160 |  |  |  | Olympus | Bronchoscope |  | BRONCHOSCOPE-Olympus-BF-1T160 |  |  |  |  | No Coverage Specified | MHHS-Southwest
NO | YES | [5 empty] | Olympus America | BF-H190 |  |  | Pearland-Endoscopy | MHHS-Pearland Hospital |  | Bronchoscope |  |  |  | Pearland | MHHS-Pearland Hospital | Pearland-Endoscopy | Scope Cabinet | 12/1/17 |  |  |  | BRONCHOSCOPES, FLEXIBLE, VIDEO | Bronchoscope | BRONCHOSCOPE-Olympus-BF-H190 | BRONCHOSCOPE | BF-H190 |  |  |  | Olympus | Bronchoscope |  | BRONCHOSCOPE-Olympus-BF-H190 |  | 12/1/20 |  |  | Not Covered Vendor Only - Biomedical | MHHS-Pearland Hospital | [8 empty] | BRONCHOSCOPE | Bronchoscope | Olympus
NO | NO | [5 empty] | Olympus America | BF-N20 |  |  | TMC - RESPIRATORY - PEDI | MHHS-TMC |  | Bronchoscope |  |  |  | TMC |  | TMC - RESPIRATORY - PEDI | [5 empty] | ENDOSCOPES, FLEXIBLE |  | BRONCHOSCOPE-Olympus-BFN-20 | BRONCHOSCOPE | BFN-20 |  |  |  | Olympus | Bronchoscope |  |  | BRONCHOSCOPE-Olympus-BFN-20 |  |  |  | Not Covered Vendor Only - Biomedical | MHHS-TMC
NO | NO | [5 empty] | Olympus America | BF-N20 |  |  | TMC - RESPIRATORY - PEDI | MHHS-TMC |  | Bronchoscope |  |  |  | TMC |  | TMC - RESPIRATORY - PEDI | [5 empty] | ENDOSCOPES, FLEXIBLE |  | BRONCHOSCOPE-Olympus-BFN-20 | BRONCHOSCOPE | BFN-20 |  |  |  | Olympus | Bronchoscope |  |  | BRONCHOSCOPE-Olympus-BFN-20 |  |  |  | Not Covered Vendor Only - Biomedical | MHHS-TMC
NO | NO | [5 empty] | Olympus America | BF-N20 |  |  | TMC - RESPIRATORY - PEDI | MHHS-TMC |  | Bronchoscope |  |  |  | TMC |  | TMC - RESPIRATORY - PEDI | [5 empty] | ENDOSCOPES, FLEXIBLE |  | BRONCHOSCOPE-Olympus-BFN-20 | BRONCHOSCOPE | BFN-20 |  |  |  | Olympus | Bronchoscope |  |  | BRONCHOSCOPE-Olympus-BFN-20 |  |  |  | Not Covered Vendor Only - Biomedical | MHHS-TMC
NO | NO | [5 empty] | Olympus America | BF-P160 |  |  | WOODLANDS - ENDOSCOPY | MHHS-Woodlands |  | Bronchoscope |  |  |  | Woodlands |  | WOODLANDS - ENDOSCOPY | [5 empty] | ENDOSCOPES, FLEXIBLE |  | BRONCHOSCOPE-Olympus-BF-P160 | BRONCHOSCOPE | BF-P160 |  |  |  | Olympus | Bronchoscope |  | BRONCHOSCOPE-Olympus-BF-P160 |  |  |  |  | Not Covered Vendor Only - Biomedical | MHHS-Woodlands
NO | NO | [5 empty] | Olympus America | BF-P160 |  |  | WOODLANDS - ENDOSCOPY | MHHS-Woodlands |  | Bronchoscope |  |  |  | Woodlands |  | WOODLANDS - ENDOSCOPY | [5 empty] | ENDOSCOPES, FLEXIBLE |  | BRONCHOSCOPE-Olympus-BF-P160 | BRONCHOSCOPE | BF-P160 |  |  |  | Olympus | Bronchoscope |  | BRONCHOSCOPE-Olympus-BF-P160 |  |  |  |  | Not Covered Vendor Only - Biomedical | MHHS-Woodlands
NO | NO | [5 empty] | Olympus America | BF-P160 |  |  | WOODLANDS - ENDOSCOPY | MHHS-Woodlands |  | Bronchoscope |  |  |  | Woodlands |  | WOODLANDS - ENDOSCOPY | [5 empty] | ENDOSCOPES, FLEXIBLE |  | BRONCHOSCOPE-Olympus-BF-P160 | BRONCHOSCOPE | BF-P160 |  |  |  | Olympus | Bronchoscope |  | BRONCHOSCOPE-Olympus-BF-P160 |  |  |  |  | Not Covered Vendor Only - Biomedical | MHHS-Woodlands
NO | YES | [5 empty] | Olympus America | BF-Q180 |  |  | Katy-Endoscopy | MHHS-Katy |  | Bronchoscope |  |  |  | Katy | MHHS-Katy | Katy-Endoscopy | Storage w2-326 |  |  |  |  | BRONCHOSCOPES, FLEXIBLE, VIDEO | Bronchoscope | BRONCHOSCOPE-Olympus-BF-Q180 | BRONCHOSCOPE | BF-Q180 |  |  |  | Olympus | Bronchoscope |  | BRONCHOSCOPE-Olympus-BF-Q180 |  | 12/1/20 |  |  | Not Covered Vendor Only - Biomedical | MHHS-Katy | [8 empty] | BRONCHOSCOPE | Bronchoscope | Olympus
NO | NO | [5 empty] | Olympus America | BF-Q180 |  |  | SW - SCOPES | MHHS-Southwest |  | Bronchoscope |  |  |  | Southwest |  | SW - SCOPES | [5 empty] | BRONCHOSCOPES, FLEXIBLE, VIDEO |  | BRONCHOSCOPE-Olympus-BF-Q180 | BRONCHOSCOPE | BF-Q180 |  |  |  | Olympus | Bronchoscope |  | BRONCHOSCOPE-Olympus-BF-Q180 |  |  |  |  | Not Covered Vendor Only - Biomedical | MHHS-Southwest
NO | NO | [5 empty] | Olympus America | BF-Q180 |  |  | WOODLANDS - ENDOSCOPY | MHHS-Woodlands |  | Bronchoscope |  |  |  | Woodlands |  | WOODLANDS - ENDOSCOPY | [5 empty] | BRONCHOSCOPES, FLEXIBLE, VIDEO |  | BRONCHOSCOPE-Olympus-BF-Q180 | BRONCHOSCOPE | BF-Q180 |  |  |  | Olympus | Bronchoscope |  | BRONCHOSCOPE-Olympus-BF-Q180 |  |  |  |  | Not Covered Vendor Only - Biomedical | MHHS-Woodlands
NO | NO | [5 empty] | Olympus America | BF-UC180F |  |  | SW - SCOPES | MHHS-Southwest |  | Bronchoscope |  |  |  | Southwest |  | SW - SCOPES | [5 empty] | ENDOSCOPES, FLEXIBLE |  | BRONCHOSCOPE-OLYMPUS-BF-UC180F | BRONCHOSCOPE | BF-UC180F |  |  |  | Olympus | Bronchoscope |  | BRONCHOSCOPE-OLYMPUS-BF-UC180F |  |  |  |  | Not Covered Vendor Only - Biomedical | MHHS-Southwest
NO | NO | [5 empty] | Olympus America | BF-XT40 |  |  | GH - OR | MHHS-Greater Heights |  | Bronchoscope |  |  |  | Central & Greater Heights |  | GH - OR | [5 empty] | ENDOSCOPES, FLEXIBLE |  | BRONCHOSCOPE-Olympus-BF-XT40 | BRONCHOSCOPE | BF-XT40 |  |  |  | Olympus | Bronchoscope |  | BRONCHOSCOPE-Olympus-BF-XT40 |  |  |  |  | Not Covered Vendor Only - Biomedical | MHHS-Greater Heights
NO | NO | [5 empty] | Olympus America | BH2 |  |  | SW - LABORATORY - MICROBIOLOGY | MHHS-Southwest |  | Microscope, Laboratory |  |  |  | Southwest |  | SW - LABORATORY - MICROBIOLOGY | [5 empty] | MICROSCOPES, LIGHT, LABORATORY |  | MICROSCOPELAB-Olympus-BH-2 | MICROSCOPELAB | BH-2 |  |  |  | Olympus | Microscope, Laboratory |  |  | MICROSCOPELAB-Olympus-BH-2 |  |  |  | Not Covered Vendor Only - Biomedical | MHHS-Southwest
NO | NO |  |  |  | 069-00516 |  | Olympus America | BH2-RFL-T3 |  |  | SW - LABORATORY - HISTOLOGY | MHHS-Southwest |  |  |  | 069-00516 |  | Southwest |  | SW - LABORATORY - HISTOLOGY | [5 empty] | POWER SUPPLIES |  | .needs class | [5 empty] | Olympus | [7 empty] | Not Covered Vendor Only - Biomedical | MHHS-Southwest
YES | YES |  |  |  | 041-33032 | 041-33032 | Olympus America | BX35F |  | 3A43543 | TMC - LABORATORY - ANATOMIC PATHOLOGY (2R) |  |  |  |  | 041-33032 | 041-33032 | TMC | Memorial Hermann-Texas Medical Center | TMC - LABORATORY - ANATOMIC PATHOLOGY (2R) | Anatomic pathology office |  |  | 5/1/19
NO | YES |  |  |  | 069-06126 | 069-06126 | Olympus America | BX40 |  | 3G00648 | TMC-Laboratory-Chemistry (1R) | MHHS-TMC |  | Microscope, Laboratory |  | 069-06126 | 069-06126 | TMC | MHHS-TMC | TMC-Laboratory-Chemistry (1R) | Center |  |  |  |  | MICROSCOPES, LIGHT, LABORATORY |  | MICROSCOPELAB-Olympus-BX40 | MICROSCOPELAB | BX40 |  |  |  | Olympus | Microscope, Laboratory |  | MICROSCOPELAB-Olympus-BX40 |  | 11/1/20 |  |  | Not Covered Vendor Only - Biomedical | MHHS-TMC
NO | YES |  |  |  | 069-13401 | 069-13401 | Olympus America | BX40F4 |  | 8M08951 | SW-Laboratory-Microbiology | MHHS-Southwest |  | Microscope, Laboratory |  | 069-13401 | 069-13401 | Southwest | MHHS-Southwest | SW-Laboratory-Microbiology | Microbiology |  |  |  |  | MICROSCOPES, LIGHT, LABORATORY | Microscope, Laboratory | MICROSCOPELAB-OLYMPUS-BX40F4 | MICROSCOPELAB | BX40F4 |  |  |  | Olympus | Microscope, Laboratory |  | MICROSCOPELAB-OLYMPUS-BX40F4 |  | 11/1/20 |  | ML-A | Not Covered Vendor Only - Biomedical | MHHS-Southwest | [8 empty] | MICROSCOPELAB | Microscope, Laboratory | Olympus
NO | NO | [5 empty] | Olympus America | BX40F4 |  | 8L07526 | NE - LABORATORY | MHHS-Northeast |  | Microscope, Laboratory |  |  |  | Katy |  | NE - LABORATORY | [5 empty] | MICROSCOPES, LIGHT, LABORATORY |  | MICROSCOPELAB-OLYMPUS-BX40F4 | MICROSCOPELAB | BX40F4 |  |  |  | Olympus | Microscope, Laboratory |  | MICROSCOPELAB-OLYMPUS-BX40F4 |  |  |  |  | Not Covered Vendor Only - Biomedical | MHHS-Northeast
NO | YES | Serial Number 6B24008 |  |  |  |  | Olympus America | BX41 |  | 6B24008 | MHOSH-Laboratory | MHHS Orthopedic & Spine |  | Microscope, Laboratory |  |  |  | Central & Greater Heights | MHHS-Orthopedic & Spine | MHOSH-Laboratory |  | 5/30/19 |  |  |  | MICROSCOPES, LIGHT, LABORATORY | Microscope, Laboratory | MICROSCOPELAB-Olympus-BX41 | MICROSCOPELAB | BX41 |  |  |  | Olympus | Microscope, Laboratory |  | MICROSCOPELAB-Olympus-BX41 |  | 11/1/20 | MHOSH Inventory Dec 2019 into 2020 - Copy.xls - Newly Verified | ML-A | Not Covered Vendor Only - Biomedical | MHHS Orthopedic & Spine | [8 empty] | MICROSCOPELAB | Microscope, Laboratory | Olympus
NO | YES |  |  |  | 005-11932 | 005-11932 | Olympus America | BX41 |  | 7H20530 | Pearland-Laboratory-Pathology | MHHS-Pearland Hospital |  | Microscope, Laboratory |  | 005-11932 | 005-11932 | Pearland | MHHS-Pearland Hospital | Pearland-Laboratory-Pathology | Lab in a office 112.1 | 3/1/19 | 3/1/19 |  |  | MICROSCOPES, LIGHT, LABORATORY | Microscope, Laboratory | MICROSCOPELAB-Olympus-BX41 | MICROSCOPELAB | BX41 |  |  |  | Olympus | Microscope, Laboratory |  | MICROSCOPELAB-Olympus-BX41 |  | 11/1/20 |  | ML-A | Not Covered Vendor Only - Biomedical | MHHS-Pearland Hospital | [8 empty] | MICROSCOPELAB | Microscope, Laboratory | Olympus
NO | YES |  |  |  | 013-19333 | 013-19333 | Olympus America | BX41 |  | 7C25641 | SW-Laboratory | MHHS-Southwest |  | Microscope, Laboratory |  | 013-19333 | 013-19333 | Southwest | MHHS-Southwest | SW-Laboratory | Core Lab - closet office |  |  |  | Service Date | MICROSCOPES, LIGHT, LABORATORY | Microscope, Laboratory | MICROSCOPELAB-Olympus-BX41 | MICROSCOPELAB | BX41 |  |  |  | Olympus | Microscope, Laboratory |  | MICROSCOPELAB-Olympus-BX41 |  | 11/1/20 |  | ML-A | Not Covered Vendor Only - Biomedical | MHHS-Southwest | [8 empty] | MICROSCOPELAB | Microscope, Laboratory | Olympus
NO | YES |  |  |  | 013-35805 | 013-35805 | Olympus America | BX41 |  | 1F03634 | SW-Laboratory-Microbiology | MHHS-Southwest |  | Microscope, Laboratory |  | 013-35805 | 013-35805 | Southwest | MHHS-Southwest | SW-Laboratory-Microbiology | Micro-AFB Fungus |  |  |  |  | MICROSCOPES, LIGHT, LABORATORY | Microscope, Laboratory | MICROSCOPELAB-Olympus-BX41 | MICROSCOPELAB | BX41 |  |  |  | Olympus | Microscope, Laboratory |  | MICROSCOPELAB-Olympus-BX41 |  | 11/1/20 |  | ML-A | Not Covered Vendor Only - Biomedical | MHHS-Southwest | [8 empty] | MICROSCOPELAB | Microscope, Laboratory | Olympus
NO | YES |  |  |  | 013-35826 | 013-35826 | Olympus America | BX41 |  | 5J15229 | SW-Laboratory-Microbiology | MHHS-Southwest |  | Microscope, Laboratory |  | 013-35826 | 013-35826 | Southwest | MHHS-Southwest | SW-Laboratory-Microbiology | Microbiology | 2/1/20 |  |  |  | MICROSCOPES, LIGHT, LABORATORY | Microscope, Laboratory | MICROSCOPELAB-Olympus-BX41 | MICROSCOPELAB | BX41 |  |  |  | Olympus | Microscope, Laboratory |  | MICROSCOPELAB-Olympus-BX41 |  | 11/1/20 |  | ML-A | Not Covered Vendor Only - Biomedical | MHHS-Southwest | [8 empty] | MICROSCOPELAB | Microscope, Laboratory | Olympus
NO | YES |  |  |  | 013-35827 | 013-35827 | Olympus America | BX41 |  | 0F22299 | SW-Laboratory-Microbiology | MHHS-Southwest |  | Microscope, Laboratory |  | 013-35827 | 013-35827 | Southwest | MHHS-Southwest | SW-Laboratory-Microbiology | Microbiology | 2/1/20 |  | 3/1/20 |  | MICROSCOPES, LIGHT, LABORATORY | Microscope, Laboratory | MICROSCOPELAB-Olympus-BX41 | MICROSCOPELAB | BX41 |  |  |  | Olympus | Microscope, Laboratory |  | MICROSCOPELAB-Olympus-BX41 |  | 11/1/20 |  | ML-A | Not Covered Vendor Only - Biomedical | MHHS-Southwest | [8 empty] | MICROSCOPELAB | Microscope, Laboratory | Olympus
NO | YES |  |  |  | 013-35837 | 013-35837 | Olympus America | BX41 |  | 1H06063 | SW-Laboratory-Microbiology | MHHS-Southwest |  | Microscope, Laboratory |  | 013-35837 | 013-35837 | Southwest | MHHS-Southwest | SW-Laboratory-Microbiology | Microbiology |  |  |  | PM Not Required | MICROSCOPES, LIGHT, LABORATORY | Microscope, Laboratory | MICROSCOPELAB-Olympus-BX41 | MICROSCOPELAB | BX41 |  |  |  | Olympus | Microscope, Laboratory |  | MICROSCOPELAB-Olympus-BX41 |  | 11/1/20 |  | ML-A | Not Covered Vendor Only - Biomedical | MHHS-Southwest | [8 empty] | MICROSCOPELAB | Microscope, Laboratory | Olympus
NO | YES |  |  |  | 129-00692 | 129-00692 | Olympus America | BX41 |  | 0B20657 | Sugar Land-Laboratory | MHHS-Sugarland |  | Microscope, Laboratory |  | 129-00692 | 129-00692 | Sugar Land | MHHS-Sugarland | Sugar Land-Laboratory | Pathology | 1/1/19 |  | 1/1/20 |  | MICROSCOPES, LIGHT, LABORATORY | Microscope, Laboratory | MICROSCOPELAB-Olympus-BX41 | MICROSCOPELAB | BX41 |  |  |  | Olympus | Microscope, Laboratory |  | MICROSCOPELAB-Olympus-BX41 |  | 11/1/20 |  | ML-A | Not Covered Vendor Only - Biomedical | MHHS-Sugarland | [8 empty] | MICROSCOPELAB | Microscope, Laboratory | Olympus
NO | YES |  |  |  | 129-00694 | 129-00694 | Olympus America | BX41 |  | 0b20699 | Sugar Land-Laboratory | MHHS-Sugarland |  | Microscope, Laboratory |  | 129-00694 | 129-00694 | Sugar Land | MHHS-Sugarland | Sugar Land-Laboratory | Lavatory | 1/1/19 |  | 1/1/20 |  | MICROSCOPES, LIGHT, LABORATORY | Microscope, Laboratory | MICROSCOPELAB-Olympus-BX41 | MICROSCOPELAB | BX41 |  |  |  | Olympus | Microscope, Laboratory |  | MICROSCOPELAB-Olympus-BX41 |  | 11/1/20 |  | ML-A | Not Covered Vendor Only - Biomedical | MHHS-Sugarland | [8 empty] | MICROSCOPELAB | Microscope, Laboratory | Olympus
NO | YES |  |  |  | 129-00715 | 129-00715 | Olympus America | BX41 |  | 0C13366 | Sugar Land-Laboratory | MHHS-Sugarland |  | Microscope, Laboratory |  | 129-00715 | 129-00715 | Sugar Land | MHHS-Sugarland | Sugar Land-Laboratory | Laboratory | 1/1/19 |  | 1/1/20 |  | MICROSCOPES, LIGHT, LABORATORY | Microscope, Laboratory | MICROSCOPELAB-Olympus-BX41 | MICROSCOPELAB | BX41 |  |  |  | Olympus | Microscope, Laboratory |  | MICROSCOPELAB-Olympus-BX41 |  | 11/1/20 |  | ML-A | Not Covered Vendor Only - Biomedical | MHHS-Sugarland | [8 empty] | MICROSCOPELAB | Microscope, Laboratory | Olympus
NO | YES |  |  |  | 069-00459 | 069-00459 | Olympus America | BX41 |  | 0F22301 | TMC-Laboratory-Blood Bank (1R) | MHHS-TMC |  | Microscope, Laboratory |  | 069-00459 | 069-00459 | TMC | MHHS-TMC | TMC-Laboratory-Blood Bank (1R) | LABORATORY | 12/1/18 |  |  | Works but not well | MICROSCOPES, LIGHT, LABORATORY |  | MICROSCOPELAB-Olympus-BX41 | MICROSCOPELAB | BX41 |  |  |  | Olympus | Microscope, Laboratory |  | MICROSCOPELAB-Olympus-BX41 |  | 11/1/20 |  |  | Not Covered Vendor Only - Biomedical | MHHS-TMC
NO | YES |  |  |  | 069-17658 | 069-17658 | Olympus America | BX41 |  | 1F17063 | Memorial Hermann- Texas Medical Center Ribinson | MHHS-TMC |  | Microscope, Laboratory |  | 069-17658 | 069-17658 | TMC | TMC | Memorial Hermann- Texas Medical Center Ribinson | R1220.3 | 12/1/15 |  | 5/1/19 |  | MICROSCOPES, LIGHT, LABORATORY |  | MICROSCOPELAB-Olympus-BX41 | MICROSCOPELAB | BX41 |  |  |  | Olympus | Microscope, Laboratory |  | MICROSCOPELAB-Olympus-BX41 |  | 11/1/20 |  |  | Not Covered Vendor Only - Biomedical | MHHS-TMC
NO | YES |  |  |  | 069-00514 | 069-00514 | Olympus America | BX41 |  | 0F22292 | TMC-Laboratory-Microbiology (1R) | MHHS-TMC |  | Microscope, Laboratory |  | 069-00514 | 069-00514 | TMC | MHHS-TMC | TMC-Laboratory-Microbiology (1R) | TMC - LABORATORY - MICROBI | 12/1/16 |  |  |  | MICROSCOPES, LIGHT, LABORATORY |  | MICROSCOPELAB-Olympus-BX41 | MICROSCOPELAB | BX41 |  |  |  | Olympus | Microscope, Laboratory |  | MICROSCOPELAB-Olympus-BX41 |  | 11/1/20 |  |  | Not Covered Vendor Only - Biomedical | MHHS-TMC
NO | YES |  |  |  | 069-37214 | 069-37214 | Olympus America | BX41 |  | 7D15332 | TMC-Laboratory-Microbiology (1R) | MHHS-TMC |  | Microscope, Laboratory |  | 069-37214 | 069-37214 | TMC | MHHS-TMC | TMC-Laboratory-Microbiology (1R) | Microbiology |  |  |  |  | MICROSCOPES, LIGHT, LABORATORY |  | MICROSCOPELAB-Olympus-BX41 | MICROSCOPELAB | BX41 |  |  |  | Olympus | Microscope, Laboratory |  | MICROSCOPELAB-Olympus-BX41 |  | 11/1/20 |  |  | Not Covered Vendor Only - Biomedical | MHHS-TMC
NO | YES |  |  |  | 069-37215 |  | Olympus America | BX41 |  | 1F17023 | Memorial Hermann- Texas Medical Center Ribinson | MHHS-TMC |  | Microscope, Laboratory |  | 069-37215 |  | TMC | TMC | Memorial Hermann- Texas Medical Center Ribinson | R1220.3 | 12/1/16 |  | 11/1/18 |  | MICROSCOPES, LIGHT, LABORATORY |  | MICROSCOPELAB-Olympus-BX41 | MICROSCOPELAB | BX41 |  |  |  | Olympus | Microscope, Laboratory |  | MICROSCOPELAB-Olympus-BX41 |  | 11/1/20 |  |  | Not Covered Vendor Only - Biomedical | MHHS-TMC
NO | NO |  |  |  | 005-11755 |  | Olympus America | BX41 |  | 7L20953 | SE - LABORATORY - PATHOLOGY | MHHS-Southeast |  | Microscope, Laboratory |  | 005-11755 |  | Southeast & Bay Area |  | SE - LABORATORY - PATHOLOGY | [5 empty] | MICROSCOPES, LIGHT, LABORATORY |  | MICROSCOPELAB-Olympus-BX41 | MICROSCOPELAB | BX41 |  |  |  | Olympus | Microscope, Laboratory |  | MICROSCOPELAB-Olympus-BX41 |  |  |  |  | Not Covered Vendor Only - Biomedical | MHHS-Southeast
NO | NO |  |  |  | 013-09333 |  | Olympus America | BX41 |  | 7C25542 | SW - LABORATORY | MHHS-Southwest |  | Microscope, Laboratory |  | 013-09333 |  | Southwest |  | SW - LABORATORY | [5 empty] | MICROSCOPES, LIGHT, LABORATORY |  | MICROSCOPELAB-Olympus-BX41 | MICROSCOPELAB | BX41 |  |  |  | Olympus | Microscope, Laboratory |  | MICROSCOPELAB-Olympus-BX41 |  |  |  |  | Not Covered Vendor Only - Biomedical | MHHS-Southwest
NO | NO | [5 empty] | Olympus America | BX41 |  |  | SW - LABORATORY - MICROBIOLOGY | MHHS-Southwest |  | Microscope, Laboratory |  |  |  | Southwest |  | SW - LABORATORY - MICROBIOLOGY | [5 empty] | MICROSCOPES, LIGHT, LABORATORY |  | MICROSCOPELAB-Olympus-BX41 | MICROSCOPELAB | BX41 |  |  |  | Olympus | Microscope, Laboratory |  | MICROSCOPELAB-Olympus-BX41 |  |  |  |  | Not Covered Vendor Only - Biomedical | MHHS-Southwest
NO | NO | [5 empty] | Olympus America | BX41 |  |  | SW - LABORATORY - MICROBIOLOGY | MHHS-Southwest |  | Microscope, Laboratory |  |  |  | Southwest |  | SW - LABORATORY - MICROBIOLOGY | [5 empty] | MICROSCOPES, LIGHT, LABORATORY |  | MICROSCOPELAB-Olympus-BX41 | MICROSCOPELAB | BX41 |  |  |  | Olympus | Microscope, Laboratory |  | MICROSCOPELAB-Olympus-BX41 |  |  |  |  | Not Covered Vendor Only - Biomedical | MHHS-Southwest
NO | YES |  |  |  | 013-19335 | 013-19335 | Olympus America | BX41TF |  | 0C07278 | SW-Laboratory-Chemistry | MHHS-Southwest |  | Microscope, Laboratory |  | 013-19335 | 013-19335 | Southwest | MHHS-Southwest | SW-Laboratory-Chemistry | Lab |  |  |  |  | MICROSCOPES, LIGHT, LABORATORY | Microscope, Laboratory | MICROSCOPELAB-Olympus-BX41TF | MICROSCOPELAB | BX41TF |  |  |  | Olympus | Microscope, Laboratory |  | MICROSCOPELAB-Olympus-BX41TF |  | 11/1/20 |  | ML-A | Not Covered Vendor Only - Biomedical | MHHS-Southwest | [8 empty] | MICROSCOPELAB | Microscope, Laboratory | Olympus
NO | YES |  |  |  | 069-00512 | 069-00512 | Olympus America | BX41TF |  | 1F03692 | SW-Laboratory-Microbiology | MHHS-Southwest |  | Microscope, Laboratory |  | 069-00512 | 069-00512 | Southwest | MHHS-Southwest | SW-Laboratory-Microbiology | Microbiology |  |  |  |  | MICROSCOPES, LIGHT, LABORATORY | Microscope, Laboratory | MICROSCOPELAB-Olympus-BX41TF | MICROSCOPELAB | BX41TF |  |  |  | Olympus | Microscope, Laboratory |  | MICROSCOPELAB-Olympus-BX41TF |  | 11/1/20 |  | ML-A | Not Covered Vendor Only - Biomedical | MHHS-Southwest | [8 empty] | MICROSCOPELAB | Microscope, Laboratory | Olympus
NO | NO |  |  |  | 069-36828 |  | Olympus America | BX41TF |  | 5J17748 | TMC - PLAZA - CANCER CENTER (STE 2900) | MHHS-TMC |  | Microscope, Laboratory |  | 069-36828 |  | TMC |  | TMC - PLAZA - CANCER CENTER (STE 2900) | [5 empty] | MICROSCOPES, LIGHT, LABORATORY |  | MICROSCOPELAB-Olympus-BX41TF | MICROSCOPELAB | BX41TF |  |  |  | Olympus | Microscope, Laboratory |  | MICROSCOPELAB-Olympus-BX41TF |  |  |  |  | Not Covered Vendor Only - Biomedical | MHHS-TMC
NO | NO |  |  |  | 029-03688 |  | Olympus America | BX41TF |  | 5B09574 | WOODLANDS - LABORATORY | MHHS-Woodlands |  | Microscope, Laboratory |  | 029-03688 |  | Woodlands |  | WOODLANDS - LABORATORY | [5 empty] | MICROSCOPES, LIGHT, LABORATORY |  | MICROSCOPELAB-Olympus-BX41TF | MICROSCOPELAB | BX41TF |  |  |  | Olympus | Microscope, Laboratory |  | MICROSCOPELAB-Olympus-BX41TF |  |  |  |  | Not Covered Vendor Only - Biomedical | MHHS-Woodlands
NO | NO |  |  |  | 029-03689 |  | Olympus America | BX41TF |  | 5C10347 | WOODLANDS - LABORATORY | MHHS-Woodlands |  | Microscope, Laboratory |  | 029-03689 |  | Woodlands |  | WOODLANDS - LABORATORY | [5 empty] | MICROSCOPES, LIGHT, LABORATORY |  | MICROSCOPELAB-Olympus-BX41TF | MICROSCOPELAB | BX41TF |  |  |  | Olympus | Microscope, Laboratory |  | MICROSCOPELAB-Olympus-BX41TF |  |  |  |  | Not Covered Vendor Only - Biomedical | MHHS-Woodlands
NO | NO |  |  |  | 029-05290 |  | Olympus America | BX41TF |  | 7C25646 | WOODLANDS - LABORATORY | MHHS-Woodlands |  | Microscope, Laboratory |  | 029-05290 |  | Woodlands |  | WOODLANDS - LABORATORY | [5 empty] | MICROSCOPES, LIGHT, LABORATORY |  | MICROSCOPELAB-Olympus-BX41TF | MICROSCOPELAB | BX41TF |  |  |  | Olympus | Microscope, Laboratory |  | MICROSCOPELAB-Olympus-BX41TF |  |  |  |  | Not Covered Vendor Only - Biomedical | MHHS-Woodlands
NO | YES |  |  |  | 151-01466 | 151-01466 | Olympus America | BX43 |  | 6K46623 | CY-Laboratory | MHHS-Cypress |  | Microscope, Laboratory |  | 151-01466 | 151-01466 | Northwest | MHHS-Cypress | CY-Laboratory | Hematology | 2/1/19 | 2/1/20 |  |  | MICROSCOPES, LIGHT, LABORATORY | Microscope, Laboratory | MICROSCOPELAB-Olympus-BX43 | MICROSCOPELAB | BX43 |  |  |  | Olympus | Microscope, Laboratory |  | MICROSCOPELAB-Olympus-BX43 |  | 11/1/20 |  | ML-A | Not Covered Vendor Only - Biomedical | MHHS-Cypress | [8 empty] | MICROSCOPELAB | Microscope, Laboratory | Olympus
NO | YES |  |  |  | 151-01467 | 151-01467 | Olympus America | BX43 |  | 6K46628 | CY-Laboratory | MHHS-Cypress |  | Microscope, Laboratory |  | 151-01467 | 151-01467 | Northwest | MHHS-Cypress | CY-Laboratory | Hematology | 2/1/19 | 2/1/20 |  |  | MICROSCOPES, LIGHT, LABORATORY | Microscope, Laboratory | MICROSCOPELAB-Olympus-BX43 | MICROSCOPELAB | BX43 |  |  |  | Olympus | Microscope, Laboratory |  | MICROSCOPELAB-Olympus-BX43 |  | 11/1/20 |  | ML-A | Not Covered Vendor Only - Biomedical | MHHS-Cypress | [8 empty] | MICROSCOPELAB | Microscope, Laboratory | Olympus
NO | YES |  |  |  | 151-01468 | 151-01468 | Olympus America | BX43 |  | 6K46629 | CY-Laboratory | MHHS-Cypress |  | Microscope, Laboratory |  | 151-01468 | 151-01468 | Northwest | MHHS-Cypress | CY-Laboratory | Pathology | 2/1/19 | 2/1/20 |  |  | MICROSCOPES, LIGHT, LABORATORY | Microscope, Laboratory | MICROSCOPELAB-Olympus-BX43 | MICROSCOPELAB | BX43 |  |  |  | Olympus | Microscope, Laboratory |  | MICROSCOPELAB-Olympus-BX43 |  | 11/1/20 |  | ML-A | Not Covered Vendor Only - Biomedical | MHHS-Cypress | [8 empty] | MICROSCOPELAB | Microscope, Laboratory | Olympus
NO | YES |  |  |  | 151-01469 | 151-01469 | Olympus America | BX43 |  | 6K46636 | CY-Laboratory | MHHS-Cypress |  | Microscope, Laboratory |  | 151-01469 | 151-01469 | Northwest | MHHS-Cypress | CY-Laboratory | Rm 412 pathologist | 2/1/19 | 2/1/20 |  |  | MICROSCOPES, LIGHT, LABORATORY | Microscope, Laboratory | MICROSCOPELAB-Olympus-BX43 | MICROSCOPELAB | BX43 |  |  |  | Olympus | Microscope, Laboratory |  | MICROSCOPELAB-Olympus-BX43 |  | 11/1/20 |  | ML-A | Not Covered Vendor Only - Biomedical | MHHS-Cypress | [8 empty] | MICROSCOPELAB | Microscope, Laboratory | Olympus
NO | YES |  |  |  | 151-01470 | 151-01470 | Olympus America | BX43 |  | 6K46635 | CY-Laboratory | MHHS-Cypress |  | Microscope, Laboratory |  | 151-01470 | 151-01470 | Northwest | MHHS-Cypress | CY-Laboratory | Pathology | 2/1/19 | 2/1/20 |  |  | MICROSCOPES, LIGHT, LABORATORY | Microscope, Laboratory | MICROSCOPELAB-Olympus-BX43 | MICROSCOPELAB | BX43 |  |  |  | Olympus | Microscope, Laboratory |  | MICROSCOPELAB-Olympus-BX43 |  | 11/1/20 |  | ML-A | Not Covered Vendor Only - Biomedical | MHHS-Cypress | [8 empty] | MICROSCOPELAB | Microscope, Laboratory | Olympus
NO | YES |  |  |  | 151-01471 | 151-01471 | Olympus America | BX43 |  | 6K46627 | CY-Laboratory | MHHS-Cypress |  | Microscope, Laboratory |  | 151-01471 | 151-01471 | Northwest | MHHS-Cypress | CY-Laboratory | Hematology | 2/1/19 | 2/1/20 |  |  | MICROSCOPES, LIGHT, LABORATORY | Microscope, Laboratory | MICROSCOPELAB-Olympus-BX43 | MICROSCOPELAB | BX43 |  |  |  | Olympus | Microscope, Laboratory |  | MICROSCOPELAB-Olympus-BX43 |  | 11/1/20 |  | ML-A | Not Covered Vendor Only - Biomedical | MHHS-Cypress | [8 empty] | MICROSCOPELAB | Microscope, Laboratory | Olympus
NO | YES |  |  |  | 151-01465 | 151-01465 | Olympus America | BX43 |  | 6L40698 | CY-Laboratory | MHHS-Cypress |  | Microscope, Laboratory |  | 151-01465 | 151-01465 | Northwest | MHHS-Cypress | CY-Laboratory | Blood bank | 2/1/19 |  |  |  | MICROSCOPES, LIGHT, LABORATORY | Microscope, Laboratory | MICROSCOPELAB-Olympus-BX43 | MICROSCOPELAB | BX43 |  |  |  | Olympus | Microscope, Laboratory |  | MICROSCOPELAB-Olympus-BX43 |  | 11/1/20 |  | ML-A | Not Covered Vendor Only - Biomedical | MHHS-Cypress | [8 empty] | MICROSCOPELAB | Microscope, Laboratory | Olympus
NO | YES |  |  |  | 009-08398 | 009-08398 | Olympus America | BX43 |  | 3M45567 | GH - LABORATORY | MHHS-Greater Heights |  | Microscope, Laboratory |  | 009-08398 | 009-08398 | Central | GH - LABORATORY | GH - LABORATORY | GH - LABORATORY |  |  |  |  | MICROSCOPES, LIGHT, LABORATORY |  | MICROSCOPELAB-Olympus-BX43 | MICROSCOPELAB | BX43 |  |  |  | Olympus | Microscope, Laboratory |  | MICROSCOPELAB-Olympus-BX43 |  |  |  |  | Not Covered Vendor Only - Biomedical | MHHS-Greater Heights
NO | YES |  |  |  | 009-08399 | 009-08399 | Olympus America | BX43 |  | 3M43855 | GH - LABORATORY | MHHS-Greater Heights |  | Microscope, Laboratory |  | 009-08399 | 009-08399 | Central | Memorial Hermann Greater Heights Hospital | GH - LABORATORY | Micro boiology |  |  |  |  | MICROSCOPES, LIGHT, LABORATORY |  | MICROSCOPELAB-Olympus-BX43 | MICROSCOPELAB | BX43 |  |  |  | Olympus | Microscope, Laboratory |  | MICROSCOPELAB-Olympus-BX43 |  |  |  |  | Not Covered Vendor Only - Biomedical | MHHS-Greater Heights
NO | YES |  |  |  | 009-09593 | 009-09593 | Olympus America | BX43 |  | 3M45580 | GH - LABORATORY | MHHS-Greater Heights |  | Microscope, Laboratory |  | 009-09593 | 009-09593 | Central | GH - LABORATORY | GH - LABORATORY | GH - LABORATORY |  |  |  |  | MICROSCOPES, LIGHT, LABORATORY |  | MICROSCOPELAB-Olympus-BX43 | MICROSCOPELAB | BX43 |  |  |  | Olympus | Microscope, Laboratory |  | MICROSCOPELAB-Olympus-BX43 |  |  |  |  | Not Covered Vendor Only - Biomedical | MHHS-Greater Heights
NO | YES | Serial Number 0m11641 |  |  | 041-15469 | 041-15469 | Olympus America | BX43 |  | 0m11641 | MEMORIAL CITY - LABORATORY - HEMATOLOGY | MHHS-Mem City |  | Microscope, Laboratory |  | 041-15469 | 041-15469 | West |  | MEMORIAL CITY - LABORATORY - HEMATOLOGY | Lab |  |  |  |  | MICROSCOPES, LIGHT, LABORATORY |  | MICROSCOPELAB-Olympus-BX43 | MICROSCOPELAB | BX43 |  |  |  | Olympus | Microscope, Laboratory |  | MICROSCOPELAB-Olympus-BX43 |  |  |  |  | Not Covered Vendor Only - Biomedical | MHHS-Mem City
NO | YES |  |  |  | 041-15470 | 041-15470 | Olympus America | BX43 |  | OL58985 | MEMORIAL CITY - LABORATORY - MICROBIOLOGY | MHHS-Mem City |  | Microscope, Laboratory |  | 041-15470 | 041-15470 | West |  | MEMORIAL CITY - LABORATORY - MICROBIOLOGY | Lab |  |  |  |  | MICROSCOPES, LIGHT, LABORATORY |  | MICROSCOPELAB-Olympus-BX43 | MICROSCOPELAB | BX43 |  |  |  | Olympus | Microscope, Laboratory |  | MICROSCOPELAB-Olympus-BX43 |  |  |  |  | Not Covered Vendor Only - Biomedical | MHHS-Mem City
NO | YES |  |  |  |  | 142-05292 | Olympus America | BX43 |  | 1G31723 | NE-Laboratory | MHHS-Northeast |  | Microscope, Laboratory |  |  | 142-05292 | Katy | MHHS-Northeast | NE-Laboratory | Speciman sampling | 5/1/19 | 5/1/20 |  |  | MICROSCOPES, LIGHT, LABORATORY | Microscope, Laboratory | MICROSCOPELAB-Olympus-BX43 | MICROSCOPELAB | BX43 |  |  |  | Olympus | Microscope, Laboratory |  | MICROSCOPELAB-Olympus-BX43 |  | 11/1/20 |  | ML-A | Not Covered Vendor Only - Biomedical | MHHS-Northeast | [8 empty] | MICROSCOPELAB | Microscope, Laboratory | Olympus
NO | YES |  |  |  |  | 142-05293 | Olympus America | BX43 |  | 1G29638 | NE-Laboratory | MHHS-Northeast |  | Microscope, Laboratory |  |  | 142-05293 | Katy | MHHS-Northeast | NE-Laboratory | Laborratory | 4/1/19 | 8/1/20 |  |  | MICROSCOPES, LIGHT, LABORATORY | Microscope, Laboratory | MICROSCOPELAB-Olympus-BX43 | MICROSCOPELAB | BX43 |  |  |  | Olympus | Microscope, Laboratory |  | MICROSCOPELAB-Olympus-BX43 |  | 11/1/20 |  | ML-A | Not Covered Vendor Only - Biomedical | MHHS-Northeast | [8 empty] | MICROSCOPELAB | Microscope, Laboratory | Olympus
NO | YES |  |  |  | 145-00292 | 145-00292 | Olympus America | BX43 |  | 4C42095 | Pearland-Laboratory-Main | MHHS-Pearland Hospital |  | Microscope, Laboratory |  | 145-00292 | 145-00292 | Pearland | MHHS-Pearland Hospital | Pearland-Laboratory-Main | Lab | 3/1/19 | 3/1/20 |  |  | MICROSCOPES, LIGHT, LABORATORY | Microscope, Laboratory | MICROSCOPELAB-Olympus-BX43 | MICROSCOPELAB | BX43 |  |  |  | Olympus | Microscope, Laboratory |  | MICROSCOPELAB-Olympus-BX43 |  | 11/1/20 |  | ML-A | Not Covered Vendor Only - Biomedical | MHHS-Pearland Hospital | [8 empty] | MICROSCOPELAB | Microscope, Laboratory | Olympus
NO | YES |  |  |  | 145-00296 | 145-00296 | Olympus America | BX43 |  | 4C42214 | Pearland-Laboratory-Main | MHHS-Pearland Hospital |  | Microscope, Laboratory |  | 145-00296 | 145-00296 | Pearland | MHHS-Pearland Hospital | Pearland-Laboratory-Main | Speciman processing | 3/1/19 | 3/1/20 |  |  | MICROSCOPES, LIGHT, LABORATORY | Microscope, Laboratory | MICROSCOPELAB-Olympus-BX43 | MICROSCOPELAB | BX43 |  |  |  | Olympus | Microscope, Laboratory |  | MICROSCOPELAB-Olympus-BX43 |  | 11/1/20 |  | ML-A | Not Covered Vendor Only - Biomedical | MHHS-Pearland Hospital | [8 empty] | MICROSCOPELAB | Microscope, Laboratory | Olympus
NO | YES |  |  |  | 142-05639 | 142-05639 | Olympus America | BX43 |  | 2H19025 | SC CCC-(NE)-Laboratory | MHHS-Summer Creek CCC |  | Microscope, Laboratory |  | 142-05639 | 142-05639 | Katy | MHHS-Others | SC CCC-(NE)-Laboratory |  | 7/1/19 | 7/1/20 |  |  | MICROSCOPES, LIGHT, LABORATORY | Microscope, Laboratory | MICROSCOPELAB-Olympus-BX43 | MICROSCOPELAB | BX43 |  |  |  | Olympus | Microscope, Laboratory |  | MICROSCOPELAB-Olympus-BX43 |  | 11/1/20 |  | ML-A | Not Covered Vendor Only - Biomedical | MHHS-Summer Creek CCC | [8 empty] | MICROSCOPELAB | Microscope, Laboratory | Olympus
NO | YES |  |  |  | 142-05640 | 142-05640 | Olympus America | BX43 |  | 2F39758 | SC CCC-(NE)-Laboratory | MHHS-Summer Creek CCC |  | Microscope, Laboratory |  | 142-05640 | 142-05640 | Katy | MHHS-Others | SC CCC-(NE)-Laboratory | Lab | 7/1/19 |  |  |  | MICROSCOPES, LIGHT, LABORATORY | Microscope, Laboratory | MICROSCOPELAB-Olympus-BX43 | MICROSCOPELAB | BX43 |  |  |  | Olympus | Microscope, Laboratory |  | MICROSCOPELAB-Olympus-BX43 |  | 11/1/20 |  | ML-A | Not Covered Vendor Only - Biomedical | MHHS-Summer Creek CCC | [8 empty] | MICROSCOPELAB | Microscope, Laboratory | Olympus
NO | YES |  |  |  | 005-09317 | 005-09317 | Olympus America | BX43 |  | 2M019993 | SE-Laboratory | MHHS-Southeast |  | Microscope, Laboratory |  | 005-09317 | 005-09317 | Southeast | MHHS-Southeast | SE-Laboratory |  | 1/1/19 |  |  |  | MICROSCOPES, LIGHT, LABORATORY |  | MICROSCOPELAB-Olympus-BX43 | MICROSCOPELAB | BX43 |  |  |  | Olympus | Microscope, Laboratory |  | MICROSCOPELAB-Olympus-BX43 |  | 12/1/20 |  |  | Not Covered Vendor Only - Biomedical | MHHS-Southeast
NO | YES |  |  |  | 005-09318 | 005-09318 | Olympus America | BX43 |  | 2M02345 | SE-Laboratory | MHHS-Southeast |  | Microscope, Laboratory |  | 005-09318 | 005-09318 | Southeast | MHHS-Southeast | SE-Laboratory | Lab | 1/1/19 |  |  |  | MICROSCOPES, LIGHT, LABORATORY |  | MICROSCOPELAB-Olympus-BX43 | MICROSCOPELAB | BX43 |  |  |  | Olympus | Microscope, Laboratory |  | MICROSCOPELAB-Olympus-BX43 |  | 12/1/20 |  |  | Not Covered Vendor Only - Biomedical | MHHS-Southeast
NO | YES |  |  |  | 005-33842 | 005-33842 | Olympus America | BX43 |  | 8A43844 | SE-Laboratory | MHHS-Southeast |  | Microscope, Laboratory |  | 005-33842 | 005-33842 | Southeast | MHHS-Southeast | SE-Laboratory |  | 1/1/19 |  |  |  | MICROSCOPES, LIGHT, LABORATORY |  | MICROSCOPELAB-Olympus-BX43 | MICROSCOPELAB | BX43 |  |  |  | Olympus | Microscope, Laboratory |  | MICROSCOPELAB-Olympus-BX43 |  | 11/11/20 |  |  | Not Covered Vendor Only - Biomedical | MHHS-Southeast
NO | YES |  |  |  | 013-35964 | 013-35964 | Olympus America | BX43 |  | 2M00278 | SW-Laboratory-Microbiology | MHHS-Southwest |  | Microscope, Laboratory |  | 013-35964 | 013-35964 | Southwest | MHHS-Southwest | SW-Laboratory-Microbiology | Microbiology | 2/1/20 |  |  |  | MICROSCOPES, LIGHT, LABORATORY | Microscope, Laboratory | MICROSCOPELAB-Olympus-BX43 | MICROSCOPELAB | BX43 |  |  |  | Olympus | Microscope, Laboratory |  | MICROSCOPELAB-Olympus-BX43 |  | 11/1/20 |  | ML-A | Not Covered Vendor Only - Biomedical | MHHS-Southwest | [8 empty] | MICROSCOPELAB | Microscope, Laboratory | Olympus
NO | YES | Asset Tag 069-39936 |  |  | 069-39936 | 069-39936 | Olympus America | BX43 |  | 1G26627 | (null) | MHHS-TMC |  | Microscope, Laboratory |  | 069-39936 | 069-39936 | (null) | MHHS-TMC | (null) | (null) |  |  |  | (null) | MICROSCOPES, LIGHT, LABORATORY |  | MICROSCOPELAB-Olympus-BX43 | MICROSCOPELAB | BX43 |  |  |  | Olympus | Microscope, Laboratory |  | MICROSCOPELAB-Olympus-BX43 |  | 12/19/20 |  |  | No Coverage Specified | MHHS-TMC
NO | YES |  |  |  | 069-39361 | 069-39361 | Olympus America | BX43 |  | 2G77105 | Micro | MHHS-TMC |  | Microscope, Laboratory |  | 069-39361 | 069-39361 | TMC | Memorial Hermann-Texas Medical Center | Micro | Micro | 5/1/14 |  |  | PM Past Due | MICROSCOPES, LIGHT, LABORATORY |  | MICROSCOPELAB-Olympus-BX43 | MICROSCOPELAB | BX43 |  |  |  | Olympus | Microscope, Laboratory |  | MICROSCOPELAB-Olympus-BX43 |  | 12/19/20 |  |  | No Coverage Specified | MHHS-TMC
NO | YES |  |  |  | 029-08866 | 029-08866 | Olympus America | BX43 |  | 3C44179 | Woodlands-Laboratory | MHHS-Woodlands |  | Microscope, Laboratory |  | 029-08866 | 029-08866 | Woodlands | MHHS-Woodlands | Woodlands-Laboratory | Lab | 5/1/19 |  | 5/1/20 |  | MICROSCOPES, LIGHT, LABORATORY | Microscope, Laboratory | MICROSCOPELAB-Olympus-BX43 | MICROSCOPELAB | BX43 |  |  |  | Olympus | Microscope, Laboratory |  | MICROSCOPELAB-Olympus-BX43 |  | 11/1/20 |  | ML-A | Not Covered Vendor Only - Biomedical | MHHS-Woodlands | [8 empty] | MICROSCOPELAB | Microscope, Laboratory | Olympus
YES | YES |  |  |  | 583-01632 | 583-01632 | Olympus America | BX43 |  |  | MEMORIAL CITY - LABORATORY |  |  |  |  | 583-01632 | 583-01632 | West |  | MEMORIAL CITY - LABORATORY | Lab
NO | NO |  |  |  | 009-08397 |  | Olympus America | BX43 |  | 3M44962 | GH - LABORATORY | MHHS-Greater Heights |  | Microscope, Laboratory |  | 009-08397 |  | Central & Greater Heights |  | GH - LABORATORY | [5 empty] | MICROSCOPES, LIGHT, LABORATORY |  | MICROSCOPELAB-Olympus-BX43 | MICROSCOPELAB | BX43 |  |  |  | Olympus | Microscope, Laboratory |  | MICROSCOPELAB-Olympus-BX43 |  |  |  |  | Not Covered Vendor Only - Biomedical | MHHS-Greater Heights
NO | NO |  |  |  | 5H43244 |  | Olympus America | BX43 |  | 5H43244 | SW - LABORATORY | MHHS-Southwest |  | Microscope, Laboratory |  | 5H43244 |  | Southwest |  | SW - LABORATORY | [5 empty] | MICROSCOPES, LIGHT, LABORATORY |  | MICROSCOPELAB-Olympus-BX43 | MICROSCOPELAB | BX43 |  |  |  | Olympus | Microscope, Laboratory |  | MICROSCOPELAB-Olympus-BX43 |  |  |  |  | Not Covered Vendor Only - Biomedical | MHHS-Southwest
NO | NO |  |  |  | 013-35965 |  | Olympus America | BX43 |  | 2M00279 | SW - LABORATORY - CYTOLOGY | MHHS-Southwest |  | Microscope, Laboratory |  | 013-35965 |  | Southwest |  | SW - LABORATORY - CYTOLOGY | [5 empty] | MICROSCOPES, LIGHT, LABORATORY |  | MICROSCOPELAB-Olympus-BX43 | MICROSCOPELAB | BX43 |  |  |  | Olympus | Microscope, Laboratory |  | MICROSCOPELAB-Olympus-BX43 |  |  |  |  | Not Covered Vendor Only - Biomedical | MHHS-Southwest
NO | NO |  |  |  | 013-35966 |  | Olympus America | BX43 |  | 2M01992 | SW - LABORATORY - CYTOLOGY | MHHS-Southwest |  | Microscope, Laboratory |  | 013-35966 |  | Southwest |  | SW - LABORATORY - CYTOLOGY | [5 empty] | MICROSCOPES, LIGHT, LABORATORY |  | MICROSCOPELAB-Olympus-BX43 | MICROSCOPELAB | BX43 |  |  |  | Olympus | Microscope, Laboratory |  | MICROSCOPELAB-Olympus-BX43 |  |  |  |  | Not Covered Vendor Only - Biomedical | MHHS-Southwest
NO | NO |  |  |  | 069-39660 |  | Olympus America | BX43 |  | NEED | TMC - LABORATORY - EMERGENCY ROOM (1HP) | MHHS-TMC |  | Microscope, Laboratory |  | 069-39660 |  | TMC |  | TMC - LABORATORY - EMERGENCY ROOM (1HP) | [5 empty] | MICROSCOPES, LIGHT, LABORATORY |  | MICROSCOPELAB-Olympus-BX43 | MICROSCOPELAB | BX43 |  |  |  | Olympus | Microscope, Laboratory |  | MICROSCOPELAB-Olympus-BX43 |  |  |  |  | Not Covered Vendor Only - Biomedical | MHHS-TMC
NO | NO |  |  |  | 069-35811 |  | Olympus America | BX43 |  | 1H68447 | TMC - LABORATORY - HVI LAB (7HVI) | MHHS-TMC |  | Microscope, Laboratory |  | 069-35811 |  | TMC |  | TMC - LABORATORY - HVI LAB (7HVI) | [5 empty] | MICROSCOPES, LIGHT, LABORATORY |  | MICROSCOPELAB-Olympus-BX43 | MICROSCOPELAB | BX43 |  |  |  | Olympus | Microscope, Laboratory |  | MICROSCOPELAB-Olympus-BX43 |  |  |  |  | No Coverage Specified | MHHS-TMC
NO | NO | [5 empty] | Olympus America | BX43 |  | 2A63174 | TMC - PLAZA - ERTAN DDC (STE 1400) | MHHS-TMC |  | Microscope, Laboratory |  |  |  | TMC |  | TMC - PLAZA - ERTAN DDC (STE 1400) | [5 empty] | MICROSCOPES, LIGHT, LABORATORY |  | MICROSCOPELAB-Olympus-BX43 | MICROSCOPELAB | BX43 |  |  |  | Olympus | Microscope, Laboratory |  | MICROSCOPELAB-Olympus-BX43 |  |  |  |  | No Coverage Specified | MHHS-TMC
YES | YES | Serial Number 0 |  |  | 041-33033 | 041-33033 | Olympus America | BX43F |  |  | TMC - LABORATORY - ANATOMIC PATHOLOGY (2R) |  |  |  |  | 041-33033 | 041-33033 | TMC | Memorial Hermann-Texas Medical Center | TMC - LABORATORY - ANATOMIC PATHOLOGY (2R) | Anatomic pathology office |  |  |  | No pm sticker
YES | YES | Serial Number 0 |  |  | 041-33035 | 041-33035 | Olympus America | BX43F |  |  | TMC - LABORATORY - ANATOMIC PATHOLOGY (2R) |  |  |  |  | 041-33035 | 041-33035 | TMC | Memorial Hermann-Texas Medical Center | TMC - LABORATORY - ANATOMIC PATHOLOGY (2R) | Anatomic pathology office |  |  | 5/1/19
NO | YES |  |  |  | 041-19837 | 041-19837 | Olympus America | BX43F UPRIGHT MICROSCOPE |  | 5J40687 | CY-Laboratory | MHHS-Cypress |  |  |  | 041-19837 | 041-19837 | Northwest | MHHS-Cypress | CY-Laboratory | Blood bank | 2/1/19 | 2/1/20 |  |  | MICROSCOPES, LIGHT, LABORATORY |  | .needs class | [5 empty] | Olympus |  |  |  |  | 11/1/20 |  |  | Not Covered Vendor Only - Biomedical | MHHS-Cypress
NO | YES |  |  |  | 041-19838 | 041-19838 | Olympus America | BX43F UPRIGHT MICROSCOPE |  | 5J42903 | CY-Laboratory | MHHS-Cypress |  |  |  | 041-19838 | 041-19838 | Northwest | MHHS-Cypress | CY-Laboratory | Blood bank | 2/1/19 | 2/1/20 |  |  | MICROSCOPES, LIGHT, LABORATORY |  | .needs class | [5 empty] | Olympus |  |  |  |  | 11/1/20 |  |  | Not Covered Vendor Only - Biomedical | MHHS-Cypress
NO | YES |  |  |  | 583-01250 | 583-01250 | Olympus America | BX43F UPRIGHT MICROSCOPE |  | 4M45593 | Katy-Laboratory | MHHS-Katy |  |  |  | 583-01250 | 583-01250 | Katy | MHHS-Katy | Katy-Laboratory | Lab |  |  |  |  | MICROSCOPES, LIGHT, LABORATORY |  | .needs class | [5 empty] | Olympus |  |  |  |  | 11/1/20 |  |  | Not Covered Vendor Only - Biomedical | MHHS-Katy
NO | YES |  |  |  | 925-01098 | 925-01098 | Olympus America | BX43F UPRIGHT MICROSCOPE |  | NSN | MHOSH-Laboratory | MHHS Orthopedic & Spine |  |  |  | 925-01098 | 925-01098 | Central & Greater Heights | MHHS-Orthopedic & Spine | MHOSH-Laboratory |  | 5/30/19 |  |  |  | MICROSCOPES, LIGHT, LABORATORY |  | .needs class | [5 empty] | Olympus |  |  |  |  | 11/1/20 | MHOSH Inventory Dec 2019 into 2020 - Copy.xls - Newly Verified |  | Not Covered Vendor Only - Biomedical | MHHS Orthopedic & Spine
NO | YES |  |  |  | 142-06733 | 142-06733 | Olympus America | BX43F UPRIGHT MICROSCOPE |  | 6J44334 | NE-Laboratory | MHHS-Northeast |  |  |  | 142-06733 | 142-06733 | Katy | MHHS-Northeast | NE-Laboratory | Speciman sampling | 4/1/19 | 4/1/20 |  |  | MICROSCOPES, LIGHT, LABORATORY |  | .needs class | [5 empty] | Olympus |  |  |  |  | 11/1/20 |  |  | Not Covered Vendor Only - Biomedical | MHHS-Northeast
NO | YES |  |  |  | 583-01251 | 583-01251 | Olympus America | BX43F UPRIGHT MICROSCOPE |  | 4M45456 | KT CCC-(KY)-Laboratory | MHHS-South Katy CCC |  |  |  | 583-01251 | 583-01251 | Katy | MHHS-Others | KT CCC-(KY)-Laboratory | Lab | 4/1/19 |  |  |  | MICROSCOPES, LIGHT, LABORATORY |  | .needs class | [5 empty] | Olympus |  |  |  |  | 11/1/20 |  |  | Not Covered Vendor Only - Biomedical | MHHS-South Katy CCC
NO | YES |  |  |  | 129-06091 | 129-06091 | Olympus America | BX43F UPRIGHT MICROSCOPE |  | 5B43050 | Sugar Land-Laboratory | MHHS-Sugarland |  |  |  | 129-06091 | 129-06091 | Sugar Land | MHHS-Sugarland | Sugar Land-Laboratory | Lab | 1/1/19 |  |  |  | MICROSCOPES, LIGHT, LABORATORY |  | .needs class | [5 empty] | Olympus |  |  |  |  | 11/1/20 |  |  | Not Covered Vendor Only - Biomedical | MHHS-Sugarland
NO | YES |  |  |  | 129-06092 | 129-06092 | Olympus America | BX43F UPRIGHT MICROSCOPE |  | 4M45347 | SP CCC - (SL) - LABORATORY | MHHS-Sienna Plantation CCC |  |  |  | 129-06092 | 129-06092 | Sugar Land |  | SP CCC - (SL) - LABORATORY |  | 8/1/19 | 8/1/20 |  |  | MICROSCOPES, LIGHT, LABORATORY |  | .needs class | [5 empty] | Olympus |  |  |  |  | 11/1/20 |  |  | Not Covered Vendor Only - Biomedical | MHHS-Sienna Plantation CCC
NO | YES |  |  |  | 069-43831 | 069-43831 | Olympus America | BX43F UPRIGHT MICROSCOPE |  | 6B42458 201602 | TMC-Gi/Endo-Adult (1J) | MHHS-TMC |  |  |  | 069-43831 | 069-43831 | TMC | MHHS-TMC | TMC-Gi/Endo-Adult (1J) | [5 empty] | MICROSCOPES, LIGHT, LABORATORY |  | .needs class | [5 empty] | Olympus |  |  |  |  | 11/1/20 |  |  | Not Covered Vendor Only - Biomedical | MHHS-TMC
NO | NO |  |  |  | 6M44498 |  | Olympus America | BX43F UPRIGHT MICROSCOPE |  | 6M44498 | GH - LABORATORY | MHHS-Greater Heights |  |  |  | 6M44498 |  | Central & Greater Heights |  | GH - LABORATORY | [5 empty] | MICROSCOPES, LIGHT, LABORATORY |  | .needs class | [5 empty] | Olympus | [7 empty] | Not Covered Vendor Only - Biomedical | MHHS-Greater Heights
NO | NO |  |  |  | 145-00748 |  | Olympus America | BX43F UPRIGHT MICROSCOPE |  | 5J44407 | PEARLAND - LABORATORY - PATHOLOGY | MHHS-Pearland Hospital |  |  |  | 145-00748 |  | Pearland |  | PEARLAND - LABORATORY - PATHOLOGY | [5 empty] | MICROSCOPES, LIGHT, LABORATORY |  | .needs class | [5 empty] | Olympus | [7 empty] | Not Covered Vendor Only - Biomedical | MHHS-Pearland Hospital
NO | NO |  |  |  | 013-37735 |  | Olympus America | BX43F UPRIGHT MICROSCOPE |  | 8G50005 | SW - LABORATORY - CYTOLOGY | MHHS-Southwest |  |  |  | 013-37735 |  | Southwest |  | SW - LABORATORY - CYTOLOGY | [5 empty] | MICROSCOPES, LIGHT, LABORATORY |  | .needs class | [5 empty] | Olympus | [7 empty] | Not Covered Vendor Only - Biomedical | MHHS-Southwest
NO | NO |  |  |  | 013-37736 |  | Olympus America | BX43F UPRIGHT MICROSCOPE |  | 8G50409 | SW - LABORATORY - CYTOLOGY | MHHS-Southwest |  |  |  | 013-37736 |  | Southwest |  | SW - LABORATORY - CYTOLOGY | [5 empty] | MICROSCOPES, LIGHT, LABORATORY |  | .needs class | [5 empty] | Olympus | [7 empty] | Not Covered Vendor Only - Biomedical | MHHS-Southwest
NO | NO |  |  |  | 013-37737 |  | Olympus America | BX43F UPRIGHT MICROSCOPE |  | 8G50408 | SW - LABORATORY - CYTOLOGY | MHHS-Southwest |  |  |  | 013-37737 |  | Southwest |  | SW - LABORATORY - CYTOLOGY | [5 empty] | MICROSCOPES, LIGHT, LABORATORY |  | .needs class | [5 empty] | Olympus | [7 empty] | Not Covered Vendor Only - Biomedical | MHHS-Southwest
NO | NO |  |  |  | 013-39190 |  | Olympus America | BX43F UPRIGHT MICROSCOPE |  | 8H40580 | SW - LABORATORY - HISTOLOGY | MHHS-Southwest |  |  |  | 013-39190 |  | Southwest |  | SW - LABORATORY - HISTOLOGY | [5 empty] | MICROSCOPES, LIGHT, LABORATORY |  | .needs class | [5 empty] | Olympus | [7 empty] | Not Covered Vendor Only - Biomedical | MHHS-Southwest
NO | YES |  |  |  | 069-39345 | 069-39345 | Olympus America | BX51 |  | 5F09742 | TMC-Laboratory-Anatomic Pathology (2R) | MHHS-TMC |  | Microscope, Laboratory |  | 069-39345 | 069-39345 | TMC | MHHS-TMC | TMC-Laboratory-Anatomic Pathology (2R) | Anatomic pathology office |  |  | 5/1/19 |  | MICROSCOPES, LIGHT, LABORATORY |  | MICROSCOPELAB-Olympus-BX51 | MICROSCOPELAB | BX51 |  |  |  | Olympus | Microscope, Laboratory |  | MICROSCOPELAB-Olympus-BX51 |  | 11/1/20 |  |  | Not Covered Vendor Only - Biomedical | MHHS-TMC
NO | NO |  |  |  | 069-00539 |  | Olympus America | BX51 |  | 2F25197 | TMC - LABORATORY - HEMATOLOGY (1R) | MHHS-TMC |  | Microscope, Laboratory |  | 069-00539 |  | TMC |  | TMC - LABORATORY - HEMATOLOGY (1R) | [5 empty] | MICROSCOPES, LIGHT, LABORATORY |  | MICROSCOPELAB-Olympus-BX51 | MICROSCOPELAB | BX51 |  |  |  | Olympus | Microscope, Laboratory |  | MICROSCOPELAB-Olympus-BX51 |  |  |  |  | Not Covered Vendor Only - Biomedical | MHHS-TMC
YES | YES |  |  |  | 041-33034 | 041-33034 | Olympus America | BX51TF |  | For E11195 | TMC - LABORATORY - ANATOMIC PATHOLOGY (2R) |  |  |  |  | 041-33034 | 041-33034 | TMC | Memorial Hermann-Texas Medical Center | TMC - LABORATORY - ANATOMIC PATHOLOGY (2R) | Anatomic pathology office |  |  | 5/1/19
NO | YES |  |  |  | 069-35824 | 069-35824 | Olympus America | BX53F |  | 1F78798 | (null) | MHHS-TMC |  | Microscope, Laboratory |  | 069-35824 | 069-35824 | (null) | MHHS-TMC | (null) | (null) |  |  |  | (null) | MICROSCOPES, LIGHT, LABORATORY |  | MICROSCOPELAB-OLYMPUS-BX53F | MICROSCOPELAB | BX53F |  |  |  | Olympus | Microscope, Laboratory | (null) | MICROSCOPELAB-OLYMPUS-BX53F |  | 11/1/20 | (null) |  | Not Covered Vendor Only - Biomedical | MHHS-TMC
NO | YES | [5 empty] | Olympus America | CF-180AL |  |  | Katy-Endoscopy | MHHS-Katy | [5 empty] | Katy | MHHS-Katy | Katy-Endoscopy | Storage w2-326 |  |  |  |  | ENDOSCOPES, FLEXIBLE |  | .needs class | [5 empty] | Olympus | [7 empty] | Covered PM Repair - Biomedical | MHHS-Katy
YES | YES | [5 empty] | Olympus America | CF-180AL |  |  | Scope storage | [6 empty] | Northwest | Memorial Hermann Katy Hospital | Scope storage | Storage w2-326
NO | NO | [5 empty] | Olympus America | CF-20L |  |  | KATY - ENDOSCOPY | MHHS-Katy | [5 empty] | Katy |  | KATY - ENDOSCOPY | [5 empty] | ENDOSCOPES, FLEXIBLE |  | .needs class | [5 empty] | Olympus | [7 empty] | Covered PM Repair - Biomedical | MHHS-Katy
NO | NO | [5 empty] | Olympus America | CF-2T160L |  |  | WOODLANDS - ENDOSCOPY | MHHS-Woodlands | [5 empty] | Woodlands |  | WOODLANDS - ENDOSCOPY | [5 empty] | ENDOSCOPES, FLEXIBLE |  | .needs class | [5 empty] | Olympus | [7 empty] | Covered PM Repair - Biomedical | MHHS-Woodlands
NO | NO | [5 empty] | Olympus America | CF-H180AL/I |  |  | SUGAR LAND - ENDOSCOPY | MHHS-Sugarland |  | Endoscope, Flexible |  |  |  | Sugar Land |  | SUGAR LAND - ENDOSCOPY | [5 empty] | ENDOSCOPES, FLEXIBLE |  | ENDOSCOPEFLEXIBLE-Olympus-CF-H180AL I | ENDOSCOPEFLEXIBLE | CF-H180AL/I |  |  |  | Olympus | Endoscope, Flexible |  | ENDOSCOPEFLEXIBLE-Olympus-CF-H180AL I |  |  |  |  | Covered PM Repair - Biomedical | MHHS-Sugarland
NO | NO | [5 empty] | Olympus America | CF-H180AL/I |  |  | SUGAR LAND - ENDOSCOPY | MHHS-Sugarland |  | Endoscope, Flexible |  |  |  | Sugar Land |  | SUGAR LAND - ENDOSCOPY | [5 empty] | ENDOSCOPES, FLEXIBLE |  | ENDOSCOPEFLEXIBLE-Olympus-CF-H180AL I | ENDOSCOPEFLEXIBLE | CF-H180AL/I |  |  |  | Olympus | Endoscope, Flexible |  | ENDOSCOPEFLEXIBLE-Olympus-CF-H180AL I |  |  |  |  | Covered PM Repair - Biomedical | MHHS-Sugarland
NO | NO | [5 empty] | Olympus America | CF-H180AL/I |  |  | SUGAR LAND - ENDOSCOPY | MHHS-Sugarland |  | Endoscope, Flexible |  |  |  | Sugar Land |  | SUGAR LAND - ENDOSCOPY | [5 empty] | ENDOSCOPES, FLEXIBLE |  | ENDOSCOPEFLEXIBLE-Olympus-CF-H180AL I | ENDOSCOPEFLEXIBLE | CF-H180AL/I |  |  |  | Olympus | Endoscope, Flexible |  | ENDOSCOPEFLEXIBLE-Olympus-CF-H180AL I |  |  |  |  | Covered PM Repair - Biomedical | MHHS-Sugarland
NO | NO | [5 empty] | Olympus America | CF-H180AL/I |  |  | SUGAR LAND - ENDOSCOPY | MHHS-Sugarland |  | Endoscope, Flexible |  |  |  | Sugar Land |  | SUGAR LAND - ENDOSCOPY | [5 empty] | ENDOSCOPES, FLEXIBLE |  | ENDOSCOPEFLEXIBLE-Olympus-CF-H180AL I | ENDOSCOPEFLEXIBLE | CF-H180AL/I |  |  |  | Olympus | Endoscope, Flexible |  | ENDOSCOPEFLEXIBLE-Olympus-CF-H180AL I |  |  |  |  | Covered PM Repair - Biomedical | MHHS-Sugarland
NO | NO | [5 empty] | Olympus America | CF-H180AL/I |  |  | WOODLANDS - ENDOSCOPY | MHHS-Woodlands |  | Endoscope, Flexible |  |  |  | Woodlands |  | WOODLANDS - ENDOSCOPY | [5 empty] | ENDOSCOPES, FLEXIBLE |  | ENDOSCOPEFLEXIBLE-Olympus-CF-H180AL I | ENDOSCOPEFLEXIBLE | CF-H180AL/I |  |  |  | Olympus | Endoscope, Flexible |  | ENDOSCOPEFLEXIBLE-Olympus-CF-H180AL I |  |  |  |  | Covered PM Repair - Biomedical | MHHS-Woodlands
NO | NO | [5 empty] | Olympus America | CF-H180AL/I |  |  | WOODLANDS - ENDOSCOPY | MHHS-Woodlands |  | Endoscope, Flexible |  |  |  | Woodlands |  | WOODLANDS - ENDOSCOPY | [5 empty] | ENDOSCOPES, FLEXIBLE |  | ENDOSCOPEFLEXIBLE-Olympus-CF-H180AL I | ENDOSCOPEFLEXIBLE | CF-H180AL/I |  |  |  | Olympus | Endoscope, Flexible |  | ENDOSCOPEFLEXIBLE-Olympus-CF-H180AL I |  |  |  |  | Covered PM Repair - Biomedical | MHHS-Woodlands
NO | NO | [5 empty] | Olympus America | CF-H180AL/I |  |  | WOODLANDS - ENDOSCOPY | MHHS-Woodlands |  | Endoscope, Flexible |  |  |  | Woodlands |  | WOODLANDS - ENDOSCOPY | [5 empty] | ENDOSCOPES, FLEXIBLE |  | ENDOSCOPEFLEXIBLE-Olympus-CF-H180AL I | ENDOSCOPEFLEXIBLE | CF-H180AL/I |  |  |  | Olympus | Endoscope, Flexible |  | ENDOSCOPEFLEXIBLE-Olympus-CF-H180AL I |  |  |  |  | Covered PM Repair - Biomedical | MHHS-Woodlands
NO | NO | [5 empty] | Olympus America | CF-H180AL/I |  |  | WOODLANDS - ENDOSCOPY | MHHS-Woodlands |  | Endoscope, Flexible |  |  |  | Woodlands |  | WOODLANDS - ENDOSCOPY | [5 empty] | ENDOSCOPES, FLEXIBLE |  | ENDOSCOPEFLEXIBLE-Olympus-CF-H180AL I | ENDOSCOPEFLEXIBLE | CF-H180AL/I |  |  |  | Olympus | Endoscope, Flexible |  | ENDOSCOPEFLEXIBLE-Olympus-CF-H180AL I |  |  |  |  | Covered PM Repair - Biomedical | MHHS-Woodlands
NO | YES | [5 empty] | Olympus America | CF-HQ190L |  |  | Pearland-Endoscopy | MHHS-Pearland Hospital |  | Colonoscope |  |  |  | Pearland | MHHS-Pearland Hospital | Pearland-Endoscopy | Scope Cabinet | 12/1/17 |  |  |  | ENDOSCOPES, FLEXIBLE | Colonoscope | COLONOSCOPE-OLYPMUS-CF-HQ190L | COLONOSCOPE | CF-HQ190L |  |  |  | Olympus | Colonoscope |  | COLONOSCOPE-OLYPMUS-CF-HQ190L |  | 2/15/19 |  |  | Covered PM Repair - Biomedical | MHHS-Pearland Hospital | [8 empty] | COLONOSCOPE | Colonoscope | Olympus
NO | YES | [5 empty] | Olympus America | CF-HQ190L |  |  | Pearland-Endoscopy | MHHS-Pearland Hospital |  | Colonoscope |  |  |  | Pearland | MHHS-Pearland Hospital | Pearland-Endoscopy | Scope cabinet | 12/1/17 |  |  |  | ENDOSCOPES, FLEXIBLE | Colonoscope | COLONOSCOPE-OLYPMUS-CF-HQ190L | COLONOSCOPE | CF-HQ190L |  |  |  | Olympus | Colonoscope |  | COLONOSCOPE-OLYPMUS-CF-HQ190L |  | 2/15/19 |  |  | Covered PM Repair - Biomedical | MHHS-Pearland Hospital | [8 empty] | COLONOSCOPE | Colonoscope | Olympus
NO | NO | [5 empty] | Olympus America | CF-HQ190L |  |  | SW - SCOPES | MHHS-Southwest |  | Colonoscope |  |  |  | Southwest |  | SW - SCOPES | [5 empty] | ENDOSCOPES, FLEXIBLE |  | COLONOSCOPE-OLYPMUS-CF-HQ190L | COLONOSCOPE | CF-HQ190L |  |  |  | Olympus | Colonoscope |  | COLONOSCOPE-OLYPMUS-CF-HQ190L |  |  |  |  | Covered PM Repair - Biomedical | MHHS-Southwest
NO | YES | [5 empty] | Olympus America | CF-Q160AL |  |  | Katy-Endoscopy | MHHS-Katy |  | Colonoscope |  |  |  | Katy | MHHS-Katy | Katy-Endoscopy | Storage w2-326 |  |  |  |  | ENDOSCOPES, FLEXIBLE | Colonoscope | COLONOSCOPE-Olympus-CF-Q160AL | COLONOSCOPE | CF-Q160AL |  |  |  | Olympus | Colonoscope |  | COLONOSCOPE-Olympus-CF-Q160AL |  |  |  |  | Covered PM Repair - Biomedical | MHHS-Katy | [8 empty] | COLONOSCOPE | Colonoscope | Olympus
NO | YES | [5 empty] | Olympus America | CF-Q160AL |  |  | Katy-Endoscopy | MHHS-Katy |  | Colonoscope |  |  |  | Katy | MHHS-Katy | Katy-Endoscopy | Storage w2-326 |  |  |  |  | ENDOSCOPES, FLEXIBLE | Colonoscope | COLONOSCOPE-Olympus-CF-Q160AL | COLONOSCOPE | CF-Q160AL |  |  |  | Olympus | Colonoscope |  | COLONOSCOPE-Olympus-CF-Q160AL |  | 3/1/09 |  |  | Covered PM Repair - Biomedical | MHHS-Katy | [8 empty] | COLONOSCOPE | Colonoscope | Olympus
NO | YES | [5 empty] | Olympus America | CF-Q160AL |  |  | Katy-Endoscopy | MHHS-Katy |  | Colonoscope |  |  |  | Katy | MHHS-Katy | Katy-Endoscopy | Storage w2-326 |  |  |  |  | ENDOSCOPES, FLEXIBLE | Colonoscope | COLONOSCOPE-Olympus-CF-Q160AL | COLONOSCOPE | CF-Q160AL |  |  |  | Olympus | Colonoscope |  | COLONOSCOPE-Olympus-CF-Q160AL |  |  |  |  | Covered PM Repair - Biomedical | MHHS-Katy | [8 empty] | COLONOSCOPE | Colonoscope | Olympus
NO | YES | [5 empty] | Olympus America | CF-Q160AL |  |  | Katy-Endoscopy | MHHS-Katy |  | Colonoscope |  |  |  | Katy | MHHS-Katy | Katy-Endoscopy | Storage w2-326 |  |  |  |  | ENDOSCOPES, FLEXIBLE | Colonoscope | COLONOSCOPE-Olympus-CF-Q160AL | COLONOSCOPE | CF-Q160AL |  |  |  | Olympus | Colonoscope |  | COLONOSCOPE-Olympus-CF-Q160AL |  | 6/25/20 |  |  | Not Covered Vendor Only - Resp/Ster | MHHS-Katy | [8 empty] | COLONOSCOPE | Colonoscope | Olympus
YES | YES | [5 empty] | Olympus America | CF-Q160AL |  |  | Scope storage | [6 empty] | Katy | Memorial Hermann Katy Hospital | Scope storage | Storage w2-326 | [5 empty] | Colonoscope | COLONOSCOPE-Olympus-CF-Q160AL | [23 empty] | COLONOSCOPE | Colonoscope | Olympus
YES | YES | [5 empty] | Olympus America | CF-Q160AL |  |  | Scope storage | [6 empty] | Katy | Memorial Hermann Katy Hospital | Scope storage | Storage w2-326 | [5 empty] | Colonoscope | COLONOSCOPE-Olympus-CF-Q160AL | [23 empty] | COLONOSCOPE | Colonoscope | Olympus
NO | NO | [5 empty] | Olympus America | CF-Q160AL |  |  | KATY - ENDOSCOPY | MHHS-Katy |  | Colonoscope |  |  |  | Katy |  | KATY - ENDOSCOPY | [5 empty] | ENDOSCOPES, FLEXIBLE |  | COLONOSCOPE-Olympus-CF-Q160AL | COLONOSCOPE | CF-Q160AL |  |  |  | Olympus | Colonoscope |  | COLONOSCOPE-Olympus-CF-Q160AL |  |  |  |  | Covered PM Repair - Biomedical | MHHS-Katy
NO | NO | [5 empty] | Olympus America | CF-Q160AL |  |  | KATY - ENDOSCOPY | MHHS-Katy |  | Colonoscope |  |  |  | Katy |  | KATY - ENDOSCOPY | [5 empty] | ENDOSCOPES, FLEXIBLE |  | COLONOSCOPE-Olympus-CF-Q160AL | COLONOSCOPE | CF-Q160AL |  |  |  | Olympus | Colonoscope |  | COLONOSCOPE-Olympus-CF-Q160AL |  |  |  |  | Not Covered Vendor Only - Resp/Ster | MHHS-Katy
NO | NO | [5 empty] | Olympus America | CF-Q160AL |  |  | KATY - ENDOSCOPY | MHHS-Katy |  | Colonoscope |  |  |  | Katy |  | KATY - ENDOSCOPY | [5 empty] | ENDOSCOPES, FLEXIBLE |  | COLONOSCOPE-Olympus-CF-Q160AL | COLONOSCOPE | CF-Q160AL |  |  |  | Olympus | Colonoscope |  | COLONOSCOPE-Olympus-CF-Q160AL |  |  |  |  | Not Covered Vendor Only - Biomedical | MHHS-Katy
NO | NO | [5 empty] | Olympus America | CF-Q160AL |  |  | SW - SCOPES | MHHS-Southwest |  | Colonoscope |  |  |  | Southwest |  | SW - SCOPES | [5 empty] | ENDOSCOPES, FLEXIBLE |  | COLONOSCOPE-Olympus-CF-Q160AL | COLONOSCOPE | CF-Q160AL |  |  |  | Olympus | Colonoscope |  | COLONOSCOPE-Olympus-CF-Q160AL |  |  |  |  | Covered PM Repair - Biomedical | MHHS-Southwest
NO | NO | [5 empty] | Olympus America | CF-Q160AL |  |  | SW - SCOPES | MHHS-Southwest |  | Colonoscope |  |  |  | Southwest |  | SW - SCOPES | [5 empty] | ENDOSCOPES, FLEXIBLE |  | COLONOSCOPE-Olympus-CF-Q160AL | COLONOSCOPE | CF-Q160AL |  |  |  | Olympus | Colonoscope |  | COLONOSCOPE-Olympus-CF-Q160AL |  |  |  |  | Covered PM Repair - Biomedical | MHHS-Southwest
NO | NO | [5 empty] | Olympus America | CF-Q160AL |  |  | SW - SCOPES | MHHS-Southwest |  | Colonoscope |  |  |  | Southwest |  | SW - SCOPES | [5 empty] | ENDOSCOPES, FLEXIBLE |  | COLONOSCOPE-Olympus-CF-Q160AL | COLONOSCOPE | CF-Q160AL |  |  |  | Olympus | Colonoscope |  | COLONOSCOPE-Olympus-CF-Q160AL |  |  |  |  | Covered PM Repair - Biomedical | MHHS-Southwest
NO | NO | [5 empty] | Olympus America | CF-Q160AL |  |  | SW - SCOPES | MHHS-Southwest |  | Colonoscope |  |  |  | Southwest |  | SW - SCOPES | [5 empty] | ENDOSCOPES, FLEXIBLE |  | COLONOSCOPE-Olympus-CF-Q160AL | COLONOSCOPE | CF-Q160AL |  |  |  | Olympus | Colonoscope |  | COLONOSCOPE-Olympus-CF-Q160AL |  |  |  |  | Covered PM Repair - Biomedical | MHHS-Southwest
NO | NO | [5 empty] | Olympus America | CF-Q160AL |  |  | SUGAR LAND - ENDOSCOPY | MHHS-Sugarland |  | Colonoscope |  |  |  | Sugar Land |  | SUGAR LAND - ENDOSCOPY | [5 empty] | ENDOSCOPES, FLEXIBLE |  | COLONOSCOPE-Olympus-CF-Q160AL | COLONOSCOPE | CF-Q160AL |  |  |  | Olympus | Colonoscope |  | COLONOSCOPE-Olympus-CF-Q160AL |  |  |  |  | Not Covered Vendor Only - Biomedical | MHHS-Sugarland
NO | NO | [5 empty] | Olympus America | CF-Q160AL |  |  | SUGAR LAND - ENDOSCOPY | MHHS-Sugarland |  | Colonoscope |  |  |  | Sugar Land |  | SUGAR LAND - ENDOSCOPY | [5 empty] | ENDOSCOPES, FLEXIBLE |  | COLONOSCOPE-Olympus-CF-Q160AL | COLONOSCOPE | CF-Q160AL |  |  |  | Olympus | Colonoscope |  | COLONOSCOPE-Olympus-CF-Q160AL |  |  |  |  | Covered PM Repair - Radiology, Low End | MHHS-Sugarland
NO | NO | [5 empty] | Olympus America | CF-Q160AL |  |  | SUGAR LAND - ENDOSCOPY | MHHS-Sugarland |  | Colonoscope |  |  |  | Sugar Land |  | SUGAR LAND - ENDOSCOPY | [5 empty] | ENDOSCOPES, FLEXIBLE |  | COLONOSCOPE-Olympus-CF-Q160AL | COLONOSCOPE | CF-Q160AL |  |  |  | Olympus | Colonoscope |  | COLONOSCOPE-Olympus-CF-Q160AL |  |  |  |  | Covered PM Repair - Respiratory/Steriliz | MHHS-Sugarland
NO | NO | [5 empty] | Olympus America | CF-Q160AL |  |  | SUGAR LAND - ENDOSCOPY | MHHS-Sugarland |  | Colonoscope |  |  |  | Sugar Land |  | SUGAR LAND - ENDOSCOPY | [5 empty] | ENDOSCOPES, FLEXIBLE |  | COLONOSCOPE-Olympus-CF-Q160AL | COLONOSCOPE | CF-Q160AL |  |  |  | Olympus | Colonoscope |  | COLONOSCOPE-Olympus-CF-Q160AL |  |  |  |  | Covered PM Repair - Respiratory/Steriliz | MHHS-Sugarland
NO | NO | [5 empty] | Olympus America | CF-Q180AL |  |  | SW - SCOPES | MHHS-Southwest |  | Colonoscope |  |  |  | Southwest |  | SW - SCOPES | [5 empty] | ENDOSCOPES, FLEXIBLE |  | COLONOSCOPE-Olympus-CF-Q180AL | COLONOSCOPE | CF-Q180AL |  |  |  | Olympus | Colonoscope |  | COLONOSCOPE-Olympus-CF-Q180AL |  |  |  |  | Covered PM Repair - Biomedical | MHHS-Southwest
NO | NO | [5 empty] | Olympus America | CF-Q180AL |  |  | SW - SCOPES | MHHS-Southwest |  | Colonoscope |  |  |  | Southwest |  | SW - SCOPES | [5 empty] | ENDOSCOPES, FLEXIBLE |  | COLONOSCOPE-Olympus-CF-Q180AL | COLONOSCOPE | CF-Q180AL |  |  |  | Olympus | Colonoscope |  | COLONOSCOPE-Olympus-CF-Q180AL |  |  |  |  | Covered PM Repair - Biomedical | MHHS-Southwest
NO | NO | [5 empty] | Olympus America | CF-Q180AL |  |  | SW - SCOPES | MHHS-Southwest |  | Colonoscope |  |  |  | Southwest |  | SW - SCOPES | [5 empty] | ENDOSCOPES, FLEXIBLE |  | COLONOSCOPE-Olympus-CF-Q180AL | COLONOSCOPE | CF-Q180AL |  |  |  | Olympus | Colonoscope |  | COLONOSCOPE-Olympus-CF-Q180AL |  |  |  |  | Covered PM Repair - Biomedical | MHHS-Southwest
NO | NO |  |  |  | 013-35573 |  | Olympus America | CH |  |  | MH DL - (STX) - MHMG NEEDVILLE | MHHS-Diagnostic Labs |  | Microscope, Laboratory |  | 013-35573 |  | South |  | MH DL - (STX) - MHMG NEEDVILLE | [5 empty] | MICROSCOPES, LIGHT, LABORATORY |  | MICROSCOPELAB-Olympus-CH | MICROSCOPELAB | CH |  |  |  | Olympus | Microscope, Laboratory |  | MICROSCOPELAB-Olympus-CH |  |  |  |  | Covered PM Repair - Biomedical | MHHS-Diagnostic Labs
NO | YES |  |  |  | 017-00207 | 017-00207 | Olympus America | CH30 |  | 7J08267 | MH MG-(SL)-Physicians At Sugar Creek | MHHS-MG |  | Microscope, Laboratory |  | 017-00207 | 017-00207 | Sugar Land | MHHS-MG | MH MG-(SL)-Physicians At Sugar Creek | Procedure room 3 | 11/1/18 | 11/1/19 |  |  | MICROSCOPES, LIGHT, LABORATORY | Microscope, Laboratory | MICROSCOPELAB-Olympus-CH30 | MICROSCOPELAB | CH30 |  |  |  | Olympus | Microscope, Laboratory |  | MICROSCOPELAB-Olympus-CH30 |  |  |  | ML-A | Covered PM Repair - Biomedical | MHHS-MG | [8 empty] | MICROSCOPELAB | Microscope, Laboratory | Olympus
NO | YES |  |  |  | 129-00693 | 129-00693 | Olympus America | CH30 |  | T39L14124 | Sugar Land-Laboratory-Blood Bank | MHHS-Sugarland |  | Microscope, Laboratory |  | 129-00693 | 129-00693 | Sugar Land | MHHS-Sugarland | Sugar Land-Laboratory-Blood Bank |  | 1/1/19 | 1/1/20 |  |  | MICROSCOPES, LIGHT, LABORATORY | Microscope, Laboratory | MICROSCOPELAB-Olympus-CH30 | MICROSCOPELAB | CH30 |  |  |  | Olympus | Microscope, Laboratory |  | MICROSCOPELAB-Olympus-CH30 |  | 1/1/12 |  | ML-A | Covered PM Repair - Biomedical | MHHS-Sugarland | [8 empty] | MICROSCOPELAB | Microscope, Laboratory | Olympus
NO | YES | Asset Tag 069-37149 |  |  | 069-37149 | 069-37149 | Olympus America | CK30 |  | 1J17910 | (null) | MHHS-TMC |  |  |  | 069-37149 | 069-37149 | (null) | MHHS-TMC | (null) | (null) |  |  |  | (null) | MICROSCOPES, LIGHT, LABORATORY |  | .needs class | [5 empty] | Olympus |  |  |  |  | 6/1/18 |  |  | Covered PM Repair - Biomedical | MHHS-TMC
NO | NO | [5 empty] | Olympus America | CLE-F10 |  |  | MEMORIAL CITY - CENTRAL SUPPLY | MHHS-Mem City | [5 empty] | West & Memorial City |  | MEMORIAL CITY - CENTRAL SUPPLY | [5 empty] | LIGHT SOURCES, FIBEROPTIC |  | .needs class | [5 empty] | Olympus | [7 empty] | Covered PM Repair - Biomedical | MHHS-Mem City
NO | NO |  |  |  | 041-20189 |  | Olympus America | CLH-250 |  |  | MH MG - (MC) - UROLOGY MC (MP3) | MHHS-MG |  | Light Source, Fiberoptic |  | 041-20189 |  | West & Memorial City |  | MH MG - (MC) - UROLOGY MC (MP3) | [5 empty] | LIGHT SOURCES, FIBEROPTIC |  | LIGHTSOURCEFIBEROPT-Olympus-CLH-250 | LIGHTSOURCEFIBEROPT | CLH-250 |  |  |  | Olympus | Light Source, Fiberoptic |  | LIGHTSOURCEFIBEROPT-Olympus-CLH-250 |  |  |  |  | Covered PM Repair - Biomedical | MHHS-MG
NO | YES | Asset Tag 069-36789 |  |  | 069-36789 | 069-36789 | Olympus America | CLH-SC |  |  | TMC-Plaza-Cancer Center (Ste 2900) | MHHS-TMC |  | Light Source, Fiberoptic |  | 069-36789 | 069-36789 | TMC | MHHS-TMC | TMC-Plaza-Cancer Center (Ste 2900) | Procedure/Exam 16 | 5/1/17 |  | 5/1/18 |  | LIGHT SOURCES, FIBEROPTIC |  | LIGHTSOURCEFIBEROPT-Olympus-CLH-SC | LIGHTSOURCEFIBEROPT | CLH-SC |  |  |  | Olympus | Light Source, Fiberoptic |  | LIGHTSOURCEFIBEROPT-Olympus-CLH-SC |  |  |  |  | Covered PM Repair - Biomedical | MHHS-TMC
NO | YES |  |  |  | 005-06444 | 005-06444 | Olympus America | CLK-4 |  |  | SE-OR | MHHS-Southeast |  | Light Source, Fiberoptic |  | 005-06444 | 005-06444 | Southeast | MHHS-Southeast | SE-OR | Clean supply | 12/1/19 |  |  |  | LIGHT SOURCES, FIBEROPTIC |  | LIGHTSOURCEFIBEROPT-Olympus-CLK-4 | LIGHTSOURCEFIBEROPT | CLK-4 |  |  |  | Olympus | Light Source, Fiberoptic |  | LIGHTSOURCEFIBEROPT-Olympus-CLK-4 |  |  |  |  | Covered PM Repair - Biomedical | MHHS-Southeast
NO | YES |  |  |  | 005-01803 | 005-01803 | Olympus America | CLK-4 |  |  | SE-Labor & Delivery | MHHS-Southeast |  | Light Source, Fiberoptic |  | 005-01803 | 005-01803 | Southeast | MHHS-Southeast | SE-Labor & Delivery | Hallway | 2/1/18 |  | 2/1/19 |  | LIGHT SOURCES, FIBEROPTIC |  | LIGHTSOURCEFIBEROPT-Olympus-CLK-4 | LIGHTSOURCEFIBEROPT | CLK-4 |  |  |  | Olympus | Light Source, Fiberoptic |  | LIGHTSOURCEFIBEROPT-Olympus-CLK-4 |  |  |  |  | Covered PM Repair - Biomedical | MHHS-Southeast
NO | YES |  |  |  | 005-00480 | 005-00480 | Olympus America | CLK-4 |  |  | SE-OR | MHHS-Southeast |  | Light Source, Fiberoptic |  | 005-00480 | 005-00480 | Southeast | MHHS-Southeast | SE-OR | Clean supply | 12/1/19 |  |  |  | LIGHT SOURCES, FIBEROPTIC |  | LIGHTSOURCEFIBEROPT-Olympus-CLK-4 | LIGHTSOURCEFIBEROPT | CLK-4 |  |  |  | Olympus | Light Source, Fiberoptic |  | LIGHTSOURCEFIBEROPT-Olympus-CLK-4 |  | 2/1/99 |  |  | Covered PM Repair - Biomedical | MHHS-Southeast
NO | YES |  |  |  | 005-00756 | 005-00756 | Olympus America | CLK-4 |  |  | SE-OR | MHHS-Southeast |  | Light Source, Fiberoptic |  | 005-00756 | 005-00756 | Southeast | MHHS-Southeast | SE-OR | OR corridor | 12/1/19 |  |  |  | LIGHT SOURCES, FIBEROPTIC |  | LIGHTSOURCEFIBEROPT-Olympus-CLK-4 | LIGHTSOURCEFIBEROPT | CLK-4 |  |  |  | Olympus | Light Source, Fiberoptic |  | LIGHTSOURCEFIBEROPT-Olympus-CLK-4 |  |  |  |  | Covered PM Repair - Biomedical | MHHS-Southeast
NO | YES |  |  |  | 069-19047 | 069-19047 | Olympus America | CLK-4 |  |  | TMC-OR-Anesthesia (2Hp) | MHHS-TMC |  | Light Source, Fiberoptic |  | 069-19047 | 069-19047 | TMC | MHHS-TMC | TMC-OR-Anesthesia (2Hp) | Cleaning room | 3/1/20 |  | 3/1/21 |  | LIGHT SOURCES, FIBEROPTIC |  | LIGHTSOURCEFIBEROPT-Olympus-CLK-4 | LIGHTSOURCEFIBEROPT | CLK-4 |  |  |  | Olympus | Light Source, Fiberoptic |  | LIGHTSOURCEFIBEROPT-Olympus-CLK-4 |  |  |  |  | Covered PM Repair - Biomedical | MHHS-TMC
NO | NO |  |  |  | 005-10318 |  | Olympus America | CLK-4 |  |  | MH MG - (PL) - PEARLAND MULTI-SPECIALTY (MP 2) | MHHS-MG |  | Light Source, Fiberoptic |  | 005-10318 |  | Pearland |  | MH MG - (PL) - PEARLAND MULTI-SPECIALTY (MP 2) | [5 empty] | LIGHT SOURCES, FIBEROPTIC |  | LIGHTSOURCEFIBEROPT-Olympus-CLK-4 | LIGHTSOURCEFIBEROPT | CLK-4 |  |  |  | Olympus | Light Source, Fiberoptic |  | LIGHTSOURCEFIBEROPT-Olympus-CLK-4 |  |  |  |  | Covered PM Repair - Biomedical | MHHS-MG
NO | NO |  |  |  | 041-01102 |  | Olympus America | CLK-4 |  |  | MEMORIAL CITY - CENTRAL SUPPLY | MHHS-Mem City |  | Light Source, Fiberoptic |  | 041-01102 |  | West & Memorial City |  | MEMORIAL CITY - CENTRAL SUPPLY | [5 empty] | LIGHT SOURCES, FIBEROPTIC |  | LIGHTSOURCEFIBEROPT-Olympus-CLK-4 | LIGHTSOURCEFIBEROPT | CLK-4 |  |  |  | Olympus | Light Source, Fiberoptic |  | LIGHTSOURCEFIBEROPT-Olympus-CLK-4 |  |  |  |  | Covered PM Repair - Biomedical | MHHS-Mem City
NO | NO | [5 empty] | Olympus America | CLK-4 |  |  | MEMORIAL CITY - CENTRAL SUPPLY | MHHS-Mem City |  | Light Source, Fiberoptic |  |  |  | West & Memorial City |  | MEMORIAL CITY - CENTRAL SUPPLY | [5 empty] | LIGHT SOURCES, FIBEROPTIC |  | LIGHTSOURCEFIBEROPT-Olympus-CLK-4 | LIGHTSOURCEFIBEROPT | CLK-4 |  |  |  | Olympus | Light Source, Fiberoptic |  | LIGHTSOURCEFIBEROPT-Olympus-CLK-4 |  |  |  |  | Covered PM Repair - Biomedical | MHHS-Mem City
NO | NO |  |  |  | 069-03318 |  | Olympus America | CLK-4 |  |  | TMC - JONES - ENT CLINIC (JB) | MHHS-TMC |  | Light Source, Fiberoptic |  | 069-03318 |  | TMC |  | TMC - JONES - ENT CLINIC (JB) | [5 empty] | LIGHT SOURCES, FIBEROPTIC |  | LIGHTSOURCEFIBEROPT-Olympus-CLK-4 | LIGHTSOURCEFIBEROPT | CLK-4 |  |  |  | Olympus | Light Source, Fiberoptic |  | LIGHTSOURCEFIBEROPT-Olympus-CLK-4 |  |  |  |  | Covered PM Repair - Biomedical | MHHS-TMC
NO | NO |  |  |  | 069-19046 |  | Olympus America | CLK-4 |  |  | TMC - OR - CVOR (7HVI) | MHHS-TMC |  | Light Source, Fiberoptic |  | 069-19046 |  | TMC |  | TMC - OR - CVOR (7HVI) | [5 empty] | LIGHT SOURCES, FIBEROPTIC |  | LIGHTSOURCEFIBEROPT-Olympus-CLK-4 | LIGHTSOURCEFIBEROPT | CLK-4 |  |  |  | Olympus | Light Source, Fiberoptic |  | LIGHTSOURCEFIBEROPT-Olympus-CLK-4 |  |  |  |  | Covered PM Repair - Biomedical | MHHS-TMC
NO | NO | [5 empty] | Olympus America | CLK-4 |  |  | TMC - OR - ROBERTSON (2R) | MHHS-TMC |  | Light Source, Fiberoptic |  |  |  | TMC |  | TMC - OR - ROBERTSON (2R) | [5 empty] | LIGHT SOURCES, FIBEROPTIC |  | LIGHTSOURCEFIBEROPT-Olympus-CLK-4 | LIGHTSOURCEFIBEROPT | CLK-4 |  |  |  | Olympus | Light Source, Fiberoptic |  | LIGHTSOURCEFIBEROPT-Olympus-CLK-4 |  |  |  |  | Covered PM Repair - Biomedical | MHHS-TMC
NO | NO |  |  |  | 029-01114 |  | Olympus America | CLK-4 |  |  | WOODLANDS - CANCER CENTER | MHHS-Woodlands |  | Light Source, Fiberoptic |  | 029-01114 |  | Woodlands |  | WOODLANDS - CANCER CENTER | [5 empty] | LIGHT SOURCES, FIBEROPTIC |  | LIGHTSOURCEFIBEROPT-Olympus-CLK-4 | LIGHTSOURCEFIBEROPT | CLK-4 |  |  |  | Olympus | Light Source, Fiberoptic |  | LIGHTSOURCEFIBEROPT-Olympus-CLK-4 |  |  |  |  | Covered PM Repair - Biomedical | MHHS-Woodlands
NO | NO |  |  |  | 013-01603 |  | Olympus America | CLV |  |  | SW - HVI - OR | MHHS-Southwest |  |  |  | 013-01603 |  | Southwest |  | SW - HVI - OR | [5 empty] | LIGHT SOURCES, FIBEROPTIC |  | .needs class | [5 empty] | Olympus | [7 empty] | Not Covered Vendor Only - Biomedical | MHHS-Southwest
NO | YES |  |  |  | 241-02445 | 241-02445 | Olympus America | CLV-160 |  |  | MH MG - (SE) - SOUTHEAST COLON AND RECTAL (MP2) | MHHS-MG |  | Light Source, Fiberoptic |  | 241-02445 | 241-02445 | Southeast | Memorial Hermann Medical Group Colon | MH MG - (SE) - SOUTHEAST COLON AND RECTAL (MP2) | Storage | 3/1/19 |  | 3/1/20 |  | LIGHT SOURCES, FIBEROPTIC | Light Source, Fiberoptic | LIGHTSOURCEFIBEROPT-Olympus-CLV-160 | LIGHTSOURCEFIBEROPT | CLV-160 |  |  |  | Olympus | Light Source, Fiberoptic |  | LIGHTSOURCEFIBEROPT-Olympus-CLV-160 |  |  |  |  | Covered PM Repair - Biomedical | MHHS-MG | [8 empty] | LIGHTSOURCEFIBEROPT | Light Source, Fiberoptic | Olympus
NO | YES |  |  |  |  | 142-04945 | Olympus America | CLV-160 |  |  | NE-Endoscopy | MHHS-Northeast |  | Light Source, Fiberoptic |  |  | 142-04945 | Katy | MHHS-Northeast | NE-Endoscopy | Cardio Pulmonary | 10/1/18 | 10/1/19 |  |  | LIGHT SOURCES, FIBEROPTIC | Light Source, Fiberoptic | LIGHTSOURCEFIBEROPT-Olympus-CLV-160 | LIGHTSOURCEFIBEROPT | CLV-160 |  |  |  | Olympus | Light Source, Fiberoptic |  | LIGHTSOURCEFIBEROPT-Olympus-CLV-160 |  | 9/8/98 |  |  | Covered PM Repair - Biomedical | MHHS-Northeast | [8 empty] | LIGHTSOURCEFIBEROPT | Light Source, Fiberoptic | Olympus
NO | NO | [5 empty] | Olympus America | CLV-160 |  |  | NE - ENDOSCOPY | MHHS-Northeast |  | Light Source, Fiberoptic |  |  |  | Katy |  | NE - ENDOSCOPY | [5 empty] | LIGHT SOURCES, FIBEROPTIC |  | LIGHTSOURCEFIBEROPT-Olympus-CLV-160 | LIGHTSOURCEFIBEROPT | CLV-160 |  |  |  | Olympus | Light Source, Fiberoptic |  | LIGHTSOURCEFIBEROPT-Olympus-CLV-160 |  |  |  |  | Covered PM Repair - Biomedical | MHHS-Northeast
NO | NO |  |  |  | 013-08631 |  | Olympus America | CLV-160 |  |  | SW - ENDOSCOPY | MHHS-Southwest |  | Light Source, Fiberoptic |  | 013-08631 |  | Southwest |  | SW - ENDOSCOPY | [5 empty] | LIGHT SOURCES, FIBEROPTIC |  | LIGHTSOURCEFIBEROPT-Olympus-CLV-160 | LIGHTSOURCEFIBEROPT | CLV-160 |  |  |  | Olympus | Light Source, Fiberoptic |  | LIGHTSOURCEFIBEROPT-Olympus-CLV-160 |  |  |  |  | Clinical Miscellaneous | MHHS-Southwest
NO | NO | [5 empty] | Olympus America | CLV-160 |  |  | SW - ENDOSCOPY | MHHS-Southwest |  | Light Source, Fiberoptic |  |  |  | Southwest |  | SW - ENDOSCOPY | [5 empty] | LIGHT SOURCES, FIBEROPTIC |  | LIGHTSOURCEFIBEROPT-Olympus-CLV-160 | LIGHTSOURCEFIBEROPT | CLV-160 |  |  |  | Olympus | Light Source, Fiberoptic |  | LIGHTSOURCEFIBEROPT-Olympus-CLV-160 |  |  |  |  | Clinical Miscellaneous | MHHS-Southwest
NO | YES |  |  |  | 151-01294 | 151-01294 | Olympus America | CLV-190 |  |  | CY-Endoscopy | MHHS-Cypress |  | Light Source, Fiberoptic |  | 151-01294 | 151-01294 | Northwest | MHHS-Cypress | CY-Endoscopy | Bronchoscopy | 1/1/19 | 1/1/20 |  |  | LIGHT SOURCES, FIBEROPTIC | Light Source, Fiberoptic | LIGHTSOURCEFIBEROPT-Olympus-CLV-190 | LIGHTSOURCEFIBEROPT | CLV-190 |  |  |  | Olympus | Light Source, Fiberoptic |  | LIGHTSOURCEFIBEROPT-Olympus-CLV-190 |  | 3/1/19 |  |  | Covered PM Repair - Biomedical | MHHS-Cypress | [8 empty] | LIGHTSOURCEFIBEROPT | Light Source, Fiberoptic | Olympus
NO | YES |  |  |  | 151-01295 | 151-01295 | Olympus America | CLV-190 |  |  | CY-OR | MHHS-Cypress |  | Light Source, Fiberoptic |  | 151-01295 | 151-01295 | Northwest | MHHS-Cypress | CY-OR | Endoscopy |  |  |  |  | LIGHT SOURCES, FIBEROPTIC | Light Source, Fiberoptic | LIGHTSOURCEFIBEROPT-Olympus-CLV-190 | LIGHTSOURCEFIBEROPT | CLV-190 |  |  |  | Olympus | Light Source, Fiberoptic |  | LIGHTSOURCEFIBEROPT-Olympus-CLV-190 |  | 3/1/19 |  |  | Covered PM Repair - Biomedical | MHHS-Cypress | [8 empty] | LIGHTSOURCEFIBEROPT | Light Source, Fiberoptic | Olympus
NO | YES |  |  |  | 151-01321 | 151-01321 | Olympus America | CLV-190 |  |  | CY-Endoscopy | MHHS-Cypress |  | Light Source, Fiberoptic |  | 151-01321 | 151-01321 | Northwest | MHHS-Cypress | CY-Endoscopy | M3 115 | 2/1/19 | 2/1/20 |  |  | LIGHT SOURCES, FIBEROPTIC | Light Source, Fiberoptic | LIGHTSOURCEFIBEROPT-Olympus-CLV-190 | LIGHTSOURCEFIBEROPT | CLV-190 |  |  |  | Olympus | Light Source, Fiberoptic |  | LIGHTSOURCEFIBEROPT-Olympus-CLV-190 |  | 1/1/14 |  |  | Covered PM Repair - Biomedical | MHHS-Cypress | [8 empty] | LIGHTSOURCEFIBEROPT | Light Source, Fiberoptic | Olympus
NO | YES |  |  |  | 151-02871 | 151-02871 | Olympus America | CLV-190 |  |  | CY-Endoscopy | MHHS-Cypress |  | Light Source, Fiberoptic |  | 151-02871 | 151-02871 | Northwest | MHHS-Cypress | CY-Endoscopy | Endo two | 2/1/19 | 2/1/20 |  |  | LIGHT SOURCES, FIBEROPTIC | Light Source, Fiberoptic | LIGHTSOURCEFIBEROPT-Olympus-CLV-190 | LIGHTSOURCEFIBEROPT | CLV-190 |  |  |  | Olympus | Light Source, Fiberoptic |  | LIGHTSOURCEFIBEROPT-Olympus-CLV-190 |  | 1/1/14 |  |  | Covered PM Repair - Biomedical | MHHS-Cypress | [8 empty] | LIGHTSOURCEFIBEROPT | Light Source, Fiberoptic | Olympus
NO | YES |  |  |  | 009-09811 | 009-09811 | Olympus America | CLV-190 |  |  | GH-OR | MHHS-Greater Heights |  | Light Source, Fiberoptic |  | 009-09811 | 009-09811 | Central | MHHS-Greater Heights | GH-OR | Hallway | 6/1/19 |  | 6/1/20 |  | LIGHT SOURCES, FIBEROPTIC | Light Source, Fiberoptic | LIGHTSOURCEFIBEROPT-Olympus-CLV-190 | LIGHTSOURCEFIBEROPT | CLV-190 |  |  |  | Olympus | Light Source, Fiberoptic |  | LIGHTSOURCEFIBEROPT-Olympus-CLV-190 |  | 12/30/00 |  |  | Not Covered Vendor Only - Biomedical | MHHS-Greater Heights | [8 empty] | LIGHTSOURCEFIBEROPT | Light Source, Fiberoptic | Olympus
NO | YES |  |  |  | 009-09819 | 009-09819 | Olympus America | CLV-190 |  |  | GH-OR | MHHS-Greater Heights |  | Light Source, Fiberoptic |  | 009-09819 | 009-09819 | Central & Greater Heights | MHHS-Greater Heights | GH-OR | OR 9 | 6/1/19 |  | 6/1/20 |  | LIGHT SOURCES, FIBEROPTIC | Light Source, Fiberoptic | LIGHTSOURCEFIBEROPT-Olympus-CLV-190 | LIGHTSOURCEFIBEROPT | CLV-190 |  |  |  | Olympus | Light Source, Fiberoptic |  | LIGHTSOURCEFIBEROPT-Olympus-CLV-190 |  | 2/25/21 |  |  | Not Covered Vendor Only - Biomedical | MHHS-Greater Heights | [8 empty] | LIGHTSOURCEFIBEROPT | Light Source, Fiberoptic | Olympus
NO | YES |  |  |  | 009-09827 | 009-09827 | Olympus America | CLV-190 |  |  | GH-OR Endoscopy | MHHS-Greater Heights |  | Light Source, Fiberoptic |  | 009-09827 | 009-09827 | Central | MHHS-Greater Heights | GH-OR Endoscopy | OR | 6/1/19 |  | 6/1/20 |  | LIGHT SOURCES, FIBEROPTIC | Light Source, Fiberoptic | LIGHTSOURCEFIBEROPT-Olympus-CLV-190 | LIGHTSOURCEFIBEROPT | CLV-190 |  |  |  | Olympus | Light Source, Fiberoptic |  | LIGHTSOURCEFIBEROPT-Olympus-CLV-190 |  | 2/1/18 |  |  | Covered PM Repair - Biomedical | MHHS-Greater Heights | [8 empty] | LIGHTSOURCEFIBEROPT | Light Source, Fiberoptic | Olympus
NO | YES |  |  |  | 009-09829 | 009-09829 | Olympus America | CLV-190 |  |  | GH-OR Endoscopy | MHHS-Greater Heights |  | Light Source, Fiberoptic |  | 009-09829 | 009-09829 | Central | MHHS-Greater Heights | GH-OR Endoscopy | OR | 6/1/19 |  | 6/1/20 |  | LIGHT SOURCES, FIBEROPTIC | Light Source, Fiberoptic | LIGHTSOURCEFIBEROPT-Olympus-CLV-190 | LIGHTSOURCEFIBEROPT | CLV-190 |  |  |  | Olympus | Light Source, Fiberoptic |  | LIGHTSOURCEFIBEROPT-Olympus-CLV-190 |  | 2/1/19 |  |  | Covered PM Repair - Biomedical | MHHS-Greater Heights | [8 empty] | LIGHTSOURCEFIBEROPT | Light Source, Fiberoptic | Olympus
NO | YES |  |  |  | 009-09835 | 009-09835 | Olympus America | CLV-190 |  |  | GH-OR | MHHS-Greater Heights |  | Light Source, Fiberoptic |  | 009-09835 | 009-09835 | Central | MHHS-Greater Heights | GH-OR | OR 3 | 6/1/19 |  |  |  | LIGHT SOURCES, FIBEROPTIC | Light Source, Fiberoptic | LIGHTSOURCEFIBEROPT-Olympus-CLV-190 | LIGHTSOURCEFIBEROPT | CLV-190 |  |  |  | Olympus | Light Source, Fiberoptic |  | LIGHTSOURCEFIBEROPT-Olympus-CLV-190 |  | 2/1/19 |  |  | Covered PM Repair - Biomedical | MHHS-Greater Heights | [8 empty] | LIGHTSOURCEFIBEROPT | Light Source, Fiberoptic | Olympus
NO | YES |  |  |  | 009-33645 | 009-33645 | Olympus America | CLV-190 |  |  | GH-OR | MHHS-Greater Heights |  | Light Source, Fiberoptic |  | 009-33645 | 009-33645 | Central | MHHS-Greater Heights | GH-OR | RM 5 | 6/1/19 |  | 6/1/20 |  | LIGHT SOURCES, FIBEROPTIC | Light Source, Fiberoptic | LIGHTSOURCEFIBEROPT-Olympus-CLV-190 | LIGHTSOURCEFIBEROPT | CLV-190 |  |  |  | Olympus | Light Source, Fiberoptic |  | LIGHTSOURCEFIBEROPT-Olympus-CLV-190 |  | 2/1/19 |  |  | Covered PM Repair - Biomedical | MHHS-Greater Heights | [8 empty] | LIGHTSOURCEFIBEROPT | Light Source, Fiberoptic | Olympus
NO | YES |  |  |  | 009-09514 | 009-09514 | Olympus America | CLV-190 |  |  | GH-OR | MHHS-Greater Heights |  | Light Source, Fiberoptic |  | 009-09514 | 009-09514 | Central | MHHS-Greater Heights | GH-OR | Equipment storage | 1/1/20 |  | 1/1/21 |  | LIGHT SOURCES, FIBEROPTIC | Light Source, Fiberoptic | LIGHTSOURCEFIBEROPT-Olympus-CLV-190 | LIGHTSOURCEFIBEROPT | CLV-190 |  |  |  | Olympus | Light Source, Fiberoptic |  | LIGHTSOURCEFIBEROPT-Olympus-CLV-190 |  | 2/1/19 |  |  | Covered PM Repair - Biomedical | MHHS-Greater Heights | [8 empty] | LIGHTSOURCEFIBEROPT | Light Source, Fiberoptic | Olympus
NO | YES |  |  |  | 009-09589 | 009-09589 | Olympus America | CLV-190 |  |  | GH-OR | MHHS-Greater Heights |  | Light Source, Fiberoptic |  | 009-09589 | 009-09589 | Central | MHHS-Greater Heights | GH-OR | Hallways | 1/1/20 |  | 1/1/21 |  | LIGHT SOURCES, FIBEROPTIC | Light Source, Fiberoptic | LIGHTSOURCEFIBEROPT-Olympus-CLV-190 | LIGHTSOURCEFIBEROPT | CLV-190 |  |  |  | Olympus | Light Source, Fiberoptic |  | LIGHTSOURCEFIBEROPT-Olympus-CLV-190 |  | 2/1/19 |  |  | Covered PM Repair - Biomedical | MHHS-Greater Heights | [8 empty] | LIGHTSOURCEFIBEROPT | Light Source, Fiberoptic | Olympus
NO | YES |  |  |  | 009-09603 | 009-09603 | Olympus America | CLV-190 |  |  | GH-OR Endoscopy | MHHS-Greater Heights |  | Light Source, Fiberoptic |  | 009-09603 | 009-09603 | Central | MHHS-Greater Heights | GH-OR Endoscopy | Endoscopy | 7/1/19 |  | 7/1/20 |  | LIGHT SOURCES, FIBEROPTIC | Light Source, Fiberoptic | LIGHTSOURCEFIBEROPT-Olympus-CLV-190 | LIGHTSOURCEFIBEROPT | CLV-190 |  |  |  | Olympus | Light Source, Fiberoptic |  | LIGHTSOURCEFIBEROPT-Olympus-CLV-190 |  | 2/1/19 |  |  | Covered PM Repair - Biomedical | MHHS-Greater Heights | [8 empty] | LIGHTSOURCEFIBEROPT | Light Source, Fiberoptic | Olympus
NO | YES |  |  |  | 133-09772 | 133-09772 | Olympus America | CLV-190 |  |  | Katy-OR | MHHS-Katy |  | Light Source, Fiberoptic |  | 133-09772 | 133-09772 | Katy | MHHS-Katy | Katy-OR | Endo 2 | 3/1/19 | 3/1/20 |  |  | LIGHT SOURCES, FIBEROPTIC | Light Source, Fiberoptic | LIGHTSOURCEFIBEROPT-Olympus-CLV-190 | LIGHTSOURCEFIBEROPT | CLV-190 |  |  |  | Olympus | Light Source, Fiberoptic |  | LIGHTSOURCEFIBEROPT-Olympus-CLV-190 |  | 7/9/00 |  |  | Covered PM Repair - Biomedical | MHHS-Katy | [8 empty] | LIGHTSOURCEFIBEROPT | Light Source, Fiberoptic | Olympus
NO | YES |  |  |  | 133-10065 | 133-10065 | Olympus America | CLV-190 |  |  | Katy-Endoscopy | MHHS-Katy |  | Light Source, Fiberoptic |  | 133-10065 | 133-10065 | Katy | MHHS-Katy | Katy-Endoscopy | Endoscopy | 7/1/19 | 7/1/20 |  |  | LIGHT SOURCES, FIBEROPTIC | Light Source, Fiberoptic | LIGHTSOURCEFIBEROPT-Olympus-CLV-190 | LIGHTSOURCEFIBEROPT | CLV-190 |  |  |  | Olympus | Light Source, Fiberoptic |  | LIGHTSOURCEFIBEROPT-Olympus-CLV-190 |  | 8/9/07 |  |  | Covered PM Repair - Biomedical | MHHS-Katy | [8 empty] | LIGHTSOURCEFIBEROPT | Light Source, Fiberoptic | Olympus
NO | YES |  |  |  | 041-16042 | 041-16042 | Olympus America | CLV-190 |  |  | MEMORIAL CITY - Endoscopy | MHHS-Mem City |  | Light Source, Fiberoptic |  | 041-16042 | 041-16042 | West | MEMORIAL CITY - MEMORIAL HERMANN HOSPITAL WEST TOWER | MEMORIAL CITY - Endoscopy | 148 Procedure Rm 5 |  |  |  |  | LIGHT SOURCES, FIBEROPTIC |  | LIGHTSOURCEFIBEROPT-Olympus-CLV-190 | LIGHTSOURCEFIBEROPT | CLV-190 |  |  |  | Olympus | Light Source, Fiberoptic |  | LIGHTSOURCEFIBEROPT-Olympus-CLV-190 |  |  |  |  | Covered PM Repair - Biomedical | MHHS-Mem City
NO | YES |  |  |  | 041-16046 | 041-16046 | Olympus America | CLV-190 |  |  | MEMORIAL CITY - Endo | MHHS-Mem City |  | Light Source, Fiberoptic |  | 041-16046 | 041-16046 | West | MEMORIAL CITY - MEMORIAL HERMANN WEST TOWER | MEMORIAL CITY - Endo | 149 Procedure Room 6 |  |  |  | ?AuNO PM REQUIRED?Au sticker found on unit | LIGHT SOURCES, FIBEROPTIC |  | LIGHTSOURCEFIBEROPT-Olympus-CLV-190 | LIGHTSOURCEFIBEROPT | CLV-190 |  |  |  | Olympus | Light Source, Fiberoptic |  | LIGHTSOURCEFIBEROPT-Olympus-CLV-190 |  |  |  |  | Covered PM Repair - Biomedical | MHHS-Mem City
NO | YES |  |  |  | 041-19744 | 041-19744 | Olympus America | CLV-190 |  |  | Memorial City - Orthopedics Surgery | MHHS-Mem City |  | Light Source, Fiberoptic |  | 041-19744 | 041-19744 | West | Memorial City - Memorial Hermann Hospital | Memorial City - Orthopedics Surgery | Anesthesia Workroom |  |  |  |  | LIGHT SOURCES, FIBEROPTIC |  | LIGHTSOURCEFIBEROPT-Olympus-CLV-190 | LIGHTSOURCEFIBEROPT | CLV-190 |  |  |  | Olympus | Light Source, Fiberoptic |  | LIGHTSOURCEFIBEROPT-Olympus-CLV-190 |  |  |  |  | Covered PM Repair - Biomedical | MHHS-Mem City
NO | YES |  |  |  | 041-18288 | 041-18288 | Olympus America | CLV-190 |  |  | OR | MHHS-Mem City |  | Light Source, Fiberoptic |  | 041-18288 | 041-18288 | West | Memorial Hermann - Memorial City | OR | Back Hallway |  |  |  |  | LIGHT SOURCES, FIBEROPTIC |  | LIGHTSOURCEFIBEROPT-Olympus-CLV-190 | LIGHTSOURCEFIBEROPT | CLV-190 |  |  |  | Olympus | Light Source, Fiberoptic |  | LIGHTSOURCEFIBEROPT-Olympus-CLV-190 |  |  |  |  | Covered PM Repair - Biomedical | MHHS-Mem City
NO | YES |  |  |  | 041-32699 | 041-32699 | Olympus America | CLV-190 |  |  | MEMORIAL CITY - Outpatient | MHHS-Mem City |  | Light Source, Fiberoptic |  | 041-32699 | 041-32699 | West | Memorial Hermann Memorial City Medical Center | MEMORIAL CITY - Outpatient | MEMORIAL CITY - OUTPATIENT |  |  |  |  | LIGHT SOURCES, FIBEROPTIC |  | LIGHTSOURCEFIBEROPT-Olympus-CLV-190 | LIGHTSOURCEFIBEROPT | CLV-190 |  |  |  | Olympus | Light Source, Fiberoptic |  | LIGHTSOURCEFIBEROPT-Olympus-CLV-190 |  |  |  |  | Covered PM Repair - Biomedical | MHHS-Mem City
NO | YES | [5 empty] | Olympus America | CLV-190 |  |  | MEMORIAL CITY - MOR | MHHS-Mem City |  | Light Source, Fiberoptic |  |  |  | West | Memorial City - Memorial Hermann Hospital | MEMORIAL CITY - MOR | Hallway |  |  |  | ?AuNO PM REQUIRED?Au sticker on unit | LIGHT SOURCES, FIBEROPTIC |  | LIGHTSOURCEFIBEROPT-Olympus-CLV-190 | LIGHTSOURCEFIBEROPT | CLV-190 |  |  |  | Olympus | Light Source, Fiberoptic |  | LIGHTSOURCEFIBEROPT-Olympus-CLV-190 |  |  |  |  | Covered PM Repair - Biomedical | MHHS-Mem City
NO | YES |  |  |  | 041-32079 | 041-32079 | Olympus America | CLV-190 |  |  | MEMORIAL CITY - MICU | MHHS-Mem City |  | Light Source, Fiberoptic |  | 041-32079 | 041-32079 | West | Memorial Hermann - Memorial City | MEMORIAL CITY - MICU | Central Supply |  |  |  |  | LIGHT SOURCES, FIBEROPTIC |  | LIGHTSOURCEFIBEROPT-Olympus-CLV-190 | LIGHTSOURCEFIBEROPT | CLV-190 |  |  |  | Olympus | Light Source, Fiberoptic |  | LIGHTSOURCEFIBEROPT-Olympus-CLV-190 |  |  |  |  | Clinical Miscellaneous | MHHS-Mem City
NO | YES |  |  |  | 129-04759 | 129-04759 | Olympus America | CLV-190 |  |  | MH MG-(SL)-Sugar Land Multi-Specialty (Mp1) | MHHS-MG |  | Light Source, Fiberoptic |  | 129-04759 | 129-04759 | Sugar Land | MHHS-MG | MH MG-(SL)-Sugar Land Multi-Specialty (Mp1) | Procesure room | 10/1/19 |  | 10/1/20 |  | LIGHT SOURCES, FIBEROPTIC | Light Source, Fiberoptic | LIGHTSOURCEFIBEROPT-Olympus-CLV-190 | LIGHTSOURCEFIBEROPT | CLV-190 |  |  |  | Olympus | Light Source, Fiberoptic |  | LIGHTSOURCEFIBEROPT-Olympus-CLV-190 |  | 3/1/19 |  |  | Covered PM Repair - Biomedical | MHHS-MG | [8 empty] | LIGHTSOURCEFIBEROPT | Light Source, Fiberoptic | Olympus
NO | YES |  |  |  | 142-03139 | 142-03139 | Olympus America | CLV-190 |  |  | NE-Endoscopy | MHHS-Northeast |  | Light Source, Fiberoptic |  | 142-03139 | 142-03139 | Katy | MHHS-Northeast | NE-Endoscopy | Procedure 3 | 9/1/19 | 9/1/20 |  |  | LIGHT SOURCES, FIBEROPTIC | Light Source, Fiberoptic | LIGHTSOURCEFIBEROPT-Olympus-CLV-190 | LIGHTSOURCEFIBEROPT | CLV-190 |  |  |  | Olympus | Light Source, Fiberoptic |  | LIGHTSOURCEFIBEROPT-Olympus-CLV-190 |  | 8/17/17 |  |  | Covered PM Repair - Biomedical | MHHS-Northeast | [8 empty] | LIGHTSOURCEFIBEROPT | Light Source, Fiberoptic | Olympus
NO | YES |  |  |  | 142-03147 | 142-03147 | Olympus America | CLV-190 |  |  | NE-Endoscopy | MHHS-Northeast |  | Light Source, Fiberoptic |  | 142-03147 | 142-03147 | Katy | MHHS-Northeast | NE-Endoscopy | Procedure room 2 |  |  |  |  | LIGHT SOURCES, FIBEROPTIC | Light Source, Fiberoptic | LIGHTSOURCEFIBEROPT-Olympus-CLV-190 | LIGHTSOURCEFIBEROPT | CLV-190 |  |  |  | Olympus | Light Source, Fiberoptic |  | LIGHTSOURCEFIBEROPT-Olympus-CLV-190 |  | 3/8/19 |  |  | Covered PM Repair - Biomedical | MHHS-Northeast | [8 empty] | LIGHTSOURCEFIBEROPT | Light Source, Fiberoptic | Olympus
NO | YES |  |  |  | 145-00431 | 145-00431 | Olympus America | CLV-190 |  |  | Pearland-OR | MHHS-Pearland Hospital |  | Light Source, Fiberoptic |  | 145-00431 | 145-00431 | Pearland | MHHS-Pearland Hospital | Pearland-OR | Room 207 storage | 9/1/19 | 9/1/20 |  |  | LIGHT SOURCES, FIBEROPTIC | Light Source, Fiberoptic | LIGHTSOURCEFIBEROPT-Olympus-CLV-190 | LIGHTSOURCEFIBEROPT | CLV-190 |  |  |  | Olympus | Light Source, Fiberoptic |  | LIGHTSOURCEFIBEROPT-Olympus-CLV-190 |  | 1/1/14 |  |  | Covered PM Repair - Biomedical | MHHS-Pearland Hospital | [8 empty] | LIGHTSOURCEFIBEROPT | Light Source, Fiberoptic | Olympus
NO | YES |  |  |  | 145-00545 | 145-00545 | Olympus America | CLV-190 |  |  | Pearland-OR | MHHS-Pearland Hospital |  | Light Source, Fiberoptic |  | 145-00545 | 145-00545 | Pearland | MHHS-Pearland Hospital | Pearland-OR | PEARLAND - Endoscopy | 10/1/19 | 10/1/20 |  |  | LIGHT SOURCES, FIBEROPTIC | Light Source, Fiberoptic | LIGHTSOURCEFIBEROPT-Olympus-CLV-190 | LIGHTSOURCEFIBEROPT | CLV-190 |  |  |  | Olympus | Light Source, Fiberoptic |  | LIGHTSOURCEFIBEROPT-Olympus-CLV-190 |  | 10/7/14 |  |  | Covered PM Repair - Lab Analyzers/Anesth | MHHS-Pearland Hospital | [8 empty] | LIGHTSOURCEFIBEROPT | Light Source, Fiberoptic | Olympus
NO | YES |  |  |  | 145-00550 | 145-00550 | Olympus America | CLV-190 |  |  | Pearland-Endoscopy | MHHS-Pearland Hospital |  | Light Source, Fiberoptic |  | 145-00550 | 145-00550 | Pearland | MHHS-Pearland Hospital | Pearland-Endoscopy | Endo equipment storage | 10/1/19 | 10/1/20 |  |  | LIGHT SOURCES, FIBEROPTIC | Light Source, Fiberoptic | LIGHTSOURCEFIBEROPT-Olympus-CLV-190 | LIGHTSOURCEFIBEROPT | CLV-190 |  |  |  | Olympus | Light Source, Fiberoptic |  | LIGHTSOURCEFIBEROPT-Olympus-CLV-190 |  | 5/6/15 |  |  | Covered PM Repair - Biomedical | MHHS-Pearland Hospital | [8 empty] | LIGHTSOURCEFIBEROPT | Light Source, Fiberoptic | Olympus
NO | YES |  |  |  | 005-08902 | 005-08902 | Olympus America | CLV-190 |  |  | SE-Esophageal Disease Center | MHHS-Southeast |  | Light Source, Fiberoptic |  | 005-08902 | 005-08902 | Southeast | MHHS-Southeast | SE-Esophageal Disease Center | Endo procesure 1 | 1/1/19 |  |  |  | LIGHT SOURCES, FIBEROPTIC |  | LIGHTSOURCEFIBEROPT-Olympus-CLV-190 | LIGHTSOURCEFIBEROPT | CLV-190 |  |  |  | Olympus | Light Source, Fiberoptic |  | LIGHTSOURCEFIBEROPT-Olympus-CLV-190 |  | 1/1/15 |  |  | Covered PM Repair - Biomedical | MHHS-Southeast
NO | YES |  |  |  | 005-10339 | 005-10339 | Olympus America | CLV-190 |  |  | SE-Esophageal Disease Center | MHHS-Southeast |  | Light Source, Fiberoptic |  | 005-10339 | 005-10339 | Southeast | MHHS-Southeast | SE-Esophageal Disease Center | Procedure 5 |  |  |  |  | LIGHT SOURCES, FIBEROPTIC |  | LIGHTSOURCEFIBEROPT-Olympus-CLV-190 | LIGHTSOURCEFIBEROPT | CLV-190 |  |  |  | Olympus | Light Source, Fiberoptic |  | LIGHTSOURCEFIBEROPT-Olympus-CLV-190 |  |  |  |  | Covered PM Repair - Biomedical | MHHS-Southeast
NO | YES |  |  |  | 005-10341 | 005-10341 | Olympus America | CLV-190 |  |  | SE-Esophageal Disease Center | MHHS-Southeast |  | Light Source, Fiberoptic |  | 005-10341 | 005-10341 | Southeast | MHHS-Southeast | SE-Esophageal Disease Center |  | 1/1/19 |  |  |  | LIGHT SOURCES, FIBEROPTIC |  | LIGHTSOURCEFIBEROPT-Olympus-CLV-190 | LIGHTSOURCEFIBEROPT | CLV-190 |  |  |  | Olympus | Light Source, Fiberoptic |  | LIGHTSOURCEFIBEROPT-Olympus-CLV-190 |  | 5/6/04 |  |  | Covered PM Repair - Biomedical | MHHS-Southeast
NO | YES |  |  |  | 005-10353 | 005-10353 | Olympus America | CLV-190 |  |  | SE-Esophageal Disease Center | MHHS-Southeast |  | Light Source, Fiberoptic |  | 005-10353 | 005-10353 | Southeast | MHHS-Southeast | SE-Esophageal Disease Center | Endo 3 |  |  |  | No pm | LIGHT SOURCES, FIBEROPTIC |  | LIGHTSOURCEFIBEROPT-Olympus-CLV-190 | LIGHTSOURCEFIBEROPT | CLV-190 |  |  |  | Olympus | Light Source, Fiberoptic |  | LIGHTSOURCEFIBEROPT-Olympus-CLV-190 |  | 10/5/16 |  |  | Covered PM Repair - Biomedical | MHHS-Southeast
NO | YES |  |  |  | 005-10744 | 005-10744 | Olympus America | CLV-190 |  |  | SE-OR | MHHS-Southeast |  | Light Source, Fiberoptic |  | 005-10744 | 005-10744 | Southeast | MHHS-Southeast | SE-OR | OR | 4/1/19 |  | 4/1/20 |  | LIGHT SOURCES, FIBEROPTIC |  | LIGHTSOURCEFIBEROPT-Olympus-CLV-190 | LIGHTSOURCEFIBEROPT | CLV-190 |  |  |  | Olympus | Light Source, Fiberoptic |  | LIGHTSOURCEFIBEROPT-Olympus-CLV-190 |  | 12/2/13 |  |  | Covered PM Repair - Biomedical | MHHS-Southeast
NO | YES |  |  |  | 005-10750 | 005-10750 | Olympus America | CLV-190 |  |  | SE-OR | MHHS-Southeast |  | Light Source, Fiberoptic |  | 005-10750 | 005-10750 | Southeast | MHHS-Southeast | SE-OR | OR | 4/1/19 |  | 4/1/20 |  | LIGHT SOURCES, FIBEROPTIC |  | LIGHTSOURCEFIBEROPT-Olympus-CLV-190 | LIGHTSOURCEFIBEROPT | CLV-190 |  |  |  | Olympus | Light Source, Fiberoptic |  | LIGHTSOURCEFIBEROPT-Olympus-CLV-190 |  | 4/11/00 |  |  | Covered PM Repair - Biomedical | MHHS-Southeast
NO | YES |  |  |  | 005-11224 | 005-11224 | Olympus America | CLV-190 |  |  | SE-OR | MHHS-Southeast |  | Light Source, Fiberoptic |  | 005-11224 | 005-11224 | Southeast | MHHS-Southeast | SE-OR | Cysto |  |  |  |  | LIGHT SOURCES, FIBEROPTIC |  | LIGHTSOURCEFIBEROPT-Olympus-CLV-190 | LIGHTSOURCEFIBEROPT | CLV-190 |  |  |  | Olympus | Light Source, Fiberoptic |  | LIGHTSOURCEFIBEROPT-Olympus-CLV-190 |  | 12/30/13 |  |  | Covered PM Repair - Biomedical | MHHS-Southeast
NO | YES | Asset Tag 013-37794 |  |  | 013-37794 | 013-37794 | Olympus America | CLV-190 |  |  | SW-Preop | MHHS-Southwest |  | Light Source, Fiberoptic |  | 013-37794 | 013-37794 | Southwest | MHHS-Southwest | SW-Preop | Rm 1 | 10/1/19 |  | 10/1/20 |  | LIGHT SOURCES, FIBEROPTIC | Light Source, Fiberoptic | LIGHTSOURCEFIBEROPT-Olympus-CLV-190 | LIGHTSOURCEFIBEROPT | CLV-190 |  |  |  | Olympus | Light Source, Fiberoptic |  | LIGHTSOURCEFIBEROPT-Olympus-CLV-190 |  | 12/25/19 |  |  | No Coverage Specified | MHHS-Southwest | [8 empty] | LIGHTSOURCEFIBEROPT | Light Source, Fiberoptic | Olympus
NO | YES | Asset Tag 013-38193 |  |  | 013-38193 | 013-38193 | Olympus America | CLV-190 |  |  | SW-Preop | MHHS-Southwest |  | Light Source, Fiberoptic |  | 013-38193 | 013-38193 | Southwest | MHHS-Southwest | SW-Preop | Rm 3 | 7/1/19 |  | 7/1/20 |  | LIGHT SOURCES, FIBEROPTIC | Light Source, Fiberoptic | LIGHTSOURCEFIBEROPT-Olympus-CLV-190 | LIGHTSOURCEFIBEROPT | CLV-190 |  |  |  | Olympus | Light Source, Fiberoptic |  | LIGHTSOURCEFIBEROPT-Olympus-CLV-190 |  | 9/29/18 |  |  | Covered PM Repair - Biomedical | MHHS-Southwest | [8 empty] | LIGHTSOURCEFIBEROPT | Light Source, Fiberoptic | Olympus
NO | YES | Asset Tag 013-39207 |  |  | 013-39207 | 013-39207 | Olympus America | CLV-190 |  |  | SW-OR | MHHS-Southwest |  | Light Source, Fiberoptic |  | 013-39207 | 013-39207 | Southwest | MHHS-Southwest | SW-OR | Rm 4 | 5/1/19 |  | 5/1/20 |  | LIGHT SOURCES, FIBEROPTIC | Light Source, Fiberoptic | LIGHTSOURCEFIBEROPT-Olympus-CLV-190 | LIGHTSOURCEFIBEROPT | CLV-190 |  |  |  | Olympus | Light Source, Fiberoptic |  | LIGHTSOURCEFIBEROPT-Olympus-CLV-190 |  | 9/29/18 |  |  | Covered PM Repair - Biomedical | MHHS-Southwest | [8 empty] | LIGHTSOURCEFIBEROPT | Light Source, Fiberoptic | Olympus
NO | YES |  |  |  | 013-39212 | 013-39212 | Olympus America | CLV-190 |  |  | SW-Preop | MHHS-Southwest |  | Light Source, Fiberoptic |  | 013-39212 | 013-39212 | Southwest | MHHS-Southwest | SW-Preop | Hallway | 5/1/19 |  | 5/1/20 |  | LIGHT SOURCES, FIBEROPTIC | Light Source, Fiberoptic | LIGHTSOURCEFIBEROPT-Olympus-CLV-190 | LIGHTSOURCEFIBEROPT | CLV-190 |  |  |  | Olympus | Light Source, Fiberoptic |  | LIGHTSOURCEFIBEROPT-Olympus-CLV-190 |  | 2/27/18 |  |  | Covered PM Repair - Biomedical | MHHS-Southwest | [8 empty] | LIGHTSOURCEFIBEROPT | Light Source, Fiberoptic | Olympus
NO | YES |  |  |  | 013-20137 | 013-20137 | Olympus America | CLV-190 |  |  | SW-HVI-OR | MHHS-Southwest |  | Light Source, Fiberoptic |  | 013-20137 | 013-20137 | Southwest | MHHS-Southwest | SW-HVI-OR | CVOR2 | 10/1/19 |  | 4/1/20 |  | LIGHT SOURCES, FIBEROPTIC | Light Source, Fiberoptic | LIGHTSOURCEFIBEROPT-Olympus-CLV-190 | LIGHTSOURCEFIBEROPT | CLV-190 |  |  |  | Olympus | Light Source, Fiberoptic |  | LIGHTSOURCEFIBEROPT-Olympus-CLV-190 |  | 2/27/18 |  |  | Covered PM Repair - Biomedical | MHHS-Southwest | [8 empty] | LIGHTSOURCEFIBEROPT | Light Source, Fiberoptic | Olympus
NO | YES |  |  |  | 013-20142 | 013-20142 | Olympus America | CLV-190 |  |  | SW-HVI-OR | MHHS-Southwest |  | Light Source, Fiberoptic |  | 013-20142 | 013-20142 | Southwest | MHHS-Southwest | SW-HVI-OR | CVOR3 | 12/1/19 |  | 6/1/20 |  | LIGHT SOURCES, FIBEROPTIC | Light Source, Fiberoptic | LIGHTSOURCEFIBEROPT-Olympus-CLV-190 | LIGHTSOURCEFIBEROPT | CLV-190 |  |  |  | Olympus | Light Source, Fiberoptic |  | LIGHTSOURCEFIBEROPT-Olympus-CLV-190 |  | 2/12/00 |  |  | Covered PM Repair - Biomedical | MHHS-Southwest | [8 empty] | LIGHTSOURCEFIBEROPT | Light Source, Fiberoptic | Olympus
NO | YES |  |  |  | 013-35905 | 013-35905 | Olympus America | CLV-190 |  |  | SW-HVI-OR | MHHS-Southwest |  | Light Source, Fiberoptic |  | 013-35905 | 013-35905 | Southwest | MHHS-Southwest | SW-HVI-OR | CVOR4 | 10/1/19 |  | 4/1/20 |  | LIGHT SOURCES, FIBEROPTIC | Light Source, Fiberoptic | LIGHTSOURCEFIBEROPT-Olympus-CLV-190 | LIGHTSOURCEFIBEROPT | CLV-190 |  |  |  | Olympus | Light Source, Fiberoptic |  | LIGHTSOURCEFIBEROPT-Olympus-CLV-190 |  | 9/4/98 |  |  | Covered PM Repair - Biomedical | MHHS-Southwest | [8 empty] | LIGHTSOURCEFIBEROPT | Light Source, Fiberoptic | Olympus
NO | YES |  |  |  | 013-35910 | 013-35910 | Olympus America | CLV-190 |  |  | SW-HVI-OR | MHHS-Southwest |  | Light Source, Fiberoptic |  | 013-35910 | 013-35910 | Southwest | MHHS-Southwest | SW-HVI-OR | SW-HVI-OR | 10/1/19 |  | 4/1/20 |  | LIGHT SOURCES, FIBEROPTIC | Light Source, Fiberoptic | LIGHTSOURCEFIBEROPT-Olympus-CLV-190 | LIGHTSOURCEFIBEROPT | CLV-190 |  |  |  | Olympus | Light Source, Fiberoptic |  | LIGHTSOURCEFIBEROPT-Olympus-CLV-190 |  | 6/4/10 |  |  | Covered PM Repair - Biomedical | MHHS-Southwest | [8 empty] | LIGHTSOURCEFIBEROPT | Light Source, Fiberoptic | Olympus
NO | YES |  |  |  | 129-07002 | 129-07002 | Olympus America | CLV-190 |  |  | Sugar Land-Endoscopy | MHHS-Sugarland |  | Light Source, Fiberoptic |  | 129-07002 | 129-07002 | Sugar Land | MHHS-Sugarland | Sugar Land-Endoscopy | Procedure Room 2 | 8/1/19 |  |  |  | LIGHT SOURCES, FIBEROPTIC | Light Source, Fiberoptic | LIGHTSOURCEFIBEROPT-Olympus-CLV-190 | LIGHTSOURCEFIBEROPT | CLV-190 |  |  |  | Olympus | Light Source, Fiberoptic |  | LIGHTSOURCEFIBEROPT-Olympus-CLV-190 |  | 8/7/08 |  |  | Covered PM Repair - Biomedical | MHHS-Sugarland | [8 empty] | LIGHTSOURCEFIBEROPT | Light Source, Fiberoptic | Olympus
NO | YES |  |  |  | 129-07010 | 129-07010 | Olympus America | CLV-190 |  |  | Sugar Land-Endoscopy | MHHS-Sugarland |  | Light Source, Fiberoptic |  | 129-07010 | 129-07010 | Sugar Land | MHHS-Sugarland | Sugar Land-Endoscopy |  | 8/1/19 | 8/1/20 |  |  | LIGHT SOURCES, FIBEROPTIC | Light Source, Fiberoptic | LIGHTSOURCEFIBEROPT-Olympus-CLV-190 | LIGHTSOURCEFIBEROPT | CLV-190 |  |  |  | Olympus | Light Source, Fiberoptic |  | LIGHTSOURCEFIBEROPT-Olympus-CLV-190 |  | 5/4/02 |  |  | Covered PM Repair - Biomedical | MHHS-Sugarland | [8 empty] | LIGHTSOURCEFIBEROPT | Light Source, Fiberoptic | Olympus
NO | YES |  |  |  | 129-07495 | 129-07495 | Olympus America | CLV-190 |  |  | SUGAR LAND - ENDOSCOPY | MHHS-Sugarland |  | Light Source, Fiberoptic |  | 129-07495 | 129-07495 | Sugar Land | Memorial Hermann Sugar Land Hospital | SUGAR LAND - ENDOSCOPY | Endoscopy | 3/1/19 |  | 3/1/20 |  | LIGHT SOURCES, FIBEROPTIC | Light Source, Fiberoptic | LIGHTSOURCEFIBEROPT-Olympus-CLV-190 | LIGHTSOURCEFIBEROPT | CLV-190 |  |  |  | Olympus | Light Source, Fiberoptic |  | LIGHTSOURCEFIBEROPT-Olympus-CLV-190 |  | 1/1/04 |  |  | Covered PM Repair - Biomedical | MHHS-Sugarland | [8 empty] | LIGHTSOURCEFIBEROPT | Light Source, Fiberoptic | Olympus
NO | YES |  |  |  | 129-31073 | 129-31073 | Olympus America | CLV-190 |  |  | SUGAR LAND - ENDOSCOPY | MHHS-Sugarland |  | Light Source, Fiberoptic |  | 129-31073 | 129-31073 | Sugar Land | Memorial Hermann Sugar Land Hospital | SUGAR LAND - ENDOSCOPY | Respiratory clean supply | 2/1/19 |  | 2/1/20 |  | LIGHT SOURCES, FIBEROPTIC | Light Source, Fiberoptic | LIGHTSOURCEFIBEROPT-Olympus-CLV-190 | LIGHTSOURCEFIBEROPT | CLV-190 |  |  |  | Olympus | Light Source, Fiberoptic |  | LIGHTSOURCEFIBEROPT-Olympus-CLV-190 |  | 1/25/19 |  |  | Covered PM Repair - Biomedical | MHHS-Sugarland | [8 empty] | LIGHTSOURCEFIBEROPT | Light Source, Fiberoptic | Olympus
NO | YES |  |  |  | 129-05654 | 129-05654 | Olympus America | CLV-190 |  |  | 3 East | MHHS-Sugarland |  | Light Source, Fiberoptic |  | 129-05654 | 129-05654 | Sugar Land | Memorial Hermann Sugar land Hospital | 3 East | Back hallway | 8/1/19 |  | 8/1/20 |  | LIGHT SOURCES, FIBEROPTIC | Light Source, Fiberoptic | LIGHTSOURCEFIBEROPT-Olympus-CLV-190 | LIGHTSOURCEFIBEROPT | CLV-190 |  |  |  | Olympus | Light Source, Fiberoptic |  | LIGHTSOURCEFIBEROPT-Olympus-CLV-190 |  | 9/1/15 |  |  | Covered PM Repair - Biomedical | MHHS-Sugarland | [8 empty] | LIGHTSOURCEFIBEROPT | Light Source, Fiberoptic | Olympus
NO | YES |  |  |  | 129-07271 | 129-07271 | Olympus America | CLV-190 |  |  | Sugar Land-OR | MHHS-Sugarland |  | Light Source, Fiberoptic |  | 129-07271 | 129-07271 | Sugar Land | MHHS-Sugarland | Sugar Land-OR | OR 8 | 8/1/19 |  | 8/1/20 |  | LIGHT SOURCES, FIBEROPTIC | Light Source, Fiberoptic | LIGHTSOURCEFIBEROPT-Olympus-CLV-190 | LIGHTSOURCEFIBEROPT | CLV-190 |  |  |  | Olympus | Light Source, Fiberoptic |  | LIGHTSOURCEFIBEROPT-Olympus-CLV-190 |  | 10/6/18 |  |  | Covered PM Repair - Biomedical | MHHS-Sugarland | [8 empty] | LIGHTSOURCEFIBEROPT | Light Source, Fiberoptic | Olympus
NO | YES |  |  |  | 069-42258 | 069-42258 | Olympus America | CLV-190 |  |  | TMC-OR-Hermann (2Hp) | MHHS-TMC |  | Light Source, Fiberoptic |  | 069-42258 | 069-42258 | TMC | MHHS-TMC | TMC-OR-Hermann (2Hp) | Hall | 4/1/19 |  |  |  | LIGHT SOURCES, FIBEROPTIC |  | LIGHTSOURCEFIBEROPT-Olympus-CLV-190 | LIGHTSOURCEFIBEROPT | CLV-190 |  |  |  | Olympus | Light Source, Fiberoptic |  | LIGHTSOURCEFIBEROPT-Olympus-CLV-190 |  | 8/11/16 |  |  | Covered PM Repair - Biomedical | MHHS-TMC
NO | YES |  |  |  | 069-38415 | 069-38415 | Olympus America | CLV-190 |  |  | TMC-OR-Pedi OR (2R) | MHHS-TMC |  | Light Source, Fiberoptic |  | 069-38415 | 069-38415 | TMC | MHHS-TMC | TMC-OR-Pedi OR (2R) | S2 401 | 4/1/19 |  |  |  | LIGHT SOURCES, FIBEROPTIC |  | LIGHTSOURCEFIBEROPT-Olympus-CLV-190 | LIGHTSOURCEFIBEROPT | CLV-190 |  |  |  | Olympus | Light Source, Fiberoptic |  | LIGHTSOURCEFIBEROPT-Olympus-CLV-190 |  | 8/11/01 |  |  | Covered PM Repair - Biomedical | MHHS-TMC
NO | YES |  |  |  | 069-38425 | 069-38425 | Olympus America | CLV-190 |  |  | TMC-OR-Pedi OR (2R) | MHHS-TMC |  | Light Source, Fiberoptic |  | 069-38425 | 069-38425 | TMC | MHHS-TMC | TMC-OR-Pedi OR (2R) | S2 401 | 4/1/19 |  |  |  | LIGHT SOURCES, FIBEROPTIC |  | LIGHTSOURCEFIBEROPT-Olympus-CLV-190 | LIGHTSOURCEFIBEROPT | CLV-190 |  |  |  | Olympus | Light Source, Fiberoptic |  | LIGHTSOURCEFIBEROPT-Olympus-CLV-190 |  | 9/4/98 |  |  | Covered PM Repair - Biomedical | MHHS-TMC
NO | YES |  |  |  | 069-38430 | 069-38430 | Olympus America | CLV-190 |  |  | TWC | MHHS-TMC |  | Light Source, Fiberoptic |  | 069-38430 | 069-38430 | TMC | Memorial Hermann Heart | TWC | Equipment Room |  |  |  |  | LIGHT SOURCES, FIBEROPTIC | Light Source, Fiberoptic | LIGHTSOURCEFIBEROPT-Olympus-CLV-190 | LIGHTSOURCEFIBEROPT | CLV-190 |  |  |  | Olympus | Light Source, Fiberoptic |  | LIGHTSOURCEFIBEROPT-Olympus-CLV-190 |  |  |  |  | Covered PM Repair - Biomedical | MHHS-TMC | [8 empty] | LIGHTSOURCEFIBEROPT | Light Source, Fiberoptic | Olympus
NO | YES |  |  |  | 069-40499 | 069-40499 | Olympus America | CLV-190 |  |  | TMC-OR-Pedi OR (2R) | MHHS-TMC |  | Light Source, Fiberoptic |  | 069-40499 | 069-40499 | TMC | MHHS-TMC | TMC-OR-Pedi OR (2R) | S2 401 | 4/1/19 |  |  | No pm found | LIGHT SOURCES, FIBEROPTIC |  | LIGHTSOURCEFIBEROPT-Olympus-CLV-190 | LIGHTSOURCEFIBEROPT | CLV-190 |  |  |  | Olympus | Light Source, Fiberoptic |  | LIGHTSOURCEFIBEROPT-Olympus-CLV-190 |  |  |  |  | Covered PM Repair - Biomedical | MHHS-TMC
NO | YES |  |  |  | 069-39917 | 069-39917 | Olympus America | CLV-190 |  |  | TMC-OR-Robertson (2R) | MHHS-TMC |  | Light Source, Fiberoptic |  | 069-39917 | 069-39917 | TMC | MHHS-TMC | TMC-OR-Robertson (2R) | [5 empty] | LIGHT SOURCES, FIBEROPTIC |  | LIGHTSOURCEFIBEROPT-Olympus-CLV-190 | LIGHTSOURCEFIBEROPT | CLV-190 |  |  |  | Olympus | Light Source, Fiberoptic |  | LIGHTSOURCEFIBEROPT-Olympus-CLV-190 |  |  |  |  | Covered PM Repair - Biomedical | MHHS-TMC
NO | YES |  |  |  | 069-41684 | 069-41684 | Olympus America | CLV-190 |  |  | TMC-Respiratory-Adult | MHHS-TMC |  | Light Source, Fiberoptic |  | 069-41684 | 069-41684 | TMC | MHHS-TMC | TMC-Respiratory-Adult |  | 1/8/19 |  |  |  | LIGHT SOURCES, FIBEROPTIC |  | LIGHTSOURCEFIBEROPT-Olympus-CLV-190 | LIGHTSOURCEFIBEROPT | CLV-190 |  |  |  | Olympus | Light Source, Fiberoptic |  | LIGHTSOURCEFIBEROPT-Olympus-CLV-190 |  |  | Verified 3/30/2020 4:07pm (Central) |  | Covered PM Repair - Biomedical | MHHS-TMC
NO | YES |  |  |  | 029-09458 | 029-09458 | Olympus America | CLV-190 |  |  | Woodlands-Endoscopy | MHHS-Woodlands |  | Light Source, Fiberoptic |  | 029-09458 | 029-09458 | Woodland | MHHS-Woodlands | Woodlands-Endoscopy | Room 1 | 11/1/19 |  | 11/1/20 |  | LIGHT SOURCES, FIBEROPTIC | Light Source, Fiberoptic | LIGHTSOURCEFIBEROPT-Olympus-CLV-190 | LIGHTSOURCEFIBEROPT | CLV-190 |  |  |  | Olympus | Light Source, Fiberoptic |  | LIGHTSOURCEFIBEROPT-Olympus-CLV-190 |  | 6/28/18 |  |  | Covered PM Repair - Biomedical | MHHS-Woodlands | [8 empty] | LIGHTSOURCEFIBEROPT | Light Source, Fiberoptic | Olympus
NO | YES |  |  |  | 029-09461 | 029-09461 | Olympus America | CLV-190 |  |  | Woodlands-Endoscopy | MHHS-Woodlands |  | Light Source, Fiberoptic |  | 029-09461 | 029-09461 | Woodlands | MHHS-Woodlands | Woodlands-Endoscopy | ENDOSCOPY | 11/1/19 |  | 11/1/20 |  | LIGHT SOURCES, FIBEROPTIC | Light Source, Fiberoptic | LIGHTSOURCEFIBEROPT-Olympus-CLV-190 | LIGHTSOURCEFIBEROPT | CLV-190 |  |  |  | Olympus | Light Source, Fiberoptic |  | LIGHTSOURCEFIBEROPT-Olympus-CLV-190 |  | 3/1/19 |  |  | Covered PM Repair - Biomedical | MHHS-Woodlands | [8 empty] | LIGHTSOURCEFIBEROPT | Light Source, Fiberoptic | Olympus
NO | YES |  |  |  | 029-09465 | 029-09465 | Olympus America | CLV-190 |  |  | Woodlands-Endoscopy | MHHS-Woodlands |  | Light Source, Fiberoptic |  | 029-09465 | 029-09465 | Woodlands | MHHS-Woodlands | Woodlands-Endoscopy | Rm 3 | 11/1/19 |  | 11/1/20 |  | LIGHT SOURCES, FIBEROPTIC | Light Source, Fiberoptic | LIGHTSOURCEFIBEROPT-Olympus-CLV-190 | LIGHTSOURCEFIBEROPT | CLV-190 |  |  |  | Olympus | Light Source, Fiberoptic |  | LIGHTSOURCEFIBEROPT-Olympus-CLV-190 |  | 3/1/19 |  |  | Covered PM Repair - Biomedical | MHHS-Woodlands | [8 empty] | LIGHTSOURCEFIBEROPT | Light Source, Fiberoptic | Olympus
NO | YES |  |  |  | 029-09721 | 029-09721 | Olympus America | CLV-190 |  |  | Woodlands-Endoscopy | MHHS-Woodlands |  | Light Source, Fiberoptic |  | 029-09721 | 029-09721 | Woodlands | MHHS-Woodlands | Woodlands-Endoscopy | Storage room | 11/1/19 |  | 11/1/20 |  | LIGHT SOURCES, FIBEROPTIC | Light Source, Fiberoptic | LIGHTSOURCEFIBEROPT-Olympus-CLV-190 | LIGHTSOURCEFIBEROPT | CLV-190 |  |  |  | Olympus | Light Source, Fiberoptic |  | LIGHTSOURCEFIBEROPT-Olympus-CLV-190 |  | 3/1/19 |  |  | Covered PM Repair - Biomedical | MHHS-Woodlands | [8 empty] | LIGHTSOURCEFIBEROPT | Light Source, Fiberoptic | Olympus
NO | YES |  |  |  | 029-09383 | 029-09383 | Olympus America | CLV-190 |  |  | Woodlands-OR | MHHS-Woodlands |  | Light Source, Fiberoptic |  | 029-09383 | 029-09383 | Woodlands | MHHS-Woodlands | Woodlands-OR | Equipment Storage | 7/1/19 |  | 7/1/20 |  | LIGHT SOURCES, FIBEROPTIC | Light Source, Fiberoptic | LIGHTSOURCEFIBEROPT-Olympus-CLV-190 | LIGHTSOURCEFIBEROPT | CLV-190 |  |  |  | Olympus | Light Source, Fiberoptic |  | LIGHTSOURCEFIBEROPT-Olympus-CLV-190 |  | 3/29/19 |  |  | Covered PM Repair - Biomedical | MHHS-Woodlands | [8 empty] | LIGHTSOURCEFIBEROPT | Light Source, Fiberoptic | Olympus
NO | YES |  |  |  | 029-32100 | 029-32100 | Olympus America | CLV-190 |  |  | Woodlands-OR | MHHS-Woodlands |  | Light Source, Fiberoptic |  | 029-32100 | 029-32100 | Woodlands | MHHS-Woodlands | Woodlands-OR |  | 10/1/19 |  | 10/1/20 |  | LIGHT SOURCES, FIBEROPTIC | Light Source, Fiberoptic | LIGHTSOURCEFIBEROPT-Olympus-CLV-190 | LIGHTSOURCEFIBEROPT | CLV-190 |  |  |  | Olympus | Light Source, Fiberoptic |  | LIGHTSOURCEFIBEROPT-Olympus-CLV-190 |  | 3/1/19 |  |  | Covered PM Repair - Biomedical | MHHS-Woodlands | [8 empty] | LIGHTSOURCEFIBEROPT | Light Source, Fiberoptic | Olympus
NO | YES |  |  |  | 029-32108 | 029-32108 | Olympus America | CLV-190 |  |  | Woodlands-OR | MHHS-Woodlands |  | Light Source, Fiberoptic |  | 029-32108 | 029-32108 | Woodlands | MHHS-Woodlands | Woodlands-OR | OR 8 | 10/1/19 |  | 10/1/20 |  | LIGHT SOURCES, FIBEROPTIC | Light Source, Fiberoptic | LIGHTSOURCEFIBEROPT-Olympus-CLV-190 | LIGHTSOURCEFIBEROPT | CLV-190 |  |  |  | Olympus | Light Source, Fiberoptic |  | LIGHTSOURCEFIBEROPT-Olympus-CLV-190 |  | 3/1/19 |  |  | Covered PM Repair - Biomedical | MHHS-Woodlands | [8 empty] | LIGHTSOURCEFIBEROPT | Light Source, Fiberoptic | Olympus
NO | YES | Asset Tag 005-10342 |  |  | 005-10342 | 005-10342 | Olympus America | CLV-190 |  |  | SE-Esophageal Disease Center |  |  |  |  | 005-10342 | 005-10342 | Southeast | MHHS-Southeast | SE-Esophageal Disease Center
NO | NO |  |  |  | 142-05447 |  | Olympus America | CLV-190 |  |  | NE - ENDOSCOPY | MHHS-Northeast |  | Light Source, Fiberoptic |  | 142-05447 |  | Katy |  | NE - ENDOSCOPY | [5 empty] | LIGHT SOURCES, FIBEROPTIC |  | LIGHTSOURCEFIBEROPT-Olympus-CLV-190 | LIGHTSOURCEFIBEROPT | CLV-190 |  |  |  | Olympus | Light Source, Fiberoptic |  | LIGHTSOURCEFIBEROPT-Olympus-CLV-190 |  |  |  |  | Covered PM Repair - Biomedical | MHHS-Northeast
NO | NO |  |  |  | 005-10296 |  | Olympus America | CLV-190 |  |  | SE - RESPIRATORY | MHHS-Southeast |  | Light Source, Fiberoptic |  | 005-10296 |  | Southeast & Bay Area |  | SE - RESPIRATORY | [5 empty] | LIGHT SOURCES, FIBEROPTIC |  | LIGHTSOURCEFIBEROPT-Olympus-CLV-190 | LIGHTSOURCEFIBEROPT | CLV-190 |  |  |  | Olympus | Light Source, Fiberoptic |  | LIGHTSOURCEFIBEROPT-Olympus-CLV-190 |  |  |  |  | Covered PM Repair - Biomedical | MHHS-Southeast
NO | NO |  |  |  | 129-04762 |  | Olympus America | CLV-190 |  |  | SUGAR LAND - OR | MHHS-Sugarland |  | Light Source, Fiberoptic |  | 129-04762 |  | Sugar Land |  | SUGAR LAND - OR | [5 empty] | LIGHT SOURCES, FIBEROPTIC |  | LIGHTSOURCEFIBEROPT-Olympus-CLV-190 | LIGHTSOURCEFIBEROPT | CLV-190 |  |  |  | Olympus | Light Source, Fiberoptic |  | LIGHTSOURCEFIBEROPT-Olympus-CLV-190 |  |  |  |  | Covered PM Repair - Biomedical | MHHS-Sugarland
NO | NO |  |  |  | 069-40059 |  | Olympus America | CLV-190 |  |  | TMC - GI/ENDO - ADULT (1J) | MHHS-TMC |  | Light Source, Fiberoptic |  | 069-40059 |  | TMC |  | TMC - GI/ENDO - ADULT (1J) | [5 empty] | LIGHT SOURCES, FIBEROPTIC |  | LIGHTSOURCEFIBEROPT-Olympus-CLV-190 | LIGHTSOURCEFIBEROPT | CLV-190 |  |  |  | Olympus | Light Source, Fiberoptic |  | LIGHTSOURCEFIBEROPT-Olympus-CLV-190 |  |  |  |  | Covered PM Repair - Biomedical | MHHS-TMC
NO | NO |  |  |  | 077-07799 |  | Olympus America | CLV-190 |  |  | TMC - GI/ENDO - PEDI (GHP) | MHHS-TMC |  | Light Source, Fiberoptic |  | 077-07799 |  | TMC |  | TMC - GI/ENDO - PEDI (GHP) | [5 empty] | LIGHT SOURCES, FIBEROPTIC |  | LIGHTSOURCEFIBEROPT-Olympus-CLV-190 | LIGHTSOURCEFIBEROPT | CLV-190 |  |  |  | Olympus | Light Source, Fiberoptic |  | LIGHTSOURCEFIBEROPT-Olympus-CLV-190 |  |  |  |  | Covered PM Repair - Biomedical | MHHS-TMC
NO | NO |  |  |  | 077-07800 |  | Olympus America | CLV-190 |  |  | TMC - GI/ENDO - PEDI (GHP) | MHHS-TMC |  | Light Source, Fiberoptic |  | 077-07800 |  | TMC |  | TMC - GI/ENDO - PEDI (GHP) | [5 empty] | LIGHT SOURCES, FIBEROPTIC |  | LIGHTSOURCEFIBEROPT-Olympus-CLV-190 | LIGHTSOURCEFIBEROPT | CLV-190 |  |  |  | Olympus | Light Source, Fiberoptic |  | LIGHTSOURCEFIBEROPT-Olympus-CLV-190 |  |  |  |  | Covered PM Repair - Biomedical | MHHS-TMC
NO | NO |  |  |  | 069-37207 |  | Olympus America | CLV-190 |  |  | TMC - OR - ANESTHESIA (OLD) | MHHS-TMC |  | Light Source, Fiberoptic |  | 069-37207 |  | TMC |  | TMC - OR - ANESTHESIA (OLD) | [5 empty] | LIGHT SOURCES, FIBEROPTIC |  | LIGHTSOURCEFIBEROPT-Olympus-CLV-190 | LIGHTSOURCEFIBEROPT | CLV-190 |  |  |  | Olympus | Light Source, Fiberoptic |  | LIGHTSOURCEFIBEROPT-Olympus-CLV-190 |  |  |  |  | Covered PM Repair - Biomedical | MHHS-TMC
NO | NO |  |  |  | 069-39908 |  | Olympus America | CLV-190 |  |  | TMC - OR - ROBERTSON (2R) | MHHS-TMC |  | Light Source, Fiberoptic |  | 069-39908 |  | TMC |  | TMC - OR - ROBERTSON (2R) | [5 empty] | LIGHT SOURCES, FIBEROPTIC |  | LIGHTSOURCEFIBEROPT-Olympus-CLV-190 | LIGHTSOURCEFIBEROPT | CLV-190 |  |  |  | Olympus | Light Source, Fiberoptic |  | LIGHTSOURCEFIBEROPT-Olympus-CLV-190 |  |  |  |  | Covered PM Repair - Biomedical | MHHS-TMC
NO | NO | [5 empty] | Olympus America | CLV-190 |  |  | TMC - RESPIRATORY - ADULT | MHHS-TMC |  | Light Source, Fiberoptic |  |  |  | TMC |  | TMC - RESPIRATORY - ADULT | [5 empty] | LIGHT SOURCES, FIBEROPTIC |  | LIGHTSOURCEFIBEROPT-Olympus-CLV-190 | LIGHTSOURCEFIBEROPT | CLV-190 |  |  |  | Olympus | Light Source, Fiberoptic |  | LIGHTSOURCEFIBEROPT-Olympus-CLV-190 |  |  |  |  | Clinical Miscellaneous | MHHS-TMC
NO | NO |  |  |  | 069-40059 |  | Olympus America | CLV-190 |  |  | TMC - RESPIRATORY - PULMONARY LAB | MHHS-TMC |  | Light Source, Fiberoptic |  | 069-40059 |  | TMC |  | TMC - RESPIRATORY - PULMONARY LAB | [5 empty] | LIGHT SOURCES, FIBEROPTIC |  | LIGHTSOURCEFIBEROPT-Olympus-CLV-190 | LIGHTSOURCEFIBEROPT | CLV-190 |  |  |  | Olympus | Light Source, Fiberoptic |  | LIGHTSOURCEFIBEROPT-Olympus-CLV-190 |  |  |  |  | Clinical Miscellaneous | MHHS-TMC
NO | NO | [5 empty] | Olympus America | CLV-S30 |  |  | TMC - OR - PEDI OR (2R) | MHHS-TMC |  | Light Source, Fiberoptic |  |  |  | TMC |  | TMC - OR - PEDI OR (2R) | [5 empty] | LIGHT SOURCES, FIBEROPTIC |  | LIGHTSOURCEFIBEROPT-Olympus-CLV-S30 | LIGHTSOURCEFIBEROPT | CLV-S30 |  |  |  | Olympus | Light Source, Fiberoptic |  | LIGHTSOURCEFIBEROPT-Olympus-CLV-S30 |  |  |  |  | Covered PM Repair - Biomedical | MHHS-TMC
NO | YES |  |  |  | 013-12418 | 013-12418 | Olympus America | CLV-S40 |  |  | SW-OR | MHHS-Southwest |  | Light Source, Fiberoptic |  | 013-12418 | 013-12418 | Southwest | MHHS-Southwest | SW-OR | Core B | 7/1/19 |  | 1/1/20 |  | LIGHT SOURCES, FIBEROPTIC | Light Source, Fiberoptic | LIGHTSOURCEFIBEROPT-Olympus-CLV-S40 | LIGHTSOURCEFIBEROPT | CLV-S40 |  |  |  | Olympus | Light Source, Fiberoptic |  | LIGHTSOURCEFIBEROPT-Olympus-CLV-S40 |  | 3/29/14 |  |  | Covered PM Repair - Biomedical | MHHS-Southwest | [8 empty] | LIGHTSOURCEFIBEROPT | Light Source, Fiberoptic | Olympus
NO | YES |  |  |  | 013-19089 | 013-19089 | Olympus America | CLV-S40 |  |  | SW-OR | MHHS-Southwest |  | Light Source, Fiberoptic |  | 013-19089 | 013-19089 | Southwest | MHHS-Southwest | SW-OR | Room 27 - Cysto | 11/1/19 |  | 5/1/20 |  | LIGHT SOURCES, FIBEROPTIC | Light Source, Fiberoptic | LIGHTSOURCEFIBEROPT-Olympus-CLV-S40 | LIGHTSOURCEFIBEROPT | CLV-S40 |  |  |  | Olympus | Light Source, Fiberoptic |  | LIGHTSOURCEFIBEROPT-Olympus-CLV-S40 |  | 5/1/15 |  |  | Covered PM Repair - Lab Analyzers/Anesth | MHHS-Southwest | [8 empty] | LIGHTSOURCEFIBEROPT | Light Source, Fiberoptic | Olympus
NO | YES |  |  |  | 013-19093 | 013-19093 | Olympus America | CLV-S40 |  |  | SW-OR | MHHS-Southwest |  | Light Source, Fiberoptic |  | 013-19093 | 013-19093 | Southwest | MHHS-Southwest | SW-OR | Room 26 - Cysto | 11/1/19 |  | 5/1/20 |  | LIGHT SOURCES, FIBEROPTIC | Light Source, Fiberoptic | LIGHTSOURCEFIBEROPT-Olympus-CLV-S40 | LIGHTSOURCEFIBEROPT | CLV-S40 |  |  |  | Olympus | Light Source, Fiberoptic |  | LIGHTSOURCEFIBEROPT-Olympus-CLV-S40 |  | 7/5/16 |  |  | Covered PM Repair - Biomedical | MHHS-Southwest | [8 empty] | LIGHTSOURCEFIBEROPT | Light Source, Fiberoptic | Olympus
NO | NO |  |  |  | 069-37750 |  | Olympus America | CLV-S40 |  |  | MH MG - (TMC) - VANGUARD UROLOGY (STE 2300) | MHHS-MG |  | Light Source, Fiberoptic |  | 069-37750 |  | TMC |  | MH MG - (TMC) - VANGUARD UROLOGY (STE 2300) | [5 empty] | LIGHT SOURCES, FIBEROPTIC |  | LIGHTSOURCEFIBEROPT-Olympus-CLV-S40 | LIGHTSOURCEFIBEROPT | CLV-S40 |  |  |  | Olympus | Light Source, Fiberoptic |  | LIGHTSOURCEFIBEROPT-Olympus-CLV-S40 |  |  |  |  | Covered PM Repair - Biomedical | MHHS-MG
NO | NO |  |  |  | 069-21100 |  | Olympus America | CLV-S40 |  |  | TMC - OR - ANESTHESIA (OLD) | MHHS-TMC |  | Light Source, Fiberoptic |  | 069-21100 |  | TMC |  | TMC - OR - ANESTHESIA (OLD) | [5 empty] | LIGHT SOURCES, FIBEROPTIC |  | LIGHTSOURCEFIBEROPT-Olympus-CLV-S40 | LIGHTSOURCEFIBEROPT | CLV-S40 |  |  |  | Olympus | Light Source, Fiberoptic |  | LIGHTSOURCEFIBEROPT-Olympus-CLV-S40 |  |  |  |  | Covered PM Repair - Biomedical | MHHS-TMC
NO | NO | [5 empty] | Olympus America | CLV-S40 |  |  | WOODLANDS - OR | MHHS-Woodlands |  | Light Source, Fiberoptic |  |  |  | Woodlands |  | WOODLANDS - OR | [5 empty] | LIGHT SOURCES, FIBEROPTIC |  | LIGHTSOURCEFIBEROPT-Olympus-CLV-S40 | LIGHTSOURCEFIBEROPT | CLV-S40 |  |  |  | Olympus | Light Source, Fiberoptic |  | LIGHTSOURCEFIBEROPT-Olympus-CLV-S40 |  |  |  |  | Covered PM Repair - Biomedical | MHHS-Woodlands
NO | YES |  |  |  | 241-02444 | 241-02444 | Olympus America | CV-160 |  |  | MH MG - (SE) - SOUTHEAST COLON AND RECTAL (MP2) | MHHS-MG |  | Processor, Video |  | 241-02444 | 241-02444 | Southeast | Memorial Hermann Medical Group Colon | MH MG - (SE) - SOUTHEAST COLON AND RECTAL (MP2) | Storage | 3/1/19 |  | 3/1/20 |  | CAMERAS | Processor, Video | PROCVID-Olympus-CV-160 | PROCVID | CV-160 |  |  |  | Olympus | Processor, Video |  | PROCVID-Olympus-CV-160 |  | 11/7/19 |  |  | Covered PM Repair - Biomedical | MHHS-MG | [8 empty] | PROCVID | Processor, Video | Olympus
NO | YES |  |  |  |  | 142-03952 | Olympus America | CV-160 |  |  | NE-Endoscopy | MHHS-Northeast |  | Processor, Video |  |  | 142-03952 | Katy | MHHS-Northeast | NE-Endoscopy | Cardio Pulmonary | 10/1/18 | 10/1/19 |  |  | CAMERAS | Processor, Video | PROCVID-Olympus-CV-160 | PROCVID | CV-160 |  |  |  | Olympus | Processor, Video |  | PROCVID-Olympus-CV-160 |  | 11/7/19 |  |  | Covered PM Repair - Biomedical | MHHS-Northeast | [8 empty] | PROCVID | Processor, Video | Olympus
NO | NO | [5 empty] | Olympus America | CV-160 |  |  | NE - ENDOSCOPY | MHHS-Northeast |  | Processor, Video |  |  |  | Katy |  | NE - ENDOSCOPY | [5 empty] | CAMERAS |  | PROCVID-Olympus-CV-160 | PROCVID | CV-160 |  |  |  | Olympus | Processor, Video |  | PROCVID-Olympus-CV-160 |  |  |  |  | Covered PM Repair - Biomedical | MHHS-Northeast
NO | NO |  |  |  | 013-08630 |  | Olympus America | CV-160 |  |  | SW - ENDOSCOPY | MHHS-Southwest |  | Processor, Video |  | 013-08630 |  | Southwest |  | SW - ENDOSCOPY | [5 empty] | CAMERAS |  | PROCVID-Olympus-CV-160 | PROCVID | CV-160 |  |  |  | Olympus | Processor, Video |  | PROCVID-Olympus-CV-160 |  |  |  |  | Covered PM Repair - Biomedical | MHHS-Southwest
NO | NO | [5 empty] | Olympus America | CV-160 |  |  | SW - ENDOSCOPY | MHHS-Southwest |  | Processor, Video |  |  |  | Southwest |  | SW - ENDOSCOPY | [5 empty] | CAMERAS |  | PROCVID-Olympus-CV-160 | PROCVID | CV-160 |  |  |  | Olympus | Processor, Video |  | PROCVID-Olympus-CV-160 |  |  |  |  | Covered PM Repair - Biomedical | MHHS-Southwest
NO | YES |  |  |  | 041-20544 | 041-20544 | Olympus America | CV-170 |  |  | MEMORIAL CITY - PELVIC CENTER | MHHS-Mem City |  | Processor, Video |  | 041-20544 | 041-20544 | West | Pelvic floor help center | MEMORIAL CITY - PELVIC CENTER | Room 1 |  |  |  | No p.m. | ENDOSCOPIC EQUIPMENT, VIDEO PROCESSOR |  | PROCVID-Olympus-CV-170 | PROCVID | CV-170 |  |  |  | Olympus | Processor, Video |  | PROCVID-Olympus-CV-170 |  |  |  |  | Covered PM Repair - Biomedical | MHHS-Mem City
NO | YES |  |  |  | 583-00812 | 583-00812 | Olympus America | CV-170 |  |  | MH MG-(KY)-Katy Urology (Mp2) | MHHS-MG |  | Processor, Video |  | 583-00812 | 583-00812 | Katy | MHHS-MG | MH MG-(KY)-Katy Urology (Mp2) | Treatment room 2 |  |  |  |  | ENDOSCOPIC EQUIPMENT, VIDEO PROCESSOR | Processor, Video | PROCVID-Olympus-CV-170 | PROCVID | CV-170 |  |  |  | Olympus | Processor, Video |  | PROCVID-Olympus-CV-170 |  | 11/7/19 |  |  | Covered PM Repair - Biomedical | MHHS-MG | [8 empty] | PROCVID | Processor, Video | Olympus
NO | YES |  |  |  | 583-00984 | 583-00984 | Olympus America | CV-170 |  |  | MH MG-(KY)-Katy Urology (Mp2) | MHHS-MG |  | Processor, Video |  | 583-00984 | 583-00984 | Katy | MHHS-MG | MH MG-(KY)-Katy Urology (Mp2) | Room 2 | 1/1/18 |  |  |  | ENDOSCOPIC EQUIPMENT, VIDEO PROCESSOR | Processor, Video | PROCVID-Olympus-CV-170 | PROCVID | CV-170 |  |  |  | Olympus | Processor, Video |  | PROCVID-Olympus-CV-170 |  | 4/14/20 |  |  | Not Covered Vendor Only - Biomedical | MHHS-MG | [8 empty] | PROCVID | Processor, Video | Olympus
NO | YES |  |  |  | 017-01064 | 017-01064 | Olympus America | CV-170 |  |  | MH MG - (SE) - UROLOGY ASSOCIATES - SOUTHEAST | MHHS-MG |  | Processor, Video |  | 017-01064 | 017-01064 | Southeast | Memorial Hermann medical group Wharton | MH MG - (SE) - UROLOGY ASSOCIATES - SOUTHEAST |  | 10/1/17 | 10/1/20 |  |  | ENDOSCOPIC EQUIPMENT, VIDEO PROCESSOR | Processor, Video | PROCVID-Olympus-CV-170 | PROCVID | CV-170 |  |  |  | Olympus | Processor, Video |  | PROCVID-Olympus-CV-170 |  | 4/14/20 |  |  | Not Covered Vendor Only - Biomedical | MHHS-MG | [8 empty] | PROCVID | Processor, Video | Olympus
NO | YES |  |  |  | 129-06525 | 129-06525 | Olympus America | CV-170 |  |  | MH MG-(SL)-Sugar Land Multi-Specialty (Mp1) | MHHS-MG |  | Processor, Video |  | 129-06525 | 129-06525 | Sugar Land | MHHS-MG | MH MG-(SL)-Sugar Land Multi-Specialty (Mp1) | Procedure room | 4/1/19 | 4/1/20 |  |  | ENDOSCOPIC EQUIPMENT, VIDEO PROCESSOR | Processor, Video | PROCVID-Olympus-CV-170 | PROCVID | CV-170 |  |  |  | Olympus | Processor, Video |  | PROCVID-Olympus-CV-170 |  | 4/14/20 |  |  | Not Covered Vendor Only - Biomedical | MHHS-MG | [8 empty] | PROCVID | Processor, Video | Olympus
NO | YES |  |  |  | 241-04578 | 241-04578 | Olympus America | CV-170 |  |  | TIRR-Speech Department | MHHS-TIRR |  | Processor, Video |  | 241-04578 | 241-04578 | TMC | MHHS-Others | TIRR-Speech Department | Ultrasound |  |  |  |  | ENDOSCOPIC EQUIPMENT, VIDEO PROCESSOR | Processor, Video | PROCVID-Olympus-CV-170 | PROCVID | CV-170 |  |  |  | Olympus | Processor, Video |  | PROCVID-Olympus-CV-170 |  | 11/7/19 |  |  | Covered PM Repair - Biomedical | MHHS-TIRR | [8 empty] | PROCVID | Processor, Video | Olympus
NO | NO |  |  |  | 041-19660 |  | Olympus America | CV-170 |  |  | MH MG - (MC) - UROLOGY MC (MP3) | MHHS-MG |  | Processor, Video |  | 041-19660 |  | West & Memorial City |  | MH MG - (MC) - UROLOGY MC (MP3) | [5 empty] | ENDOSCOPIC EQUIPMENT, VIDEO PROCESSOR |  | PROCVID-Olympus-CV-170 | PROCVID | CV-170 |  |  |  | Olympus | Processor, Video |  | PROCVID-Olympus-CV-170 |  |  |  |  | Not Covered Vendor Only - Biomedical | MHHS-MG
NO | NO |  |  |  | 041-20055 |  | Olympus America | CV-170 |  |  | MH MG - (MC) - UROLOGY MC (MP3) | MHHS-MG |  | Processor, Video |  | 041-20055 |  | West & Memorial City |  | MH MG - (MC) - UROLOGY MC (MP3) | [5 empty] | ENDOSCOPIC EQUIPMENT, VIDEO PROCESSOR |  | PROCVID-Olympus-CV-170 | PROCVID | CV-170 |  |  |  | Olympus | Processor, Video |  | PROCVID-Olympus-CV-170 |  |  |  |  | Not Covered Vendor Only - Biomedical | MHHS-MG
NO | NO |  |  |  | 041-20056 |  | Olympus America | CV-170 |  |  | MH MG - (MC) - UROLOGY MC (MP3) | MHHS-MG |  | Processor, Video |  | 041-20056 |  | West & Memorial City |  | MH MG - (MC) - UROLOGY MC (MP3) | [5 empty] | ENDOSCOPIC EQUIPMENT, VIDEO PROCESSOR |  | PROCVID-Olympus-CV-170 | PROCVID | CV-170 |  |  |  | Olympus | Processor, Video |  | PROCVID-Olympus-CV-170 |  |  |  |  | Not Covered Vendor Only - Biomedical | MHHS-MG
NO | NO |  |  |  | 041-20057 |  | Olympus America | CV-170 |  |  | MH MG - (MC) - UROLOGY MC (MP3) | MHHS-MG |  | Processor, Video |  | 041-20057 |  | West & Memorial City |  | MH MG - (MC) - UROLOGY MC (MP3) | [5 empty] | ENDOSCOPIC EQUIPMENT, VIDEO PROCESSOR |  | PROCVID-Olympus-CV-170 | PROCVID | CV-170 |  |  |  | Olympus | Processor, Video |  | PROCVID-Olympus-CV-170 |  |  |  |  | Not Covered Vendor Only - Biomedical | MHHS-MG
NO | NO |  |  |  | 069-41555 |  | Olympus America | CV-170 |  |  | MH MG - (TMC) - VANGUARD UROLOGY (STE 2300) | MHHS-MG |  | Processor, Video |  | 069-41555 |  | TMC |  | MH MG - (TMC) - VANGUARD UROLOGY (STE 2300) | [5 empty] | ENDOSCOPIC EQUIPMENT, VIDEO PROCESSOR |  | PROCVID-Olympus-CV-170 | PROCVID | CV-170 |  |  |  | Olympus | Processor, Video |  | PROCVID-Olympus-CV-170 |  |  |  |  | Covered PM Repair - Biomedical | MHHS-MG
NO | YES |  |  |  | 133-02648 | 133-02648 | Olympus America | CV-180 |  |  | Katy-OR | MHHS-Katy |  | Processor, Video |  | 133-02648 | 133-02648 | Katy | MHHS-Katy | Katy-OR | Bronchoscopy | 7/1/19 | 7/1/20 |  |  | CAMERAS | Processor, Video | PROCVID-Olympus-CV-180 | PROCVID | CV-180 |  |  |  | Olympus | Processor, Video |  | PROCVID-Olympus-CV-180 |  |  |  |  | Covered PM Repair - Biomedical | MHHS-Katy | [8 empty] | PROCVID | Processor, Video | Olympus
NO | YES |  |  |  |  | 041-11548 | Olympus America | CV-180 |  |  | MEMORIAL CITY - DIGESTIVE DISEASE CENTER | MHHS-Mem City |  | Processor, Video |  |  | 041-11548 | West | Memorial Hermann Memorial City Medical Center | MEMORIAL CITY - DIGESTIVE DISEASE CENTER | Endo procedure room 3 |  |  |  | No pm sticker found | CAMERAS |  | PROCVID-Olympus-CV-180 | PROCVID | CV-180 |  |  |  | Olympus | Processor, Video |  | PROCVID-Olympus-CV-180 |  |  |  |  | Covered PM Repair - Biomedical | MHHS-Mem City
NO | YES |  |  |  |  | 041-11531 | Olympus America | CV-180 |  |  | MEMORIAL CITY - DIGESTIVE DISEASE CENTER | MHHS-Mem City |  | Processor, Video |  |  | 041-11531 | West | Memorial Hermann Memorial City Medical Center | MEMORIAL CITY - DIGESTIVE DISEASE CENTER | MEMORIAL CITY - DIGESTIVE |  |  |  |  | CAMERAS |  | PROCVID-Olympus-CV-180 | PROCVID | CV-180 |  |  |  | Olympus | Processor, Video |  | PROCVID-Olympus-CV-180 |  |  |  |  | Covered PM Repair - Biomedical | MHHS-Mem City
NO | YES |  |  |  |  | 041-11541 | Olympus America | CV-180 |  |  | MEMORIAL CITY - DIGESTIVE DISEASE CENTER | MHHS-Mem City |  | Processor, Video |  |  | 041-11541 | West | Memorial Hermann Memorial City Medical Center | MEMORIAL CITY - DIGESTIVE DISEASE CENTER | Endo procedure room 4 |  |  |  | No pm sticker | CAMERAS |  | PROCVID-Olympus-CV-180 | PROCVID | CV-180 |  |  |  | Olympus | Processor, Video |  | PROCVID-Olympus-CV-180 |  |  |  |  | Covered PM Repair - Biomedical | MHHS-Mem City
NO | YES |  |  |  |  | 041-11536 | Olympus America | CV-180 |  |  | MEMORIAL CITY - DIGESTIVE DISEASE CENTER | MHHS-Mem City |  | Processor, Video |  |  | 041-11536 | West | Memorial Hermann Memorial City Medical Center | MEMORIAL CITY - DIGESTIVE DISEASE CENTER | MEMORIAL CITY - DIGESTIVE |  |  |  |  | CAMERAS |  | PROCVID-Olympus-CV-180 | PROCVID | CV-180 |  |  |  | Olympus | Processor, Video |  | PROCVID-Olympus-CV-180 |  |  |  |  | Covered PM Repair - Biomedical | MHHS-Mem City
NO | YES |  |  |  | 013-12855 | 013-12855 | Olympus America | CV-180 |  |  | SW-Endoscopy | MHHS-Southwest |  | Processor, Video |  | 013-12855 | 013-12855 | Memorial Hermann Hospital - Southwest | MHHS-Southwest | SW-Endoscopy | Entroscopy | 10/1/19 |  |  |  | CAMERAS | Processor, Video | PROCVID-Olympus-CV-180 | PROCVID | CV-180 |  |  |  | Olympus | Processor, Video |  | PROCVID-Olympus-CV-180 |  |  |  |  | Covered PM Repair - Biomedical | MHHS-Southwest | [8 empty] | PROCVID | Processor, Video | Olympus
NO | YES | Serial Number 7631927 |  |  |  |  | Olympus America | CV-180 |  |  | SW-Preop | MHHS-Southwest |  | Processor, Video |  |  |  | Southwest | MHHS-Southwest | SW-Preop | Rm 2 | 5/1/19 |  | 5/1/20 |  | CAMERAS | Processor, Video | PROCVID-Olympus-CV-180 | PROCVID | CV-180 |  |  |  | Olympus | Processor, Video |  | PROCVID-Olympus-CV-180 |  |  |  |  | Covered PM Repair - Biomedical | MHHS-Southwest | [8 empty] | PROCVID | Processor, Video | Olympus
NO | YES | Serial Number 7632089 |  |  |  |  | Olympus America | CV-180 |  |  | SW-Preop | MHHS-Southwest |  | Processor, Video |  |  |  | Southwest | MHHS-Southwest | SW-Preop | Rm 2 | 6/1/19 |  | 6/1/20 |  | CAMERAS | Processor, Video | PROCVID-Olympus-CV-180 | PROCVID | CV-180 |  |  |  | Olympus | Processor, Video |  | PROCVID-Olympus-CV-180 |  |  |  |  | Covered PM Repair - Biomedical | MHHS-Southwest | [8 empty] | PROCVID | Processor, Video | Olympus
NO | YES |  |  |  | 013-19289 | 013-19289 | Olympus America | CV-180 |  |  | SW-OR | MHHS-Southwest |  | Processor, Video |  | 013-19289 | 013-19289 | Southwest | MHHS-Southwest | SW-OR | OR4 | 10/1/19 |  | 4/1/20 |  | CAMERAS | Processor, Video | PROCVID-Olympus-CV-180 | PROCVID | CV-180 |  |  |  | Olympus | Processor, Video |  | PROCVID-Olympus-CV-180 |  |  |  |  | Covered PM Repair - Biomedical | MHHS-Southwest | [8 empty] | PROCVID | Processor, Video | Olympus
NO | YES |  |  |  | 013-19307 | 013-19307 | Olympus America | CV-180 |  |  | SW-OR | MHHS-Southwest |  | Processor, Video |  | 013-19307 | 013-19307 | Southwest | MHHS-Southwest | SW-OR | Room 24 | 10/1/19 |  | 4/1/20 |  | CAMERAS | Processor, Video | PROCVID-Olympus-CV-180 | PROCVID | CV-180 |  |  |  | Olympus | Processor, Video |  | PROCVID-Olympus-CV-180 |  |  |  |  | Covered PM Repair - Biomedical | MHHS-Southwest | [8 empty] | PROCVID | Processor, Video | Olympus
NO | YES |  |  |  | 013-19380 | 013-19380 | Olympus America | CV-180 |  |  | SW-OR | MHHS-Southwest |  | Processor, Video |  | 013-19380 | 013-19380 | Southwest | MHHS-Southwest | SW-OR | OR23 | 10/1/19 |  | 10/1/20 |  | CAMERAS | Processor, Video | PROCVID-Olympus-CV-180 | PROCVID | CV-180 |  |  |  | Olympus | Processor, Video |  | PROCVID-Olympus-CV-180 |  |  |  |  | Covered PM Repair - Biomedical | MHHS-Southwest | [8 empty] | PROCVID | Processor, Video | Olympus
NO | YES |  |  |  | 013-20074 | 013-20074 | Olympus America | CV-180 |  |  | SW-OR | MHHS-Southwest |  | Processor, Video |  | 013-20074 | 013-20074 | Southwest | MHHS-Southwest | SW-OR | Room 24 | 10/1/19 |  | 4/1/20 |  | CAMERAS | Processor, Video | PROCVID-Olympus-CV-180 | PROCVID | CV-180 |  |  |  | Olympus | Processor, Video |  | PROCVID-Olympus-CV-180 |  |  |  |  | Covered PM Repair - Biomedical | MHHS-Southwest | [8 empty] | PROCVID | Processor, Video | Olympus
NO | YES |  |  |  | 069-34712 | 069-34712 | Olympus America | CV-180 |  |  | TMC-Hermann-Adult ER (1Hp) | MHHS-TMC |  | Processor, Video |  | 069-34712 | 069-34712 | TMC | MHHS-TMC | TMC-Hermann-Adult ER (1Hp) | TMC HERMANN ADULT ER POP | 7/1/19 |  | 7/1/20 |  | CAMERAS | Processor, Video | PROCVID-Olympus-CV-180 | PROCVID | CV-180 |  |  |  | Olympus | Processor, Video |  | PROCVID-Olympus-CV-180 |  |  |  |  | Covered PM Repair - Biomedical | MHHS-TMC | [8 empty] | PROCVID | Processor, Video | Olympus
NO | YES |  |  |  | 069-38404 |  | Olympus America | CV-180 |  |  | TMC-OR-Anesthesia (Old) | MHHS-TMC |  | Processor, Video |  | 069-38404 |  | TMC | MHHS-TMC | TMC-OR-Anesthesia (Old) | PEDI OR storage | 4/1/19 |  | 4/1/20 |  | CAMERAS |  | PROCVID-Olympus-CV-180 | PROCVID | CV-180 |  |  |  | Olympus | Processor, Video |  | PROCVID-Olympus-CV-180 |  |  |  |  | Covered PM Repair - Biomedical | MHHS-TMC
NO | YES |  |  |  | 069-38410 |  | Olympus America | CV-180 |  |  | Memorial Hermann- Texas Medical Center- Radiology- OR | MHHS-TMC |  | Processor, Video |  | 069-38410 |  | TMC | TMC | Memorial Hermann- Texas Medical Center- Radiology- OR | Serafin OR Storage room | 4/1/19 |  | 4/1/20 |  | CAMERAS |  | PROCVID-Olympus-CV-180 | PROCVID | CV-180 |  |  |  | Olympus | Processor, Video |  | PROCVID-Olympus-CV-180 |  |  |  |  | Covered PM Repair - Biomedical | MHHS-TMC
NO | YES |  |  |  | 074-00812 | 074-00812 | Olympus America | CV-180 |  |  | TMC-OR-CVOR (7Hvi) | MHHS-TMC |  | Processor, Video |  | 074-00812 | 074-00812 | TMC | MHHS-TMC | TMC-OR-CVOR (7Hvi) | Equipment room 7 | 5/1/19 |  |  | PM Not Required | CAMERAS | Processor, Video | PROCVID-Olympus-CV-180 | PROCVID | CV-180 |  |  |  | Olympus | Processor, Video |  | PROCVID-Olympus-CV-180 |  |  |  |  | Covered PM Repair - Biomedical | MHHS-TMC | [8 empty] | PROCVID | Processor, Video | Olympus
NO | NO | [5 empty] | Olympus America | CV-180 |  |  | MEMORIAL CITY - DIGESTIVE DISEASE CENTER | MHHS-Mem City |  | Processor, Video |  |  |  | West & Memorial City |  | MEMORIAL CITY - DIGESTIVE DISEASE CENTER | [5 empty] | CAMERAS |  | PROCVID-Olympus-CV-180 | PROCVID | CV-180 |  |  |  | Olympus | Processor, Video |  | PROCVID-Olympus-CV-180 |  |  |  |  | Covered PM Repair - Biomedical | MHHS-Mem City
NO | NO |  |  |  | 013-19378 |  | Olympus America | CV-180 |  |  | SW - OR | MHHS-Southwest |  | Processor, Video |  | 013-19378 |  | Southwest |  | SW - OR | [5 empty] | CAMERAS |  | PROCVID-Olympus-CV-180 | PROCVID | CV-180 |  |  |  | Olympus | Processor, Video |  | PROCVID-Olympus-CV-180 |  |  |  |  | Covered PM Repair - Biomedical | MHHS-Southwest
NO | NO |  |  |  | 241-02241 |  | Olympus America | CV-180 |  |  | TIRR - UROLOGY/SPEC PROC (17) | MHHS-TIRR |  | Processor, Video |  | 241-02241 |  | TMC |  | TIRR - UROLOGY/SPEC PROC (17) | [5 empty] | CAMERAS |  | PROCVID-Olympus-CV-180 | PROCVID | CV-180 |  |  |  | Olympus | Processor, Video |  | PROCVID-Olympus-CV-180 |  |  |  |  | Covered PM Repair - Biomedical | MHHS-TIRR
NO | NO |  |  |  | 241-02321 |  | Olympus America | CV-180 |  |  | TIRR - UROLOGY/SPEC PROC (17) | MHHS-TIRR |  | Processor, Video |  | 241-02321 |  | TMC |  | TIRR - UROLOGY/SPEC PROC (17) | [5 empty] | CAMERAS |  | PROCVID-Olympus-CV-180 | PROCVID | CV-180 |  |  |  | Olympus | Processor, Video |  | PROCVID-Olympus-CV-180 |  |  |  |  | Covered PM Repair - Biomedical | MHHS-TIRR
NO | NO |  |  |  | 069-34717 |  | Olympus America | CV-180 |  |  | TMC - HERMANN - PEDI ER (1HP) | MHHS-TMC |  | Processor, Video |  | 069-34717 |  | TMC |  | TMC - HERMANN - PEDI ER (1HP) | [5 empty] | CAMERAS |  | PROCVID-Olympus-CV-180 | PROCVID | CV-180 |  |  |  | Olympus | Processor, Video |  | PROCVID-Olympus-CV-180 |  |  |  |  | Covered PM Repair - Biomedical | MHHS-TMC
NO | NO |  |  |  | 069-38407 |  | Olympus America | CV-180 |  |  | TMC - OR - ANESTHESIA (OLD) | MHHS-TMC |  | Processor, Video |  | 069-38407 |  | TMC |  | TMC - OR - ANESTHESIA (OLD) | [5 empty] | CAMERAS |  | PROCVID-Olympus-CV-180 | PROCVID | CV-180 |  |  |  | Olympus | Processor, Video |  | PROCVID-Olympus-CV-180 |  |  |  |  | Covered PM Repair - Biomedical | MHHS-TMC
NO | NO | [5 empty] | Olympus America | CV-180 |  |  | TMC - OR - PEDI OR (2R) | MHHS-TMC |  | Processor, Video |  |  |  | TMC |  | TMC - OR - PEDI OR (2R) | [5 empty] | CAMERAS |  | PROCVID-Olympus-CV-180 | PROCVID | CV-180 |  |  |  | Olympus | Processor, Video |  | PROCVID-Olympus-CV-180 |  |  |  |  | Covered PM Repair - Biomedical | MHHS-TMC
NO | NO | [5 empty] | Olympus America | CV-180 |  |  | TMC - OR - PEDI OR (2R) | MHHS-TMC |  | Processor, Video |  |  |  | TMC |  | TMC - OR - PEDI OR (2R) | [5 empty] | CAMERAS |  | PROCVID-Olympus-CV-180 | PROCVID | CV-180 |  |  |  | Olympus | Processor, Video |  | PROCVID-Olympus-CV-180 |  |  |  |  | Covered PM Repair - Biomedical | MHHS-TMC
NO | NO | [5 empty] | Olympus America | CV-180 |  |  | WOODLANDS - OR | MHHS-Woodlands |  | Processor, Video |  |  |  | Woodlands |  | WOODLANDS - OR | [5 empty] | CAMERAS |  | PROCVID-Olympus-CV-180 | PROCVID | CV-180 |  |  |  | Olympus | Processor, Video |  | PROCVID-Olympus-CV-180 |  |  |  |  | Covered PM Repair - Biomedical | MHHS-Woodlands
NO | NO | [5 empty] | Olympus America | CV-180 |  |  | WOODLANDS - OR | MHHS-Woodlands |  | Processor, Video |  |  |  | Woodlands |  | WOODLANDS - OR | [5 empty] | CAMERAS |  | PROCVID-Olympus-CV-180 | PROCVID | CV-180 |  |  |  | Olympus | Processor, Video |  | PROCVID-Olympus-CV-180 |  |  |  |  | Covered PM Repair - Biomedical | MHHS-Woodlands
NO | NO | [5 empty] | Olympus America | CV-180 |  |  | WOODLANDS - OR | MHHS-Woodlands |  | Processor, Video |  |  |  | Woodlands |  | WOODLANDS - OR | [5 empty] | CAMERAS |  | PROCVID-Olympus-CV-180 | PROCVID | CV-180 |  |  |  | Olympus | Processor, Video |  | PROCVID-Olympus-CV-180 |  |  |  |  | Covered PM Repair - Biomedical | MHHS-Woodlands
NO | NO | [5 empty] | Olympus America | CV-180 |  |  | WOODLANDS - OR | MHHS-Woodlands |  | Processor, Video |  |  |  | Woodlands |  | WOODLANDS - OR | [5 empty] | CAMERAS |  | PROCVID-Olympus-CV-180 | PROCVID | CV-180 |  |  |  | Olympus | Processor, Video |  | PROCVID-Olympus-CV-180 |  |  |  |  | Covered PM Repair - Biomedical | MHHS-Woodlands
NO | YES |  |  |  | 145-00253 | 145-00253 | Olympus America | CX41RF |  | 5G41874 | Pearland-Laboratory-Blood Bank | MHHS-Pearland Hospital |  | Microscope, Laboratory |  | 145-00253 | 145-00253 | Pearland | MHHS-Pearland Hospital | Pearland-Laboratory-Blood Bank |  | 3/1/19 | 3/1/20 |  |  | MICROSCOPES, LIGHT, LABORATORY | Microscope, Laboratory | MICROSCOPELAB-Olympus-CX41RF | MICROSCOPELAB | CX41RF |  |  |  | Olympus | Microscope, Laboratory |  | MICROSCOPELAB-Olympus-CX41RF |  |  |  | ML-A | Covered PM Repair - Biomedical | MHHS-Pearland Hospital | [8 empty] | MICROSCOPELAB | Microscope, Laboratory | Olympus
NO | NO |  |  |  | 241-02764 |  | Olympus America | CYF-5 |  |  | TIRR - OUTPATIENT CLINIC | MHHS-TIRR |  | Cystoscope |  | 241-02764 |  | TMC |  | TIRR - OUTPATIENT CLINIC | [5 empty] | ENDOSCOPES, FLEXIBLE |  | CYSTOSCOPE-Olympus-CYF-5 | CYSTOSCOPE | CYF-5 |  |  |  | Olympus | Cystoscope |  | CYSTOSCOPE-Olympus-CYF-5 |  |  |  |  | Covered PM Repair - Biomedical | MHHS-TIRR
NO | NO |  |  |  | 241-02765 |  | Olympus America | CYF-5 |  |  | TIRR - OUTPATIENT CLINIC | MHHS-TIRR |  | Cystoscope |  | 241-02765 |  | TMC |  | TIRR - OUTPATIENT CLINIC | [5 empty] | ENDOSCOPES, FLEXIBLE |  | CYSTOSCOPE-Olympus-CYF-5 | CYSTOSCOPE | CYF-5 |  |  |  | Olympus | Cystoscope |  | CYSTOSCOPE-Olympus-CYF-5 |  |  |  |  | Covered PM Repair - Biomedical | MHHS-TIRR
NO | NO | [5 empty] | Olympus America | CYF-VH |  |  | TMC - OR - HERMANN (2HP) | MHHS-TMC |  | Cystoscope |  |  |  | TMC |  | TMC - OR - HERMANN (2HP) | [5 empty] | ENDOSCOPES, FLEXIBLE |  | CYSTOSCOPE-Olympus-CYF-VH | CYSTOSCOPE | CYF-VH |  |  |  | Olympus | Cystoscope |  | CYSTOSCOPE-Olympus-CYF-VH |  |  |  |  | Covered PM Repair - Biomedical | MHHS-TMC
NO | NO | [5 empty] | Olympus America | CYF-VH |  |  | TMC - OR - HERMANN (2HP) | MHHS-TMC |  | Cystoscope |  |  |  | TMC |  | TMC - OR - HERMANN (2HP) | [5 empty] | ENDOSCOPES, FLEXIBLE |  | CYSTOSCOPE-Olympus-CYF-VH | CYSTOSCOPE | CYF-VH |  |  |  | Olympus | Cystoscope |  | CYSTOSCOPE-Olympus-CYF-VH |  |  |  |  | Covered PM Repair - Biomedical | MHHS-TMC
NO | YES |  |  |  | 241-04597 | 241-04597 | Olympus America | DIEGO ELITE |  | AR7-2017-056 | TIRR-Therapy Gym | MHHS-TIRR |  | Surgical Handpiece |  | 241-04597 | 241-04597 | TMC | MHHS-Others | TIRR-Therapy Gym | Reb | 3/1/19 |  |  |  | HANDPIECES, SURGICAL | Surgical Handpiece | ACCHANDPIEC-Olympus-Diego Elite | ACCHANDPIEC | Diego Elite |  |  |  | Olympus | Surgical Handpiece |  | ACCHANDPIEC-Olympus-Diego Elite |  |  |  |  | Clinical Miscellaneous | MHHS-TIRR | [8 empty] | ACCHANDPIEC | Surgical Handpiece | Olympus
NO | YES |  |  |  | 029-11519 | 029-11519 | Olympus America | DIEGO ELITE |  | gb03801 | Woodlands-OR | MHHS-Woodlands |  | Surgical Handpiece |  | 029-11519 | 029-11519 | Woodlands | MHHS-Woodlands | Woodlands-OR | Equipment Storage | 7/1/19 |  | 7/1/20 |  | HANDPIECES, SURGICAL | Surgical Handpiece | ACCHANDPIEC-Olympus-Diego Elite | ACCHANDPIEC | Diego Elite |  |  |  | Olympus | Surgical Handpiece |  | ACCHANDPIEC-Olympus-Diego Elite |  |  |  |  | Clinical Miscellaneous | MHHS-Woodlands | [8 empty] | ACCHANDPIEC | Surgical Handpiece | Olympus
NO | YES | Serial Number 601406 |  |  |  | 013-18212 | Olympus America | DSD-201D |  |  | SW-Endoscopy | MHHS-Southwest |  | Washer, Endoscope |  |  | 013-18212 | Memorial Hermann Hospital - Southwest | MHHS-Southwest | SW-Endoscopy | Endoscopy | 5/1/19 |  |  |  | STERILIZING UNITS | Washer, Endoscope | WASHERENDOSCOPE-Olympus-DSD-201D | WASHERENDOSCOPE | DSD-201D |  |  |  | Olympus | Washer, Endoscope |  | WASHERENDOSCOPE-Olympus-DSD-201D |  | 11/12/13 |  | WE-A | Covered PM Repair - Biomedical | MHHS-Southwest | [8 empty] | WASHERENDOSCOPE | Washer, Endoscope | Olympus
NO | YES | Serial Number 600562 |  |  |  | 013-15178 | Olympus America | DSD-201D |  |  | SW-Endoscopy | MHHS-Southwest |  | Washer, Endoscope |  |  | 013-15178 | Memorial Hermann Hospital - Southwest | MHHS-Southwest | SW-Endoscopy | Endoscopy | 5/1/19 |  |  |  | STERILIZING UNITS | Washer, Endoscope | WASHERENDOSCOPE-Olympus-DSD-201D | WASHERENDOSCOPE | DSD-201D |  |  |  | Olympus | Washer, Endoscope |  | WASHERENDOSCOPE-Olympus-DSD-201D |  | 2/1/17 |  | WE-A | Covered PM Repair - Biomedical | MHHS-Southwest | [8 empty] | WASHERENDOSCOPE | Washer, Endoscope | Olympus
YES | YES |  |  |  | 099-08994 | 099-08994 | Olympus America | DSD-201D |  |  | Endoscopy |  |  |  |  | 099-08994 | 099-08994 | Memorial Hermann Hospital - Southwest | Memorial Hermann Hospital - Southwest | Endoscopy | Endoscopy
NO | NO | [5 empty] | Olympus America | ENF-GP2 |  |  | GH - CANCER CENTER | MHHS-Greater Heights | [5 empty] | Central & Greater Heights |  | GH - CANCER CENTER | [5 empty] | ENDOSCOPES, FLEXIBLE |  | .needs class | [5 empty] | Olympus | [7 empty] | Not Covered Vendor Only - Lab Ana/Anes | MHHS-Greater Heights
NO | YES |  |  |  | 151-01288 | 151-01288 | Olympus America | ESG-100 |  | 16272P500002 | CY-OR | MHHS-Cypress |  | Electrosurgical Unit |  | 151-01288 | 151-01288 | Northwest | MHHS-Cypress | CY-OR | Endoscopy | 9/1/19 | 3/1/20 |  |  | ELECTROSURGICAL UNITS | Electrosurgical Unit | ELECTROSURGICALUNIT-Olympus-ESG-100 | ELECTROSURGICALUNIT | ESG-100 |  |  |  | Olympus | Electrosurgical Unit |  | ELECTROSURGICALUNIT-Olympus-ESG-100 |  | 4/16/18 |  | ESU-SA | Covered PM Repair - Respiratory/Steriliz | MHHS-Cypress | [8 empty] | ELECTROSURGICALUNIT | Electrosurgical Unit | Olympus
NO | YES |  |  |  | 151-01289 | 151-01289 | Olympus America | ESG-100 |  | 16270P500003 | CY-Endoscopy | MHHS-Cypress |  | Electrosurgical Unit |  | 151-01289 | 151-01289 | Northwest | MHHS-Cypress | CY-Endoscopy | M3 115 | 9/1/19 | 3/1/20 |  |  | ELECTROSURGICAL UNITS | Electrosurgical Unit | ELECTROSURGICALUNIT-Olympus-ESG-100 | ELECTROSURGICALUNIT | ESG-100 |  |  |  | Olympus | Electrosurgical Unit |  | ELECTROSURGICALUNIT-Olympus-ESG-100 |  | 4/16/18 |  | ESU-SA | Covered PM Repair - Respiratory/Steriliz | MHHS-Cypress | [8 empty] | ELECTROSURGICALUNIT | Electrosurgical Unit | Olympus
NO | YES |  |  |  | 151-01319 | 151-01319 | Olympus America | ESG-100 |  | 16252P500004 | CY-Endoscopy | MHHS-Cypress |  | Electrosurgical Unit |  | 151-01319 | 151-01319 | Northwest | MHHS-Cypress | CY-Endoscopy | Bronchoscopy | 9/1/19 | 3/1/20 |  |  | ELECTROSURGICAL UNITS | Electrosurgical Unit | ELECTROSURGICALUNIT-Olympus-ESG-100 | ELECTROSURGICALUNIT | ESG-100 |  |  |  | Olympus | Electrosurgical Unit |  | ELECTROSURGICALUNIT-Olympus-ESG-100 |  | 4/16/18 |  | ESU-SA | Covered PM Repair - Respiratory/Steriliz | MHHS-Cypress | [8 empty] | ELECTROSURGICALUNIT | Electrosurgical Unit | Olympus
NO | YES |  |  |  | 151-02867 | 151-02867 | Olympus America | ESG-100 |  | B000722 | CY-Endoscopy | MHHS-Cypress |  | Electrosurgical Unit |  | 151-02867 | 151-02867 | Northwest | MHHS-Cypress | CY-Endoscopy | Endo two | 8/1/19 | 2/1/20 |  |  | ELECTROSURGICAL UNITS | Electrosurgical Unit | ELECTROSURGICALUNIT-Olympus-ESG-100 | ELECTROSURGICALUNIT | ESG-100 |  |  |  | Olympus | Electrosurgical Unit |  | ELECTROSURGICALUNIT-Olympus-ESG-100 |  | 4/16/18 |  | ESU-SA | Covered PM Repair - Respiratory/Steriliz | MHHS-Cypress | [8 empty] | ELECTROSURGICALUNIT | Electrosurgical Unit | Olympus
NO | YES |  |  |  | 142-05449 | 142-05449 | Olympus America | ESG-100 |  | 13058P500005 | NE-Endoscopy | MHHS-Northeast |  | Electrosurgical Unit |  | 142-05449 | 142-05449 | Katy | MHHS-Northeast | NE-Endoscopy | Procedure 3 | 10/1/19 | 10/1/20 |  |  | ELECTROSURGICAL UNITS | Electrosurgical Unit | ELECTROSURGICALUNIT-Olympus-ESG-100 | ELECTROSURGICALUNIT | ESG-100 |  |  |  | Olympus | Electrosurgical Unit |  | ELECTROSURGICALUNIT-Olympus-ESG-100 |  | 4/16/18 |  | ESU-SA | Covered PM Repair - Respiratory/Steriliz | MHHS-Northeast | [8 empty] | ELECTROSURGICALUNIT | Electrosurgical Unit | Olympus
NO | NO |  |  |  | 241-02322 |  | Olympus America | ESG-100 |  | 12200P500002 | TIRR - UROLOGY/SPEC PROC (17) | MHHS-TIRR |  | Electrosurgical Unit |  | 241-02322 |  | TMC |  | TIRR - UROLOGY/SPEC PROC (17) | [5 empty] | ELECTROSURGICAL UNITS |  | ELECTROSURGICALUNIT-Olympus-ESG-100 | ELECTROSURGICALUNIT | ESG-100 |  |  |  | Olympus | Electrosurgical Unit |  | ELECTROSURGICALUNIT-Olympus-ESG-100 |  |  |  |  | Covered PM Repair - Respiratory/Steriliz | MHHS-TIRR
NO | YES |  |  |  | 151-02210 | 151-02210 | Olympus America | ESG-400 |  | B001009 | CY-OR | MHHS-Cypress |  | Coagulator, Bi-Polar |  | 151-02210 | 151-02210 | Northwest | MHHS-Cypress | CY-OR | OR 3 | 3/1/19 | 3/1/20 |  |  | ELECTROSURGICAL UNITS | Coagulator, Bi-Polar | COAGULATORBIPOLAR-Olympus-ESG-400 | COAGULATORBIPOLAR | ESG-400 |  |  |  | Olympus | Coagulator, Bi-Polar |  | COAGULATORBIPOLAR-Olympus-ESG-400 |  | 11/17/18 |  | CBP-A | Covered PM Repair - Respiratory/Steriliz | MHHS-Cypress | [8 empty] | COAGULATORBIPOLAR | Coagulator, Bi-Polar | Olympus
NO | YES |  |  |  | 133-10218 | 133-10218 | Olympus America | ESG-400 |  | B003542 | Katy-PACU | MHHS-Katy |  | Coagulator, Bi-Polar |  | 133-10218 | 133-10218 | Katy | MHHS-Katy | Katy-PACU | OR Hallway | 9/1/19 | 9/1/20 |  |  | ELECTROSURGICAL UNITS | Coagulator, Bi-Polar | COAGULATORBIPOLAR-Olympus-ESG-400 | COAGULATORBIPOLAR | ESG-400 |  |  |  | Olympus | Coagulator, Bi-Polar |  | COAGULATORBIPOLAR-Olympus-ESG-400 |  | 4/2/18 |  | CBP-A | Covered PM Repair - Respiratory/Steriliz | MHHS-Katy | [8 empty] | COAGULATORBIPOLAR | Coagulator, Bi-Polar | Olympus
NO | YES |  |  |  | 041-18969 | 041-18969 | Olympus America | ESG-400 |  | 15259w140002 | MEMORIAL CITY - Outpatient Surgery | MHHS-Mem City |  | Coagulator, Bi-Polar |  | 041-18969 | 041-18969 | West | Memorial Hermann Memorial City Medical Center | MEMORIAL CITY - Outpatient Surgery | W1 Case Cart Staging Area |  |  |  |  | ELECTROSURGICAL UNITS |  | COAGULATORBIPOLAR-Olympus-ESG-400 | COAGULATORBIPOLAR | ESG-400 |  |  |  | Olympus | Coagulator, Bi-Polar |  | COAGULATORBIPOLAR-Olympus-ESG-400 |  |  |  |  | Covered PM Repair - Respiratory/Steriliz | MHHS-Mem City
NO | YES |  |  |  | 142-06499 | 142-06499 | Olympus America | ESG-400 |  | B003927 | NE-OR | MHHS-Northeast |  | Coagulator, Bi-Polar |  | 142-06499 | 142-06499 | Katy | MHHS-Northeast | NE-OR | OR 8 | 9/1/19 | 9/1/20 |  |  | ELECTROSURGICAL UNITS | Coagulator, Bi-Polar | COAGULATORBIPOLAR-Olympus-ESG-400 | COAGULATORBIPOLAR | ESG-400 |  |  |  | Olympus | Coagulator, Bi-Polar |  | COAGULATORBIPOLAR-Olympus-ESG-400 |  | 4/2/18 |  | CBP-A | Covered PM Repair - Respiratory/Steriliz | MHHS-Northeast | [8 empty] | COAGULATORBIPOLAR | Coagulator, Bi-Polar | Olympus
NO | YES |  |  |  | 145-00427 | 145-00427 | Olympus America | ESG-400 |  | 15336W140008 | Pearland-OR | MHHS-Pearland Hospital |  | Coagulator, Bi-Polar |  | 145-00427 | 145-00427 | Pearland | MHHS-Pearland Hospital | Pearland-OR | Room 207 storage | 9/1/19 | 9/1/20 |  |  | ELECTROSURGICAL UNITS | Coagulator, Bi-Polar | COAGULATORBIPOLAR-Olympus-ESG-400 | COAGULATORBIPOLAR | ESG-400 |  |  |  | Olympus | Coagulator, Bi-Polar |  | COAGULATORBIPOLAR-Olympus-ESG-400 |  | 11/17/18 |  | CBP-A | Covered PM Repair - Respiratory/Steriliz | MHHS-Pearland Hospital | [8 empty] | COAGULATORBIPOLAR | Coagulator, Bi-Polar | Olympus
NO | YES |  |  |  | 005-12206 | 005-12206 | Olympus America | ESG-400 |  | B004299 | SE-OR | MHHS-Southeast |  | Coagulator, Bi-Polar |  | 005-12206 | 005-12206 | Southeast | MHHS-Southeast | SE-OR |  | 12/1/19 |  |  |  | ELECTROSURGICAL UNITS |  | COAGULATORBIPOLAR-Olympus-ESG-400 | COAGULATORBIPOLAR | ESG-400 |  |  |  | Olympus | Coagulator, Bi-Polar |  | COAGULATORBIPOLAR-Olympus-ESG-400 |  | 4/2/18 |  |  | Covered PM Repair - Respiratory/Steriliz | MHHS-Southeast
NO | YES |  |  |  | 129-05512 | 129-05512 | Olympus America | ESG-400 |  | 13175W130001 | 3 East | MHHS-Sugarland |  | Coagulator, Bi-Polar |  | 129-05512 | 129-05512 | Sugar Land | Memorial Hermann Sugar land Hospital | 3 East | Back hallway | 7/1/19 |  | 1/1/20 |  | ELECTROSURGICAL UNITS | Coagulator, Bi-Polar | COAGULATORBIPOLAR-Olympus-ESG-400 | COAGULATORBIPOLAR | ESG-400 |  |  |  | Olympus | Coagulator, Bi-Polar |  | COAGULATORBIPOLAR-Olympus-ESG-400 |  | 4/2/18 |  | CBP-A | Covered PM Repair - Respiratory/Steriliz | MHHS-Sugarland | [8 empty] | COAGULATORBIPOLAR | Coagulator, Bi-Polar | Olympus
NO | YES |  |  |  | 129-05513 | 129-05513 | Olympus America | ESG-400 |  |  | 3 East | MHHS-Sugarland |  | Coagulator, Bi-Polar |  | 129-05513 | 129-05513 | Sugar Land | Memorial Hermann Sugar land Hospital | 3 East | Back hallway | 7/1/19 |  | 7/1/20 |  | ELECTROSURGICAL UNITS | Coagulator, Bi-Polar | COAGULATORBIPOLAR-Olympus-ESG-400 | COAGULATORBIPOLAR | ESG-400 |  |  |  | Olympus | Coagulator, Bi-Polar |  | COAGULATORBIPOLAR-Olympus-ESG-400 |  | 11/17/18 |  | CBP-A | Covered PM Repair - Respiratory/Steriliz | MHHS-Sugarland | [8 empty] | COAGULATORBIPOLAR | Coagulator, Bi-Polar | Olympus
NO | YES |  |  |  | 069-37860 | 069-37860 | Olympus America | ESG-400 |  | 14135W130020 | TMC-OR-Robertson (2R) | MHHS-TMC |  | Coagulator, Bi-Polar |  | 069-37860 | 069-37860 | TMC | MHHS-TMC | TMC-OR-Robertson (2R) | TMC OR ROBERTSON (2R) | 1/1/20 |  | 1/1/21 |  | ELECTROSURGICAL UNITS |  | COAGULATORBIPOLAR-Olympus-ESG-400 | COAGULATORBIPOLAR | ESG-400 |  |  |  | Olympus | Coagulator, Bi-Polar |  | COAGULATORBIPOLAR-Olympus-ESG-400 |  | 4/16/18 |  |  | Covered PM Repair - Respiratory/Steriliz | MHHS-TMC
NO | YES |  |  |  | 069-37864 | 069-37864 | Olympus America | ESG-400 |  | 14101W130001 | TMC-OR-Robertson (2R) | MHHS-TMC |  | Coagulator, Bi-Polar |  | 069-37864 | 069-37864 | TMC | MHHS-TMC | TMC-OR-Robertson (2R) | TMC OR ROBERTSON (2R) | 8/1/19 |  | 8/1/20 |  | ELECTROSURGICAL UNITS |  | COAGULATORBIPOLAR-Olympus-ESG-400 | COAGULATORBIPOLAR | ESG-400 |  |  |  | Olympus | Coagulator, Bi-Polar |  | COAGULATORBIPOLAR-Olympus-ESG-400 |  | 4/16/18 |  |  | Covered PM Repair - Respiratory/Steriliz | MHHS-TMC
NO | YES |  |  |  | 069-40503 | 069-40503 | Olympus America | ESG-400 |  | 15036W140005 | TMC-OR-Robertson (2R) | MHHS-TMC |  | Coagulator, Bi-Polar |  | 069-40503 | 069-40503 | TMC | MHHS-TMC | TMC-OR-Robertson (2R) | Surgical Speciman Station | 2/1/20 |  | 8/1/20 |  | ELECTROSURGICAL UNITS |  | COAGULATORBIPOLAR-Olympus-ESG-400 | COAGULATORBIPOLAR | ESG-400 |  |  |  | Olympus | Coagulator, Bi-Polar |  | COAGULATORBIPOLAR-Olympus-ESG-400 |  | 4/16/18 |  |  | Covered PM Repair - Respiratory/Steriliz | MHHS-TMC
NO | YES |  |  |  | 029-32095 | 029-32095 | Olympus America | ESG-400 |  | B004176 | Woodlands-OR | MHHS-Woodlands |  | Coagulator, Bi-Polar |  | 029-32095 | 029-32095 | Woodlands | MHHS-Woodlands | Woodlands-OR | Surgery storage | 10/1/19 |  | 10/1/20 |  | ELECTROSURGICAL UNITS | Coagulator, Bi-Polar | COAGULATORBIPOLAR-Olympus-ESG-400 | COAGULATORBIPOLAR | ESG-400 |  |  |  | Olympus | Coagulator, Bi-Polar |  | COAGULATORBIPOLAR-Olympus-ESG-400 |  | 11/17/18 |  | CBP-A | Covered PM Repair - Respiratory/Steriliz | MHHS-Woodlands | [8 empty] | COAGULATORBIPOLAR | Coagulator, Bi-Polar | Olympus
NO | YES |  |  |  | 041-18125 | 041-18125 | Olympus America | EU-ME1 |  |  | MEMORIAL CITY - Endo | MHHS-Mem City |  | Ultrasound, Diagnostic |  | 041-18125 | 041-18125 | West | MEMORIAL CITY - MEMORIAL HERMANN WEST TOWER | MEMORIAL CITY - Endo | 149 Procedure Room 6 |  |  |  | Past PM due date | ENDOSCOPIC EQUIPMENT |  | ULTRASOUNDDIAGNOSTIC-Olympus-EU-ME1 | ULTRASOUNDDIAGNOSTIC | EU-ME1 |  |  |  | Olympus | Ultrasound, Diagnostic |  | ULTRASOUNDDIAGNOSTIC-Olympus-EU-ME1 |  |  |  |  | Covered PM Repair - Biomedical | MHHS-Mem City
NO | YES | Asset Tag 013-38195 |  |  | 013-38195 | 013-38195 | Olympus America | EU-ME1 |  |  | SW-Preop | MHHS-Southwest |  | Ultrasound, Diagnostic |  | 013-38195 | 013-38195 | Southwest | MHHS-Southwest | SW-Preop | Rm 3 | 10/1/19 |  | 4/1/20 |  | ENDOSCOPIC EQUIPMENT | Ultrasound, Diagnostic | ULTRASOUNDDIAGNOSTIC-Olympus-EU-ME1 | ULTRASOUNDDIAGNOSTIC | EU-ME1 |  |  |  | Olympus | Ultrasound, Diagnostic |  | ULTRASOUNDDIAGNOSTIC-Olympus-EU-ME1 |  |  |  | UD-A | Covered PM Repair - Biomedical | MHHS-Southwest | [8 empty] | ULTRASOUNDDIAGNOSTIC | Ultrasound, Diagnostic | Olympus
NO | YES |  |  |  | 029-09466 | 029-09466 | Olympus America | EU-ME1 |  |  | Woodlands-Endoscopy | MHHS-Woodlands |  | Ultrasound, Diagnostic |  | 029-09466 | 029-09466 | Woodlands | MHHS-Woodlands | Woodlands-Endoscopy | Rm 3 | 11/1/19 |  | 11/1/20 |  | ENDOSCOPIC EQUIPMENT | Ultrasound, Diagnostic | ULTRASOUNDDIAGNOSTIC-Olympus-EU-ME1 | ULTRASOUNDDIAGNOSTIC | EU-ME1 |  |  |  | Olympus | Ultrasound, Diagnostic |  | ULTRASOUNDDIAGNOSTIC-Olympus-EU-ME1 |  |  |  | UD-A | Covered PM Repair - Biomedical | MHHS-Woodlands | [8 empty] | ULTRASOUNDDIAGNOSTIC | Ultrasound, Diagnostic | Olympus
NO | NO | [5 empty] | Olympus America | EU-ME2 |  |  | TMC - GI/ENDO - ADULT (1J) | MHHS-TMC |  | Ultrasound, Diagnostic |  |  |  | TMC |  | TMC - GI/ENDO - ADULT (1J) | [5 empty] | ENDOSCOPIC EQUIPMENT, ULTRASOUND |  | ULTRASOUNDDIAGNOSTIC-Olympus-EU-ME2 | ULTRASOUNDDIAGNOSTIC | EU-ME2 |  |  |  | Olympus | Ultrasound, Diagnostic |  | ULTRASOUNDDIAGNOSTIC-Olympus-EU-ME2 |  |  |  |  | Covered PM Repair - Biomedical | MHHS-TMC
NO | YES |  |  |  | 151-02715 | 151-02715 | Olympus America | EU-ME2 PREMIER PLUS |  |  | CY-Endoscopy | MHHS-Cypress |  |  |  | 151-02715 | 151-02715 | Northwest | MHHS-Cypress | CY-Endoscopy | Bronchoscopy | 12/1/19 | 12/1/20 |  |  | ENDOSCOPIC EQUIPMENT, ULTRASOUND |  | .needs class | [5 empty] | Olympus | [7 empty] | Covered PM Repair - Biomedical | MHHS-Cypress
NO | YES | Asset Tag 013-37843 |  |  | 013-37843 | 013-37843 | Olympus America | EU-ME2 PREMIER PLUS |  |  | SW-Preop | MHHS-Southwest |  |  |  | 013-37843 | 013-37843 | Southwest | MHHS-Southwest | SW-Preop | Rm 1 | 2/1/20 |  | 2/1/21 |  | ENDOSCOPIC EQUIPMENT, ULTRASOUND |  | .needs class | [5 empty] | Olympus | [7 empty] | Covered PM Repair - Biomedical | MHHS-Southwest
NO | YES | [5 empty] | Olympus America | EVIS EXERA |  |  | NE-Endoscopy | MHHS-Northeast | [5 empty] | Katy | MHHS-Northeast | NE-Endoscopy | Procedure 3 |  |  |  | Out of service for tradein | ENDOSCOPES, FLEXIBLE |  | .needs class |  |  |  |  | .needs class | Olympus |  |  |  |  | 7/17/17 |  |  | Covered PM Repair - Biomedical | MHHS-Northeast
NO | YES | [5 empty] | Olympus America | EVIS EXERA |  |  | NE-Anesthesia | MHHS-Northeast | [5 empty] | Katy | MHHS-Northeast | NE-Anesthesia | Procedure 3 |  |  |  | Out of service for trade in | ENDOSCOPES, FLEXIBLE |  | .needs class |  |  |  |  | .needs class | Olympus |  |  |  |  | 8/15/17 |  |  | Covered PM Repair - Biomedical | MHHS-Northeast
NO | YES | [5 empty] | Olympus America | EVIS EXERA |  |  | NE-Endoscopy | MHHS-Northeast | [5 empty] | Katy | MHHS-Northeast | NE-Endoscopy | Procedure 3 |  |  |  | Out of service for tradein | ENDOSCOPES, FLEXIBLE |  | .needs class |  |  |  |  | .needs class | Olympus |  |  |  |  | 1/9/20 |  |  | Not Covered Vendor Only - Biomedical | MHHS-Northeast
NO | YES | [5 empty] | Olympus America | EVIS EXERA |  |  | NE-Endoscopy | MHHS-Northeast | [5 empty] | Katy | MHHS-Northeast | NE-Endoscopy | Endo Room3 |  |  |  | Out of service fir trade/in | ENDOSCOPES, FLEXIBLE |  | .needs class |  |  |  |  | .needs class | Olympus |  |  |  |  | 1/9/20 |  |  | Not Covered Vendor Only - Biomedical | MHHS-Northeast
NO | NO | [5 empty] | Olympus America | EVIS EXERA |  |  | NE - ENDOSCOPY | MHHS-Northeast | [5 empty] | Katy |  | NE - ENDOSCOPY | [5 empty] | ENDOSCOPES, FLEXIBLE |  | .needs class |  |  |  |  | .needs class | Olympus | [7 empty] | Covered PM Repair - Respiratory/Steriliz | MHHS-Northeast
NO | NO | [5 empty] | Olympus America | EVIS EXERA |  |  | NE - ENDOSCOPY | MHHS-Northeast | [5 empty] | Katy |  | NE - ENDOSCOPY | [5 empty] | ENDOSCOPES, FLEXIBLE |  | .needs class |  |  |  |  | .needs class | Olympus | [7 empty] | Not Covered Vendor Only - Biomedical | MHHS-Northeast
NO | NO | [5 empty] | Olympus America | EVIS EXERA |  |  | NE - ENDOSCOPY | MHHS-Northeast | [5 empty] | Katy |  | NE - ENDOSCOPY | [5 empty] | ENDOSCOPES, FLEXIBLE |  | .needs class |  |  |  |  | .needs class | Olympus | [7 empty] | Not Covered Vendor Only - Biomedical | MHHS-Northeast
NO | NO | [5 empty] | Olympus America | EVIS EXERA |  |  | NE - ENDOSCOPY | MHHS-Northeast | [5 empty] | Katy |  | NE - ENDOSCOPY | [5 empty] | ENDOSCOPES, FLEXIBLE |  | .needs class |  |  |  |  | .needs class | Olympus | [7 empty] | Not Covered Vendor Only - Biomedical | MHHS-Northeast
NO | NO | [5 empty] | Olympus America | EVIS EXERA |  |  | NE - ENDOSCOPY | MHHS-Northeast | [5 empty] | Katy |  | NE - ENDOSCOPY | [5 empty] | ENDOSCOPES, FLEXIBLE |  | .needs class |  |  |  |  | .needs class | Olympus | [7 empty] | Not Covered Vendor Only - Biomedical | MHHS-Northeast
NO | NO | [5 empty] | Olympus America | EVIS EXERA |  |  | SW - ENDOSCOPY | MHHS-Southwest | [5 empty] | Southwest |  | SW - ENDOSCOPY | [5 empty] | ENDOSCOPES, FLEXIBLE |  | .needs class |  |  |  |  | .needs class | Olympus | [7 empty] | Covered PM Repair - Biomedical | MHHS-Southwest
NO | NO | [5 empty] | Olympus America | EVIS EXERA |  |  | SW - ENDOSCOPY | MHHS-Southwest | [5 empty] | Southwest |  | SW - ENDOSCOPY | [5 empty] | ENDOSCOPES, FLEXIBLE |  | .needs class |  |  |  |  | .needs class | Olympus | [7 empty] | Covered PM Repair - Biomedical | MHHS-Southwest
NO | NO |  |  |  | bfn20 |  | Olympus America | EVIS EXERA |  | bfn20 | TMC - RESPIRATORY - ADULT | MHHS-TMC |  |  |  | bfn20 |  | TMC |  | TMC - RESPIRATORY - ADULT | [5 empty] | ENDOSCOPES, FLEXIBLE |  | .needs class |  |  |  |  | .needs class | Olympus | [7 empty] | Covered PM Repair - Biomedical | MHHS-TMC
NO | NO |  |  |  | g111119 |  | Olympus America | EVIS EXERA |  | g111119 | TMC - RESPIRATORY - ADULT | MHHS-TMC |  |  |  | g111119 |  | TMC |  | TMC - RESPIRATORY - ADULT | [5 empty] | ENDOSCOPES, FLEXIBLE |  | .needs class |  |  |  |  | .needs class | Olympus | [7 empty] | Covered PM Repair - Biomedical | MHHS-TMC
NO | NO |  |  |  | p180 |  | Olympus America | EVIS EXERA |  | p180 | TMC - RESPIRATORY - ADULT | MHHS-TMC |  |  |  | p180 |  | TMC |  | TMC - RESPIRATORY - ADULT | [5 empty] | ENDOSCOPES, FLEXIBLE |  | .needs class |  |  |  |  | .needs class | Olympus | [7 empty] | Covered PM Repair - Biomedical | MHHS-TMC
NO | NO |  |  |  | xp160f |  | Olympus America | EVIS EXERA |  | xp160f | TMC - RESPIRATORY - ADULT | MHHS-TMC |  |  |  | xp160f |  | TMC |  | TMC - RESPIRATORY - ADULT | [5 empty] | ENDOSCOPES, FLEXIBLE |  | .needs class |  |  |  |  | .needs class | Olympus | [7 empty] | Covered PM Repair - Biomedical | MHHS-TMC
NO | NO | [5 empty] | Olympus America | EVIS EXERA |  |  | TMC - RESPIRATORY - PEDI | MHHS-TMC | [5 empty] | TMC |  | TMC - RESPIRATORY - PEDI | [5 empty] | ENDOSCOPES, FLEXIBLE |  | .needs class |  |  |  |  | .needs class | Olympus | [7 empty] | Covered PM Repair - Biomedical | MHHS-TMC
NO | NO | [5 empty] | Olympus America | EVIS EXERA II BT-1T180 |  |  | NE - ENDOSCOPY | MHHS-Northeast | [5 empty] | Katy |  | NE - ENDOSCOPY | [5 empty] | BRONCHOSCOPES, FLEXIBLE, VIDEO |  | .needs class | [5 empty] | Olympus | [7 empty] | Not Covered Vendor Only - Biomedical | MHHS-Northeast
NO | NO | [5 empty] | Olympus America | EVIS EXERA II BT-1T180 |  |  | NE - ENDOSCOPY | MHHS-Northeast | [5 empty] | Katy |  | NE - ENDOSCOPY | [5 empty] | BRONCHOSCOPES, FLEXIBLE, VIDEO |  | .needs class | [5 empty] | Olympus | [7 empty] | Not Covered Vendor Only - Biomedical | MHHS-Northeast
NO | NO | [5 empty] | Olympus America | EVIS EXERA II BT-1T180 |  |  | NE - ENDOSCOPY | MHHS-Northeast | [5 empty] | Katy |  | NE - ENDOSCOPY | [5 empty] | BRONCHOSCOPES, FLEXIBLE, VIDEO |  | .needs class | [5 empty] | Olympus | [7 empty] | Not Covered Vendor Only - Biomedical | MHHS-Northeast
NO | NO | [5 empty] | Olympus America | EVIS EXERA II BT-1T180 |  |  | NE - ENDOSCOPY | MHHS-Northeast | [5 empty] | Katy |  | NE - ENDOSCOPY | [5 empty] | BRONCHOSCOPES, FLEXIBLE, VIDEO |  | .needs class | [5 empty] | Olympus | [7 empty] | Not Covered Vendor Only - Biomedical | MHHS-Northeast
NO | NO | [5 empty] | Olympus America | EVIS EXERA II BT-1T180 |  |  | NE - ENDOSCOPY | MHHS-Northeast | [5 empty] | Katy |  | NE - ENDOSCOPY | [5 empty] | BRONCHOSCOPES, FLEXIBLE, VIDEO |  | .needs class | [5 empty] | Olympus | [7 empty] | Not Covered Vendor Only - Biomedical | MHHS-Northeast
NO | NO | [5 empty] | Olympus America | EVIS EXERA II BT-1T180 |  |  | NE - ENDOSCOPY | MHHS-Northeast | [5 empty] | Katy |  | NE - ENDOSCOPY | [5 empty] | BRONCHOSCOPES, FLEXIBLE, VIDEO |  | .needs class | [5 empty] | Olympus | [7 empty] | Not Covered Vendor Only - Biomedical | MHHS-Northeast
NO | NO | [5 empty] | Olympus America | EVIS EXERA II BT-1T180 |  |  | NE - ENDOSCOPY | MHHS-Northeast | [5 empty] | Katy |  | NE - ENDOSCOPY | [5 empty] | BRONCHOSCOPES, FLEXIBLE, VIDEO |  | .needs class | [5 empty] | Olympus | [7 empty] | Not Covered Vendor Only - Biomedical | MHHS-Northeast
NO | NO | [5 empty] | Olympus America | EVIS EXERA II BT-1T180 |  |  | NE - ENDOSCOPY | MHHS-Northeast | [5 empty] | Katy |  | NE - ENDOSCOPY | [5 empty] | BRONCHOSCOPES, FLEXIBLE, VIDEO |  | .needs class | [5 empty] | Olympus | [7 empty] | Not Covered Vendor Only - Resp/Ster | MHHS-Northeast
NO | NO | [5 empty] | Olympus America | EVIS EXERA II BT-1T180 |  |  | NE - ENDOSCOPY | MHHS-Northeast | [5 empty] | Katy |  | NE - ENDOSCOPY | [5 empty] | BRONCHOSCOPES, FLEXIBLE, VIDEO |  | .needs class | [5 empty] | Olympus | [7 empty] | Not Covered Vendor Only - Resp/Ster | MHHS-Northeast
NO | NO | [5 empty] | Olympus America | EVIS EXERA II BT-1T180 |  |  | SW - ENDOSCOPY | MHHS-Southwest | [5 empty] | Southwest |  | SW - ENDOSCOPY | [5 empty] | BRONCHOSCOPES, FLEXIBLE, VIDEO |  | .needs class | [5 empty] | Olympus | [7 empty] | Not Covered Vendor Only - Biomedical | MHHS-Southwest
NO | NO | [5 empty] | Olympus America | EVIS EXERA II BT-1T180 |  |  | TMC - RESPIRATORY - PEDI | MHHS-TMC | [5 empty] | TMC |  | TMC - RESPIRATORY - PEDI | [5 empty] | BRONCHOSCOPES, FLEXIBLE, VIDEO |  | .needs class | [5 empty] | Olympus | [7 empty] | Not Covered Vendor Only - Biomedical | MHHS-TMC
NO | NO |  |  |  | gif-h180j |  | Olympus America | EVIS EXERA II BT-1T180 |  | gif-h180j | WOODLANDS - ENDOSCOPY | MHHS-Woodlands |  |  |  | gif-h180j |  | Woodlands |  | WOODLANDS - ENDOSCOPY | [5 empty] | BRONCHOSCOPES, FLEXIBLE, VIDEO |  | .needs class | [5 empty] | Olympus | [7 empty] | Not Covered Vendor Only - Resp/Ster | MHHS-Woodlands
NO | YES |  |  |  | 133-02685 | 133-02685 | Olympus America | EVIS EXERA II CLV-180 |  |  | Katy-OR | MHHS-Katy |  |  |  | 133-02685 | 133-02685 | Katy | MHHS-Katy | Katy-OR | Bronchoscopy | 7/1/19 | 7/1/20 |  |  | LIGHT SOURCES, FIBEROPTIC | Light Source, Fiberoptic | LIGHTSOURCEFIBEROPT-Olympus-CLV-180 |  |  |  |  | LIGHTSOURCEFIBEROPT-Olympus-CLV-180 | Olympus | [7 empty] | Covered PM Repair - Biomedical | MHHS-Katy | [8 empty] | LIGHTSOURCEFIBEROPT | Light Source, Fiberoptic | Olympus
NO | YES |  |  |  |  | 041-11549 | Olympus America | EVIS EXERA II CLV-180 |  |  | MEMORIAL CITY - DIGESTIVE DISEASE CENTER | MHHS-Mem City |  |  |  |  | 041-11549 | West | Memorial Hermann Memorial City Medical Center | MEMORIAL CITY - DIGESTIVE DISEASE CENTER | Endo procedure room 3 |  |  |  | No pm sticker | LIGHT SOURCES, FIBEROPTIC |  | LIGHTSOURCEFIBEROPT-Olympus-CLV-180 |  |  |  |  | LIGHTSOURCEFIBEROPT-Olympus-CLV-180 | Olympus | [7 empty] | Not Covered Vendor Only - Resp/Ster | MHHS-Mem City
NO | YES |  |  |  |  | 041-11532 | Olympus America | EVIS EXERA II CLV-180 |  |  | MEMORIAL CITY - DIGESTIVE DISEASE CENTER | MHHS-Mem City |  |  |  |  | 041-11532 | West | Memorial Hermann Memorial City Medical Center | MEMORIAL CITY - DIGESTIVE DISEASE CENTER | MEMORIAL CITY - DIGESTIVE |  |  |  |  | LIGHT SOURCES, FIBEROPTIC |  | LIGHTSOURCEFIBEROPT-Olympus-CLV-180 |  |  |  |  | LIGHTSOURCEFIBEROPT-Olympus-CLV-180 | Olympus | [7 empty] | Not Covered Vendor Only - Resp/Ster | MHHS-Mem City
NO | YES | [5 empty] | Olympus America | EVIS EXERA II CLV-180 |  |  | MEMORIAL CITY - DIGESTIVE DISEASE CENTER | MHHS-Mem City | [5 empty] | West | Memorial Hermann Memorial City Medical Center | MEMORIAL CITY - DIGESTIVE DISEASE CENTER | Endo procedure 4 |  |  |  | No pm sticker | LIGHT SOURCES, FIBEROPTIC |  | LIGHTSOURCEFIBEROPT-Olympus-CLV-180 |  |  |  |  | LIGHTSOURCEFIBEROPT-Olympus-CLV-180 | Olympus | [7 empty] | Not Covered Vendor Only - Resp/Ster | MHHS-Mem City
NO | YES |  |  |  |  | 041-14042 | Olympus America | EVIS EXERA II CLV-180 |  |  | MEMORIAL CITY - DIGESTIVE DISEASE CENTER | MHHS-Mem City |  |  |  |  | 041-14042 | West | Memorial Hermann Memorial City Medical Center | MEMORIAL CITY - DIGESTIVE DISEASE CENTER | MEMORIAL CITY - DIGESTIVE |  |  |  |  | LIGHT SOURCES, FIBEROPTIC |  | LIGHTSOURCEFIBEROPT-Olympus-CLV-180 |  |  |  |  | LIGHTSOURCEFIBEROPT-Olympus-CLV-180 | Olympus | [7 empty] | Not Covered Vendor Only - Resp/Ster | MHHS-Mem City
NO | YES |  |  |  | 013-12859 | 013-12859 | Olympus America | EVIS EXERA II CLV-180 |  |  | SW-Endoscopy | MHHS-Southwest |  |  |  | 013-12859 | 013-12859 | Memorial Hermann Hospital - Southwest | MHHS-Southwest | SW-Endoscopy | Entroscopy | 10/1/19 |  |  |  | LIGHT SOURCES, FIBEROPTIC | Light Source, Fiberoptic | LIGHTSOURCEFIBEROPT-Olympus-CLV-180 |  |  |  |  | LIGHTSOURCEFIBEROPT-Olympus-CLV-180 | Olympus |  |  |  |  | 1/9/20 |  |  | Not Covered Vendor Only - Resp/Ster | MHHS-Southwest | [8 empty] | LIGHTSOURCEFIBEROPT | Light Source, Fiberoptic | Olympus
NO | YES | Serial Number 7602479 |  |  |  |  | Olympus America | EVIS EXERA II CLV-180 |  |  | SW-Preop | MHHS-Southwest | [5 empty] | Southwest | MHHS-Southwest | SW-Preop | Rm 2 | 5/1/19 |  | 5/1/20 |  | LIGHT SOURCES, FIBEROPTIC | Light Source, Fiberoptic | LIGHTSOURCEFIBEROPT-Olympus-CLV-180 |  |  |  |  | LIGHTSOURCEFIBEROPT-Olympus-CLV-180 | Olympus |  |  |  |  | 1/9/20 |  |  | Not Covered Vendor Only - Resp/Ster | MHHS-Southwest | [8 empty] | LIGHTSOURCEFIBEROPT | Light Source, Fiberoptic | Olympus
NO | YES | [5 empty] | Olympus America | EVIS EXERA II CLV-180 |  |  | SW-Preop | MHHS-Southwest | [5 empty] | Southwest | MHHS-Southwest | SW-Preop | Rm 2 | 9/1/19 |  | 9/1/20 |  | LIGHT SOURCES, FIBEROPTIC | Light Source, Fiberoptic | LIGHTSOURCEFIBEROPT-Olympus-CLV-180 |  |  |  |  | LIGHTSOURCEFIBEROPT-Olympus-CLV-180 | Olympus |  |  |  |  | 5/1/20 |  |  | Not Covered Vendor Only - Biomedical | MHHS-Southwest | [8 empty] | LIGHTSOURCEFIBEROPT | Light Source, Fiberoptic | Olympus
NO | YES |  |  |  | 013-19290 | 013-19290 | Olympus America | EVIS EXERA II CLV-180 |  |  | SW-OR | MHHS-Southwest |  |  |  | 013-19290 | 013-19290 | Southwest | MHHS-Southwest | SW-OR | OR4 | 10/1/19 |  | 10/1/20 |  | LIGHT SOURCES, FIBEROPTIC | Light Source, Fiberoptic | LIGHTSOURCEFIBEROPT-Olympus-CLV-180 |  |  |  |  | LIGHTSOURCEFIBEROPT-Olympus-CLV-180 | Olympus |  |  |  |  | 5/29/20 |  |  | Not Covered Vendor Only - Biomedical | MHHS-Southwest | [8 empty] | LIGHTSOURCEFIBEROPT | Light Source, Fiberoptic | Olympus
NO | YES |  |  |  | 013-19308 | 013-19308 | Olympus America | EVIS EXERA II CLV-180 |  |  | SW-OR | MHHS-Southwest |  |  |  | 013-19308 | 013-19308 | Southwest | MHHS-Southwest | SW-OR | OR25 | 10/1/19 |  | 4/1/20 |  | LIGHT SOURCES, FIBEROPTIC | Light Source, Fiberoptic | LIGHTSOURCEFIBEROPT-Olympus-CLV-180 |  |  |  |  | LIGHTSOURCEFIBEROPT-Olympus-CLV-180 | Olympus |  |  |  |  | 6/14/18 |  |  | Covered PM Repair - Biomedical | MHHS-Southwest | [8 empty] | LIGHTSOURCEFIBEROPT | Light Source, Fiberoptic | Olympus
NO | YES |  |  |  | 013-19381 | 013-19381 | Olympus America | EVIS EXERA II CLV-180 |  |  | SW-OR | MHHS-Southwest |  |  |  | 013-19381 | 013-19381 | Southwest | MHHS-Southwest | SW-OR | OR23 | 10/1/19 |  | 10/1/20 |  | LIGHT SOURCES, FIBEROPTIC | Light Source, Fiberoptic | LIGHTSOURCEFIBEROPT-Olympus-CLV-180 |  |  |  |  | LIGHTSOURCEFIBEROPT-Olympus-CLV-180 | Olympus | [7 empty] | Covered PM Repair - Biomedical | MHHS-Southwest | [8 empty] | LIGHTSOURCEFIBEROPT | Light Source, Fiberoptic | Olympus
NO | YES |  |  |  | 013-20075 | 013-20075 | Olympus America | EVIS EXERA II CLV-180 |  |  | SW-OR | MHHS-Southwest |  |  |  | 013-20075 | 013-20075 | Southwest | MHHS-Southwest | SW-OR | OR25 | 10/1/19 |  | 4/1/20 |  | LIGHT SOURCES, FIBEROPTIC | Light Source, Fiberoptic | LIGHTSOURCEFIBEROPT-Olympus-CLV-180 |  |  |  |  | LIGHTSOURCEFIBEROPT-Olympus-CLV-180 | Olympus | [7 empty] | Covered PM Repair - Biomedical | MHHS-Southwest | [8 empty] | LIGHTSOURCEFIBEROPT | Light Source, Fiberoptic | Olympus
NO | YES |  |  |  | 069-34713 | 069-34713 | Olympus America | EVIS EXERA II CLV-180 |  |  | TMC-Hermann-Adult ER (1Hp) | MHHS-TMC |  |  |  | 069-34713 | 069-34713 | TMC | MHHS-TMC | TMC-Hermann-Adult ER (1Hp) | Hallway | 7/1/19 |  | 7/1/20 |  | LIGHT SOURCES, FIBEROPTIC | Light Source, Fiberoptic | LIGHTSOURCEFIBEROPT-Olympus-CLV-180 |  |  |  |  | LIGHTSOURCEFIBEROPT-Olympus-CLV-180 | Olympus |  |  |  |  | 1/9/20 |  |  | Not Covered Vendor Only - Resp/Ster | MHHS-TMC | [8 empty] | LIGHTSOURCEFIBEROPT | Light Source, Fiberoptic | Olympus
NO | YES |  |  |  | 099-07893 | 099-07893 | Olympus America | EVIS EXERA II CLV-180 |  |  | (null) | MHHS-TMC |  |  |  | 099-07893 | 099-07893 | TMC | (null) | (null) | (null) |  |  |  | (null) | LIGHT SOURCES, FIBEROPTIC |  | LIGHTSOURCEFIBEROPT-Olympus-CLV-180 |  |  |  |  | LIGHTSOURCEFIBEROPT-Olympus-CLV-180 | Olympus |  |  |  |  | 1/9/20 |  |  | Not Covered Vendor Only - Resp/Ster | MHHS-TMC
NO | YES | Asset Tag 069-44129 |  |  | 069-44129 | 069-44129 | Olympus America | EVIS EXERA II CLV-180 |  |  | (null) | MHHS-TMC |  |  |  | 069-44129 | 069-44129 | TMC | (null) | (null) | (null) |  |  |  | (null) | LIGHT SOURCES, FIBEROPTIC |  | LIGHTSOURCEFIBEROPT-Olympus-CLV-180 |  |  |  |  | LIGHTSOURCEFIBEROPT-Olympus-CLV-180 | Olympus |  |  |  |  | 1/9/20 |  |  | Not Covered Vendor Only - Resp/Ster | MHHS-TMC
NO | YES |  |  |  | 074-00813 | 074-00813 | Olympus America | EVIS EXERA II CLV-180 |  |  | TMC-OR-CVOR (7Hvi) | MHHS-TMC |  |  |  | 074-00813 | 074-00813 | TMC | MHHS-TMC | TMC-OR-CVOR (7Hvi) | Equipment room 7 | 5/1/19 |  |  | PM Not Required | LIGHT SOURCES, FIBEROPTIC | Light Source, Fiberoptic | LIGHTSOURCEFIBEROPT-Olympus-CLV-180 |  |  |  |  | LIGHTSOURCEFIBEROPT-Olympus-CLV-180 | Olympus |  |  |  |  | 1/9/20 |  |  | Not Covered Vendor Only - Resp/Ster | MHHS-TMC | [8 empty] | LIGHTSOURCEFIBEROPT | Light Source, Fiberoptic | Olympus
NO | NO | [5 empty] | Olympus America | EVIS EXERA II CLV-180 |  |  | MEMORIAL CITY - DIGESTIVE DISEASE CENTER | MHHS-Mem City | [5 empty] | West & Memorial City |  | MEMORIAL CITY - DIGESTIVE DISEASE CENTER | [5 empty] | LIGHT SOURCES, FIBEROPTIC |  | LIGHTSOURCEFIBEROPT-Olympus-CLV-180 |  |  |  |  | LIGHTSOURCEFIBEROPT-Olympus-CLV-180 | Olympus | [7 empty] | Not Covered Vendor Only - Resp/Ster | MHHS-Mem City
NO | NO |  |  |  | 013-19294 |  | Olympus America | EVIS EXERA II CLV-180 |  |  | SW - OR | MHHS-Southwest |  |  |  | 013-19294 |  | Southwest |  | SW - OR | [5 empty] | LIGHT SOURCES, FIBEROPTIC |  | LIGHTSOURCEFIBEROPT-Olympus-CLV-180 |  |  |  |  | LIGHTSOURCEFIBEROPT-Olympus-CLV-180 | Olympus | [7 empty] | Covered PM Repair - Biomedical | MHHS-Southwest
NO | NO |  |  |  | 013-19379 |  | Olympus America | EVIS EXERA II CLV-180 |  |  | SW - OR | MHHS-Southwest |  |  |  | 013-19379 |  | Southwest |  | SW - OR | [5 empty] | LIGHT SOURCES, FIBEROPTIC |  | LIGHTSOURCEFIBEROPT-Olympus-CLV-180 |  |  |  |  | LIGHTSOURCEFIBEROPT-Olympus-CLV-180 | Olympus | [7 empty] | Covered PM Repair - Biomedical | MHHS-Southwest
NO | NO |  |  |  | 241-02242 |  | Olympus America | EVIS EXERA II CLV-180 |  |  | TIRR - UROLOGY/SPEC PROC (17) | MHHS-TIRR |  |  |  | 241-02242 |  | TMC |  | TIRR - UROLOGY/SPEC PROC (17) | [5 empty] | LIGHT SOURCES, FIBEROPTIC |  | LIGHTSOURCEFIBEROPT-Olympus-CLV-180 |  |  |  |  | LIGHTSOURCEFIBEROPT-Olympus-CLV-180 | Olympus | [7 empty] | Covered PM Repair - Biomedical | MHHS-TIRR
NO | NO |  |  |  | 241-02320 |  | Olympus America | EVIS EXERA II CLV-180 |  |  | TIRR - UROLOGY/SPEC PROC (17) | MHHS-TIRR |  |  |  | 241-02320 |  | TMC |  | TIRR - UROLOGY/SPEC PROC (17) | [5 empty] | LIGHT SOURCES, FIBEROPTIC |  | LIGHTSOURCEFIBEROPT-Olympus-CLV-180 |  |  |  |  | LIGHTSOURCEFIBEROPT-Olympus-CLV-180 | Olympus | [7 empty] | Covered PM Repair - Biomedical | MHHS-TIRR
NO | NO |  |  |  | 069-34718 |  | Olympus America | EVIS EXERA II CLV-180 |  |  | TMC - HERMANN - PEDI ER (1HP) | MHHS-TMC |  |  |  | 069-34718 |  | TMC |  | TMC - HERMANN - PEDI ER (1HP) | [5 empty] | LIGHT SOURCES, FIBEROPTIC |  | LIGHTSOURCEFIBEROPT-Olympus-CLV-180 |  |  |  |  | LIGHTSOURCEFIBEROPT-Olympus-CLV-180 | Olympus | [7 empty] | Not Covered Vendor Only - Resp/Ster | MHHS-TMC
NO | NO |  |  |  | 069-38408 |  | Olympus America | EVIS EXERA II CLV-180 |  |  | TMC - OR - ANESTHESIA (OLD) | MHHS-TMC |  |  |  | 069-38408 |  | TMC |  | TMC - OR - ANESTHESIA (OLD) | [5 empty] | LIGHT SOURCES, FIBEROPTIC |  | LIGHTSOURCEFIBEROPT-Olympus-CLV-180 |  |  |  |  | LIGHTSOURCEFIBEROPT-Olympus-CLV-180 | Olympus | [7 empty] | Not Covered Vendor Only - Resp/Ster | MHHS-TMC
NO | NO | [5 empty] | Olympus America | EVIS EXERA II CLV-180 |  |  | TMC - OR - PEDI OR (2R) | MHHS-TMC | [5 empty] | TMC |  | TMC - OR - PEDI OR (2R) | [5 empty] | LIGHT SOURCES, FIBEROPTIC |  | LIGHTSOURCEFIBEROPT-Olympus-CLV-180 |  |  |  |  | LIGHTSOURCEFIBEROPT-Olympus-CLV-180 | Olympus | [7 empty] | Not Covered Vendor Only - Resp/Ster | MHHS-TMC
NO | NO | [5 empty] | Olympus America | EVIS EXERA II CLV-180 |  |  | TMC - OR - PEDI OR (2R) | MHHS-TMC | [5 empty] | TMC |  | TMC - OR - PEDI OR (2R) | [5 empty] | LIGHT SOURCES, FIBEROPTIC |  | LIGHTSOURCEFIBEROPT-Olympus-CLV-180 |  |  |  |  | LIGHTSOURCEFIBEROPT-Olympus-CLV-180 | Olympus | [7 empty] | Not Covered Vendor Only - Resp/Ster | MHHS-TMC
NO | NO | [5 empty] | Olympus America | EVIS EXERA II CLV-180 |  |  | WOODLANDS - OR | MHHS-Woodlands | [5 empty] | Woodlands |  | WOODLANDS - OR | [5 empty] | LIGHT SOURCES, FIBEROPTIC |  | LIGHTSOURCEFIBEROPT-Olympus-CLV-180 |  |  |  |  | LIGHTSOURCEFIBEROPT-Olympus-CLV-180 | Olympus | [7 empty] | Covered PM Repair - Biomedical | MHHS-Woodlands
NO | NO | [5 empty] | Olympus America | EVIS EXERA II CLV-180 |  |  | WOODLANDS - OR | MHHS-Woodlands | [5 empty] | Woodlands |  | WOODLANDS - OR | [5 empty] | LIGHT SOURCES, FIBEROPTIC |  | LIGHTSOURCEFIBEROPT-Olympus-CLV-180 |  |  |  |  | LIGHTSOURCEFIBEROPT-Olympus-CLV-180 | Olympus | [7 empty] | Covered PM Repair - Biomedical | MHHS-Woodlands
NO | NO | [5 empty] | Olympus America | EVIS EXERA II CLV-180 |  |  | WOODLANDS - OR | MHHS-Woodlands | [5 empty] | Woodlands |  | WOODLANDS - OR | [5 empty] | LIGHT SOURCES, FIBEROPTIC |  | LIGHTSOURCEFIBEROPT-Olympus-CLV-180 |  |  |  |  | LIGHTSOURCEFIBEROPT-Olympus-CLV-180 | Olympus | [7 empty] | Covered PM Repair - Biomedical | MHHS-Woodlands
NO | NO | [5 empty] | Olympus America | EVIS EXERA II CLV-180 |  |  | WOODLANDS - OR | MHHS-Woodlands | [5 empty] | Woodlands |  | WOODLANDS - OR | [5 empty] | LIGHT SOURCES, FIBEROPTIC |  | LIGHTSOURCEFIBEROPT-Olympus-CLV-180 |  |  |  |  | LIGHTSOURCEFIBEROPT-Olympus-CLV-180 | Olympus | [7 empty] | Covered PM Repair - Biomedical | MHHS-Woodlands
NO | YES |  |  |  | 133-31087 | 133-31087 | Olympus America | EVIS EXERA III CVL-190 |  |  | Katy-Endoscopy | MHHS-Katy |  |  |  | 133-31087 | 133-31087 | Katy | MHHS-Katy | Katy-Endoscopy | PACU BAY 6 | 8/1/19 | 8/1/20 |  |  | LIGHT SOURCES, FIBEROPTIC | Processor, Video | PROCVID-Olympus-EVIS EXERA III | [5 empty] | Olympus | [7 empty] | Covered PM Repair - Biomedical | MHHS-Katy | [8 empty] | PROCVID | Processor, Video | Olympus
NO | YES |  |  |  | 013-39210 | 013-39210 | Olympus America | EVIS EXERA III CVL-190 |  |  | SW-Endoscopy | MHHS-Southwest |  |  |  | 013-39210 | 013-39210 | Memorial Hermann Hospital - Southwest | MHHS-Southwest | SW-Endoscopy | Endoscopy |  |  |  |  | LIGHT SOURCES, FIBEROPTIC |  | .needs class | [5 empty] | Olympus | [7 empty] | Covered PM Repair - Biomedical | MHHS-Southwest
NO | YES |  |  |  | 029-32194 | 029-32194 | Olympus America | EVIS EXERA III CVL-190 |  |  | Woodlands-OR | MHHS-Woodlands |  |  |  | 029-32194 | 029-32194 | Woodlands | MHHS-Woodlands | Woodlands-OR | Equipment Storage | 11/1/19 |  | 11/1/20 |  | LIGHT SOURCES, FIBEROPTIC | Processor, Video | PROCVID-Olympus-EVIS EXERA III | [5 empty] | Olympus | [7 empty] | Covered PM Repair - Biomedical | MHHS-Woodlands | [8 empty] | PROCVID | Processor, Video | Olympus
NO | YES | [5 empty] | Olympus America | EVIS EXERA III PCF-H190DL |  |  | Pearland-Endoscopy | MHHS-Pearland Hospital | [5 empty] | Pearland | MHHS-Pearland Hospital | Pearland-Endoscopy | Scope cabinet | 12/1/17 |  |  |  | ENDOSCOPES, FLEXIBLE | Processor, Video | PROCVID-Olympus-EVIS EXERA III | [5 empty] | Olympus | [7 empty] | Covered PM Repair - Biomedical | MHHS-Pearland Hospital | [8 empty] | PROCVID | Processor, Video | Olympus
NO | YES | [5 empty] | Olympus America | EVIS EXERA III PCF-H190DL |  |  | Pearland-Endoscopy | MHHS-Pearland Hospital | [5 empty] | Pearland | MHHS-Pearland Hospital | Pearland-Endoscopy | Scope cabinet | 12/1/17 |  |  |  | ENDOSCOPES, FLEXIBLE | Processor, Video | PROCVID-Olympus-EVIS EXERA III | [5 empty] | Olympus | [7 empty] | Covered PM Repair - Biomedical | MHHS-Pearland Hospital | [8 empty] | PROCVID | Processor, Video | Olympus
NO | NO | [5 empty] | Olympus America | EVIS EXERA III PCF-PH190L |  |  | TMC - GI/ENDO - PEDI (GHP) | MHHS-TMC | [5 empty] | TMC |  | TMC - GI/ENDO - PEDI (GHP) | [5 empty] | BRONCHOSCOPES, FLEXIBLE, VIDEO |  | .needs class | [5 empty] | Olympus | [7 empty] | Covered PM Repair - Biomedical | MHHS-TMC
NO | YES |  |  |  | 151-01296 | 151-01296 | Olympus America | EVIS EXERA lll VIDEO CENTER CV-190 |  |  | CY-Endoscopy | MHHS-Cypress |  |  |  | 151-01296 | 151-01296 | Northwest | MHHS-Cypress | CY-Endoscopy | Bronchoscopy | 1/1/19 | 1/1/20 |  |  | ENDOSCOPIC EQUIPMENT, VIDEO PROCESSOR | Processor, Video | PROCVID-Olympus-EVIS EXERA III |  |  |  |  | PROCVID-Olympus-EVIS EXERA III | Olympus | [7 empty] | Covered PM Repair - Biomedical | MHHS-Cypress | [8 empty] | PROCVID | Processor, Video | Olympus
NO | YES |  |  |  | 151-01297 | 151-01297 | Olympus America | EVIS EXERA lll VIDEO CENTER CV-190 |  |  | CY-OR | MHHS-Cypress |  |  |  | 151-01297 | 151-01297 | Northwest | MHHS-Cypress | CY-OR | Endoscopy |  |  |  |  | ENDOSCOPIC EQUIPMENT, VIDEO PROCESSOR | Processor, Video | PROCVID-Olympus-EVIS EXERA III |  |  |  |  | PROCVID-Olympus-EVIS EXERA III | Olympus | [7 empty] | Covered PM Repair - Biomedical | MHHS-Cypress | [8 empty] | PROCVID | Processor, Video | Olympus
NO | YES |  |  |  | 151-01320 | 151-01320 | Olympus America | EVIS EXERA lll VIDEO CENTER CV-190 |  |  | CY-Endoscopy | MHHS-Cypress |  |  |  | 151-01320 | 151-01320 | Northwest | MHHS-Cypress | CY-Endoscopy | M3 115 | 2/1/19 | 2/1/20 |  |  | ENDOSCOPIC EQUIPMENT, VIDEO PROCESSOR | Processor, Video | PROCVID-Olympus-EVIS EXERA III |  |  |  |  | PROCVID-Olympus-EVIS EXERA III | Olympus | [7 empty] | Covered PM Repair - Biomedical | MHHS-Cypress | [8 empty] | PROCVID | Processor, Video | Olympus
NO | YES |  |  |  | 151-02870 | 151-02870 | Olympus America | EVIS EXERA lll VIDEO CENTER CV-190 |  |  | CY-Endoscopy | MHHS-Cypress |  |  |  | 151-02870 | 151-02870 | Northwest | MHHS-Cypress | CY-Endoscopy | Endo two | 2/1/19 | 2/1/20 |  |  | ENDOSCOPIC EQUIPMENT, VIDEO PROCESSOR | Processor, Video | PROCVID-Olympus-EVIS EXERA III |  |  |  |  | PROCVID-Olympus-EVIS EXERA III | Olympus |  |  |  |  | 7/25/13 |  |  | Covered PM Repair - Biomedical | MHHS-Cypress | [8 empty] | PROCVID | Processor, Video | Olympus
NO | YES |  |  |  | 009-09810 | 009-09810 | Olympus America | EVIS EXERA lll VIDEO CENTER CV-190 |  |  | GH-OR | MHHS-Greater Heights |  |  |  | 009-09810 | 009-09810 | Central | MHHS-Greater Heights | GH-OR | Hallway | 6/1/19 |  | 6/1/20 |  | ENDOSCOPIC EQUIPMENT, VIDEO PROCESSOR | Processor, Video | PROCVID-Olympus-EVIS EXERA III |  |  |  |  | PROCVID-Olympus-EVIS EXERA III | Olympus | [7 empty] | Covered PM Repair - Biomedical | MHHS-Greater Heights | [8 empty] | PROCVID | Processor, Video | Olympus
NO | YES | Asset Tag 009-09813 |  |  | 009-09813 | 009-09813 | Olympus America | EVIS EXERA lll VIDEO CENTER CV-190 |  |  | GH-OR | MHHS-Greater Heights |  |  |  | 009-09813 | 009-09813 | Central & Greater Heights | MHHS-Greater Heights | GH-OR |  | 6/7/19 |  |  |  | ENDOSCOPIC EQUIPMENT, VIDEO PROCESSOR | Processor, Video | PROCVID-Olympus-EVIS EXERA III |  |  |  |  | PROCVID-Olympus-EVIS EXERA III | Olympus |  |  |  |  | 7/25/13 | Finished from Script 3/27/2020 12:11:52pm (Central) |  | Covered PM Repair - Biomedical | MHHS-Greater Heights | [8 empty] | PROCVID | Processor, Video | Olympus
NO | YES |  |  |  | 009-09818 | 009-09818 | Olympus America | EVIS EXERA lll VIDEO CENTER CV-190 |  |  | GH-OR | MHHS-Greater Heights |  |  |  | 009-09818 | 009-09818 | Central & Greater Heights | MHHS-Greater Heights | GH-OR | OR 9 | 6/1/19 |  | 6/1/20 |  | ENDOSCOPIC EQUIPMENT, VIDEO PROCESSOR | Processor, Video | PROCVID-Olympus-EVIS EXERA III |  |  |  |  | PROCVID-Olympus-EVIS EXERA III | Olympus |  |  |  |  | 7/25/13 |  |  | Covered PM Repair - Biomedical | MHHS-Greater Heights | [8 empty] | PROCVID | Processor, Video | Olympus
NO | YES |  |  |  | 009-09821 | 009-09821 | Olympus America | EVIS EXERA lll VIDEO CENTER CV-190 |  |  | GH-OR | MHHS-Greater Heights |  |  |  | 009-09821 | 009-09821 | Central & Greater Heights | MHHS-Greater Heights | GH-OR | OR 9 | 6/1/19 |  | 6/1/20 |  | ENDOSCOPIC EQUIPMENT, VIDEO PROCESSOR | Processor, Video | PROCVID-Olympus-EVIS EXERA III |  |  |  |  | PROCVID-Olympus-EVIS EXERA III | Olympus |  |  |  |  | 7/25/13 |  |  | Covered PM Repair - Biomedical | MHHS-Greater Heights | [8 empty] | PROCVID | Processor, Video | Olympus
NO | YES |  |  |  | 009-09826 | 009-09826 | Olympus America | EVIS EXERA lll VIDEO CENTER CV-190 |  |  | GH-OR Endoscopy | MHHS-Greater Heights |  |  |  | 009-09826 | 009-09826 | Central | MHHS-Greater Heights | GH-OR Endoscopy | OR | 6/1/19 |  | 6/1/20 |  | ENDOSCOPIC EQUIPMENT, VIDEO PROCESSOR | Processor, Video | PROCVID-Olympus-EVIS EXERA III |  |  |  |  | PROCVID-Olympus-EVIS EXERA III | Olympus |  |  |  |  | 7/25/13 |  |  | Covered PM Repair - Biomedical | MHHS-Greater Heights | [8 empty] | PROCVID | Processor, Video | Olympus
NO | YES |  |  |  | 009-09834 | 009-09834 | Olympus America | EVIS EXERA lll VIDEO CENTER CV-190 |  |  | GH-OR | MHHS-Greater Heights |  |  |  | 009-09834 | 009-09834 | Central | MHHS-Greater Heights | GH-OR | OR 3 | 6/1/19 |  |  |  | ENDOSCOPIC EQUIPMENT, VIDEO PROCESSOR | Processor, Video | PROCVID-Olympus-EVIS EXERA III |  |  |  |  | PROCVID-Olympus-EVIS EXERA III | Olympus |  |  |  |  | 7/25/13 |  |  | Covered PM Repair - Biomedical | MHHS-Greater Heights | [8 empty] | PROCVID | Processor, Video | Olympus
NO | YES |  |  |  | 009-09837 | 009-09837 | Olympus America | EVIS EXERA lll VIDEO CENTER CV-190 |  |  | GH-OR | MHHS-Greater Heights |  |  |  | 009-09837 | 009-09837 | Central | MHHS-Greater Heights | GH-OR | OR 3 | 6/1/19 |  |  |  | ENDOSCOPIC EQUIPMENT, VIDEO PROCESSOR | Processor, Video | PROCVID-Olympus-EVIS EXERA III |  |  |  |  | PROCVID-Olympus-EVIS EXERA III | Olympus | [7 empty] | Covered PM Repair - Biomedical | MHHS-Greater Heights | [8 empty] | PROCVID | Processor, Video | Olympus
NO | YES |  |  |  | 009-33646 | 009-33646 | Olympus America | EVIS EXERA lll VIDEO CENTER CV-190 |  |  | GH-OR | MHHS-Greater Heights |  |  |  | 009-33646 | 009-33646 | Central | MHHS-Greater Heights | GH-OR | RM 5 | 6/1/19 |  |  |  | ENDOSCOPIC EQUIPMENT, VIDEO PROCESSOR | Processor, Video | PROCVID-Olympus-EVIS EXERA III |  |  |  |  | PROCVID-Olympus-EVIS EXERA III | Olympus |  |  |  |  | 7/25/13 |  |  | Covered PM Repair - Biomedical | MHHS-Greater Heights | [8 empty] | PROCVID | Processor, Video | Olympus
NO | YES |  |  |  | 009-09513 | 009-09513 | Olympus America | EVIS EXERA lll VIDEO CENTER CV-190 |  |  | GH-OR | MHHS-Greater Heights |  |  |  | 009-09513 | 009-09513 | Central | MHHS-Greater Heights | GH-OR | Hallways | 6/1/19 |  | 6/1/20 |  | ENDOSCOPIC EQUIPMENT, VIDEO PROCESSOR | Processor, Video | PROCVID-Olympus-EVIS EXERA III |  |  |  |  | PROCVID-Olympus-EVIS EXERA III | Olympus |  |  |  |  | 7/25/13 |  |  | Covered PM Repair - Biomedical | MHHS-Greater Heights | [8 empty] | PROCVID | Processor, Video | Olympus
NO | YES |  |  |  | 009-09588 | 009-09588 | Olympus America | EVIS EXERA lll VIDEO CENTER CV-190 |  |  | GH-OR | MHHS-Greater Heights |  |  |  | 009-09588 | 009-09588 | Central | MHHS-Greater Heights | GH-OR | Equipment storage | 6/1/19 |  | 6/1/20 |  | ENDOSCOPIC EQUIPMENT, VIDEO PROCESSOR | Processor, Video | PROCVID-Olympus-EVIS EXERA III |  |  |  |  | PROCVID-Olympus-EVIS EXERA III | Olympus |  |  |  |  | 7/25/13 |  |  | Covered PM Repair - Biomedical | MHHS-Greater Heights | [8 empty] | PROCVID | Processor, Video | Olympus
NO | YES |  |  |  | 009-09602 | 009-9602 | Olympus America | EVIS EXERA lll VIDEO CENTER CV-190 |  |  | GH-OR Endoscopy | MHHS-Greater Heights |  |  |  | 009-09602 | 009-9602 | Central | MHHS-Greater Heights | GH-OR Endoscopy | Endoscopy | 7/1/19 |  | 7/1/20 | Mod CV-190, S/N 7401898 | ENDOSCOPIC EQUIPMENT, VIDEO PROCESSOR | Processor, Video | PROCVID-Olympus-EVIS EXERA III |  |  |  |  | PROCVID-Olympus-EVIS EXERA III | Olympus |  |  |  |  | 7/25/13 |  |  | Covered PM Repair - Biomedical | MHHS-Greater Heights | [8 empty] | PROCVID | Processor, Video | Olympus
NO | YES |  |  |  | 133-09771 | 133-09771 | Olympus America | EVIS EXERA lll VIDEO CENTER CV-190 |  |  | Katy-OR | MHHS-Katy |  |  |  | 133-09771 | 133-09771 | Katy | MHHS-Katy | Katy-OR | Endo 2 | 3/1/19 | 3/1/20 |  |  | ENDOSCOPIC EQUIPMENT, VIDEO PROCESSOR | Processor, Video | PROCVID-Olympus-EVIS EXERA III |  |  |  |  | PROCVID-Olympus-EVIS EXERA III | Olympus |  |  |  |  | 7/25/13 |  |  | Covered PM Repair - Biomedical | MHHS-Katy | [8 empty] | PROCVID | Processor, Video | Olympus
NO | YES |  |  |  | 133-10064 | 133-10064 | Olympus America | EVIS EXERA lll VIDEO CENTER CV-190 |  |  | Katy-Endoscopy | MHHS-Katy |  |  |  | 133-10064 | 133-10064 | Katy | MHHS-Katy | Katy-Endoscopy | Endoscopy | 7/1/19 | 7/1/20 |  |  | ENDOSCOPIC EQUIPMENT, VIDEO PROCESSOR | Processor, Video | PROCVID-Olympus-EVIS EXERA III |  |  |  |  | PROCVID-Olympus-EVIS EXERA III | Olympus | [7 empty] | Covered PM Repair - Biomedical | MHHS-Katy | [8 empty] | PROCVID | Processor, Video | Olympus
NO | YES |  |  |  | 133-31104 | 133-31104 | Olympus America | EVIS EXERA lll VIDEO CENTER CV-190 |  |  | Katy-Endoscopy | MHHS-Katy |  |  |  | 133-31104 | 133-31104 | Katy | MHHS-Katy | Katy-Endoscopy | PACU BAY 6 | 8/1/19 | 8/1/20 |  |  | ENDOSCOPIC EQUIPMENT, VIDEO PROCESSOR | Processor, Video | PROCVID-Olympus-EVIS EXERA III |  |  |  |  | PROCVID-Olympus-EVIS EXERA III | Olympus | [7 empty] | Covered PM Repair - Biomedical | MHHS-Katy | [8 empty] | PROCVID | Processor, Video | Olympus
NO | YES |  |  |  | 041-16041 | 041-16041 | Olympus America | EVIS EXERA lll VIDEO CENTER CV-190 |  |  | MEMORIAL CITY - Endoscopy | MHHS-Mem City |  |  |  | 041-16041 | 041-16041 | West | MEMORIAL CITY - MEMORIAL HERMANN HOSPITAL WEST TOWER | MEMORIAL CITY - Endoscopy | 148 Procedure Rm 5 |  |  |  | ?AuNo PM Required?Au sticker found on unit | ENDOSCOPIC EQUIPMENT, VIDEO PROCESSOR |  | PROCVID-Olympus-EVIS EXERA III |  |  |  |  | PROCVID-Olympus-EVIS EXERA III | Olympus | [7 empty] | Covered PM Repair - Biomedical | MHHS-Mem City
NO | YES |  |  |  | 041-16045 | 041-16045 | Olympus America | EVIS EXERA lll VIDEO CENTER CV-190 |  |  | MEMORIAL CITY - Endo | MHHS-Mem City |  |  |  | 041-16045 | 041-16045 | West | MEMORIAL CITY - MEMORIAL HERMANN WEST TOWER | MEMORIAL CITY - Endo | 149 Procedure Room 6 |  |  |  | ?AuNO PM REQUIRED?Au sticker found on unit | ENDOSCOPIC EQUIPMENT, VIDEO PROCESSOR |  | PROCVID-Olympus-EVIS EXERA III |  |  |  |  | PROCVID-Olympus-EVIS EXERA III | Olympus | [7 empty] | Covered PM Repair - Biomedical | MHHS-Mem City
NO | YES |  |  |  | 041-19743 | 041-19743 | Olympus America | EVIS EXERA lll VIDEO CENTER CV-190 |  |  | Memorial City - Orthopedics Surgery | MHHS-Mem City |  |  |  | 041-19743 | 041-19743 | West | Memorial City - Memorial Hermann Hospital | Memorial City - Orthopedics Surgery | Anesthesia Workroom |  |  |  |  | ENDOSCOPIC EQUIPMENT, VIDEO PROCESSOR |  | PROCVID-Olympus-EVIS EXERA III |  |  |  |  | PROCVID-Olympus-EVIS EXERA III | Olympus | [7 empty] | Covered PM Repair - Biomedical | MHHS-Mem City
NO | YES |  |  |  | 041-10858 | 041-10858 | Olympus America | EVIS EXERA lll VIDEO CENTER CV-190 |  |  | OR | MHHS-Mem City |  |  |  | 041-10858 | 041-10858 | West | Memorial Hermann - Memorial City | OR | Back Hallway |  |  |  |  | ENDOSCOPIC EQUIPMENT, VIDEO PROCESSOR |  | PROCVID-Olympus-EVIS EXERA III |  |  |  |  | PROCVID-Olympus-EVIS EXERA III | Olympus | [7 empty] | Covered PM Repair - Biomedical | MHHS-Mem City
NO | YES |  |  |  | 041-10859 | 041-10859 | Olympus America | EVIS EXERA lll VIDEO CENTER CV-190 |  |  | OR | MHHS-Mem City |  |  |  | 041-10859 | 041-10859 | West | Memorial Hermann - Memorial City | OR | Back Hallway |  |  |  |  | ENDOSCOPIC EQUIPMENT, VIDEO PROCESSOR |  | PROCVID-Olympus-EVIS EXERA III |  |  |  |  | PROCVID-Olympus-EVIS EXERA III | Olympus | [7 empty] | Covered PM Repair - Biomedical | MHHS-Mem City
NO | YES |  |  |  | 041-10861 | 041-10861 | Olympus America | EVIS EXERA lll VIDEO CENTER CV-190 |  |  | OR | MHHS-Mem City |  |  |  | 041-10861 | 041-10861 | West | Memorial Hermann - Memorial City | OR | Back Hallway |  |  |  |  | ENDOSCOPIC EQUIPMENT, VIDEO PROCESSOR |  | PROCVID-Olympus-EVIS EXERA III |  |  |  |  | PROCVID-Olympus-EVIS EXERA III | Olympus | [7 empty] | Covered PM Repair - Biomedical | MHHS-Mem City
NO | YES |  |  |  | 041-18287 | 041-18287 | Olympus America | EVIS EXERA lll VIDEO CENTER CV-190 |  |  | OR | MHHS-Mem City |  |  |  | 041-18287 | 041-18287 | West | Memorial Hermann - Memorial City | OR | Back Hallway |  |  |  |  | ENDOSCOPIC EQUIPMENT, VIDEO PROCESSOR |  | PROCVID-Olympus-EVIS EXERA III |  |  |  |  | PROCVID-Olympus-EVIS EXERA III | Olympus | [7 empty] | Covered PM Repair - Biomedical | MHHS-Mem City
NO | YES |  |  |  | 041-18290 | 041-18290 | Olympus America | EVIS EXERA lll VIDEO CENTER CV-190 |  |  | OR | MHHS-Mem City |  |  |  | 041-18290 | 041-18290 | West | Memorial Hermann - Memorial City | OR | Back Hallway |  |  |  |  | ENDOSCOPIC EQUIPMENT, VIDEO PROCESSOR |  | PROCVID-Olympus-EVIS EXERA III |  |  |  |  | PROCVID-Olympus-EVIS EXERA III | Olympus | [7 empty] | Covered PM Repair - Biomedical | MHHS-Mem City
NO | YES |  |  |  | 041-32698 | 041-32698 | Olympus America | EVIS EXERA lll VIDEO CENTER CV-190 |  |  | MEMORIAL CITY - Outpatient | MHHS-Mem City |  |  |  | 041-32698 | 041-32698 | West | Memorial Hermann Memorial City Medical Center | MEMORIAL CITY - Outpatient | MEMORIAL CITY - OUTPATIENT |  |  |  |  | ENDOSCOPIC EQUIPMENT, VIDEO PROCESSOR |  | PROCVID-Olympus-EVIS EXERA III |  |  |  |  | PROCVID-Olympus-EVIS EXERA III | Olympus | [7 empty] | Covered PM Repair - Biomedical | MHHS-Mem City
NO | YES |  |  |  | 041-32700 | 041-32700 | Olympus America | EVIS EXERA lll VIDEO CENTER CV-190 |  |  | MEMORIAL CITY - Outpatient | MHHS-Mem City |  |  |  | 041-32700 | 041-32700 | West | Memorial Hermann Memorial City Medical Center | MEMORIAL CITY - Outpatient | MEMORIAL CITY - OUTPATIENT |  |  |  |  | ENDOSCOPIC EQUIPMENT, VIDEO PROCESSOR |  | PROCVID-Olympus-EVIS EXERA III |  |  |  |  | PROCVID-Olympus-EVIS EXERA III | Olympus | [7 empty] | Covered PM Repair - Biomedical | MHHS-Mem City
NO | YES | [5 empty] | Olympus America | EVIS EXERA lll VIDEO CENTER CV-190 |  |  | MEMORIAL CITY - MOR | MHHS-Mem City | [5 empty] | West | Memorial City - Memorial Hermann Hospital | MEMORIAL CITY - MOR | Hallway |  |  |  | ?AuNO PM REQUIRED?Au sticker on unit | ENDOSCOPIC EQUIPMENT, VIDEO PROCESSOR |  | PROCVID-Olympus-EVIS EXERA III |  |  |  |  | PROCVID-Olympus-EVIS EXERA III | Olympus | [7 empty] | Covered PM Repair - Biomedical | MHHS-Mem City
NO | YES | [5 empty] | Olympus America | EVIS EXERA lll VIDEO CENTER CV-190 |  |  | MEMORIAL CITY - MOR | MHHS-Mem City | [5 empty] | West | Memorial City - Memorial Hermann Hospital | MEMORIAL CITY - MOR | Hallway |  |  |  |  | ENDOSCOPIC EQUIPMENT, VIDEO PROCESSOR |  | PROCVID-Olympus-EVIS EXERA III |  |  |  |  | PROCVID-Olympus-EVIS EXERA III | Olympus | [7 empty] | Covered PM Repair - Biomedical | MHHS-Mem City
NO | YES |  |  |  | 041-32078 | 041-32078 | Olympus America | EVIS EXERA lll VIDEO CENTER CV-190 |  |  | MEMORIAL CITY - MICU | MHHS-Mem City |  |  |  | 041-32078 | 041-32078 | West | Memorial Hermann - Memorial City | MEMORIAL CITY - MICU | Central Supply |  |  |  |  | ENDOSCOPIC EQUIPMENT, VIDEO PROCESSOR |  | PROCVID-Olympus-EVIS EXERA III |  |  |  |  | PROCVID-Olympus-EVIS EXERA III | Olympus | [7 empty] | Covered PM Repair - Biomedical | MHHS-Mem City
NO | YES |  |  |  | 129-04754 | 129-04754 | Olympus America | EVIS EXERA lll VIDEO CENTER CV-190 |  |  | MH MG-(SL)-Sugar Land Multi-Specialty (Mp1) | MHHS-MG |  |  |  | 129-04754 | 129-04754 | Sugar Land | MHHS-MG | MH MG-(SL)-Sugar Land Multi-Specialty (Mp1) | Procesure room | 10/1/19 |  | 10/1/20 |  | ENDOSCOPIC EQUIPMENT, VIDEO PROCESSOR | Processor, Video | PROCVID-Olympus-EVIS EXERA III |  |  |  |  | PROCVID-Olympus-EVIS EXERA III | Olympus | [7 empty] | Covered PM Repair - Biomedical | MHHS-MG | [8 empty] | PROCVID | Processor, Video | Olympus
NO | YES |  |  |  | 142-03140 | 142-03140 | Olympus America | EVIS EXERA lll VIDEO CENTER CV-190 |  |  | NE-Endoscopy | MHHS-Northeast |  |  |  | 142-03140 | 142-03140 | Katy | MHHS-Northeast | NE-Endoscopy | Procedure 3 | 10/1/19 | 10/1/20 |  |  | ENDOSCOPIC EQUIPMENT, VIDEO PROCESSOR | Processor, Video | PROCVID-Olympus-EVIS EXERA III |  |  |  |  | PROCVID-Olympus-EVIS EXERA III | Olympus | [7 empty] | Covered PM Repair - Biomedical | MHHS-Northeast | [8 empty] | PROCVID | Processor, Video | Olympus
NO | YES |  |  |  | 142-03146 | 142-03146 | Olympus America | EVIS EXERA lll VIDEO CENTER CV-190 |  |  | NE-Endoscopy | MHHS-Northeast |  |  |  | 142-03146 | 142-03146 | Katy | MHHS-Northeast | NE-Endoscopy | Procedure room 2 |  |  |  |  | ENDOSCOPIC EQUIPMENT, VIDEO PROCESSOR | Processor, Video | PROCVID-Olympus-EVIS EXERA III |  |  |  |  | PROCVID-Olympus-EVIS EXERA III | Olympus |  |  |  |  | 7/25/13 |  |  | Covered PM Repair - Biomedical | MHHS-Northeast | [8 empty] | PROCVID | Processor, Video | Olympus
NO | YES |  |  |  | 145-00137 | 145-00137 | Olympus America | EVIS EXERA lll VIDEO CENTER CV-190 |  |  | Pearland-OR | MHHS-Pearland Hospital |  |  |  | 145-00137 | 145-00137 | Pearland | MHHS-Pearland Hospital | Pearland-OR | Room 207 storage | 9/1/19 | 9/1/20 |  |  | ENDOSCOPIC EQUIPMENT, VIDEO PROCESSOR | Processor, Video | PROCVID-Olympus-EVIS EXERA III |  |  |  |  | PROCVID-Olympus-EVIS EXERA III | Olympus | [7 empty] | Covered PM Repair - Biomedical | MHHS-Pearland Hospital | [8 empty] | PROCVID | Processor, Video | Olympus
NO | YES |  |  |  | 145-00544 | 145-00544 | Olympus America | EVIS EXERA lll VIDEO CENTER CV-190 |  |  | Pearland-OR | MHHS-Pearland Hospital |  |  |  | 145-00544 | 145-00544 | Pearland | MHHS-Pearland Hospital | Pearland-OR | PEARLAND - Endoscopy | 10/1/19 | 10/1/20 |  |  | ENDOSCOPIC EQUIPMENT, VIDEO PROCESSOR | Processor, Video | PROCVID-Olympus-EVIS EXERA III |  |  |  |  | PROCVID-Olympus-EVIS EXERA III | Olympus | [7 empty] | Covered PM Repair - Biomedical | MHHS-Pearland Hospital | [8 empty] | PROCVID | Processor, Video | Olympus
NO | YES |  |  |  | 145-00549 | 145-00549 | Olympus America | EVIS EXERA lll VIDEO CENTER CV-190 |  |  | Pearland-Endoscopy | MHHS-Pearland Hospital |  |  |  | 145-00549 | 145-00549 | Pearland | MHHS-Pearland Hospital | Pearland-Endoscopy | Endo equipment storage | 10/1/18 | 10/1/20 |  |  | ENDOSCOPIC EQUIPMENT, VIDEO PROCESSOR | Processor, Video | PROCVID-Olympus-EVIS EXERA III |  |  |  |  | PROCVID-Olympus-EVIS EXERA III | Olympus | [7 empty] | Covered PM Repair - Biomedical | MHHS-Pearland Hospital | [8 empty] | PROCVID | Processor, Video | Olympus
NO | YES |  |  |  | 005-08903 | 005-08903 | Olympus America | EVIS EXERA lll VIDEO CENTER CV-190 |  |  | SE-Esophageal Disease Center | MHHS-Southeast |  |  |  | 005-08903 | 005-08903 | Southeast | MHHS-Southeast | SE-Esophageal Disease Center | Endo procesure 1 | 1/1/19 |  |  |  | ENDOSCOPIC EQUIPMENT, VIDEO PROCESSOR |  | PROCVID-Olympus-EVIS EXERA III |  |  |  |  | PROCVID-Olympus-EVIS EXERA III | Olympus |  |  |  |  | 7/25/13 |  |  | Covered PM Repair - Biomedical | MHHS-Southeast
NO | YES |  |  |  | 005-10340 | 005-10340 | Olympus America | EVIS EXERA lll VIDEO CENTER CV-190 |  |  | SE-Esophageal Disease Center | MHHS-Southeast |  |  |  | 005-10340 | 005-10340 | Southeast | MHHS-Southeast | SE-Esophageal Disease Center | Procedure 5 |  |  |  |  | ENDOSCOPIC EQUIPMENT, VIDEO PROCESSOR |  | PROCVID-Olympus-EVIS EXERA III |  |  |  |  | PROCVID-Olympus-EVIS EXERA III | Olympus |  |  |  |  | 7/25/13 |  |  | Covered PM Repair - Biomedical | MHHS-Southeast
NO | YES | Asset Tag 005-10342 |  |  | 005-10342 | 005-10342 | Olympus America | EVIS EXERA lll VIDEO CENTER CV-190 |  |  | (null) | MHHS-Southeast |  |  |  | 005-10342 | 005-10342 | (null) | MHHS-Southeast | (null) | (null) |  |  |  | (null) | ENDOSCOPIC EQUIPMENT, VIDEO PROCESSOR |  | PROCVID-Olympus-EVIS EXERA III |  |  |  |  | PROCVID-Olympus-EVIS EXERA III | Olympus |  | (null) |  |  | 7/25/13 | (null) |  | Covered PM Repair - Biomedical | MHHS-Southeast
NO | YES |  |  |  | 005-10354 | 005-10354 | Olympus America | EVIS EXERA lll VIDEO CENTER CV-190 |  |  | SE-Esophageal Disease Center | MHHS-Southeast |  |  |  | 005-10354 | 005-10354 | Southeast | MHHS-Southeast | SE-Esophageal Disease Center | Endo 3 |  |  |  | No pm | ENDOSCOPIC EQUIPMENT, VIDEO PROCESSOR |  | PROCVID-Olympus-EVIS EXERA III |  |  |  |  | PROCVID-Olympus-EVIS EXERA III | Olympus | [7 empty] | Covered PM Repair - Biomedical | MHHS-Southeast
NO | YES |  |  |  | 005-10745 | 005-10745 | Olympus America | EVIS EXERA lll VIDEO CENTER CV-190 |  |  | SE-OR | MHHS-Southeast |  |  |  | 005-10745 | 005-10745 | Southeast | MHHS-Southeast | SE-OR | OR | 4/1/19 |  | 4/1/20 |  | ENDOSCOPIC EQUIPMENT, VIDEO PROCESSOR |  | PROCVID-Olympus-EVIS EXERA III |  |  |  |  | PROCVID-Olympus-EVIS EXERA III | Olympus |  |  |  |  | 7/25/13 |  |  | Covered PM Repair - Biomedical | MHHS-Southeast
NO | YES |  |  |  | 005-10749 | 005-10749 | Olympus America | EVIS EXERA lll VIDEO CENTER CV-190 |  |  | SE-OR | MHHS-Southeast |  |  |  | 005-10749 | 005-10749 | Southeast | MHHS-Southeast | SE-OR | OR | 4/1/19 |  | 4/1/20 |  | ENDOSCOPIC EQUIPMENT, VIDEO PROCESSOR |  | PROCVID-Olympus-EVIS EXERA III |  |  |  |  | PROCVID-Olympus-EVIS EXERA III | Olympus |  |  |  |  | 7/25/13 |  |  | Covered PM Repair - Biomedical | MHHS-Southeast
NO | YES |  |  |  | 005-11225 | 005-11225 | Olympus America | EVIS EXERA lll VIDEO CENTER CV-190 |  |  | SE-OR | MHHS-Southeast |  |  |  | 005-11225 | 005-11225 | Southeast | MHHS-Southeast | SE-OR | Cysto | 4/1/19 |  | 4/1/20 |  | ENDOSCOPIC EQUIPMENT, VIDEO PROCESSOR |  | PROCVID-Olympus-EVIS EXERA III |  |  |  |  | PROCVID-Olympus-EVIS EXERA III | Olympus |  |  |  |  | 7/25/13 |  |  | Covered PM Repair - Biomedical | MHHS-Southeast
NO | YES | Asset Tag 013-37795 |  |  | 013-37795 | 013-37795 | Olympus America | EVIS EXERA lll VIDEO CENTER CV-190 |  |  | SW-Preop | MHHS-Southwest |  |  |  | 013-37795 | 013-37795 | Southwest | MHHS-Southwest | SW-Preop | Rm 1 | 10/1/19 |  | 10/1/20 |  | ENDOSCOPIC EQUIPMENT, VIDEO PROCESSOR | Processor, Video | PROCVID-Olympus-EVIS EXERA III |  |  |  |  | PROCVID-Olympus-EVIS EXERA III | Olympus |  |  |  |  | 7/25/13 |  |  | Covered PM Repair - Biomedical | MHHS-Southwest | [8 empty] | PROCVID | Processor, Video | Olympus
NO | YES | Asset Tag 013-38192 |  |  | 013-38192 | 013-38192 | Olympus America | EVIS EXERA lll VIDEO CENTER CV-190 |  |  | SW-Preop | MHHS-Southwest |  |  |  | 013-38192 | 013-38192 | Southwest | MHHS-Southwest | SW-Preop | Rm 3 | 7/1/19 |  | 7/1/20 |  | ENDOSCOPIC EQUIPMENT, VIDEO PROCESSOR | Processor, Video | PROCVID-Olympus-EVIS EXERA III |  |  |  |  | PROCVID-Olympus-EVIS EXERA III | Olympus | [7 empty] | Covered PM Repair - Biomedical | MHHS-Southwest | [8 empty] | PROCVID | Processor, Video | Olympus
NO | YES | Asset Tag 013-39208 |  |  | 013-39208 | 013-39208 | Olympus America | EVIS EXERA lll VIDEO CENTER CV-190 |  |  | SW-OR | MHHS-Southwest |  |  |  | 013-39208 | 013-39208 | Southwest | MHHS-Southwest | SW-OR | Rm 4 | 5/1/19 |  | 5/1/20 |  | ENDOSCOPIC EQUIPMENT, VIDEO PROCESSOR | Processor, Video | PROCVID-Olympus-EVIS EXERA III |  |  |  |  | PROCVID-Olympus-EVIS EXERA III | Olympus |  |  |  |  | 7/25/13 |  |  | Covered PM Repair - Biomedical | MHHS-Southwest | [8 empty] | PROCVID | Processor, Video | Olympus
NO | YES |  |  |  | 013-39209 | 013-39209 | Olympus America | EVIS EXERA lll VIDEO CENTER CV-190 |  |  | SW-Endoscopy | MHHS-Southwest |  |  |  | 013-39209 | 013-39209 | Memorial Hermann Hospital - Southwest | MHHS-Southwest | SW-Endoscopy | Endoscopy |  |  |  |  | ENDOSCOPIC EQUIPMENT, VIDEO PROCESSOR | Processor, Video | PROCVID-Olympus-EVIS EXERA III |  |  |  |  | PROCVID-Olympus-EVIS EXERA III | Olympus |  |  |  |  | 7/25/13 |  |  | Covered PM Repair - Biomedical | MHHS-Southwest | [8 empty] | PROCVID | Processor, Video | Olympus
NO | YES |  |  |  | 013-39211 | 013-39211 | Olympus America | EVIS EXERA lll VIDEO CENTER CV-190 |  |  | SW-Preop | MHHS-Southwest |  |  |  | 013-39211 | 013-39211 | Southwest | MHHS-Southwest | SW-Preop | Hallway | 5/1/19 |  | 5/1/20 |  | ENDOSCOPIC EQUIPMENT, VIDEO PROCESSOR | Processor, Video | PROCVID-Olympus-EVIS EXERA III |  |  |  |  | PROCVID-Olympus-EVIS EXERA III | Olympus | [7 empty] | Covered PM Repair - Biomedical | MHHS-Southwest | [8 empty] | PROCVID | Processor, Video | Olympus
NO | YES |  |  |  | 013-20138 | 013-20138 | Olympus America | EVIS EXERA lll VIDEO CENTER CV-190 |  |  | SW-HVI-OR | MHHS-Southwest |  |  |  | 013-20138 | 013-20138 | Southwest | MHHS-Southwest | SW-HVI-OR | CVOR2 | 10/1/19 |  | 4/1/20 |  | ENDOSCOPIC EQUIPMENT, VIDEO PROCESSOR | Processor, Video | PROCVID-Olympus-EVIS EXERA III |  |  |  |  | PROCVID-Olympus-EVIS EXERA III | Olympus |  |  |  |  | 7/25/13 |  |  | Covered PM Repair - Biomedical | MHHS-Southwest | [8 empty] | PROCVID | Processor, Video | Olympus
NO | YES |  |  |  | 013-20143 | 013-20143 | Olympus America | EVIS EXERA lll VIDEO CENTER CV-190 |  |  | SW-HVI-OR | MHHS-Southwest |  |  |  | 013-20143 | 013-20143 | Southwest | MHHS-Southwest | SW-HVI-OR | CVOR3 | 12/1/19 |  | 6/1/20 |  | ENDOSCOPIC EQUIPMENT, VIDEO PROCESSOR | Processor, Video | PROCVID-Olympus-EVIS EXERA III |  |  |  |  | PROCVID-Olympus-EVIS EXERA III | Olympus | [7 empty] | Covered PM Repair - Biomedical | MHHS-Southwest | [8 empty] | PROCVID | Processor, Video | Olympus
NO | YES |  |  |  | 013-35904 | 013-35904 | Olympus America | EVIS EXERA lll VIDEO CENTER CV-190 |  |  | SW-HVI-OR | MHHS-Southwest |  |  |  | 013-35904 | 013-35904 | Southwest | MHHS-Southwest | SW-HVI-OR | CVOR4 | 10/1/19 |  | 4/1/20 |  | ENDOSCOPIC EQUIPMENT, VIDEO PROCESSOR | Processor, Video | PROCVID-Olympus-EVIS EXERA III |  |  |  |  | PROCVID-Olympus-EVIS EXERA III | Olympus |  |  |  |  | 7/25/13 |  |  | Covered PM Repair - Biomedical | MHHS-Southwest | [8 empty] | PROCVID | Processor, Video | Olympus
NO | YES |  |  |  | 013-35909 | 013-35909 | Olympus America | EVIS EXERA lll VIDEO CENTER CV-190 |  |  | SW-HVI-OR | MHHS-Southwest |  |  |  | 013-35909 | 013-35909 | Southwest | MHHS-Southwest | SW-HVI-OR | SW-HVI-OR | 10/1/19 |  | 4/1/20 |  | ENDOSCOPIC EQUIPMENT, VIDEO PROCESSOR | Processor, Video | PROCVID-Olympus-EVIS EXERA III |  |  |  |  | PROCVID-Olympus-EVIS EXERA III | Olympus |  |  |  |  | 7/25/13 |  |  | Covered PM Repair - Biomedical | MHHS-Southwest | [8 empty] | PROCVID | Processor, Video | Olympus
NO | YES |  |  |  | 129-07001 | 129-07001 | Olympus America | EVIS EXERA lll VIDEO CENTER CV-190 |  |  | Sugar Land-Endoscopy | MHHS-Sugarland |  |  |  | 129-07001 | 129-07001 | Sugar Land | MHHS-Sugarland | Sugar Land-Endoscopy | Procedure Room 2 | 8/1/19 |  |  |  | ENDOSCOPIC EQUIPMENT, VIDEO PROCESSOR | Processor, Video | PROCVID-Olympus-EVIS EXERA III |  |  |  |  | PROCVID-Olympus-EVIS EXERA III | Olympus |  |  |  |  | 7/25/13 |  |  | Covered PM Repair - Biomedical | MHHS-Sugarland | [8 empty] | PROCVID | Processor, Video | Olympus
NO | YES |  |  |  | 129-07009 | 129-07009 | Olympus America | EVIS EXERA lll VIDEO CENTER CV-190 |  |  | Sugar Land-Endoscopy | MHHS-Sugarland |  |  |  | 129-07009 | 129-07009 | Sugar Land | MHHS-Sugarland | Sugar Land-Endoscopy |  | 8/1/19 | 8/1/20 |  |  | ENDOSCOPIC EQUIPMENT, VIDEO PROCESSOR | Processor, Video | PROCVID-Olympus-EVIS EXERA III |  |  |  |  | PROCVID-Olympus-EVIS EXERA III | Olympus |  |  |  |  | 7/25/13 |  |  | Covered PM Repair - Biomedical | MHHS-Sugarland | [8 empty] | PROCVID | Processor, Video | Olympus
NO | YES |  |  |  | 129-07494 | 129-07494 | Olympus America | EVIS EXERA lll VIDEO CENTER CV-190 |  |  | SUGAR LAND - ENDOSCOPY | MHHS-Sugarland |  |  |  | 129-07494 | 129-07494 | Sugar Land | Memorial Hermann Sugar Land Hospital | SUGAR LAND - ENDOSCOPY | Endoscopy | 3/1/19 |  | 3/1/20 |  | ENDOSCOPIC EQUIPMENT, VIDEO PROCESSOR | Processor, Video | PROCVID-Olympus-EVIS EXERA III |  |  |  |  | PROCVID-Olympus-EVIS EXERA III | Olympus |  |  |  |  | 7/25/13 |  |  | Covered PM Repair - Biomedical | MHHS-Sugarland | [8 empty] | PROCVID | Processor, Video | Olympus
NO | YES |  |  |  | 129-31072 | 129-31072 | Olympus America | EVIS EXERA lll VIDEO CENTER CV-190 |  |  | SUGAR LAND - ENDOSCOPY | MHHS-Sugarland |  |  |  | 129-31072 | 129-31072 | Sugar Land | Memorial Hermann Sugar Land Hospital | SUGAR LAND - ENDOSCOPY | Respiratory clean supply | 2/1/19 |  | 2/1/20 |  | ENDOSCOPIC EQUIPMENT, VIDEO PROCESSOR | Processor, Video | PROCVID-Olympus-EVIS EXERA III |  |  |  |  | PROCVID-Olympus-EVIS EXERA III | Olympus |  |  |  |  | 7/25/13 |  |  | Covered PM Repair - Biomedical | MHHS-Sugarland | [8 empty] | PROCVID | Processor, Video | Olympus
NO | YES |  |  |  | 129-05653 | 129-05653 | Olympus America | EVIS EXERA lll VIDEO CENTER CV-190 |  |  | Sugar Land-OR | MHHS-Sugarland |  |  |  | 129-05653 | 129-05653 | Sugar Land | MHHS-Sugarland | Sugar Land-OR | OR 8 | 8/1/19 |  | 8/1/20 |  | ENDOSCOPIC EQUIPMENT, VIDEO PROCESSOR | Processor, Video | PROCVID-Olympus-EVIS EXERA III |  |  |  |  | PROCVID-Olympus-EVIS EXERA III | Olympus | [7 empty] | Covered PM Repair - Biomedical | MHHS-Sugarland | [8 empty] | PROCVID | Processor, Video | Olympus
NO | YES |  |  |  | 129-07272 | 129-07272 | Olympus America | EVIS EXERA lll VIDEO CENTER CV-190 |  |  | 3 East | MHHS-Sugarland |  |  |  | 129-07272 | 129-07272 | Sugar Land | Memorial Hermann Sugar land Hospital | 3 East | Back hallway | 7/1/19 |  | 7/1/20 |  | ENDOSCOPIC EQUIPMENT, VIDEO PROCESSOR | Processor, Video | PROCVID-Olympus-EVIS EXERA III |  |  |  |  | PROCVID-Olympus-EVIS EXERA III | Olympus | [7 empty] | Covered PM Repair - Biomedical | MHHS-Sugarland | [8 empty] | PROCVID | Processor, Video | Olympus
NO | YES |  |  |  | 069-42257 | 069-42257 | Olympus America | EVIS EXERA lll VIDEO CENTER CV-190 |  |  | TMC-OR-Hermann (2Hp) | MHHS-TMC |  |  |  | 069-42257 | 069-42257 | TMC | MHHS-TMC | TMC-OR-Hermann (2Hp) | Hall | 4/1/19 |  |  |  | ENDOSCOPIC EQUIPMENT, VIDEO PROCESSOR |  | PROCVID-Olympus-EVIS EXERA III |  |  |  |  | PROCVID-Olympus-EVIS EXERA III | Olympus | [7 empty] | Covered PM Repair - Biomedical | MHHS-TMC
NO | YES |  |  |  | 069-38414 | 069-38414 | Olympus America | EVIS EXERA lll VIDEO CENTER CV-190 |  |  | TMC-OR-Pedi OR (2R) | MHHS-TMC |  |  |  | 069-38414 | 069-38414 | TMC | MHHS-TMC | TMC-OR-Pedi OR (2R) | S2 401 | 4/1/19 |  |  |  | ENDOSCOPIC EQUIPMENT, VIDEO PROCESSOR |  | PROCVID-Olympus-EVIS EXERA III |  |  |  |  | PROCVID-Olympus-EVIS EXERA III | Olympus | [7 empty] | Covered PM Repair - Biomedical | MHHS-TMC
NO | YES |  |  |  | 069-38424 | 069-38424 | Olympus America | EVIS EXERA lll VIDEO CENTER CV-190 |  |  | TMC-OR-Pedi OR (2R) | MHHS-TMC |  |  |  | 069-38424 | 069-38424 | TMC | MHHS-TMC | TMC-OR-Pedi OR (2R) | S2 401 | 4/1/19 |  |  |  | ENDOSCOPIC EQUIPMENT, VIDEO PROCESSOR |  | PROCVID-Olympus-EVIS EXERA III |  |  |  |  | PROCVID-Olympus-EVIS EXERA III | Olympus | [7 empty] | Covered PM Repair - Biomedical | MHHS-TMC
NO | YES |  |  |  | 069-38429 | 069-38429 | Olympus America | EVIS EXERA lll VIDEO CENTER CV-190 |  |  | TWC | MHHS-TMC |  |  |  | 069-38429 | 069-38429 | TMC | Memorial Hermann Heart | TWC | Equipment Room |  |  |  |  | ENDOSCOPIC EQUIPMENT, VIDEO PROCESSOR | Processor, Video | PROCVID-Olympus-EVIS EXERA III |  |  |  |  | PROCVID-Olympus-EVIS EXERA III | Olympus | [7 empty] | Covered PM Repair - Biomedical | MHHS-TMC | [8 empty] | PROCVID | Processor, Video | Olympus
NO | YES |  |  |  | 069-40498 | 069-40498 | Olympus America | EVIS EXERA lll VIDEO CENTER CV-190 |  |  | TMC-OR-Pedi OR (2R) | MHHS-TMC |  |  |  | 069-40498 | 069-40498 | TMC | MHHS-TMC | TMC-OR-Pedi OR (2R) | S2 401 | 4/1/19 |  |  | No pm found | ENDOSCOPIC EQUIPMENT, VIDEO PROCESSOR |  | PROCVID-Olympus-EVIS EXERA III |  |  |  |  | PROCVID-Olympus-EVIS EXERA III | Olympus | [7 empty] | Covered PM Repair - Biomedical | MHHS-TMC
NO | YES |  |  |  | 069-40501 | 069-40501 | Olympus America | EVIS EXERA lll VIDEO CENTER CV-190 |  |  | TMC-OR-Pedi OR (2R) | MHHS-TMC |  |  |  | 069-40501 | 069-40501 | TMC | MHHS-TMC | TMC-OR-Pedi OR (2R) | S2 401 | 4/1/19 |  |  | No pm found | ENDOSCOPIC EQUIPMENT, VIDEO PROCESSOR |  | PROCVID-Olympus-EVIS EXERA III |  |  |  |  | PROCVID-Olympus-EVIS EXERA III | Olympus | [7 empty] | Covered PM Repair - Biomedical | MHHS-TMC
NO | YES |  |  |  | 069-39907 | 069-39907 | Olympus America | EVIS EXERA lll VIDEO CENTER CV-190 |  |  | OR | MHHS-TMC |  |  |  | 069-39907 | 069-39907 | TMC | Memorial Hermann-Texas Medical Center | OR | S2 401 Storage | 4/1/19 |  |  |  | ENDOSCOPIC EQUIPMENT, VIDEO PROCESSOR |  | PROCVID-Olympus-EVIS EXERA III |  |  |  |  | PROCVID-Olympus-EVIS EXERA III | Olympus | [7 empty] | Covered PM Repair - Biomedical | MHHS-TMC
NO | YES | Asset Tag 069-39909 |  |  | 069-39909 | 069-39909 | Olympus America | EVIS EXERA lll VIDEO CENTER CV-190 |  |  | OR | MHHS-TMC |  |  |  | 069-39909 | 069-39909 | TMC | Memorial Hermann-Texas Medical Center | OR | S2 401 Storage | 4/1/19 |  |  |  | ENDOSCOPIC EQUIPMENT, VIDEO PROCESSOR |  | PROCVID-Olympus-EVIS EXERA III |  |  |  |  | PROCVID-Olympus-EVIS EXERA III | Olympus | [7 empty] | Covered PM Repair - Biomedical | MHHS-TMC
NO | YES |  |  |  | 069-39916 | 069-39916 | Olympus America | EVIS EXERA lll VIDEO CENTER CV-190 |  |  | TMC-OR-Robertson (2R) | MHHS-TMC |  |  |  | 069-39916 | 069-39916 | TMC | MHHS-TMC | TMC-OR-Robertson (2R) | OR - ROBERTSON (2R) |  |  |  |  | ENDOSCOPIC EQUIPMENT, VIDEO PROCESSOR |  | PROCVID-Olympus-EVIS EXERA III |  |  |  |  | PROCVID-Olympus-EVIS EXERA III | Olympus | [7 empty] | Covered PM Repair - Biomedical | MHHS-TMC
NO | YES |  |  |  | 069-39918 | 069-39918 | Olympus America | EVIS EXERA lll VIDEO CENTER CV-190 |  |  | TMC-OR-Robertson (2R) | MHHS-TMC |  |  |  | 069-39918 | 069-39918 | TMC | MHHS-TMC | TMC-OR-Robertson (2R) | [5 empty] | ENDOSCOPIC EQUIPMENT, VIDEO PROCESSOR |  | PROCVID-Olympus-EVIS EXERA III |  |  |  |  | PROCVID-Olympus-EVIS EXERA III | Olympus |  |  |  |  | 7/25/13 |  |  | Covered PM Repair - Biomedical | MHHS-TMC
NO | YES |  |  |  | 029-09457 | 029-09457 | Olympus America | EVIS EXERA lll VIDEO CENTER CV-190 |  |  | Woodlands-Endoscopy | MHHS-Woodlands |  |  |  | 029-09457 | 029-09457 | Woodland | MHHS-Woodlands | Woodlands-Endoscopy | Room 1 | 11/1/19 |  | 11/1/20 |  | ENDOSCOPIC EQUIPMENT, VIDEO PROCESSOR | Processor, Video | PROCVID-Olympus-EVIS EXERA III |  |  |  |  | PROCVID-Olympus-EVIS EXERA III | Olympus |  |  |  |  | 7/25/13 |  |  | Covered PM Repair - Biomedical | MHHS-Woodlands | [8 empty] | PROCVID | Processor, Video | Olympus
NO | YES |  |  |  | 029-09460 | 029-09460 | Olympus America | EVIS EXERA lll VIDEO CENTER CV-190 |  |  | Woodlands-Endoscopy | MHHS-Woodlands |  |  |  | 029-09460 | 029-09460 | Woodlands | MHHS-Woodlands | Woodlands-Endoscopy | ENDOSCOPY | 11/1/19 |  | 11/1/20 |  | ENDOSCOPIC EQUIPMENT, VIDEO PROCESSOR | Processor, Video | PROCVID-Olympus-EVIS EXERA III |  |  |  |  | PROCVID-Olympus-EVIS EXERA III | Olympus |  |  |  |  | 7/25/13 |  |  | Covered PM Repair - Biomedical | MHHS-Woodlands | [8 empty] | PROCVID | Processor, Video | Olympus
NO | YES |  |  |  | 029-09464 | 029-09464 | Olympus America | EVIS EXERA lll VIDEO CENTER CV-190 |  |  | Woodlands-Endoscopy | MHHS-Woodlands |  |  |  | 029-09464 | 029-09464 | Woodlands | MHHS-Woodlands | Woodlands-Endoscopy | Rm 3 | 11/1/19 |  |  |  | ENDOSCOPIC EQUIPMENT, VIDEO PROCESSOR | Processor, Video | PROCVID-Olympus-EVIS EXERA III |  |  |  |  | PROCVID-Olympus-EVIS EXERA III | Olympus | [7 empty] | Covered PM Repair - Biomedical | MHHS-Woodlands | [8 empty] | PROCVID | Processor, Video | Olympus
NO | YES |  |  |  | 029-09720 | 029-09720 | Olympus America | EVIS EXERA lll VIDEO CENTER CV-190 |  |  | Woodlands-Endoscopy | MHHS-Woodlands |  |  |  | 029-09720 | 029-09720 | Woodlands | MHHS-Woodlands | Woodlands-Endoscopy | Storage room | 11/1/19 |  | 11/1/20 |  | ENDOSCOPIC EQUIPMENT, VIDEO PROCESSOR | Processor, Video | PROCVID-Olympus-EVIS EXERA III |  |  |  |  | PROCVID-Olympus-EVIS EXERA III | Olympus |  |  |  |  | 7/25/13 |  |  | Covered PM Repair - Biomedical | MHHS-Woodlands | [8 empty] | PROCVID | Processor, Video | Olympus
NO | YES |  |  |  | 029-09384 | 029-09384 | Olympus America | EVIS EXERA lll VIDEO CENTER CV-190 |  |  | Woodlands-OR | MHHS-Woodlands |  |  |  | 029-09384 | 029-09384 | Woodlands | MHHS-Woodlands | Woodlands-OR | Equipment Storage | 7/1/19 |  | 7/1/20 |  | ENDOSCOPIC EQUIPMENT, VIDEO PROCESSOR | Processor, Video | PROCVID-Olympus-EVIS EXERA III |  |  |  |  | PROCVID-Olympus-EVIS EXERA III | Olympus | [7 empty] | Covered PM Repair - Biomedical | MHHS-Woodlands | [8 empty] | PROCVID | Processor, Video | Olympus
NO | YES |  |  |  | 029-32097 | 029-32097 | Olympus America | EVIS EXERA lll VIDEO CENTER CV-190 |  |  | Woodlands-OR | MHHS-Woodlands |  |  |  | 029-32097 | 029-32097 | Woodlands | MHHS-Woodlands | Woodlands-OR |  | 11/1/19 |  | 11/1/20 | Dual PM Stickers - that?Aos rare! | ENDOSCOPIC EQUIPMENT, VIDEO PROCESSOR | Processor, Video | PROCVID-Olympus-EVIS EXERA III |  |  |  |  | PROCVID-Olympus-EVIS EXERA III | Olympus | [7 empty] | Covered PM Repair - Biomedical | MHHS-Woodlands | [8 empty] | PROCVID | Processor, Video | Olympus
NO | YES |  |  |  | 029-32105 | 029-32105 | Olympus America | EVIS EXERA lll VIDEO CENTER CV-190 |  |  | Woodlands-OR | MHHS-Woodlands |  |  |  | 029-32105 | 029-32105 | Woodlands | MHHS-Woodlands | Woodlands-OR | OR 8 | 10/1/19 |  | 10/1/20 |  | ENDOSCOPIC EQUIPMENT, VIDEO PROCESSOR | Processor, Video | PROCVID-Olympus-EVIS EXERA III |  |  |  |  | PROCVID-Olympus-EVIS EXERA III | Olympus |  |  |  |  | 7/25/13 |  |  | Covered PM Repair - Biomedical | MHHS-Woodlands | [8 empty] | PROCVID | Processor, Video | Olympus
NO | YES |  |  |  | 029-32190 | 029-32190 | Olympus America | EVIS EXERA lll VIDEO CENTER CV-190 |  |  | Woodlands-OR | MHHS-Woodlands |  |  |  | 029-32190 | 029-32190 | Woodlands | MHHS-Woodlands | Woodlands-OR | Equipment Storage | 11/1/19 |  | 11/1/20 |  | ENDOSCOPIC EQUIPMENT, VIDEO PROCESSOR | Processor, Video | PROCVID-Olympus-EVIS EXERA III |  |  |  |  | PROCVID-Olympus-EVIS EXERA III | Olympus | [7 empty] | Covered PM Repair - Biomedical | MHHS-Woodlands | [8 empty] | PROCVID | Processor, Video | Olympus
NO | YES |  |  |  | 029-32195 | 029-32195 | Olympus America | EVIS EXERA lll VIDEO CENTER CV-190 |  |  | Woodlands-OR | MHHS-Woodlands |  |  |  | 029-32195 | 029-32195 | Woodlands | MHHS-Woodlands | Woodlands-OR | Equipment Storage | 11/1/19 |  | 11/1/20 |  | ENDOSCOPIC EQUIPMENT, VIDEO PROCESSOR | Processor, Video | PROCVID-Olympus-EVIS EXERA III |  |  |  |  | PROCVID-Olympus-EVIS EXERA III | Olympus |  |  |  |  | 7/25/13 |  |  | Covered PM Repair - Biomedical | MHHS-Woodlands | [8 empty] | PROCVID | Processor, Video | Olympus
NO | NO |  |  |  | 142-05446 |  | Olympus America | EVIS EXERA lll VIDEO CENTER CV-190 |  |  | NE - ENDOSCOPY | MHHS-Northeast |  |  |  | 142-05446 |  | Katy |  | NE - ENDOSCOPY | [5 empty] | ENDOSCOPIC EQUIPMENT, VIDEO PROCESSOR |  | PROCVID-Olympus-EVIS EXERA III |  |  |  |  | PROCVID-Olympus-EVIS EXERA III | Olympus | [7 empty] | Covered PM Repair - Biomedical | MHHS-Northeast
NO | NO |  |  |  | 005-10295 |  | Olympus America | EVIS EXERA lll VIDEO CENTER CV-190 |  |  | SE - RESPIRATORY | MHHS-Southeast |  |  |  | 005-10295 |  | Southeast & Bay Area |  | SE - RESPIRATORY | [5 empty] | ENDOSCOPIC EQUIPMENT, VIDEO PROCESSOR |  | PROCVID-Olympus-EVIS EXERA III |  |  |  |  | PROCVID-Olympus-EVIS EXERA III | Olympus | [7 empty] | Covered PM Repair - Biomedical | MHHS-Southeast
NO | NO |  |  |  | 069-40058 |  | Olympus America | EVIS EXERA lll VIDEO CENTER CV-190 |  |  | TMC - GI/ENDO - ADULT (1J) | MHHS-TMC |  |  |  | 069-40058 |  | TMC |  | TMC - GI/ENDO - ADULT (1J) | [5 empty] | ENDOSCOPIC EQUIPMENT, VIDEO PROCESSOR |  | PROCVID-Olympus-EVIS EXERA III |  |  |  |  | PROCVID-Olympus-EVIS EXERA III | Olympus | [7 empty] | Covered PM Repair - Biomedical | MHHS-TMC
NO | NO |  |  |  | 077-07797 |  | Olympus America | EVIS EXERA lll VIDEO CENTER CV-190 |  |  | TMC - GI/ENDO - PEDI (GHP) | MHHS-TMC |  |  |  | 077-07797 |  | TMC |  | TMC - GI/ENDO - PEDI (GHP) | [5 empty] | ENDOSCOPIC EQUIPMENT, VIDEO PROCESSOR |  | PROCVID-Olympus-EVIS EXERA III |  |  |  |  | PROCVID-Olympus-EVIS EXERA III | Olympus | [7 empty] | Covered PM Repair - Biomedical | MHHS-TMC
NO | NO |  |  |  | 077-07798 |  | Olympus America | EVIS EXERA lll VIDEO CENTER CV-190 |  |  | TMC - GI/ENDO - PEDI (GHP) | MHHS-TMC |  |  |  | 077-07798 |  | TMC |  | TMC - GI/ENDO - PEDI (GHP) | [5 empty] | ENDOSCOPIC EQUIPMENT, VIDEO PROCESSOR |  | PROCVID-Olympus-EVIS EXERA III |  |  |  |  | PROCVID-Olympus-EVIS EXERA III | Olympus | [7 empty] | Covered PM Repair - Biomedical | MHHS-TMC
NO | NO |  |  |  | 069-37206 |  | Olympus America | EVIS EXERA lll VIDEO CENTER CV-190 |  |  | TMC - OR - ANESTHESIA (OLD) | MHHS-TMC |  |  |  | 069-37206 |  | TMC |  | TMC - OR - ANESTHESIA (OLD) | [5 empty] | ENDOSCOPIC EQUIPMENT, VIDEO PROCESSOR |  | PROCVID-Olympus-EVIS EXERA III |  |  |  |  | PROCVID-Olympus-EVIS EXERA III | Olympus | [7 empty] | Covered PM Repair - Biomedical | MHHS-TMC
NO | NO |  |  |  | 069-41683 |  | Olympus America | EVIS EXERA lll VIDEO CENTER CV-190 |  |  | TMC - RESPIRATORY - ADULT | MHHS-TMC |  |  |  | 069-41683 |  | TMC |  | TMC - RESPIRATORY - ADULT | [5 empty] | ENDOSCOPIC EQUIPMENT, VIDEO PROCESSOR |  | PROCVID-Olympus-EVIS EXERA III |  |  |  |  | PROCVID-Olympus-EVIS EXERA III | Olympus | [7 empty] | Covered PM Repair - Biomedical | MHHS-TMC
NO | NO |  |  |  | 069-42404 |  | Olympus America | EVIS EXERA lll VIDEO CENTER CV-190 |  |  | TMC - RESPIRATORY - PULMONARY LAB | MHHS-TMC |  |  |  | 069-42404 |  | TMC |  | TMC - RESPIRATORY - PULMONARY LAB | [5 empty] | ENDOSCOPIC EQUIPMENT, VIDEO PROCESSOR |  | PROCVID-Olympus-EVIS EXERA III |  |  |  |  | PROCVID-Olympus-EVIS EXERA III | Olympus | [7 empty] | Covered PM Repair - Biomedical | MHHS-TMC
NO | NO | [5 empty] | Olympus America | GF-UC140P-AL5 |  |  | SW - ENDOSCOPY | MHHS-Southwest |  | Gastroscope |  |  |  | Southwest |  | SW - ENDOSCOPY | [5 empty] | ENDOSCOPES, FLEXIBLE |  | GASTROSCOPE-Olympus-GF-UC140P-AL5 | GASTROSCOPE | GF-UC140P-AL5 |  |  |  | Olympus | Gastroscope |  | GASTROSCOPE-Olympus-GF-UC140P-AL5 |  |  |  |  | Covered PM Repair - Biomedical | MHHS-Southwest
NO | NO | [5 empty] | Olympus America | GF-UC140P-AL5 |  |  | SW - SCOPES | MHHS-Southwest |  | Gastroscope |  |  |  | Southwest |  | SW - SCOPES | [5 empty] | ENDOSCOPES, FLEXIBLE |  | GASTROSCOPE-Olympus-GF-UC140P-AL5 | GASTROSCOPE | GF-UC140P-AL5 |  |  |  | Olympus | Gastroscope |  | GASTROSCOPE-Olympus-GF-UC140P-AL5 |  |  |  |  | Covered PM Repair - Biomedical | MHHS-Southwest
NO | NO | [5 empty] | Olympus America | GF-UCT180 |  |  | SW - SCOPES | MHHS-Southwest |  | Endoscope, Flexible |  |  |  | Southwest |  | SW - SCOPES | [5 empty] | ENDOSCOPES, FLEXIBLE |  | ENDOSCOPEFLEXIBLE-Olympus-GF-UCT180 | ENDOSCOPEFLEXIBLE | GF-UCT180 |  |  |  | Olympus | Endoscope, Flexible |  | ENDOSCOPEFLEXIBLE-Olympus-GF-UCT180 |  |  |  |  | Covered PM Repair - Biomedical | MHHS-Southwest
NO | NO | [5 empty] | Olympus America | GF-UCT180 |  |  | SW - SCOPES | MHHS-Southwest |  | Endoscope, Flexible |  |  |  | Southwest |  | SW - SCOPES | [5 empty] | ENDOSCOPES, FLEXIBLE |  | ENDOSCOPEFLEXIBLE-Olympus-GF-UCT180 | ENDOSCOPEFLEXIBLE | GF-UCT180 |  |  |  | Olympus | Endoscope, Flexible |  | ENDOSCOPEFLEXIBLE-Olympus-GF-UCT180 |  |  |  |  | Covered PM Repair - Biomedical | MHHS-Southwest
NO | NO | [5 empty] | Olympus America | GF-UE160-AL5 |  |  | SW - SCOPES | MHHS-Southwest |  | Gastroscope |  |  |  | Southwest |  | SW - SCOPES | [5 empty] | ENDOSCOPES, FLEXIBLE |  | GASTROSCOPE-Olympus-GF-UE160-AL5 | GASTROSCOPE | GF-UE160-AL5 |  |  |  | Olympus | Gastroscope |  | GASTROSCOPE-Olympus-GF-UE160-AL5 |  |  |  |  | Covered PM Repair - Biomedical | MHHS-Southwest
NO | NO | [5 empty] | Olympus America | GIF-100 |  |  | KATY - ENDOSCOPY | MHHS-Katy |  | Gastroscope |  |  |  | Katy |  | KATY - ENDOSCOPY | [5 empty] | ENDOSCOPES, FLEXIBLE |  | GASTROSCOPE-Olympus-GIF-100 | GASTROSCOPE | GIF-100 |  |  |  | Olympus | Gastroscope |  | GASTROSCOPE-Olympus-GIF-100 |  |  |  |  | Covered PM Repair - Biomedical | MHHS-Katy
NO | YES | [5 empty] | Olympus America | GIF-160 |  |  | Katy-Endoscopy | MHHS-Katy |  | Gastroscope |  |  |  | Katy | MHHS-Katy | Katy-Endoscopy | Storage w2-326 |  |  |  |  | ENDOSCOPES, FLEXIBLE | Gastroscope | GASTROSCOPE-Olympus-GIF-160 | GASTROSCOPE | GIF-160 |  |  |  | Olympus | Gastroscope |  | GASTROSCOPE-Olympus-GIF-160 |  | 2/20/18 |  |  | Covered PM Repair - Biomedical | MHHS-Katy | [8 empty] | GASTROSCOPE | Gastroscope | Olympus
NO | YES | [5 empty] | Olympus America | GIF-160 |  |  | Katy-Endoscopy | MHHS-Katy |  | Gastroscope |  |  |  | Katy | MHHS-Katy | Katy-Endoscopy | Storage w2-326 |  |  |  |  | ENDOSCOPES, FLEXIBLE | Gastroscope | GASTROSCOPE-Olympus-GIF-160 | GASTROSCOPE | GIF-160 |  |  |  | Olympus | Gastroscope |  | GASTROSCOPE-Olympus-GIF-160 |  | 2/20/18 |  |  | Covered PM Repair - Biomedical | MHHS-Katy | [8 empty] | GASTROSCOPE | Gastroscope | Olympus
NO | NO | [5 empty] | Olympus America | GIF-1T130 |  |  | WOODLANDS - ENDOSCOPY | MHHS-Woodlands | [5 empty] | Woodlands |  | WOODLANDS - ENDOSCOPY | [5 empty] | ENDOSCOPES, FLEXIBLE |  | .needs class | [5 empty] | Olympus | [7 empty] | Covered PM Repair - Biomedical | MHHS-Woodlands
NO | NO | [5 empty] | Olympus America | GIF-1T140L |  |  | SW - ENDOSCOPY | MHHS-Southwest | [5 empty] | Southwest |  | SW - ENDOSCOPY | [5 empty] | ENDOSCOPES, FLEXIBLE |  | .needs class | [5 empty] | Olympus | [7 empty] | Covered PM Repair - Biomedical | MHHS-Southwest
NO | NO | [5 empty] | Olympus America | GIF-1T140L |  |  | SW - ENDOSCOPY | MHHS-Southwest | [5 empty] | Southwest |  | SW - ENDOSCOPY | [5 empty] | ENDOSCOPES, FLEXIBLE |  | .needs class | [5 empty] | Olympus | [7 empty] | Covered PM Repair - Biomedical | MHHS-Southwest
NO | NO | [5 empty] | Olympus America | GIF-1T140L |  |  | SW - SCOPES | MHHS-Southwest | [5 empty] | Southwest |  | SW - SCOPES | [5 empty] | ENDOSCOPES, FLEXIBLE |  | .needs class | [5 empty] | Olympus | [7 empty] | Covered PM Repair - Biomedical | MHHS-Southwest
NO | NO | [5 empty] | Olympus America | GIF-1TQ160 |  |  | SUGAR LAND - ENDOSCOPY | MHHS-Sugarland |  | Gastroscope |  |  |  | Sugar Land |  | SUGAR LAND - ENDOSCOPY | [5 empty] | ENDOSCOPES, FLEXIBLE |  | GASTROSCOPE-Olympus-GIF-1TQ160 | GASTROSCOPE | GIF-1TQ160 |  |  |  | Olympus | Gastroscope |  | GASTROSCOPE-Olympus-GIF-1TQ160 |  |  |  |  | Covered PM Repair - Biomedical | MHHS-Sugarland
NO | NO | [5 empty] | Olympus America | GIF-2T100 |  |  | SW - SCOPES | MHHS-Southwest |  | Gastroscope |  |  |  | Southwest |  | SW - SCOPES | [5 empty] | ENDOSCOPES, FLEXIBLE |  | GASTROSCOPE-Olympus-GIF-2T100 | GASTROSCOPE | GIF-2T100 |  |  |  | Olympus | Gastroscope |  | GASTROSCOPE-Olympus-GIF-2T100 |  |  |  |  | Covered PM Repair - Biomedical | MHHS-Southwest
NO | NO | [5 empty] | Olympus America | GIF-2T160 |  |  | SW - ENDOSCOPY | MHHS-Southwest |  | Gastroscope |  |  |  | Southwest |  | SW - ENDOSCOPY | [5 empty] | ENDOSCOPES, FLEXIBLE |  | GASTROSCOPE-Olympus-GIF-2T160 | GASTROSCOPE | GIF-2T160 |  |  |  | Olympus | Gastroscope |  | GASTROSCOPE-Olympus-GIF-2T160 |  |  |  |  | Covered PM Repair - Biomedical | MHHS-Southwest
NO | NO | [5 empty] | Olympus America | GIF-2T160 |  |  | SW - SCOPES | MHHS-Southwest |  | Gastroscope |  |  |  | Southwest |  | SW - SCOPES | [5 empty] | ENDOSCOPES, FLEXIBLE |  | GASTROSCOPE-Olympus-GIF-2T160 | GASTROSCOPE | GIF-2T160 |  |  |  | Olympus | Gastroscope |  | GASTROSCOPE-Olympus-GIF-2T160 |  |  |  |  | Covered PM Repair - Biomedical | MHHS-Southwest
NO | NO | [5 empty] | Olympus America | GIF-2T160 |  |  | WOODLANDS - ENDOSCOPY | MHHS-Woodlands |  | Gastroscope |  |  |  | Woodlands |  | WOODLANDS - ENDOSCOPY | [5 empty] | ENDOSCOPES, FLEXIBLE |  | GASTROSCOPE-Olympus-GIF-2T160 | GASTROSCOPE | GIF-2T160 |  |  |  | Olympus | Gastroscope |  | GASTROSCOPE-Olympus-GIF-2T160 |  |  |  |  | Covered PM Repair - Biomedical | MHHS-Woodlands
NO | NO | [5 empty] | Olympus America | GIF-H180 |  |  | SUGAR LAND - ENDOSCOPY | MHHS-Sugarland |  | Gastroscope |  |  |  | Sugar Land |  | SUGAR LAND - ENDOSCOPY | [5 empty] | ENDOSCOPES, FLEXIBLE |  | GASTROSCOPE-Olympus-GIF-H180 | GASTROSCOPE | GIF-H180 |  |  |  | Olympus | Gastroscope |  | GASTROSCOPE-Olympus-GIF-H180 |  |  |  |  | Covered PM Repair - Biomedical | MHHS-Sugarland
NO | NO | [5 empty] | Olympus America | GIF-H180 |  |  | SUGAR LAND - ENDOSCOPY | MHHS-Sugarland |  | Gastroscope |  |  |  | Sugar Land |  | SUGAR LAND - ENDOSCOPY | [5 empty] | ENDOSCOPES, FLEXIBLE |  | GASTROSCOPE-Olympus-GIF-H180 | GASTROSCOPE | GIF-H180 |  |  |  | Olympus | Gastroscope |  | GASTROSCOPE-Olympus-GIF-H180 |  |  |  |  | Covered PM Repair - Biomedical | MHHS-Sugarland
NO | NO | [5 empty] | Olympus America | GIF-H180 |  |  | SUGAR LAND - ENDOSCOPY | MHHS-Sugarland |  | Gastroscope |  |  |  | Sugar Land |  | SUGAR LAND - ENDOSCOPY | [5 empty] | ENDOSCOPES, FLEXIBLE |  | GASTROSCOPE-Olympus-GIF-H180 | GASTROSCOPE | GIF-H180 |  |  |  | Olympus | Gastroscope |  | GASTROSCOPE-Olympus-GIF-H180 |  |  |  |  | Covered PM Repair - Biomedical | MHHS-Sugarland
NO | NO | [5 empty] | Olympus America | GIF-H180J |  |  | WOODLANDS - ENDOSCOPY | MHHS-Woodlands |  | Gastroscope |  |  |  | Woodlands |  | WOODLANDS - ENDOSCOPY | [5 empty] | ENDOSCOPES, FLEXIBLE |  | GASTROSCOPE-Olympus-GIF-H180J | GASTROSCOPE | GIF-H180J |  |  |  | Olympus | Gastroscope |  | GASTROSCOPE-Olympus-GIF-H180J |  |  |  |  | Covered PM Repair - Biomedical | MHHS-Woodlands
NO | NO | [5 empty] | Olympus America | GIF-H180J |  |  | WOODLANDS - ENDOSCOPY | MHHS-Woodlands |  | Gastroscope |  |  |  | Woodlands |  | WOODLANDS - ENDOSCOPY | [5 empty] | ENDOSCOPES, FLEXIBLE |  | GASTROSCOPE-Olympus-GIF-H180J | GASTROSCOPE | GIF-H180J |  |  |  | Olympus | Gastroscope |  | GASTROSCOPE-Olympus-GIF-H180J |  |  |  |  | Covered PM Repair - Biomedical | MHHS-Woodlands
NO | NO | [5 empty] | Olympus America | GIF-H180J |  |  | WOODLANDS - ENDOSCOPY | MHHS-Woodlands |  | Gastroscope |  |  |  | Woodlands |  | WOODLANDS - ENDOSCOPY | [5 empty] | ENDOSCOPES, FLEXIBLE |  | GASTROSCOPE-Olympus-GIF-H180J | GASTROSCOPE | GIF-H180J |  |  |  | Olympus | Gastroscope |  | GASTROSCOPE-Olympus-GIF-H180J |  |  |  |  | Covered PM Repair - Biomedical | MHHS-Woodlands
NO | YES | [5 empty] | Olympus America | GIF-H190 |  |  | Pearland-Endoscopy | MHHS-Pearland Hospital |  | Gastroscope |  |  |  | Pearland | MHHS-Pearland Hospital | Pearland-Endoscopy | Scope cabinet | 12/1/17 |  |  |  | ENDOSCOPES, FLEXIBLE | Gastroscope | GASTROSCOPE-OLYMPUS-GIF-H190 | GASTROSCOPE | GIF-H190 |  |  |  | Olympus | Gastroscope |  | GASTROSCOPE-OLYMPUS-GIF-H190 |  | 1/1/15 |  |  | Covered PM Repair - Biomedical | MHHS-Pearland Hospital | [8 empty] | GASTROSCOPE | Gastroscope | Olympus
NO | YES | [5 empty] | Olympus America | GIF-H190 |  |  | Pearland-Endoscopy | MHHS-Pearland Hospital |  | Gastroscope |  |  |  | Pearland | MHHS-Pearland Hospital | Pearland-Endoscopy | Scope cabinet | 12/1/17 |  |  |  | ENDOSCOPES, FLEXIBLE | Gastroscope | GASTROSCOPE-OLYMPUS-GIF-H190 | GASTROSCOPE | GIF-H190 |  |  |  | Olympus | Gastroscope |  | GASTROSCOPE-OLYMPUS-GIF-H190 |  | 1/1/13 |  |  | Covered PM Repair - Biomedical | MHHS-Pearland Hospital | [8 empty] | GASTROSCOPE | Gastroscope | Olympus
YES | YES | [5 empty] | Olympus America | GIF-H190 |  |  | PEARLAND - ENDOSCOPY | [6 empty] | Pearland | Memorial Hermann Pearland Hospital | PEARLAND - ENDOSCOPY | Scope cabinet | [5 empty] | Gastroscope | GASTROSCOPE-OLYMPUS-GIF-H190 | [23 empty] | GASTROSCOPE | Gastroscope | Olympus
NO | NO | [5 empty] | Olympus America | GIF-H190 |  |  | TMC - GI/ENDO - PEDI (GHP) | MHHS-TMC |  | Gastroscope |  |  |  | TMC |  | TMC - GI/ENDO - PEDI (GHP) | [5 empty] | ENDOSCOPES, FLEXIBLE |  | GASTROSCOPE-OLYMPUS-GIF-H190 | GASTROSCOPE | GIF-H190 |  |  |  | Olympus | Gastroscope |  | GASTROSCOPE-OLYMPUS-GIF-H190 |  |  |  |  | Covered PM Repair - Biomedical | MHHS-TMC
NO | NO | [5 empty] | Olympus America | GIF-H190 |  |  | TMC - GI/ENDO - PEDI (GHP) | MHHS-TMC |  | Gastroscope |  |  |  | TMC |  | TMC - GI/ENDO - PEDI (GHP) | [5 empty] | ENDOSCOPES, FLEXIBLE |  | GASTROSCOPE-OLYMPUS-GIF-H190 | GASTROSCOPE | GIF-H190 |  |  |  | Olympus | Gastroscope |  | GASTROSCOPE-OLYMPUS-GIF-H190 |  |  |  |  | Covered PM Repair - Biomedical | MHHS-TMC
NO | NO | [5 empty] | Olympus America | GIF-H190 |  |  | TMC - GI/ENDO - PEDI (GHP) | MHHS-TMC |  | Gastroscope |  |  |  | TMC |  | TMC - GI/ENDO - PEDI (GHP) | [5 empty] | ENDOSCOPES, FLEXIBLE |  | GASTROSCOPE-OLYMPUS-GIF-H190 | GASTROSCOPE | GIF-H190 |  |  |  | Olympus | Gastroscope |  | GASTROSCOPE-OLYMPUS-GIF-H190 |  |  |  |  | Covered PM Repair - Biomedical | MHHS-TMC
NO | NO | [5 empty] | Olympus America | GIF-H190 |  |  | TMC - GI/ENDO - PEDI (GHP) | MHHS-TMC |  | Gastroscope |  |  |  | TMC |  | TMC - GI/ENDO - PEDI (GHP) | [5 empty] | ENDOSCOPES, FLEXIBLE |  | GASTROSCOPE-OLYMPUS-GIF-H190 | GASTROSCOPE | GIF-H190 |  |  |  | Olympus | Gastroscope |  | GASTROSCOPE-OLYMPUS-GIF-H190 |  |  |  |  | Covered PM Repair - Biomedical | MHHS-TMC
NO | NO | [5 empty] | Olympus America | GIF-H190 |  |  | TMC - GI/ENDO - PEDI (GHP) | MHHS-TMC |  | Gastroscope |  |  |  | TMC |  | TMC - GI/ENDO - PEDI (GHP) | [5 empty] | ENDOSCOPES, FLEXIBLE |  | GASTROSCOPE-OLYMPUS-GIF-H190 | GASTROSCOPE | GIF-H190 |  |  |  | Olympus | Gastroscope |  | GASTROSCOPE-OLYMPUS-GIF-H190 |  |  |  |  | Covered PM Repair - Biomedical | MHHS-TMC
NO | NO | [5 empty] | Olympus America | GIF-HQ190 |  |  | SW - SCOPES | MHHS-Southwest |  | Gastroscope |  |  |  | Southwest |  | SW - SCOPES | [5 empty] | ENDOSCOPES, FLEXIBLE |  | GASTROSCOPE-Olympus-GIF-HQ190 | GASTROSCOPE | GIF-HQ190 |  |  |  | Olympus | Gastroscope |  | GASTROSCOPE-Olympus-GIF-HQ190 |  |  |  |  | Covered PM Repair - Biomedical | MHHS-Southwest
NO | NO | [5 empty] | Olympus America | GIF-P140 |  |  | SW - ENDOSCOPY | MHHS-Southwest | [5 empty] | Southwest |  | SW - ENDOSCOPY | [5 empty] | ENDOSCOPES, FLEXIBLE |  | .needs class | [5 empty] | Olympus | [7 empty] | Covered PM Repair - Biomedical | MHHS-Southwest
NO | NO | [5 empty] | Olympus America | GIF-P140 |  |  | SW - SCOPES | MHHS-Southwest | [5 empty] | Southwest |  | SW - SCOPES | [5 empty] | ENDOSCOPES, FLEXIBLE |  | .needs class | [5 empty] | Olympus | [7 empty] | Covered PM Repair - Biomedical | MHHS-Southwest
NO | NO | [5 empty] | Olympus America | GIF-Q140 |  |  | KATY - ENDOSCOPY | MHHS-Katy |  | Gastroscope |  |  |  | Katy |  | KATY - ENDOSCOPY | [5 empty] | ENDOSCOPES, FLEXIBLE |  | GASTROSCOPE-Olympus-GIF-Q140 | GASTROSCOPE | GIF-Q140 |  |  |  | Olympus | Gastroscope |  | GASTROSCOPE-Olympus-GIF-Q140 |  |  |  |  | Covered PM Repair - Biomedical | MHHS-Katy
NO | NO | [5 empty] | Olympus America | GIF-Q140 |  |  | KATY - ENDOSCOPY | MHHS-Katy |  | Gastroscope |  |  |  | Katy |  | KATY - ENDOSCOPY | [5 empty] | ENDOSCOPES, FLEXIBLE |  | GASTROSCOPE-Olympus-GIF-Q140 | GASTROSCOPE | GIF-Q140 |  |  |  | Olympus | Gastroscope |  | GASTROSCOPE-Olympus-GIF-Q140 |  |  |  |  | Covered PM Repair - Biomedical | MHHS-Katy
NO | NO | [5 empty] | Olympus America | GIF-Q160 |  |  | SW - ENDOSCOPY | MHHS-Southwest |  | Gastroscope |  |  |  | Southwest |  | SW - ENDOSCOPY | [5 empty] | ENDOSCOPES, FLEXIBLE |  | GASTROSCOPE-Olympus-GIF-Q160 | GASTROSCOPE | GIF-Q160 |  |  |  | Olympus | Gastroscope |  | GASTROSCOPE-Olympus-GIF-Q160 |  |  |  |  | Covered PM Repair - Biomedical | MHHS-Southwest
NO | NO | [5 empty] | Olympus America | GIF-Q160 |  |  | SW - SCOPES | MHHS-Southwest |  | Gastroscope |  |  |  | Southwest |  | SW - SCOPES | [5 empty] | ENDOSCOPES, FLEXIBLE |  | GASTROSCOPE-Olympus-GIF-Q160 | GASTROSCOPE | GIF-Q160 |  |  |  | Olympus | Gastroscope |  | GASTROSCOPE-Olympus-GIF-Q160 |  |  |  |  | Covered PM Repair - Biomedical | MHHS-Southwest
NO | NO | [5 empty] | Olympus America | GIF-Q160 |  |  | SW - SCOPES | MHHS-Southwest |  | Gastroscope |  |  |  | Southwest |  | SW - SCOPES | [5 empty] | ENDOSCOPES, FLEXIBLE |  | GASTROSCOPE-Olympus-GIF-Q160 | GASTROSCOPE | GIF-Q160 |  |  |  | Olympus | Gastroscope |  | GASTROSCOPE-Olympus-GIF-Q160 |  |  |  |  | Covered PM Repair - Biomedical | MHHS-Southwest
NO | YES | [5 empty] | Olympus America | GIF-Q180 |  |  | Katy-Endoscopy | MHHS-Katy |  | Gastroscope |  |  |  | Katy | MHHS-Katy | Katy-Endoscopy | Storage w2-326 |  |  |  |  | ENDOSCOPES, FLEXIBLE | Gastroscope | GASTROSCOPE-Olympus-GIF-Q180 | GASTROSCOPE | GIF-Q180 |  |  |  | Olympus | Gastroscope |  | GASTROSCOPE-Olympus-GIF-Q180 |  |  |  |  | Covered PM Repair - Biomedical | MHHS-Katy | [8 empty] | GASTROSCOPE | Gastroscope | Olympus
NO | YES | [5 empty] | Olympus America | GIF-Q180 |  |  | Katy-Endoscopy | MHHS-Katy |  | Gastroscope |  |  |  | Katy | MHHS-Katy | Katy-Endoscopy | Storage w2-326 |  |  |  |  | ENDOSCOPES, FLEXIBLE | Gastroscope | GASTROSCOPE-Olympus-GIF-Q180 | GASTROSCOPE | GIF-Q180 |  |  |  | Olympus | Gastroscope |  | GASTROSCOPE-Olympus-GIF-Q180 |  |  |  |  | Covered PM Repair - Biomedical | MHHS-Katy | [8 empty] | GASTROSCOPE | Gastroscope | Olympus
NO | YES | [5 empty] | Olympus America | GIF-Q180 |  |  | Pearland-Endoscopy | MHHS-Pearland Hospital |  | Gastroscope |  |  |  | Pearland | MHHS-Pearland Hospital | Pearland-Endoscopy | Scope Cabinet | 12/1/17 |  |  |  | ENDOSCOPES, FLEXIBLE | Gastroscope | GASTROSCOPE-Olympus-GIF-Q180 | GASTROSCOPE | GIF-Q180 |  |  |  | Olympus | Gastroscope |  | GASTROSCOPE-Olympus-GIF-Q180 |  | 3/26/19 |  |  | Covered PM Repair - Biomedical | MHHS-Pearland Hospital | [8 empty] | GASTROSCOPE | Gastroscope | Olympus
NO | YES | [5 empty] | Olympus America | GIF-Q180 |  |  | Pearland-OR | MHHS-Pearland Hospital |  | Gastroscope |  |  |  | Pearland | MHHS-Pearland Hospital | Pearland-OR | Scope Cabinet | 12/1/17 |  |  |  | ENDOSCOPES, FLEXIBLE | Gastroscope | GASTROSCOPE-Olympus-GIF-Q180 | GASTROSCOPE | GIF-Q180 |  |  |  | Olympus | Gastroscope |  | GASTROSCOPE-Olympus-GIF-Q180 |  |  |  |  | Covered PM Repair - Biomedical | MHHS-Pearland Hospital | [8 empty] | GASTROSCOPE | Gastroscope | Olympus
YES | YES | [5 empty] | Olympus America | GIF-Q180 |  |  | Scope storage | [6 empty] | Katy | Memorial Hermann Katy Hospital | Scope storage | Storage w2-326 | [5 empty] | Gastroscope | GASTROSCOPE-Olympus-GIF-Q180 | [23 empty] | GASTROSCOPE | Gastroscope | Olympus
NO | NO | [5 empty] | Olympus America | GIF-Q180 |  |  | SW - ENDOSCOPY | MHHS-Southwest |  | Gastroscope |  |  |  | Southwest |  | SW - ENDOSCOPY | [5 empty] | ENDOSCOPES, FLEXIBLE |  | GASTROSCOPE-Olympus-GIF-Q180 | GASTROSCOPE | GIF-Q180 |  |  |  | Olympus | Gastroscope |  | GASTROSCOPE-Olympus-GIF-Q180 |  |  |  |  | Covered PM Repair - Biomedical | MHHS-Southwest
NO | NO | [5 empty] | Olympus America | GIF-Q180 |  |  | SW - ENDOSCOPY | MHHS-Southwest |  | Gastroscope |  |  |  | Southwest |  | SW - ENDOSCOPY | [5 empty] | ENDOSCOPES, FLEXIBLE |  | GASTROSCOPE-Olympus-GIF-Q180 | GASTROSCOPE | GIF-Q180 |  |  |  | Olympus | Gastroscope |  | GASTROSCOPE-Olympus-GIF-Q180 |  |  |  |  | Covered PM Repair - Biomedical | MHHS-Southwest
NO | NO | [5 empty] | Olympus America | GIF-Q180 |  |  | SW - ENDOSCOPY | MHHS-Southwest |  | Gastroscope |  |  |  | Southwest |  | SW - ENDOSCOPY | [5 empty] | ENDOSCOPES, FLEXIBLE |  | GASTROSCOPE-Olympus-GIF-Q180 | GASTROSCOPE | GIF-Q180 |  |  |  | Olympus | Gastroscope |  | GASTROSCOPE-Olympus-GIF-Q180 |  |  |  |  | Covered PM Repair - Biomedical | MHHS-Southwest
NO | NO | [5 empty] | Olympus America | GIF-Q180 |  |  | SW - ENDOSCOPY | MHHS-Southwest |  | Gastroscope |  |  |  | Southwest |  | SW - ENDOSCOPY | [5 empty] | ENDOSCOPES, FLEXIBLE |  | GASTROSCOPE-Olympus-GIF-Q180 | GASTROSCOPE | GIF-Q180 |  |  |  | Olympus | Gastroscope |  | GASTROSCOPE-Olympus-GIF-Q180 |  |  |  |  | Covered PM Repair - Biomedical | MHHS-Southwest
NO | NO | [5 empty] | Olympus America | GIF-Q180 |  |  | SW - ENDOSCOPY | MHHS-Southwest |  | Gastroscope |  |  |  | Southwest |  | SW - ENDOSCOPY | [5 empty] | ENDOSCOPES, FLEXIBLE |  | GASTROSCOPE-Olympus-GIF-Q180 | GASTROSCOPE | GIF-Q180 |  |  |  | Olympus | Gastroscope |  | GASTROSCOPE-Olympus-GIF-Q180 |  |  |  |  | Covered PM Repair - Biomedical | MHHS-Southwest
NO | NO | [5 empty] | Olympus America | GIF-Q180 |  |  | SW - ENDOSCOPY | MHHS-Southwest |  | Gastroscope |  |  |  | Southwest |  | SW - ENDOSCOPY | [5 empty] | ENDOSCOPES, FLEXIBLE |  | GASTROSCOPE-Olympus-GIF-Q180 | GASTROSCOPE | GIF-Q180 |  |  |  | Olympus | Gastroscope |  | GASTROSCOPE-Olympus-GIF-Q180 |  |  |  |  | Covered PM Repair - Biomedical | MHHS-Southwest
NO | NO | [5 empty] | Olympus America | GIF-Q180 |  |  | SW - ENDOSCOPY | MHHS-Southwest |  | Gastroscope |  |  |  | Southwest |  | SW - ENDOSCOPY | [5 empty] | ENDOSCOPES, FLEXIBLE |  | GASTROSCOPE-Olympus-GIF-Q180 | GASTROSCOPE | GIF-Q180 |  |  |  | Olympus | Gastroscope |  | GASTROSCOPE-Olympus-GIF-Q180 |  |  |  |  | Covered PM Repair - Biomedical | MHHS-Southwest
NO | NO | [5 empty] | Olympus America | GIF-Q180 |  |  | SW - ENDOSCOPY | MHHS-Southwest |  | Gastroscope |  |  |  | Southwest |  | SW - ENDOSCOPY | [5 empty] | ENDOSCOPES, FLEXIBLE |  | GASTROSCOPE-Olympus-GIF-Q180 | GASTROSCOPE | GIF-Q180 |  |  |  | Olympus | Gastroscope |  | GASTROSCOPE-Olympus-GIF-Q180 |  |  |  |  | Covered PM Repair - Biomedical | MHHS-Southwest
NO | NO | [5 empty] | Olympus America | GIF-Q180 |  |  | SW - ENDOSCOPY | MHHS-Southwest |  | Gastroscope |  |  |  | Southwest |  | SW - ENDOSCOPY | [5 empty] | ENDOSCOPES, FLEXIBLE |  | GASTROSCOPE-Olympus-GIF-Q180 | GASTROSCOPE | GIF-Q180 |  |  |  | Olympus | Gastroscope |  | GASTROSCOPE-Olympus-GIF-Q180 |  |  |  |  | Covered PM Repair - Biomedical | MHHS-Southwest
NO | NO | [5 empty] | Olympus America | GIF-Q180 |  |  | SW - SCOPES | MHHS-Southwest |  | Gastroscope |  |  |  | Southwest |  | SW - SCOPES | [5 empty] | ENDOSCOPES, FLEXIBLE |  | GASTROSCOPE-Olympus-GIF-Q180 | GASTROSCOPE | GIF-Q180 |  |  |  | Olympus | Gastroscope |  | GASTROSCOPE-Olympus-GIF-Q180 |  |  |  |  | Covered PM Repair - Biomedical | MHHS-Southwest
NO | NO | [5 empty] | Olympus America | GIF-Q180 |  |  | SW - SCOPES | MHHS-Southwest |  | Gastroscope |  |  |  | Southwest |  | SW - SCOPES | [5 empty] | ENDOSCOPES, FLEXIBLE |  | GASTROSCOPE-Olympus-GIF-Q180 | GASTROSCOPE | GIF-Q180 |  |  |  | Olympus | Gastroscope |  | GASTROSCOPE-Olympus-GIF-Q180 |  |  |  |  | Covered PM Repair - Biomedical | MHHS-Southwest
NO | NO | [5 empty] | Olympus America | GIF-Q180 |  |  | SW - SCOPES | MHHS-Southwest |  | Gastroscope |  |  |  | Southwest |  | SW - SCOPES | [5 empty] | ENDOSCOPES, FLEXIBLE |  | GASTROSCOPE-Olympus-GIF-Q180 | GASTROSCOPE | GIF-Q180 |  |  |  | Olympus | Gastroscope |  | GASTROSCOPE-Olympus-GIF-Q180 |  |  |  |  | Covered PM Repair - Biomedical | MHHS-Southwest
NO | NO | [5 empty] | Olympus America | GIF-Q180 |  |  | SW - SCOPES | MHHS-Southwest |  | Gastroscope |  |  |  | Southwest |  | SW - SCOPES | [5 empty] | ENDOSCOPES, FLEXIBLE |  | GASTROSCOPE-Olympus-GIF-Q180 | GASTROSCOPE | GIF-Q180 |  |  |  | Olympus | Gastroscope |  | GASTROSCOPE-Olympus-GIF-Q180 |  |  |  |  | Covered PM Repair - Biomedical | MHHS-Southwest
NO | NO | [5 empty] | Olympus America | GIF-Q180 |  |  | SW - SCOPES | MHHS-Southwest |  | Gastroscope |  |  |  | Southwest |  | SW - SCOPES | [5 empty] | ENDOSCOPES, FLEXIBLE |  | GASTROSCOPE-Olympus-GIF-Q180 | GASTROSCOPE | GIF-Q180 |  |  |  | Olympus | Gastroscope |  | GASTROSCOPE-Olympus-GIF-Q180 |  |  |  |  | Covered PM Repair - Biomedical | MHHS-Southwest
NO | NO | [5 empty] | Olympus America | GIF-Q180 |  |  | SW - SCOPES | MHHS-Southwest |  | Gastroscope |  |  |  | Southwest |  | SW - SCOPES | [5 empty] | ENDOSCOPES, FLEXIBLE |  | GASTROSCOPE-Olympus-GIF-Q180 | GASTROSCOPE | GIF-Q180 |  |  |  | Olympus | Gastroscope |  | GASTROSCOPE-Olympus-GIF-Q180 |  |  |  |  | Covered PM Repair - Biomedical | MHHS-Southwest
NO | NO | [5 empty] | Olympus America | GIF-XP180N |  |  | TMC - GI/ENDO - PEDI (GHP) | MHHS-TMC |  | Gastroscope |  |  |  | TMC |  | TMC - GI/ENDO - PEDI (GHP) | [5 empty] | ENDOSCOPES, FLEXIBLE |  | GASTROSCOPE-Olympus-GIF-XP180N | GASTROSCOPE | GIF-XP180N |  |  |  | Olympus | Gastroscope |  | GASTROSCOPE-Olympus-GIF-XP180N |  |  |  |  | Covered PM Repair - Biomedical | MHHS-TMC
NO | NO | [5 empty] | Olympus America | GIF-XP180N |  |  | TMC - GI/ENDO - PEDI (GHP) | MHHS-TMC |  | Gastroscope |  |  |  | TMC |  | TMC - GI/ENDO - PEDI (GHP) | [5 empty] | ENDOSCOPES, FLEXIBLE |  | GASTROSCOPE-Olympus-GIF-XP180N | GASTROSCOPE | GIF-XP180N |  |  |  | Olympus | Gastroscope |  | GASTROSCOPE-Olympus-GIF-XP180N |  |  |  |  | Covered PM Repair - Radiology, Low End | MHHS-TMC
NO | YES | [5 empty] | Olympus America | GOV - BF-P190 |  |  | Pearland-Endoscopy | MHHS-Pearland Hospital | [5 empty] | Pearland | MHHS-Pearland Hospital | Pearland-Endoscopy | Scope Cabinet | 12/1/17 |  |  |  | BRONCHOSCOPES, FLEXIBLE, VIDEO |  | .needs class | [5 empty] | Olympus |  |  |  |  | 12/6/18 |  |  | Covered PM Repair - Biomedical | MHHS-Pearland Hospital
NO | NO | [5 empty] | Olympus America | GOV - CYF-5R |  |  | GH - CENTRAL SUPPLY | MHHS-Greater Heights | [5 empty] | Central & Greater Heights |  | GH - CENTRAL SUPPLY | [5 empty] | ENDOSCOPES, FLEXIBLE |  | .needs class | [5 empty] | Olympus | [7 empty] | Covered PM Repair - Biomedical | MHHS-Greater Heights
NO | NO | [5 empty] | Olympus America | GOV - CYF-5R |  |  | GH - CENTRAL SUPPLY | MHHS-Greater Heights | [5 empty] | Central & Greater Heights |  | GH - CENTRAL SUPPLY | [5 empty] | ENDOSCOPES, FLEXIBLE |  | .needs class | [5 empty] | Olympus | [7 empty] | Covered PM Repair - Biomedical | MHHS-Greater Heights
NO | YES |  |  |  | 009-09816 | 009-09816 | Olympus America | IMH-20 |  |  | GH-OR | MHHS-Greater Heights |  | Processor, Video |  | 009-09816 | 009-09816 | Central & Greater Heights | MHHS-Greater Heights | GH-OR | OR 9 | 3/1/16 |  |  |  | IMAGE STORAGE DEVICES | Processor, Video | PROCVID-Olympus-IMH-20 | PROCVID | IMH-20 |  |  |  | Olympus | Processor, Video |  | PROCVID-Olympus-IMH-20 |  |  |  |  | Not Covered Vendor Only - Biomedical | MHHS-Greater Heights | [8 empty] | PROCVID | Processor, Video | Olympus
NO | YES |  |  |  | 009-09832 | 009-09832 | Olympus America | IMH-20 |  |  | GH-OR | MHHS-Greater Heights |  | Processor, Video |  | 009-09832 | 009-09832 | Central | MHHS-Greater Heights | GH-OR | OR 3 | 3/1/16 |  |  |  | IMAGE STORAGE DEVICES | Processor, Video | PROCVID-Olympus-IMH-20 | PROCVID | IMH-20 |  |  |  | Olympus | Processor, Video |  | PROCVID-Olympus-IMH-20 |  |  |  |  | Not Covered Vendor Only - Biomedical | MHHS-Greater Heights | [8 empty] | PROCVID | Processor, Video | Olympus
NO | YES |  |  |  | 009-10346 | 009-10346 | Olympus America | IMH-20 |  |  | GH-OR | MHHS-Greater Heights |  | Processor, Video |  | 009-10346 | 009-10346 | Central | MHHS-Greater Heights | GH-OR | Hallway |  |  |  |  | IMAGE STORAGE DEVICES | Processor, Video | PROCVID-Olympus-IMH-20 | PROCVID | IMH-20 |  |  |  | Olympus | Processor, Video |  | PROCVID-Olympus-IMH-20 |  |  |  |  | Not Covered Vendor Only - Biomedical | MHHS-Greater Heights | [8 empty] | PROCVID | Processor, Video | Olympus
NO | YES |  |  |  | 009-09590 | 009-09590 | Olympus America | IMH-20 |  |  | GH-OR | MHHS-Greater Heights |  | Processor, Video |  | 009-09590 | 009-09590 | Central | MHHS-Greater Heights | GH-OR | Storage |  |  |  | No p.m. | IMAGE STORAGE DEVICES | Processor, Video | PROCVID-Olympus-IMH-20 | PROCVID | IMH-20 |  |  |  | Olympus | Processor, Video |  | PROCVID-Olympus-IMH-20 |  |  |  |  | Covered PM Repair - Biomedical | MHHS-Greater Heights | [8 empty] | PROCVID | Processor, Video | Olympus
NO | YES |  |  |  | 009-09808 | 009-09808 | Olympus America | IMH-20 |  |  | GH-OR | MHHS-Greater Heights |  | Processor, Video |  | 009-09808 | 009-09808 | Central | MHHS-Greater Heights | GH-OR | RM 5 | 3/1/16 |  |  |  | IMAGE STORAGE DEVICES | Processor, Video | PROCVID-Olympus-IMH-20 | PROCVID | IMH-20 |  |  |  | Olympus | Processor, Video |  | PROCVID-Olympus-IMH-20 |  | 11/19/20 |  |  | Not Covered Vendor Only - Biomedical | MHHS-Greater Heights | [8 empty] | PROCVID | Processor, Video | Olympus
NO | YES |  |  |  | 041-19742 | 041-19742 | Olympus America | IMH-20 |  |  | Memorial City - Orthopedics Surgery | MHHS-Mem City |  | Processor, Video |  | 041-19742 | 041-19742 | West | Memorial City - Memorial Hermann Hospital | Memorial City - Orthopedics Surgery | Anesthesia Workroom |  |  |  | No PM sticker found | IMAGE STORAGE DEVICES |  | PROCVID-Olympus-IMH-20 | PROCVID | IMH-20 |  |  |  | Olympus | Processor, Video |  | PROCVID-Olympus-IMH-20 |  |  |  |  | Covered PM Repair - Biomedical | MHHS-Mem City
NO | YES |  |  |  | 041-10857 | 041-10857 | Olympus America | IMH-20 |  |  | OR | MHHS-Mem City |  | Processor, Video |  | 041-10857 | 041-10857 | West | Memorial Hermann - Memorial City | OR | Back Hallway |  |  |  |  | IMAGE STORAGE DEVICES |  | PROCVID-Olympus-IMH-20 | PROCVID | IMH-20 |  |  |  | Olympus | Processor, Video |  | PROCVID-Olympus-IMH-20 |  |  |  |  | Not Covered Vendor Only - Biomedical | MHHS-Mem City
NO | YES |  |  |  | 041-18285 | 041-18285 | Olympus America | IMH-20 |  | 02-6207-3200 | OR | MHHS-Mem City |  | Processor, Video |  | 041-18285 | 041-18285 | West | Memorial Hermann - Memorial City | OR | Back Hallway |  |  |  |  | IMAGE STORAGE DEVICES |  | PROCVID-Olympus-IMH-20 | PROCVID | IMH-20 |  |  |  | Olympus | Processor, Video |  | PROCVID-Olympus-IMH-20 |  |  |  |  | Not Covered Vendor Only - Biomedical | MHHS-Mem City
NO | YES | [5 empty] | Olympus America | IMH-20 |  |  | MEMORIAL CITY - Outpatient | MHHS-Mem City |  | Processor, Video |  |  |  | West | Memorial Hermann Memorial City Medical Center | MEMORIAL CITY - Outpatient | MEMORIAL CITY - OUTPATIENT |  |  |  |  | IMAGE STORAGE DEVICES |  | PROCVID-Olympus-IMH-20 | PROCVID | IMH-20 |  |  |  | Olympus | Processor, Video |  | PROCVID-Olympus-IMH-20 |  |  |  |  | Not Covered Vendor Only - Biomedical | MHHS-Mem City
NO | YES | [5 empty] | Olympus America | IMH-20 |  |  | MEMORIAL CITY - MOR | MHHS-Mem City |  | Processor, Video |  |  |  | West | Memorial City - Memorial Hermann Hospital | MEMORIAL CITY - MOR | Hallway |  |  |  | ?AuNO PM REQUIRED?Au sticker on unit | IMAGE STORAGE DEVICES |  | PROCVID-Olympus-IMH-20 | PROCVID | IMH-20 |  |  |  | Olympus | Processor, Video |  | PROCVID-Olympus-IMH-20 |  |  |  |  | Not Covered Vendor Only - Biomedical | MHHS-Mem City
NO | YES |  |  |  | 069-38431 | 069-38431 | Olympus America | IMH-20 |  |  | TMC-OR-CVOR (7Hvi) | MHHS-TMC |  | Processor, Video |  | 069-38431 | 069-38431 | TMC | MHHS-TMC | TMC-OR-CVOR (7Hvi) | Equipment room 7 | 5/1/16 |  |  |  | IMAGE STORAGE DEVICES | Processor, Video | PROCVID-Olympus-IMH-20 | PROCVID | IMH-20 |  |  |  | Olympus | Processor, Video |  | PROCVID-Olympus-IMH-20 |  |  |  |  | Covered PM Repair - Biomedical | MHHS-TMC | [8 empty] | PROCVID | Processor, Video | Olympus
NO | YES |  |  |  | 069-40497 | 069-40497 | Olympus America | IMH-20 |  |  | TMC-OR-Pedi OR (2R) | MHHS-TMC |  | Processor, Video |  | 069-40497 | 069-40497 | TMC | MHHS-TMC | TMC-OR-Pedi OR (2R) | S2 401 | 4/1/16 |  |  |  | IMAGE STORAGE DEVICES |  | PROCVID-Olympus-IMH-20 | PROCVID | IMH-20 |  |  |  | Olympus | Processor, Video |  | PROCVID-Olympus-IMH-20 |  |  |  |  | Covered PM Repair - Biomedical | MHHS-TMC
NO | YES |  |  |  | 069-39896 | 069-39896 | Olympus America | IMH-20 |  |  | OR | MHHS-TMC |  | Processor, Video |  | 069-39896 | 069-39896 | TMC | Memorial Hermann-Texas Medical Center | OR | S2 401 Storage | 4/1/16 |  |  |  | IMAGE STORAGE DEVICES |  | PROCVID-Olympus-IMH-20 | PROCVID | IMH-20 |  |  |  | Olympus | Processor, Video |  | PROCVID-Olympus-IMH-20 |  |  |  |  | Covered PM Repair - Biomedical | MHHS-TMC
NO | YES |  |  |  | 069-39914 | 069-39914 | Olympus America | IMH-20 |  |  | TMC-OR-Robertson (2R) | MHHS-TMC |  | Processor, Video |  | 069-39914 | 069-39914 | TMC | MHHS-TMC | TMC-OR-Robertson (2R) | OR - ROBERTSON (2R) |  |  |  |  | IMAGE STORAGE DEVICES |  | PROCVID-Olympus-IMH-20 | PROCVID | IMH-20 |  |  |  | Olympus | Processor, Video |  | PROCVID-Olympus-IMH-20 |  |  |  |  | Covered PM Repair - Respiratory/Steriliz | MHHS-TMC
NO | YES |  |  |  | 029-06830 | 029-06830 | Olympus America | IMH-20 |  |  | Woodlands-OR | MHHS-Woodlands |  | Processor, Video |  | 029-06830 | 029-06830 | Woodlands | MHHS-Woodlands | Woodlands-OR | OR 16 | 1/1/14 |  |  |  | IMAGE STORAGE DEVICES | Processor, Video | PROCVID-Olympus-IMH-20 | PROCVID | IMH-20 |  |  |  | Olympus | Processor, Video |  | PROCVID-Olympus-IMH-20 |  | 11/19/20 |  |  | Not Covered Vendor Only - Biomedical | MHHS-Woodlands | [8 empty] | PROCVID | Processor, Video | Olympus
NO | YES |  |  |  | 029-06831 | 029-06831 | Olympus America | IMH-20 |  |  | Woodlands-OR | MHHS-Woodlands |  | Processor, Video |  | 029-06831 | 029-06831 | Woodlands | MHHS-Woodlands | Woodlands-OR | Room 15 | 1/1/16 |  |  | ?AuOne time inspection?Au sticker | IMAGE STORAGE DEVICES | Processor, Video | PROCVID-Olympus-IMH-20 | PROCVID | IMH-20 |  |  |  | Olympus | Processor, Video |  | PROCVID-Olympus-IMH-20 |  | 11/19/20 |  |  | Not Covered Vendor Only - Biomedical | MHHS-Woodlands | [8 empty] | PROCVID | Processor, Video | Olympus
NO | YES |  |  |  | 029-06832 | 029-06832 | Olympus America | IMH-20 |  |  | Woodlands-OR | MHHS-Woodlands |  | Processor, Video |  | 029-06832 | 029-06832 | Woodlands | MHHS-Woodlands | Woodlands-OR | OR 16 | 1/1/14 |  |  |  | IMAGE STORAGE DEVICES | Processor, Video | PROCVID-Olympus-IMH-20 | PROCVID | IMH-20 |  |  |  | Olympus | Processor, Video |  | PROCVID-Olympus-IMH-20 |  | 11/19/20 |  |  | Not Covered Vendor Only - Biomedical | MHHS-Woodlands | [8 empty] | PROCVID | Processor, Video | Olympus
NO | YES |  |  |  | 029-08587 | 029-08587 | Olympus America | IMH-20 |  |  | Woodlands-OR | MHHS-Woodlands |  | Processor, Video |  | 029-08587 | 029-08587 | Woodlands | MHHS-Woodlands | Woodlands-OR | OR 14 | 1/1/14 |  |  |  | IMAGE STORAGE DEVICES | Processor, Video | PROCVID-Olympus-IMH-20 | PROCVID | IMH-20 |  |  |  | Olympus | Processor, Video |  | PROCVID-Olympus-IMH-20 |  | 11/19/20 |  |  | Not Covered Vendor Only - Biomedical | MHHS-Woodlands | [8 empty] | PROCVID | Processor, Video | Olympus
NO | NO |  |  |  | 009-09824 |  | Olympus America | IMH-20 |  |  | GH - OR | MHHS-Greater Heights |  | Processor, Video |  | 009-09824 |  | Central & Greater Heights |  | GH - OR | [5 empty] | IMAGE STORAGE DEVICES |  | PROCVID-Olympus-IMH-20 | PROCVID | IMH-20 |  |  |  | Olympus | Processor, Video |  | PROCVID-Olympus-IMH-20 |  |  |  |  | Not Covered Vendor Only - Biomedical | MHHS-Greater Heights
NO | NO |  |  |  | 069-39665 |  | Olympus America | IMH-20 |  |  | TMC - OR - HERMANN (2HP) | MHHS-TMC |  | Processor, Video |  | 069-39665 |  | TMC |  | TMC - OR - HERMANN (2HP) | [5 empty] | IMAGE STORAGE DEVICES |  | PROCVID-Olympus-IMH-20 | PROCVID | IMH-20 |  |  |  | Olympus | Processor, Video |  | PROCVID-Olympus-IMH-20 |  |  |  |  | Covered PM Repair - Biomedical | MHHS-TMC
NO | NO |  |  |  | 029-06833 |  | Olympus America | IMH-20 |  |  | WOODLANDS - OR | MHHS-Woodlands |  | Processor, Video |  | 029-06833 |  | Woodlands |  | WOODLANDS - OR | [5 empty] | IMAGE STORAGE DEVICES |  | PROCVID-Olympus-IMH-20 | PROCVID | IMH-20 |  |  |  | Olympus | Processor, Video |  | PROCVID-Olympus-IMH-20 |  |  |  |  | Not Covered Vendor Only - Biomedical | MHHS-Woodlands
NO | YES |  |  |  | 069-43569 | 069-43569 | Olympus America | IX51 |  | NSN | TMC-Laboratory-HLA Lab (1R) | MHHS-TMC |  | Microscope, Laboratory |  | 069-43569 | 069-43569 | TMC | MHHS-TMC | TMC-Laboratory-HLA Lab (1R) | Lab | 3/1/17 |  |  |  | MICROSCOPES, LIGHT, LABORATORY |  | MICROSCOPELAB-OLYMPUS-IX51 | MICROSCOPELAB | IX51 |  |  |  | Olympus | Microscope, Laboratory |  | MICROSCOPELAB-OLYMPUS-IX51 |  |  |  |  | Covered PM Repair - Biomedical | MHHS-TMC
NO | YES |  |  |  | 069-43591 | 069-43591 | Olympus America | IX51 |  | NSN | TMC-Laboratory-HLA Lab (1R) | MHHS-TMC |  | Microscope, Laboratory |  | 069-43591 | 069-43591 | TMC | MHHS-TMC | TMC-Laboratory-HLA Lab (1R) | Lab | 3/1/17 |  |  |  | MICROSCOPES, LIGHT, LABORATORY |  | MICROSCOPELAB-OLYMPUS-IX51 | MICROSCOPELAB | IX51 |  |  |  | Olympus | Microscope, Laboratory |  | MICROSCOPELAB-OLYMPUS-IX51 |  |  |  |  | Covered PM Repair - Biomedical | MHHS-TMC
NO | NO | [5 empty] | Olympus America | JF-140F |  |  | KATY - ENDOSCOPY | MHHS-Katy |  | Duodenoscope |  |  |  | Katy |  | KATY - ENDOSCOPY | [5 empty] | ENDOSCOPES, FLEXIBLE |  | DUODENOSCOPE-Olympus-JF-140F | DUODENOSCOPE | JF-140F |  |  |  | Olympus | Duodenoscope |  | DUODENOSCOPE-Olympus-JF-140F |  |  |  |  | Covered PM Repair - Biomedical | MHHS-Katy
NO | YES |  |  |  | 241-02446 | 241-02446 | Olympus America | KV-5 |  | 21 104357 | MH MG - (SE) - SOUTHEAST COLON AND RECTAL (MP2) | MHHS-MG |  | Aspirator (Suction Pump) |  | 241-02446 | 241-02446 | Southeast | Memorial Hermann Medical Group Colon | MH MG - (SE) - SOUTHEAST COLON AND RECTAL (MP2) | Storage | 3/1/19 |  | 3/1/20 |  | ASPIRATORS | Aspirator (Suction Pump) | ASPIRATORSUCTPUMP-Olympic-KV-5 | ASPIRATORSUCTPUMP | KV-5 |  |  |  | Olympic | Aspirator (Suction Pump) |  |  | ASPIRATORSUCTPUMP-Olympic-KV-5 | 9/1/20 |  |  | Not Covered Vendor Only - Biomedical | MHHS-MG | [8 empty] | ASPIRATORSUCTPUMP | Aspirator (Suction Pump) | Olympic
NO | NO |  |  |  | 005-11195 |  | Olympus America | KV-5 |  |  | MH MG - (PL) - PEARLAND MULTI-SPECIALTY (MP 2) | MHHS-MG |  | Aspirator (Suction Pump) |  | 005-11195 |  | Pearland |  | MH MG - (PL) - PEARLAND MULTI-SPECIALTY (MP 2) | [5 empty] | ASPIRATORS |  | ASPIRATORSUCTPUMP-Olympic-KV-5 | ASPIRATORSUCTPUMP | KV-5 |  |  |  | Olympic | Aspirator (Suction Pump) |  |  | ASPIRATORSUCTPUMP-Olympic-KV-5 |  |  |  | Not Covered Vendor Only - Biomedical | MHHS-MG
NO | NO |  |  |  | 077-06485 |  | Olympus America | LENOVO BJU COMPUTER |  | USTX0080703P01 | TMC - RESPIRATORY - PEDI | MHHS-TMC |  |  |  | 077-06485 |  | TMC |  | TMC - RESPIRATORY - PEDI | [5 empty] | BRONCHOSCOPES, FLEXIBLE, VIDEO |  | .needs class | [5 empty] | Olympus | [7 empty] | Covered PM Repair - Biomedical | MHHS-TMC
NO | NO | [5 empty] | Olympus America | LF-GP |  |  | GH - OR | MHHS-Greater Heights |  | Laryngoscopes |  |  |  | Central & Greater Heights |  | GH - OR | [5 empty] | ENDOSCOPES, FLEXIBLE |  | LARYNGOSCOPES-Olympus-LF-GP | LARYNGOSCOPES | LF-GP |  |  |  | Olympus | Laryngoscopes |  | LARYNGOSCOPES-Olympus-LF-GP |  |  |  |  | Covered PM Repair - Biomedical | MHHS-Greater Heights
NO | NO | [5 empty] | Olympus America | LF-TP |  |  | KATY - ENDOSCOPY | MHHS-Katy |  | Laryngoscopes |  |  |  | Katy |  | KATY - ENDOSCOPY | [5 empty] | ENDOSCOPES, FLEXIBLE |  | LARYNGOSCOPES-Olympus-LF-TP | LARYNGOSCOPES | LF-TP |  |  |  | Olympus | Laryngoscopes |  | LARYNGOSCOPES-Olympus-LF-TP |  |  |  |  | Covered PM Repair - Biomedical | MHHS-Katy
NO | NO | [5 empty] | Olympus America | M-100 |  |  | MH MG - (GH) - THE HEIGHTS | MHHS-MG |  | Light Source, Fiberoptic |  |  |  | Central & Greater Heights |  | MH MG - (GH) - THE HEIGHTS | [5 empty] | LIGHT SOURCES, FIBEROPTIC |  | LIGHTSOURCEFIBEROPT-Chiu Technical-M-100 | LIGHTSOURCEFIBEROPT | M-100 |  |  |  | Chiu Technical | Light Source, Fiberoptic |  |  | LIGHTSOURCEFIBEROPT-Chiu Technical-M-100 |  |  |  | Covered PM Repair - Biomedical | MHHS-MG
NO | NO | [5 empty] | Olympus America | MAJ-1236 |  |  | WOODLANDS - OR | MHHS-Woodlands |  | Processor, Video |  |  |  | Woodlands |  | WOODLANDS - OR | [5 empty] | ENDOSCOPES, FLEXIBLE |  | PROCVID-Olympus-MAJ-1236 | PROCVID | MAJ-1236 |  |  |  | Olympus | Processor, Video |  | PROCVID-Olympus-MAJ-1236 |  |  |  |  | Covered PM Repair - Biomedical | MHHS-Woodlands
NO | YES |  |  |  | 013-20140 | 013-20140 | Olympus America | MAJ-1827 |  |  | SW-HVI-OR | MHHS-Southwest |  | Controller, Camera |  | 013-20140 | 013-20140 | Southwest | MHHS-Southwest | SW-HVI-OR | CVOR2 | 10/1/19 |  | 4/1/20 |  | ENDOSCOPIC EQUIPMENT | Controller, Camera | CONTROLLERCAMERA-OLYMPUS-MAJ-1827 | CONTROLLERCAMERA | MAJ-1827 |  |  |  | Olympus | Controller, Camera |  | CONTROLLERCAMERA-OLYMPUS-MAJ-1827 |  |  |  |  | Covered PM Repair - Biomedical | MHHS-Southwest | [8 empty] | CONTROLLERCAMERA | Controller, Camera | Olympus
NO | YES |  |  |  | 013-20145 | 013-20145 | Olympus America | MAJ-1827 |  |  | SW-HVI-OR | MHHS-Southwest |  | Controller, Camera |  | 013-20145 | 013-20145 | Southwest | MHHS-Southwest | SW-HVI-OR | CVOR3 | 12/1/19 |  | 6/1/20 |  | ENDOSCOPIC EQUIPMENT | Controller, Camera | CONTROLLERCAMERA-OLYMPUS-MAJ-1827 | CONTROLLERCAMERA | MAJ-1827 |  |  |  | Olympus | Controller, Camera |  | CONTROLLERCAMERA-OLYMPUS-MAJ-1827 |  |  |  |  | Covered PM Repair - Biomedical | MHHS-Southwest | [8 empty] | CONTROLLERCAMERA | Controller, Camera | Olympus
NO | YES |  |  |  | 013-35902 | 013-35902 | Olympus America | MAJ-1827 |  |  | SW-HVI-OR | MHHS-Southwest |  | Controller, Camera |  | 013-35902 | 013-35902 | Southwest | MHHS-Southwest | SW-HVI-OR | CVOR4 | 10/1/19 |  | 4/1/20 |  | ENDOSCOPIC EQUIPMENT | Controller, Camera | CONTROLLERCAMERA-OLYMPUS-MAJ-1827 | CONTROLLERCAMERA | MAJ-1827 |  |  |  | Olympus | Controller, Camera |  | CONTROLLERCAMERA-OLYMPUS-MAJ-1827 |  |  |  |  | Covered PM Repair - Biomedical | MHHS-Southwest | [8 empty] | CONTROLLERCAMERA | Controller, Camera | Olympus
NO | YES |  |  |  | 013-35907 | 013-35907 | Olympus America | MAJ-1827 |  |  | SW-HVI-OR | MHHS-Southwest |  | Controller, Camera |  | 013-35907 | 013-35907 | Southwest | MHHS-Southwest | SW-HVI-OR | SW-HVI-OR | 10/1/19 |  | 4/1/20 |  | ENDOSCOPIC EQUIPMENT | Controller, Camera | CONTROLLERCAMERA-OLYMPUS-MAJ-1827 | CONTROLLERCAMERA | MAJ-1827 |  |  |  | Olympus | Controller, Camera |  | CONTROLLERCAMERA-OLYMPUS-MAJ-1827 |  |  |  |  | Covered PM Repair - Biomedical | MHHS-Southwest | [8 empty] | CONTROLLERCAMERA | Controller, Camera | Olympus
NO | YES |  |  |  | 013-20147 | 013-20147 | Olympus America | MAJ-1827 |  |  | SW-OR | MHHS-Southwest |  | Controller, Camera |  | 013-20147 | 013-20147 | Southwest | MHHS-Southwest | SW-OR | Room 24 | 3/1/20 |  | 3/1/21 |  | ENDOSCOPIC EQUIPMENT | Controller, Camera | CONTROLLERCAMERA-OLYMPUS-MAJ-1827 | CONTROLLERCAMERA | MAJ-1827 |  |  |  | Olympus | Controller, Camera |  | CONTROLLERCAMERA-OLYMPUS-MAJ-1827 |  |  |  |  | Covered PM Repair - Biomedical | MHHS-Southwest | [8 empty] | CONTROLLERCAMERA | Controller, Camera | Olympus
NO | YES |  |  |  | 013-35932 | 013-35932 | Olympus America | MAJ-1827 |  |  | SW-OR | MHHS-Southwest |  | Controller, Camera |  | 013-35932 | 013-35932 | Southwest | MHHS-Southwest | SW-OR | OR23 | 10/1/19 |  | 10/1/20 |  | ENDOSCOPIC EQUIPMENT | Controller, Camera | CONTROLLERCAMERA-OLYMPUS-MAJ-1827 | CONTROLLERCAMERA | MAJ-1827 |  |  |  | Olympus | Controller, Camera |  | CONTROLLERCAMERA-OLYMPUS-MAJ-1827 |  |  |  |  | Covered PM Repair - Biomedical | MHHS-Southwest | [8 empty] | CONTROLLERCAMERA | Controller, Camera | Olympus
NO | YES |  |  |  | 013-35935 | 013-35935 | Olympus America | MAJ-1827 |  |  | SW-OR | MHHS-Southwest |  | Controller, Camera |  | 013-35935 | 013-35935 | Southwest | MHHS-Southwest | SW-OR | OR25 | 3/1/20 |  | 3/1/21 |  | ENDOSCOPIC EQUIPMENT | Controller, Camera | CONTROLLERCAMERA-OLYMPUS-MAJ-1827 | CONTROLLERCAMERA | MAJ-1827 |  |  |  | Olympus | Controller, Camera |  | CONTROLLERCAMERA-OLYMPUS-MAJ-1827 |  |  |  |  | Covered PM Repair - Biomedical | MHHS-Southwest | [8 empty] | CONTROLLERCAMERA | Controller, Camera | Olympus
NO | YES |  |  |  | 151-01984 | 151-01984 | Olympus America | MU-1 |  |  | CY-Endoscopy | MHHS-Cypress |  | Tester, Endoscopic Leakage |  | 151-01984 | 151-01984 | Northwest | MHHS-Cypress | CY-Endoscopy | Scope Rm | 4/1/19 | 4/1/20 |  |  | TEST EQUIPMENT | Tester, Endoscopic Leakage | TESTERENDOLEAKAGE-Olympus-MU-1 | TESTERENDOLEAKAGE | MU-1 |  |  |  | Olympus | Tester, Endoscopic Leakage |  | TESTERENDOLEAKAGE-Olympus-MU-1 |  |  |  | TEST-A | Covered PM Repair - Respiratory/Steriliz | MHHS-Cypress | [8 empty] | TESTERENDOLEAKAGE | Tester, Endoscopic Leakage | Olympus
NO | YES |  |  |  | 009-08153 | 009-08153 | Olympus America | MU-1 |  |  | GH-OR Endoscopy | MHHS-Greater Heights |  | Tester, Endoscopic Leakage |  | 009-08153 | 009-08153 | Central | MHHS-Greater Heights | GH-OR Endoscopy | Endoscopy | 7/1/19 |  | 7/1/20 |  | TEST EQUIPMENT | Tester, Endoscopic Leakage | TESTERENDOLEAKAGE-Olympus-MU-1 | TESTERENDOLEAKAGE | MU-1 |  |  |  | Olympus | Tester, Endoscopic Leakage |  | TESTERENDOLEAKAGE-Olympus-MU-1 |  | 6/17/17 |  | TEST-A | Covered PM Repair - Biomedical | MHHS-Greater Heights | [8 empty] | TESTERENDOLEAKAGE | Tester, Endoscopic Leakage | Olympus
NO | YES | [5 empty] | Olympus America | MU-1 |  |  | MEMORIAL CITY - DIGESTIVE DISEASE CENTER | MHHS-Mem City |  | Tester, Endoscopic Leakage |  |  |  | West | Memorial Hermann Memorial City Medical Center | MEMORIAL CITY - DIGESTIVE DISEASE CENTER | W1 Processing |  |  |  |  | TEST EQUIPMENT |  | TESTERENDOLEAKAGE-Olympus-MU-1 | TESTERENDOLEAKAGE | MU-1 |  |  |  | Olympus | Tester, Endoscopic Leakage |  | TESTERENDOLEAKAGE-Olympus-MU-1 |  |  |  |  | Covered PM Repair - Biomedical | MHHS-Mem City
NO | YES |  |  |  | 005-10319 | 005-10319 | Olympus America | MU-1 |  |  | MH MG - (SE) - SOUTHEAST COLON AND RECTAL (MP2) | MHHS-MG |  | Tester, Endoscopic Leakage |  | 005-10319 | 005-10319 | Southeast | Memorial Hermann Medical Group Colon | MH MG - (SE) - SOUTHEAST COLON AND RECTAL (MP2) | Storage | 3/1/19 |  | 3/1/20 |  | TEST EQUIPMENT | Tester, Endoscopic Leakage | TESTERENDOLEAKAGE-Olympus-MU-1 | TESTERENDOLEAKAGE | MU-1 |  |  |  | Olympus | Tester, Endoscopic Leakage |  | TESTERENDOLEAKAGE-Olympus-MU-1 |  |  |  | TEST-A | Covered PM Repair - Respiratory/Steriliz | MHHS-MG | [8 empty] | TESTERENDOLEAKAGE | Tester, Endoscopic Leakage | Olympus
NO | YES |  |  |  |  | 099-01190 | Olympus America | MU-1 |  |  | NE-Endoscopy | MHHS-Northeast |  | Tester, Endoscopic Leakage |  |  | 099-01190 | Katy | MHHS-Northeast | NE-Endoscopy | Endo clean room | 11/1/18 | 10/1/19 |  |  | TEST EQUIPMENT | Tester, Endoscopic Leakage | TESTERENDOLEAKAGE-Olympus-MU-1 | TESTERENDOLEAKAGE | MU-1 |  |  |  | Olympus | Tester, Endoscopic Leakage |  | TESTERENDOLEAKAGE-Olympus-MU-1 |  |  |  | TEST-A | Covered PM Repair - Biomedical | MHHS-Northeast | [8 empty] | TESTERENDOLEAKAGE | Tester, Endoscopic Leakage | Olympus
NO | YES |  |  |  | 145-00949 | 145-00949 | Olympus America | MU-1 |  |  | Pearland-OR | MHHS-Pearland Hospital |  | Tester, Endoscopic Leakage |  | 145-00949 | 145-00949 | Pearland | MHHS-Pearland Hospital | Pearland-OR | Scope Processing | 12/1/19 |  |  |  | TEST EQUIPMENT | Tester, Endoscopic Leakage | TESTERENDOLEAKAGE-Olympus-MU-1 | TESTERENDOLEAKAGE | MU-1 |  |  |  | Olympus | Tester, Endoscopic Leakage |  | TESTERENDOLEAKAGE-Olympus-MU-1 |  |  |  | TEST-A | Covered PM Repair - Respiratory/Steriliz | MHHS-Pearland Hospital | [8 empty] | TESTERENDOLEAKAGE | Tester, Endoscopic Leakage | Olympus
NO | YES |  |  |  | 013-36621 | 013-36621 | Olympus America | MU-1 |  |  | SW-OR | MHHS-Southwest |  | Tester, Endoscopic Leakage |  | 013-36621 | 013-36621 | Southwest | MHHS-Southwest | SW-OR | Room 27 - Cysto | 8/1/19 |  | 8/1/20 |  | TEST EQUIPMENT | Tester, Endoscopic Leakage | TESTERENDOLEAKAGE-Olympus-MU-1 | TESTERENDOLEAKAGE | MU-1 |  |  |  | Olympus | Tester, Endoscopic Leakage |  | TESTERENDOLEAKAGE-Olympus-MU-1 |  |  |  | TEST-A | Covered PM Repair - Biomedical | MHHS-Southwest | [8 empty] | TESTERENDOLEAKAGE | Tester, Endoscopic Leakage | Olympus
NO | YES |  |  |  | 129-01580 | 129-01580 | Olympus America | MU-1 |  |  | SUGAR LAND - ENDOSCOPY | MHHS-Sugarland |  | Tester, Endoscopic Leakage |  | 129-01580 | 129-01580 | Sugar Land | Memorial Hermann Sugar Land Hospital | SUGAR LAND - ENDOSCOPY | Clean supply room | 12/1/19 |  | 12/1/20 |  | TEST EQUIPMENT | Tester, Endoscopic Leakage | TESTERENDOLEAKAGE-Olympus-MU-1 | TESTERENDOLEAKAGE | MU-1 |  |  |  | Olympus | Tester, Endoscopic Leakage |  | TESTERENDOLEAKAGE-Olympus-MU-1 |  | 6/1/16 |  | TEST-A | Covered PM Repair - Biomedical | MHHS-Sugarland | [8 empty] | TESTERENDOLEAKAGE | Tester, Endoscopic Leakage | Olympus
NO | YES |  |  |  | 029-32420 | 029-32420 | Olympus America | MU-1 |  |  | Woodlands-Endoscopy | MHHS-Woodlands |  | Tester, Endoscopic Leakage |  | 029-32420 | 029-32420 | Woodlands | MHHS-Woodlands | Woodlands-Endoscopy |  | 5/1/19 |  |  |  | TEST EQUIPMENT | Tester, Endoscopic Leakage | TESTERENDOLEAKAGE-Olympus-MU-1 | TESTERENDOLEAKAGE | MU-1 |  |  |  | Olympus | Tester, Endoscopic Leakage |  | TESTERENDOLEAKAGE-Olympus-MU-1 |  | 5/9/20 |  | TEST-A | Not Covered Vendor Only - Biomedical | MHHS-Woodlands | [8 empty] | TESTERENDOLEAKAGE | Tester, Endoscopic Leakage | Olympus
NO | YES |  |  |  | 029-01589 | 029-01589 | Olympus America | MU-1 |  |  | Woodlands-Sterile Processing | MHHS-Woodlands |  | Tester, Endoscopic Leakage |  | 029-01589 | 029-01589 | Woodlands | MHHS-Woodlands | Woodlands-Sterile Processing |  | 3/1/17 |  | 3/1/21 |  | TEST EQUIPMENT | Tester, Endoscopic Leakage | TESTERENDOLEAKAGE-Olympus-MU-1 | TESTERENDOLEAKAGE | MU-1 |  |  |  | Olympus | Tester, Endoscopic Leakage |  | TESTERENDOLEAKAGE-Olympus-MU-1 |  | 3/1/13 |  | TEST-A | Covered PM Repair - Biomedical | MHHS-Woodlands | [8 empty] | TESTERENDOLEAKAGE | Tester, Endoscopic Leakage | Olympus
NO | NO | [5 empty] | Olympus America | MU-1 |  |  | GH - OR STERILE PROCESSING | MHHS-Greater Heights |  | Tester, Endoscopic Leakage |  |  |  | Central & Greater Heights |  | GH - OR STERILE PROCESSING | [5 empty] | TEST EQUIPMENT |  | TESTERENDOLEAKAGE-Olympus-MU-1 | TESTERENDOLEAKAGE | MU-1 |  |  |  | Olympus | Tester, Endoscopic Leakage |  | TESTERENDOLEAKAGE-Olympus-MU-1 |  |  |  |  | Covered PM Repair - Biomedical | MHHS-Greater Heights
NO | NO |  |  |  | 041-00217 |  | Olympus America | MU-1 |  |  | MEMORIAL CITY - DIGESTIVE DISEASE CENTER | MHHS-Mem City |  | Tester, Endoscopic Leakage |  | 041-00217 |  | West & Memorial City |  | MEMORIAL CITY - DIGESTIVE DISEASE CENTER | [5 empty] | TEST EQUIPMENT |  | TESTERENDOLEAKAGE-Olympus-MU-1 | TESTERENDOLEAKAGE | MU-1 |  |  |  | Olympus | Tester, Endoscopic Leakage |  | TESTERENDOLEAKAGE-Olympus-MU-1 |  |  |  |  | Covered PM Repair - Biomedical | MHHS-Mem City
NO | NO |  |  |  | 142-00835 |  | Olympus America | MU-1 |  |  | NE - OR | MHHS-Northeast |  | Tester, Endoscopic Leakage |  | 142-00835 |  | Katy |  | NE - OR | [5 empty] | TEST EQUIPMENT |  | TESTERENDOLEAKAGE-Olympus-MU-1 | TESTERENDOLEAKAGE | MU-1 |  |  |  | Olympus | Tester, Endoscopic Leakage |  | TESTERENDOLEAKAGE-Olympus-MU-1 |  |  |  |  | Covered PM Repair - Biomedical | MHHS-Northeast
NO | NO |  |  |  | 142-00836 |  | Olympus America | MU-1 |  |  | NE - OR | MHHS-Northeast |  | Tester, Endoscopic Leakage |  | 142-00836 |  | Katy |  | NE - OR | [5 empty] | TEST EQUIPMENT |  | TESTERENDOLEAKAGE-Olympus-MU-1 | TESTERENDOLEAKAGE | MU-1 |  |  |  | Olympus | Tester, Endoscopic Leakage |  | TESTERENDOLEAKAGE-Olympus-MU-1 |  |  |  |  | Covered PM Repair - Biomedical | MHHS-Northeast
NO | NO |  |  |  | 013-38742 |  | Olympus America | MU-1 |  |  | SW - HVI - OR | MHHS-Southwest |  | Tester, Endoscopic Leakage |  | 013-38742 |  | Southwest |  | SW - HVI - OR | [5 empty] | TEST EQUIPMENT |  | TESTERENDOLEAKAGE-Olympus-MU-1 | TESTERENDOLEAKAGE | MU-1 |  |  |  | Olympus | Tester, Endoscopic Leakage |  | TESTERENDOLEAKAGE-Olympus-MU-1 |  |  |  |  | Covered PM Repair - Biomedical | MHHS-Southwest
NO | NO |  |  |  | 069-22843 |  | Olympus America | MU-1 |  |  | TMC - GI/ENDO - PEDI (GHP) | MHHS-TMC |  | Tester, Endoscopic Leakage |  | 069-22843 |  | TMC |  | TMC - GI/ENDO - PEDI (GHP) | [5 empty] | TEST EQUIPMENT |  | TESTERENDOLEAKAGE-Olympus-MU-1 | TESTERENDOLEAKAGE | MU-1 |  |  |  | Olympus | Tester, Endoscopic Leakage |  | TESTERENDOLEAKAGE-Olympus-MU-1 |  |  |  |  | Covered PM Repair - Biomedical | MHHS-TMC
NO | NO | [5 empty] | Olympus America | MU-1 |  |  | WOODLANDS - ENDOSCOPY | MHHS-Woodlands |  | Tester, Endoscopic Leakage |  |  |  | Woodlands |  | WOODLANDS - ENDOSCOPY | [5 empty] | TEST EQUIPMENT |  | TESTERENDOLEAKAGE-Olympus-MU-1 | TESTERENDOLEAKAGE | MU-1 |  |  |  | Olympus | Tester, Endoscopic Leakage |  | TESTERENDOLEAKAGE-Olympus-MU-1 |  |  |  |  | Covered PM Repair - Respiratory/Steriliz | MHHS-Woodlands
NO | YES |  |  |  | 151-02869 | 151-02869 | Olympus America | OBCU |  |  | CY-Endoscopy | MHHS-Cypress |  | Controller |  | 151-02869 | 151-02869 | Northwest | MHHS-Cypress | CY-Endoscopy | M3 115 | 8/1/19 | 8/1/20 |  |  | ENDOSCOPIC EQUIPMENT | Controller | CONTROLLER-Olympus-OBCU | CONTROLLER | OBCU |  |  |  | Olympus | Controller |  | CONTROLLER-Olympus-OBCU |  | 1/1/14 |  |  | Not Covered Vendor Only - Biomedical | MHHS-Cypress | [8 empty] | CONTROLLER | Controller | Olympus
NO | YES | Asset Tag 005-08798 |  |  | 005-08798 | 005-08798 | Olympus America | OBCU |  |  | (null) | MHHS-Southeast |  | Controller |  | 005-08798 | 005-08798 | (null) | MHHS-Southeast | (null) | (null) |  |  |  | (null) | ENDOSCOPIC EQUIPMENT |  | CONTROLLER-Olympus-OBCU | CONTROLLER | OBCU |  |  |  | Olympus | Controller | (null) | CONTROLLER-Olympus-OBCU |  | 1/1/14 | (null) |  | Not Covered Vendor Only - Biomedical | MHHS-Southeast
NO | YES |  |  |  | 129-06536 | 129-06536 | Olympus America | OBCU |  |  | Sugar Land-Endoscopy | MHHS-Sugarland |  | Controller |  | 129-06536 | 129-06536 | Sugar Land | MHHS-Sugarland | Sugar Land-Endoscopy |  | 7/1/19 | 7/1/20 |  |  | ENDOSCOPIC EQUIPMENT | Controller | CONTROLLER-Olympus-OBCU | CONTROLLER | OBCU |  |  |  | Olympus | Controller |  | CONTROLLER-Olympus-OBCU |  | 1/1/14 |  |  | Not Covered Vendor Only - Biomedical | MHHS-Sugarland | [8 empty] | CONTROLLER | Controller | Olympus
NO | NO | [5 empty] | Olympus America | OBCU |  |  | MEMORIAL CITY - DIGESTIVE DISEASE CENTER | MHHS-Mem City |  | Controller |  |  |  | West & Memorial City |  | MEMORIAL CITY - DIGESTIVE DISEASE CENTER | [5 empty] | ENDOSCOPIC EQUIPMENT |  | CONTROLLER-Olympus-OBCU | CONTROLLER | OBCU |  |  |  | Olympus | Controller |  | CONTROLLER-Olympus-OBCU |  |  |  |  | Not Covered Vendor Only - Biomedical | MHHS-Mem City
NO | YES |  |  |  | 017-00200 | 017-00200 | Olympus America | OCS-3 |  |  | MH MG-(SL)-Physicians At Sugar Creek | MHHS-MG |  | Colposcope |  | 017-00200 | 017-00200 | Sugar Land | MHHS-MG | MH MG-(SL)-Physicians At Sugar Creek | Procedure room 3 | 11/1/18 | 11/1/19 |  |  | MICROSCOPES, LIGHT, OPERATING | Colposcope | COLPOSCOPE-Olympus-OCS-3 | COLPOSCOPE | OCS-3 |  |  |  | Olympus | Colposcope |  | COLPOSCOPE-Olympus-OCS-3 |  | 1/1/14 |  |  | Not Covered Vendor Only - Biomedical | MHHS-MG | [8 empty] | COLPOSCOPE | Colposcope | Olympus
NO | YES |  |  |  | 069-36791 |  | Olympus America | OCS-500 |  |  | TMC-Plaza-Cancer Center (Ste 2900) | MHHS-TMC |  | Colposcope |  | 069-36791 |  | TMC | MHHS-TMC | TMC-Plaza-Cancer Center (Ste 2900) | Procedure/Exam 16 | 5/1/17 |  |  | No pm found | MICROSCOPES, LIGHT, LABORATORY |  | COLPOSCOPE-Olympus-OCS500 | COLPOSCOPE | OCS500 |  |  |  | Olympus | Colposcope |  |  | COLPOSCOPE-Olympus-OCS500 | 1/1/14 |  |  | Not Covered Vendor Only - Biomedical | MHHS-TMC
NO | NO | [5 empty] | Olympus America | OEP-3 |  | A701883 | TMC - OR - PEDI OR (2R) | MHHS-TMC |  | Printer, Video |  |  |  | TMC |  | TMC - OR - PEDI OR (2R) | [5 empty] | PRINTERS |  | PRINTERVIDEO-Olympus-OEP-3 | PRINTERVIDEO | OEP-3 |  |  |  | Olympus | Printer, Video |  | PRINTERVIDEO-Olympus-OEP-3 |  |  |  |  | Not Covered Vendor Only - Biomedical | MHHS-TMC
NO | NO | [5 empty] | Olympus America | OEP-3 |  | A701851 | TMC - OR - PEDI OR (2R) | MHHS-TMC |  | Printer, Video |  |  |  | TMC |  | TMC - OR - PEDI OR (2R) | [5 empty] | PRINTERS |  | PRINTERVIDEO-Olympus-OEP-3 | PRINTERVIDEO | OEP-3 |  |  |  | Olympus | Printer, Video |  | PRINTERVIDEO-Olympus-OEP-3 |  |  |  |  | Not Covered Vendor Only - Biomedical | MHHS-TMC
NO | NO | [5 empty] | Olympus America | OEP-3 |  |  | WOODLANDS - OR | MHHS-Woodlands |  | Printer, Video |  |  |  | Woodlands |  | WOODLANDS - OR | [5 empty] | PRINTERS |  | PRINTERVIDEO-Olympus-OEP-3 | PRINTERVIDEO | OEP-3 |  |  |  | Olympus | Printer, Video |  | PRINTERVIDEO-Olympus-OEP-3 |  |  |  |  | Not Covered Vendor Only - Biomedical | MHHS-Woodlands
NO | YES |  |  |  | 129-04635 | 129-04635 | Olympus America | OEP-4 |  | A006137 | MH MG-(SL)-Sugar Land Multi-Specialty (Mp1) | MHHS-MG |  | Printer, Video |  | 129-04635 | 129-04635 | Sugar Land | MHHS-MG | MH MG-(SL)-Sugar Land Multi-Specialty (Mp1) | Procesure room | 10/1/19 |  |  | One time safety | PRINTERS | Printer, Video | PRINTERVIDEO-Olympus-OEP-4 | PRINTERVIDEO | OEP-4 |  |  |  | Olympus | Printer, Video |  | PRINTERVIDEO-Olympus-OEP-4 |  | 9/24/21 |  |  | Not Covered Vendor Only - Biomedical | MHHS-MG | [8 empty] | PRINTERVIDEO | Printer, Video | Olympus
NO | YES |  |  |  | 013-19304 | 013-19304 | Olympus America | OEP-4 |  | a006695 | SW-OR | MHHS-Southwest |  | Printer, Video |  | 013-19304 | 013-19304 | Southwest | MHHS-Southwest | SW-OR | Or 24 |  |  |  | No pm | PRINTERS | Printer, Video | PRINTERVIDEO-Olympus-OEP-4 | PRINTERVIDEO | OEP-4 |  |  |  | Olympus | Printer, Video |  | PRINTERVIDEO-Olympus-OEP-4 |  | 9/24/21 |  |  | Not Covered Vendor Only - Biomedical | MHHS-Southwest | [8 empty] | PRINTERVIDEO | Printer, Video | Olympus
NO | YES |  |  |  | 013-19305 | 013-19305 | Olympus America | OEP-4 |  | A006716 | SW-OR | MHHS-Southwest |  | Printer, Video |  | 013-19305 | 013-19305 | Southwest | MHHS-Southwest | SW-OR | Room 26 - Cysto | 10/1/14 |  |  | One Time Inspection Sticker | PRINTERS | Printer, Video | PRINTERVIDEO-Olympus-OEP-4 | PRINTERVIDEO | OEP-4 |  |  |  | Olympus | Printer, Video |  | PRINTERVIDEO-Olympus-OEP-4 |  | 9/24/21 |  |  | Not Covered Vendor Only - Biomedical | MHHS-Southwest | [8 empty] | PRINTERVIDEO | Printer, Video | Olympus
NO | YES |  |  |  | 013-19306 | 013-19306 | Olympus America | OEP-4 |  | A006732 | SW-OR | MHHS-Southwest |  | Printer, Video |  | 013-19306 | 013-19306 | Southwest | MHHS-Southwest | SW-OR | OR4 | 7/1/14 |  |  |  | PRINTERS | Printer, Video | PRINTERVIDEO-Olympus-OEP-4 | PRINTERVIDEO | OEP-4 |  |  |  | Olympus | Printer, Video |  | PRINTERVIDEO-Olympus-OEP-4 |  | 9/24/21 |  |  | Not Covered Vendor Only - Biomedical | MHHS-Southwest | [8 empty] | PRINTERVIDEO | Printer, Video | Olympus
NO | YES | [5 empty] | Olympus America | OEP-4 |  | a006701 | SW-OR | MHHS-Southwest |  | Printer, Video |  |  |  | Southwest | MHHS-Southwest | SW-OR | OR25 | 10/1/14 |  |  |  | PRINTERS | Printer, Video | PRINTERVIDEO-Olympus-OEP-4 | PRINTERVIDEO | OEP-4 |  |  |  | Olympus | Printer, Video |  | PRINTERVIDEO-Olympus-OEP-4 |  | 9/24/21 |  |  | Not Covered Vendor Only - Biomedical | MHHS-Southwest | [8 empty] | PRINTERVIDEO | Printer, Video | Olympus
NO | YES |  |  |  |  | 013-19094 | Olympus America | OEP-4 |  | A905543 | SW-OR | MHHS-Southwest |  | Printer, Video |  |  | 013-19094 | Southwest | MHHS-Southwest | SW-OR | Room 27 - Cysto | 10/1/14 |  |  | One Time Inspection Sticker | PRINTERS | Printer, Video | PRINTERVIDEO-Olympus-OEP-4 | PRINTERVIDEO | OEP-4 |  |  |  | Olympus | Printer, Video |  | PRINTERVIDEO-Olympus-OEP-4 |  | 9/24/21 |  |  | Not Covered Vendor Only - Biomedical | MHHS-Southwest | [8 empty] | PRINTERVIDEO | Printer, Video | Olympus
NO | YES |  |  |  | 069-20388 | 069-20388 | Olympus America | OEP-4 |  | A107408 | TMC-Hermann-Adult ER (1Hp) | MHHS-TMC |  | Printer, Video |  | 069-20388 | 069-20388 | TMC | MHHS-TMC | TMC-Hermann-Adult ER (1Hp) | Hallway | 5/1/15 |  |  | PM Not Required | PRINTERS | Printer, Video | PRINTERVIDEO-Olympus-OEP-4 | PRINTERVIDEO | OEP-4 |  |  |  | Olympus | Printer, Video |  | PRINTERVIDEO-Olympus-OEP-4 |  | 4/5/18 |  |  | Not Covered Vendor Only - Biomedical | MHHS-TMC | [8 empty] | PRINTERVIDEO | Printer, Video | Olympus
NO | YES |  |  |  | 074-00814 | 074-00814 | Olympus America | OEP-4 |  | A006451 | TMC-OR-CVOR (7Hvi) | MHHS-TMC |  | Printer, Video |  | 074-00814 | 074-00814 | TMC | MHHS-TMC | TMC-OR-CVOR (7Hvi) | Equipment room 7 | 5/1/19 |  |  | PM Not Required | PRINTERS | Printer, Video | PRINTERVIDEO-Olympus-OEP-4 | PRINTERVIDEO | OEP-4 |  |  |  | Olympus | Printer, Video |  | PRINTERVIDEO-Olympus-OEP-4 |  | 4/5/18 |  |  | Not Covered Vendor Only - Biomedical | MHHS-TMC | [8 empty] | PRINTERVIDEO | Printer, Video | Olympus
NO | NO | [5 empty] | Olympus America | OEP-4 |  | A804374 | GH - OR | MHHS-Greater Heights |  | Printer, Video |  |  |  | Central & Greater Heights |  | GH - OR | [5 empty] | PRINTERS |  | PRINTERVIDEO-Olympus-OEP-4 | PRINTERVIDEO | OEP-4 |  |  |  | Olympus | Printer, Video |  | PRINTERVIDEO-Olympus-OEP-4 |  |  |  |  | Not Covered Vendor Only - Biomedical | MHHS-Greater Heights
NO | NO | [5 empty] | Olympus America | OEP-4 |  | A905042 | GH - OR | MHHS-Greater Heights |  | Printer, Video |  |  |  | Central & Greater Heights |  | GH - OR | [5 empty] | PRINTERS |  | PRINTERVIDEO-Olympus-OEP-4 | PRINTERVIDEO | OEP-4 |  |  |  | Olympus | Printer, Video |  | PRINTERVIDEO-Olympus-OEP-4 |  |  |  |  | Not Covered Vendor Only - Biomedical | MHHS-Greater Heights
NO | NO | [5 empty] | Olympus America | OEP-4 |  | A804326 | NE - ENDOSCOPY | MHHS-Northeast |  | Printer, Video |  |  |  | Katy |  | NE - ENDOSCOPY | [5 empty] | PRINTERS |  | PRINTERVIDEO-Olympus-OEP-4 | PRINTERVIDEO | OEP-4 |  |  |  | Olympus | Printer, Video |  | PRINTERVIDEO-Olympus-OEP-4 |  |  |  |  | Not Covered Vendor Only - Biomedical | MHHS-Northeast
NO | NO | [5 empty] | Olympus America | OEP-4 |  | A905570 | NE - ENDOSCOPY | MHHS-Northeast |  | Printer, Video |  |  |  | Katy |  | NE - ENDOSCOPY | [5 empty] | PRINTERS |  | PRINTERVIDEO-Olympus-OEP-4 | PRINTERVIDEO | OEP-4 |  |  |  | Olympus | Printer, Video |  | PRINTERVIDEO-Olympus-OEP-4 |  |  |  |  | Not Covered Vendor Only - Biomedical | MHHS-Northeast
NO | NO |  |  |  | 005-05890 |  | Olympus America | OEP-4 |  | a702056 | SE - OR | MHHS-Southeast |  | Printer, Video |  | 005-05890 |  | Southeast & Bay Area |  | SE - OR | [5 empty] | PRINTERS |  | PRINTERVIDEO-Olympus-OEP-4 | PRINTERVIDEO | OEP-4 |  |  |  | Olympus | Printer, Video |  | PRINTERVIDEO-Olympus-OEP-4 |  |  |  |  | Not Covered Vendor Only - Biomedical | MHHS-Southeast
NO | NO | [5 empty] | Olympus America | OEP-4 |  | A601201 | SW - HVI - OR | MHHS-Southwest |  | Printer, Video |  |  |  | Southwest |  | SW - HVI - OR | [5 empty] | PRINTERS |  | PRINTERVIDEO-Olympus-OEP-4 | PRINTERVIDEO | OEP-4 |  |  |  | Olympus | Printer, Video |  | PRINTERVIDEO-Olympus-OEP-4 |  |  |  |  | Not Covered Vendor Only - Biomedical | MHHS-Southwest
NO | NO | [5 empty] | Olympus America | OEP-4 |  | A904700 | SW - HVI - OR | MHHS-Southwest |  | Printer, Video |  |  |  | Southwest |  | SW - HVI - OR | [5 empty] | PRINTERS |  | PRINTERVIDEO-Olympus-OEP-4 | PRINTERVIDEO | OEP-4 |  |  |  | Olympus | Printer, Video |  | PRINTERVIDEO-Olympus-OEP-4 |  |  |  |  | Not Covered Vendor Only - Biomedical | MHHS-Southwest
NO | NO | [5 empty] | Olympus America | OEP-4 |  | A804521 | SW - HVI - OR | MHHS-Southwest |  | Printer, Video |  |  |  | Southwest |  | SW - HVI - OR | [5 empty] | PRINTERS |  | PRINTERVIDEO-Olympus-OEP-4 | PRINTERVIDEO | OEP-4 |  |  |  | Olympus | Printer, Video |  | PRINTERVIDEO-Olympus-OEP-4 |  |  |  |  | Not Covered Vendor Only - Biomedical | MHHS-Southwest
NO | NO |  |  |  | 013-19295 |  | Olympus America | OEP-4 |  | A006743 | SW - OR | MHHS-Southwest |  | Printer, Video |  | 013-19295 |  | Southwest |  | SW - OR | [5 empty] | PRINTERS |  | PRINTERVIDEO-Olympus-OEP-4 | PRINTERVIDEO | OEP-4 |  |  |  | Olympus | Printer, Video |  | PRINTERVIDEO-Olympus-OEP-4 |  |  |  |  | Not Covered Vendor Only - Biomedical | MHHS-Southwest
NO | NO |  |  |  | 013-20076 |  | Olympus America | OEP-4 |  | A600233 | SW - OR | MHHS-Southwest |  | Printer, Video |  | 013-20076 |  | Southwest |  | SW - OR | [5 empty] | PRINTERS |  | PRINTERVIDEO-Olympus-OEP-4 | PRINTERVIDEO | OEP-4 |  |  |  | Olympus | Printer, Video |  | PRINTERVIDEO-Olympus-OEP-4 |  |  |  |  | Not Covered Vendor Only - Biomedical | MHHS-Southwest
NO | NO | [5 empty] | Olympus America | OEP-4 |  | A905545 | SW - OR | MHHS-Southwest |  | Printer, Video |  |  |  | Southwest |  | SW - OR | [5 empty] | PRINTERS |  | PRINTERVIDEO-Olympus-OEP-4 | PRINTERVIDEO | OEP-4 |  |  |  | Olympus | Printer, Video |  | PRINTERVIDEO-Olympus-OEP-4 |  |  |  |  | Not Covered Vendor Only - Biomedical | MHHS-Southwest
NO | NO | [5 empty] | Olympus America | OEP-4 |  | A006206 | SUGAR LAND - OR | MHHS-Sugarland |  | Printer, Video |  |  |  | Sugar Land |  | SUGAR LAND - OR | [5 empty] | PRINTERS |  | PRINTERVIDEO-Olympus-OEP-4 | PRINTERVIDEO | OEP-4 |  |  |  | Olympus | Printer, Video |  | PRINTERVIDEO-Olympus-OEP-4 |  |  |  |  | Not Covered Vendor Only - Biomedical | MHHS-Sugarland
NO | NO |  |  |  | 129-03350 |  | Olympus America | OEP-4 |  | A803226 | SUGAR LAND - OR | MHHS-Sugarland |  | Printer, Video |  | 129-03350 |  | Sugar Land |  | SUGAR LAND - OR | [5 empty] | PRINTERS |  | PRINTERVIDEO-Olympus-OEP-4 | PRINTERVIDEO | OEP-4 |  |  |  | Olympus | Printer, Video |  | PRINTERVIDEO-Olympus-OEP-4 |  |  |  |  | Not Covered Vendor Only - Biomedical | MHHS-Sugarland
NO | NO | [5 empty] | Olympus America | OEP-4 |  | A107245 | TMC - HERMANN - ADULT ER (1HP) | MHHS-TMC |  | Printer, Video |  |  |  | TMC |  | TMC - HERMANN - ADULT ER (1HP) | [5 empty] | PRINTERS |  | PRINTERVIDEO-Olympus-OEP-4 | PRINTERVIDEO | OEP-4 |  |  |  | Olympus | Printer, Video |  | PRINTERVIDEO-Olympus-OEP-4 |  |  |  |  | Not Covered Vendor Only - Biomedical | MHHS-TMC
NO | NO | [5 empty] | Olympus America | OEP-4 |  | A904773 | WOODLANDS - OR | MHHS-Woodlands |  | Printer, Video |  |  |  | Woodlands |  | WOODLANDS - OR | [5 empty] | PRINTERS |  | PRINTERVIDEO-Olympus-OEP-4 | PRINTERVIDEO | OEP-4 |  |  |  | Olympus | Printer, Video |  | PRINTERVIDEO-Olympus-OEP-4 |  |  |  |  | Not Covered Vendor Only - Biomedical | MHHS-Woodlands
NO | NO | [5 empty] | Olympus America | OEP-4 |  | A702374 | WOODLANDS - OR | MHHS-Woodlands |  | Printer, Video |  |  |  | Woodlands |  | WOODLANDS - OR | [5 empty] | PRINTERS |  | PRINTERVIDEO-Olympus-OEP-4 | PRINTERVIDEO | OEP-4 |  |  |  | Olympus | Printer, Video |  | PRINTERVIDEO-Olympus-OEP-4 |  |  |  |  | Not Covered Vendor Only - Biomedical | MHHS-Woodlands
NO | NO | [5 empty] | Olympus America | OEP-4 |  | A701707 | WOODLANDS - OR | MHHS-Woodlands |  | Printer, Video |  |  |  | Woodlands |  | WOODLANDS - OR | [5 empty] | PRINTERS |  | PRINTERVIDEO-Olympus-OEP-4 | PRINTERVIDEO | OEP-4 |  |  |  | Olympus | Printer, Video |  | PRINTERVIDEO-Olympus-OEP-4 |  |  |  |  | Not Covered Vendor Only - Biomedical | MHHS-Woodlands
NO | NO | [5 empty] | Olympus America | OEP-4 |  | A804676 | WOODLANDS - OR | MHHS-Woodlands |  | Printer, Video |  |  |  | Woodlands |  | WOODLANDS - OR | [5 empty] | PRINTERS |  | PRINTERVIDEO-Olympus-OEP-4 | PRINTERVIDEO | OEP-4 |  |  |  | Olympus | Printer, Video |  | PRINTERVIDEO-Olympus-OEP-4 |  |  |  |  | Not Covered Vendor Only - Biomedical | MHHS-Woodlands
NO | YES |  |  |  | 009-09586 | 009-09586 | Olympus America | OEP-5 |  | A13227 | GH-OR | MHHS-Greater Heights |  | Printer, Video |  | 009-09586 | 009-09586 | Central | MHHS-Greater Heights | GH-OR | Equipment storage | 7/1/17 |  | 7/1/18 |  | PRINTERS | Printer, Video | PRINTERVIDEO-Olympus-OEP-5 | PRINTERVIDEO | OEP-5 |  |  |  | Olympus | Printer, Video |  | PRINTERVIDEO-Olympus-OEP-5 |  | 5/20/16 |  |  | Not Covered Vendor Only - Biomedical | MHHS-Greater Heights | [8 empty] | PRINTERVIDEO | Printer, Video | Olympus
NO | YES |  |  |  | 145-01385 | 145-01385 | Olympus America | OEP-5 |  | A927430 | Pearland-OR | MHHS-Pearland Hospital |  | Printer, Video |  | 145-01385 | 145-01385 | Pearland | MHHS-Pearland Hospital | Pearland-OR | Room 207 storage | 3/1/19 | 3/1/20 |  |  | PRINTERS | Printer, Video | PRINTERVIDEO-Olympus-OEP-5 | PRINTERVIDEO | OEP-5 |  |  |  | Olympus | Printer, Video |  | PRINTERVIDEO-Olympus-OEP-5 |  | 8/1/18 |  |  | Not Covered Vendor Only - Biomedical | MHHS-Pearland Hospital | [8 empty] | PRINTERVIDEO | Printer, Video | Olympus
NO | YES |  |  |  | 005-10751 | 005-10751 | Olympus America | OEP-5 |  | A514996 | SE-OR | MHHS-Southeast |  | Printer, Video |  | 005-10751 | 005-10751 | Southeast | MHHS-Southeast | SE-OR | OR |  |  |  |  | PRINTERS |  | PRINTERVIDEO-Olympus-OEP-5 | PRINTERVIDEO | OEP-5 |  |  |  | Olympus | Printer, Video |  | PRINTERVIDEO-Olympus-OEP-5 |  | 5/1/16 |  |  | Not Covered Vendor Only - Biomedical | MHHS-Southeast
NO | YES |  |  |  | 005-11226 | 005-11226 | Olympus America | OEP-5 |  | A514945 | SE-OR | MHHS-Southeast |  | Printer, Video |  | 005-11226 | 005-11226 | Southeast | MHHS-Southeast | SE-OR | OR |  |  |  |  | PRINTERS |  | PRINTERVIDEO-Olympus-OEP-5 | PRINTERVIDEO | OEP-5 |  |  |  | Olympus | Printer, Video |  | PRINTERVIDEO-Olympus-OEP-5 |  | 5/20/16 |  |  | Not Covered Vendor Only - Biomedical | MHHS-Southeast
NO | YES |  |  |  | 013-38196 | 013-38196 | Olympus America | OEP-5 |  | A211699 | SW-Preop | MHHS-Southwest |  | Printer, Video |  | 013-38196 | 013-38196 | Southwest | MHHS-Southwest | SW-Preop | Rm 3 | 10/1/19 |  | 10/1/20 |  | PRINTERS | Printer, Video | PRINTERVIDEO-Olympus-OEP-5 | PRINTERVIDEO | OEP-5 |  |  |  | Olympus | Printer, Video |  | PRINTERVIDEO-Olympus-OEP-5 |  | 5/20/16 |  |  | Not Covered Vendor Only - Biomedical | MHHS-Southwest | [8 empty] | PRINTERVIDEO | Printer, Video | Olympus
NO | YES |  |  |  | 129-05655 | 129-05655 | Olympus America | OEP-5 |  | A413315 | 3 East | MHHS-Sugarland |  | Printer, Video |  | 129-05655 | 129-05655 | Sugar Land | Memorial Hermann Sugar land Hospital | 3 East | Back hallway |  |  |  |  | PRINTERS | Printer, Video | PRINTERVIDEO-Olympus-OEP-5 | PRINTERVIDEO | OEP-5 |  |  |  | Olympus | Printer, Video |  | PRINTERVIDEO-Olympus-OEP-5 |  | 5/20/16 |  |  | Not Covered Vendor Only - Biomedical | MHHS-Sugarland | [8 empty] | PRINTERVIDEO | Printer, Video | Olympus
NO | YES |  |  |  | 069-42625 | 069-42625 | Olympus America | OEP-5 |  | A625630 | TMC-OR-Pedi OR (2R) | MHHS-TMC |  | Printer, Video |  | 069-42625 | 069-42625 | TMC | MHHS-TMC | TMC-OR-Pedi OR (2R) | S2 401 | 4/1/16 |  |  |  | PRINTERS |  | PRINTERVIDEO-Olympus-OEP-5 | PRINTERVIDEO | OEP-5 |  |  |  | Olympus | Printer, Video |  | PRINTERVIDEO-Olympus-OEP-5 |  | 9/24/21 |  |  | Not Covered Vendor Only - Biomedical | MHHS-TMC
NO | YES |  |  |  | 069-37959 | 069-37959 | Olympus America | OEP-5 |  | A625629 | (null) | MHHS-TMC |  | Printer, Video |  | 069-37959 | 069-37959 | (null) | MHHS-TMC | (null) | (null) |  |  |  | (null) | PRINTERS |  | PRINTERVIDEO-Olympus-OEP-5 | PRINTERVIDEO | OEP-5 |  |  |  | Olympus | Printer, Video |  | PRINTERVIDEO-Olympus-OEP-5 |  | 9/24/21 |  |  | Not Covered Vendor Only - Biomedical | MHHS-TMC
NO | YES |  |  |  | 069-42635 | 069-42635 | Olympus America | OEP-5 |  | A625633 | TMC-OR-Hermann (2Hp) | MHHS-TMC |  | Printer, Video |  | 069-42635 | 069-42635 | TMC | MHHS-TMC | TMC-OR-Hermann (2Hp) | TMC - OR - HERMANN STORAGE | 4/1/16 |  |  |  | PRINTERS | Printer, Video | PRINTERVIDEO-Olympus-OEP-5 | PRINTERVIDEO | OEP-5 |  |  |  | Olympus | Printer, Video |  | PRINTERVIDEO-Olympus-OEP-5 |  | 9/24/21 |  |  | Not Covered Vendor Only - Biomedical | MHHS-TMC | [8 empty] | PRINTERVIDEO | Printer, Video | Olympus
NO | YES |  |  |  | 069-38416 | 069-38416 | Olympus America | OEP-5 |  | A211653 | TMC-OR-Hermann (2Hp) | MHHS-TMC |  | Printer, Video |  | 069-38416 | 069-38416 | TMC | MHHS-TMC | TMC-OR-Hermann (2Hp) | S2 401 storage | 4/1/19 |  |  |  | PRINTERS |  | PRINTERVIDEO-Olympus-OEP-5 | PRINTERVIDEO | OEP-5 |  |  |  | Olympus | Printer, Video |  | PRINTERVIDEO-Olympus-OEP-5 |  | 9/24/21 |  |  | Not Covered Vendor Only - Biomedical | MHHS-TMC
NO | YES |  |  |  | 069-38426 | 069-38426 | Olympus America | OEP-5 |  | A211652 | TMC-OR-Pedi OR (2R) | MHHS-TMC |  | Printer, Video |  | 069-38426 | 069-38426 | TMC | MHHS-TMC | TMC-OR-Pedi OR (2R) | S2 401 | 4/1/19 |  |  |  | PRINTERS |  | PRINTERVIDEO-Olympus-OEP-5 | PRINTERVIDEO | OEP-5 |  |  |  | Olympus | Printer, Video |  | PRINTERVIDEO-Olympus-OEP-5 |  | 9/24/21 |  |  | Not Covered Vendor Only - Biomedical | MHHS-TMC
NO | YES |  |  |  | 069-36790 | 069-36790 | Olympus America | OEP-5 |  | A100164 | TMC-Plaza-Cancer Center (Ste 2900) | MHHS-TMC |  | Printer, Video |  | 069-36790 | 069-36790 | TMC | MHHS-TMC | TMC-Plaza-Cancer Center (Ste 2900) | Procedure/Exam 16 | 5/1/17 |  |  |  | PRINTERS |  | PRINTERVIDEO-Olympus-OEP-5 | PRINTERVIDEO | OEP-5 |  |  |  | Olympus | Printer, Video |  | PRINTERVIDEO-Olympus-OEP-5 |  | 9/24/21 |  |  | Not Covered Vendor Only - Biomedical | MHHS-TMC
NO | YES |  |  |  | 029-09385 | 029-09385 | Olympus America | OEP-5 |  | A412987 | Woodlands-OR | MHHS-Woodlands |  | Printer, Video |  | 029-09385 | 029-09385 | Woodlands | MHHS-Woodlands | Woodlands-OR | OR 8 | 10/1/19 |  | 10/1/20 |  | PRINTERS | Printer, Video | PRINTERVIDEO-Olympus-OEP-5 | PRINTERVIDEO | OEP-5 |  |  |  | Olympus | Printer, Video |  | PRINTERVIDEO-Olympus-OEP-5 |  | 5/20/16 |  |  | Not Covered Vendor Only - Biomedical | MHHS-Woodlands | [8 empty] | PRINTERVIDEO | Printer, Video | Olympus
NO | YES |  |  |  | 029-32099 | 029-32099 | Olympus America | OEP-5 |  | A827121 | Woodlands-OR | MHHS-Woodlands |  | Printer, Video |  | 029-32099 | 029-32099 | Woodlands | MHHS-Woodlands | Woodlands-OR |  | 10/1/18 |  |  | ?AuOne-Time Inspection?Au sticker | PRINTERS | Printer, Video | PRINTERVIDEO-Olympus-OEP-5 | PRINTERVIDEO | OEP-5 |  |  |  | Olympus | Printer, Video |  | PRINTERVIDEO-Olympus-OEP-5 |  | 5/20/16 |  |  | Not Covered Vendor Only - Biomedical | MHHS-Woodlands | [8 empty] | PRINTERVIDEO | Printer, Video | Olympus
NO | YES |  |  |  | 029-32192 | 029-32192 | Olympus America | OEP-5 |  | A827138 | Woodlands-OR | MHHS-Woodlands |  | Printer, Video |  | 029-32192 | 029-32192 | Woodlands | MHHS-Woodlands | Woodlands-OR | Equipment Storage | 10/1/18 |  |  | ?AuOne time inspection?Au sticker | PRINTERS | Printer, Video | PRINTERVIDEO-Olympus-OEP-5 | PRINTERVIDEO | OEP-5 |  |  |  | Olympus | Printer, Video |  | PRINTERVIDEO-Olympus-OEP-5 |  | 5/20/16 |  |  | Not Covered Vendor Only - Biomedical | MHHS-Woodlands | [8 empty] | PRINTERVIDEO | Printer, Video | Olympus
NO | NO |  |  |  | 005-10746 |  | Olympus America | OEP-5 |  | A515011 | SE - OR | MHHS-Southeast |  | Printer, Video |  | 005-10746 |  | Southeast & Bay Area |  | SE - OR | [5 empty] | PRINTERS |  | PRINTERVIDEO-Olympus-OEP-5 | PRINTERVIDEO | OEP-5 |  |  |  | Olympus | Printer, Video |  | PRINTERVIDEO-Olympus-OEP-5 |  |  |  |  | Not Covered Vendor Only - Biomedical | MHHS-Southeast
NO | NO |  |  |  | 241-02324 |  | Olympus America | OEP-5 |  | A211578 | TIRR - UROLOGY/SPEC PROC (17) | MHHS-TIRR |  | Printer, Video |  | 241-02324 |  | TMC |  | TIRR - UROLOGY/SPEC PROC (17) | [5 empty] | PRINTERS |  | PRINTERVIDEO-Olympus-OEP-5 | PRINTERVIDEO | OEP-5 |  |  |  | Olympus | Printer, Video |  | PRINTERVIDEO-Olympus-OEP-5 |  |  |  |  | Not Covered Vendor Only - Biomedical | MHHS-TIRR
NO | NO |  |  |  | 029-32107 |  | Olympus America | OEP-5 |  | A827134 | WOODLANDS - OR | MHHS-Woodlands |  | Printer, Video |  | 029-32107 |  | Woodlands |  | WOODLANDS - OR | [5 empty] | PRINTERS |  | PRINTERVIDEO-Olympus-OEP-5 | PRINTERVIDEO | OEP-5 |  |  |  | Olympus | Printer, Video |  | PRINTERVIDEO-Olympus-OEP-5 |  |  |  |  | Not Covered Vendor Only - Biomedical | MHHS-Woodlands
NO | YES |  |  |  | 145-00548 | 145-00548 | Olympus America | OER-PRO |  |  | Pearland-OR | MHHS-Pearland Hospital |  | Washer, Endoscope |  | 145-00548 | 145-00548 | Pearland | MHHS-Pearland Hospital | Pearland-OR | Scope Processing | 6/1/17 | 10/1/18 |  |  | STERILIZING UNITS, STEAM, TABLETOP | Washer, Endoscope | WASHERENDOSCOPE-Olympus-OER-Pro | WASHERENDOSCOPE | OER-Pro |  |  |  | Olympus | Washer, Endoscope |  | WASHERENDOSCOPE-Olympus-OER-Pro |  | 8/1/18 |  | WE-A | Not Covered Vendor Only - Biomedical | MHHS-Pearland Hospital | [8 empty] | WASHERENDOSCOPE | Washer, Endoscope | Olympus
NO | YES | [5 empty] | Olympus America | OEV-191H |  |  | Woodlands-Endoscopy | MHHS-Woodlands |  | Monitor, Video |  |  |  | Woodlands | MHHS-Woodlands | Woodlands-Endoscopy | Rm 1 | 11/1/19 |  | 11/1/20 |  | MONITORS, VIDEO | Monitor, Video | MONITORVIDEO-Olympus-OEV191H | MONITORVIDEO | OEV191H |  |  |  | Olympus | Monitor, Video |  |  | MONITORVIDEO-Olympus-OEV191H | 8/1/18 |  |  | Not Covered Vendor Only - Biomedical | MHHS-Woodlands | [8 empty] | MONITORVIDEO | Monitor, Video | Olympus
NO | YES |  |  |  | 009-09511 | 009-09511 | Olympus America | OEV-261H |  |  | GH-OR | MHHS-Greater Heights |  | Monitor, Video |  | 009-09511 | 009-09511 | Central | MHHS-Greater Heights | GH-OR | Hallways | 6/1/19 |  | 6/1/20 |  | MONITORS, VIDEO | Monitor, Video | MONITORVIDEO-Olympus-OEV261H | MONITORVIDEO | OEV261H |  |  |  | Olympus | Monitor, Video |  |  | MONITORVIDEO-Olympus-OEV261H | 8/1/18 |  |  | Not Covered Vendor Only - Biomedical | MHHS-Greater Heights | [8 empty] | MONITORVIDEO | Monitor, Video | Olympus
NO | YES |  |  |  | 009-09516 | 009-09516 | Olympus America | OEV-261H |  |  | GH-OR | MHHS-Greater Heights |  | Monitor, Video |  | 009-09516 | 009-09516 | Central | MHHS-Greater Heights | GH-OR | Hallways | 6/1/19 |  | 6/1/20 |  | MONITORS, VIDEO | Monitor, Video | MONITORVIDEO-Olympus-OEV261H | MONITORVIDEO | OEV261H |  |  |  | Olympus | Monitor, Video |  |  | MONITORVIDEO-Olympus-OEV261H | 8/1/18 |  |  | Not Covered Vendor Only - Biomedical | MHHS-Greater Heights | [8 empty] | MONITORVIDEO | Monitor, Video | Olympus
NO | YES |  |  |  | 009-09591 | 009-09591 | Olympus America | OEV-261H |  |  | GH-OR | MHHS-Greater Heights |  | Monitor, Video |  | 009-09591 | 009-09591 | Central | MHHS-Greater Heights | GH-OR | Hallways | 6/1/19 |  | 6/1/20 |  | MONITORS, VIDEO | Monitor, Video | MONITORVIDEO-Olympus-OEV261H | MONITORVIDEO | OEV261H |  |  |  | Olympus | Monitor, Video |  |  | MONITORVIDEO-Olympus-OEV261H | 8/1/18 |  |  | Not Covered Vendor Only - Biomedical | MHHS-Greater Heights | [8 empty] | MONITORVIDEO | Monitor, Video | Olympus
NO | YES |  |  |  | 069-38413 | 069-38413 | Olympus America | OEV-261H |  |  | TMC-OR-Pedi OR (2R) | MHHS-TMC |  | Monitor, Video |  | 069-38413 | 069-38413 | TMC | MHHS-TMC | TMC-OR-Pedi OR (2R) | S2 401 | 4/1/19 |  |  |  | MONITORS, VIDEO |  | MONITORVIDEO-Olympus-OEV261H | MONITORVIDEO | OEV261H |  |  |  | Olympus | Monitor, Video |  |  | MONITORVIDEO-Olympus-OEV261H | 8/1/18 |  |  | Not Covered Vendor Only - Biomedical | MHHS-TMC
NO | YES |  |  |  | 069-38423 | 069-38423 | Olympus America | OEV-261H |  |  | TMC-OR-Pedi OR (2R) | MHHS-TMC |  | Monitor, Video |  | 069-38423 | 069-38423 | TMC | MHHS-TMC | TMC-OR-Pedi OR (2R) | S2 401 | 4/1/19 |  |  |  | MONITORS, VIDEO |  | MONITORVIDEO-Olympus-OEV261H | MONITORVIDEO | OEV261H |  |  |  | Olympus | Monitor, Video |  |  | MONITORVIDEO-Olympus-OEV261H | 8/1/18 |  |  | Not Covered Vendor Only - Biomedical | MHHS-TMC
NO | YES |  |  |  | 029-09459 | 029-09459 | Olympus America | OEV-261H |  |  | Woodlands-Endoscopy | MHHS-Woodlands |  | Monitor, Video |  | 029-09459 | 029-09459 | Woodland | MHHS-Woodlands | Woodlands-Endoscopy | Room 1 | 11/1/19 |  | 11/1/20 |  | MONITORS, VIDEO | Monitor, Video | MONITORVIDEO-Olympus-OEV261H | MONITORVIDEO | OEV261H |  |  |  | Olympus | Monitor, Video |  |  | MONITORVIDEO-Olympus-OEV261H | 8/1/18 |  |  | Not Covered Vendor Only - Biomedical | MHHS-Woodlands | [8 empty] | MONITORVIDEO | Monitor, Video | Olympus
NO | NO |  |  |  | 241-02319 |  | Olympus America | OEV-261H |  |  | TIRR - UROLOGY/SPEC PROC (17) | MHHS-TIRR |  | Monitor, Video |  | 241-02319 |  | TMC |  | TIRR - UROLOGY/SPEC PROC (17) | [5 empty] | MONITORS, VIDEO |  | MONITORVIDEO-Olympus-OEV261H | MONITORVIDEO | OEV261H |  |  |  | Olympus | Monitor, Video |  |  | MONITORVIDEO-Olympus-OEV261H |  |  |  | Not Covered Vendor Only - Biomedical | MHHS-TIRR
NO | NO |  |  |  | 069-38428 |  | Olympus America | OEV-261H |  |  | TMC - OR - MOBILE EQUIP | MHHS-TMC |  | Monitor, Video |  | 069-38428 |  | TMC |  | TMC - OR - MOBILE EQUIP | [5 empty] | MONITORS, VIDEO |  | MONITORVIDEO-Olympus-OEV261H | MONITORVIDEO | OEV261H |  |  |  | Olympus | Monitor, Video |  |  | MONITORVIDEO-Olympus-OEV261H |  |  |  | Not Covered Vendor Only - Biomedical | MHHS-TMC
NO | NO |  |  |  | 029-09463 |  | Olympus America | OEV-261H |  |  | WOODLANDS - ENDOSCOPY | MHHS-Woodlands |  | Monitor, Video |  | 029-09463 |  | Woodlands |  | WOODLANDS - ENDOSCOPY | [5 empty] | MONITORS, VIDEO |  | MONITORVIDEO-Olympus-OEV261H | MONITORVIDEO | OEV261H |  |  |  | Olympus | Monitor, Video |  |  | MONITORVIDEO-Olympus-OEV261H |  |  |  | Not Covered Vendor Only - Biomedical | MHHS-Woodlands
NO | NO |  |  |  | 029-09381 |  | Olympus America | OEV-261H |  |  | WOODLANDS - OR | MHHS-Woodlands |  | Monitor, Video |  | 029-09381 |  | Woodlands |  | WOODLANDS - OR | [5 empty] | MONITORS, VIDEO |  | MONITORVIDEO-Olympus-OEV261H | MONITORVIDEO | OEV261H |  |  |  | Olympus | Monitor, Video |  |  | MONITORVIDEO-Olympus-OEV261H |  |  |  | Not Covered Vendor Only - Biomedical | MHHS-Woodlands
NO | YES |  |  |  | 151-01323 | 151-01323 | Olympus America | OEV-262H |  |  | CY-Endoscopy | MHHS-Cypress |  | Monitor, Video |  | 151-01323 | 151-01323 | Northwest | MHHS-Cypress | CY-Endoscopy | M3 115 | 2/1/19 | 2/1/20 |  |  | MONITORS, VIDEO | Monitor, Video | MONITORVIDEO-Olympus-OEV262H | MONITORVIDEO | OEV262H |  |  |  | Olympus | Monitor, Video |  |  | MONITORVIDEO-Olympus-OEV262H | 4/15/17 |  |  | Covered PM Repair - Biomedical | MHHS-Cypress | [8 empty] | MONITORVIDEO | Monitor, Video | Olympus
NO | YES |  |  |  | 151-02616 | 151-02616 | Olympus America | OEV-262H |  |  | CY-Endoscopy | MHHS-Cypress |  | Monitor, Video |  | 151-02616 | 151-02616 | Northwest | MHHS-Cypress | CY-Endoscopy | M3 115 | 2/1/19 | 2/1/20 |  |  | MONITORS, VIDEO | Monitor, Video | MONITORVIDEO-Olympus-OEV262H | MONITORVIDEO | OEV262H |  |  |  | Olympus | Monitor, Video |  |  | MONITORVIDEO-Olympus-OEV262H | 4/15/17 |  |  | Covered PM Repair - Biomedical | MHHS-Cypress | [8 empty] | MONITORVIDEO | Monitor, Video | Olympus
NO | YES |  |  |  | 041-32080 | 041-32080 | Olympus America | OEV-262H |  |  | MEMORIAL CITY - MICU | MHHS-Mem City |  | Monitor, Video |  | 041-32080 | 041-32080 | West | Memorial Hermann - Memorial City | MEMORIAL CITY - MICU | Central Supply |  |  |  |  | MONITORS, VIDEO |  | MONITORVIDEO-Olympus-OEV262H | MONITORVIDEO | OEV262H |  |  |  | Olympus | Monitor, Video |  |  | MONITORVIDEO-Olympus-OEV262H |  |  |  | Not Covered Vendor Only - Biomedical | MHHS-Mem City
NO | YES |  |  |  | 000-03908 | 000-03908 | Olympus America | OEV-262H |  |  | MH MG-(SL)-Sugar Land Multi-Specialty (Mp1) | MHHS-MG |  | Monitor, Video |  | 000-03908 | 000-03908 | Sugar Land | MHHS-MG | MH MG-(SL)-Sugar Land Multi-Specialty (Mp1) | Hall |  |  |  |  | MONITORS, VIDEO | Monitor, Video | MONITORVIDEO-Olympus-OEV262H | MONITORVIDEO | OEV262H |  |  |  | Olympus | Monitor, Video |  |  | MONITORVIDEO-Olympus-OEV262H | 4/15/17 |  |  | Covered PM Repair - Biomedical | MHHS-MG | [8 empty] | MONITORVIDEO | Monitor, Video | Olympus
NO | YES |  |  |  | 145-00138 | 145-00138 | Olympus America | OEV-262H |  |  | Pearland-Endoscopy | MHHS-Pearland Hospital |  | Monitor, Video |  | 145-00138 | 145-00138 | Pearland | MHHS-Pearland Hospital | Pearland-Endoscopy | Endo equipment storage | 6/1/19 | 6/1/20 |  |  | MONITORS, VIDEO | Monitor, Video | MONITORVIDEO-Olympus-OEV262H | MONITORVIDEO | OEV262H |  |  |  | Olympus | Monitor, Video |  |  | MONITORVIDEO-Olympus-OEV262H | 4/19/17 |  |  | Covered PM Repair - Biomedical | MHHS-Pearland Hospital | [8 empty] | MONITORVIDEO | Monitor, Video | Olympus
NO | YES |  |  |  | 005-08904 | 005-08904 | Olympus America | OEV-262H |  |  | SE-Esophageal Disease Center | MHHS-Southeast |  | Monitor, Video |  | 005-08904 | 005-08904 | Southeast | MHHS-Southeast | SE-Esophageal Disease Center | Procedure 5 |  |  |  |  | MONITORS, VIDEO |  | MONITORVIDEO-Olympus-OEV262H | MONITORVIDEO | OEV262H |  |  |  | Olympus | Monitor, Video |  |  | MONITORVIDEO-Olympus-OEV262H | 1/1/21 |  |  | Not Covered Vendor Only - Biomedical | MHHS-Southeast
NO | YES |  |  |  | 005-10344 | 005-10344 | Olympus America | OEV-262H |  |  | SE-Esophageal Disease Center | MHHS-Southeast |  | Monitor, Video |  | 005-10344 | 005-10344 | Southeast | MHHS-Southeast | SE-Esophageal Disease Center | Endo procesure 1 | 1/1/19 |  |  |  | MONITORS, VIDEO |  | MONITORVIDEO-Olympus-OEV262H | MONITORVIDEO | OEV262H |  |  |  | Olympus | Monitor, Video |  |  | MONITORVIDEO-Olympus-OEV262H | 1/1/21 |  |  | Not Covered Vendor Only - Biomedical | MHHS-Southeast
NO | YES |  |  |  | 005-10351 | 005-10351 | Olympus America | OEV-262H |  |  | SE-Esophageal Disease Center | MHHS-Southeast |  | Monitor, Video |  | 005-10351 | 005-10351 | Southeast | MHHS-Southeast | SE-Esophageal Disease Center |  | 1/1/19 |  |  |  | MONITORS, VIDEO |  | MONITORVIDEO-Olympus-OEV262H | MONITORVIDEO | OEV262H |  |  |  | Olympus | Monitor, Video |  |  | MONITORVIDEO-Olympus-OEV262H | 1/1/21 |  |  | Not Covered Vendor Only - Biomedical | MHHS-Southeast
NO | YES | Asset Tag 005-10277 |  |  | 005-10277 | 005-10277 | Olympus America | OEV-262H |  |  | (null) | MHHS-Southeast |  | Monitor, Video |  | 005-10277 | 005-10277 | (null) | MHHS-Southeast | (null) | (null) |  |  |  | (null) | MONITORS, VIDEO |  | MONITORVIDEO-Olympus-OEV262H | MONITORVIDEO | OEV262H |  |  |  | Olympus | Monitor, Video |  |  | MONITORVIDEO-Olympus-OEV262H | 1/1/21 |  |  | Not Covered Vendor Only - Biomedical | MHHS-Southeast
NO | YES |  |  |  | 005-10722 | 005-10722 | Olympus America | OEV-262H |  |  | SE-OR | MHHS-Southeast |  | Monitor, Video |  | 005-10722 | 005-10722 | Southeast | MHHS-Southeast | SE-OR | Cysto | 1/1/20 |  | 1/1/21 |  | MONITORS, VIDEO |  | MONITORVIDEO-Olympus-OEV262H | MONITORVIDEO | OEV262H |  |  |  | Olympus | Monitor, Video |  |  | MONITORVIDEO-Olympus-OEV262H | 1/1/21 |  |  | Not Covered Vendor Only - Biomedical | MHHS-Southeast
NO | YES |  |  |  | 005-10742 | 005-10742 | Olympus America | OEV-262H |  |  | SE-OR | MHHS-Southeast |  | Monitor, Video |  | 005-10742 | 005-10742 | Southeast | MHHS-Southeast | SE-OR | OR | 4/1/19 |  | 4/1/20 |  | MONITORS, VIDEO |  | MONITORVIDEO-Olympus-OEV262H | MONITORVIDEO | OEV262H |  |  |  | Olympus | Monitor, Video |  |  | MONITORVIDEO-Olympus-OEV262H | 1/1/21 |  |  | Not Covered Vendor Only - Biomedical | MHHS-Southeast
NO | YES |  |  |  | 005-10747 | 005-10747 | Olympus America | OEV-262H |  |  | SE-OR | MHHS-Southeast |  | Monitor, Video |  | 005-10747 | 005-10747 | Southeast | MHHS-Southeast | SE-OR | OR | 4/1/19 |  | 4/1/20 | (null) | MONITORS, VIDEO |  | MONITORVIDEO-Olympus-OEV262H | MONITORVIDEO | OEV262H |  |  |  | Olympus | Monitor, Video |  |  | MONITORVIDEO-Olympus-OEV262H | 1/1/21 |  |  | Not Covered Vendor Only - Biomedical | MHHS-Southeast
NO | YES |  |  |  | 005-11217 | 005-11217 | Olympus America | OEV-262H |  |  | SE - Storage 4th | MHHS-Southeast |  | Monitor, Video |  | 005-11217 | 005-11217 | Southeast | Memorial Hermann Southeast Hospital | SE - Storage 4th | Storage |  |  |  |  | MONITORS, VIDEO |  | MONITORVIDEO-Olympus-OEV262H | MONITORVIDEO | OEV262H |  |  |  | Olympus | Monitor, Video |  |  | MONITORVIDEO-Olympus-OEV262H | 1/1/21 |  |  | Not Covered Vendor Only - Biomedical | MHHS-Southeast
NO | YES |  |  |  | 005-11219 | 005-11219 | Olympus America | OEV-262H |  |  | SE-OR | MHHS-Southeast |  | Monitor, Video |  | 005-11219 | 005-11219 | Southeast | MHHS-Southeast | SE-OR | OR | 3/1/19 |  | 3/1/20 |  | MONITORS, VIDEO |  | MONITORVIDEO-Olympus-OEV262H | MONITORVIDEO | OEV262H |  |  |  | Olympus | Monitor, Video |  |  | MONITORVIDEO-Olympus-OEV262H | 1/1/21 |  |  | Not Covered Vendor Only - Biomedical | MHHS-Southeast
NO | YES |  |  |  | 129-06900 | 129-06900 | Olympus America | OEV-262H |  |  | Sugar Land-Endoscopy | MHHS-Sugarland |  | Monitor, Video |  | 129-06900 | 129-06900 | Sugar Land | MHHS-Sugarland | Sugar Land-Endoscopy | Procedure Room 2 | 8/1/19 |  |  |  | MONITORS, VIDEO | Monitor, Video | MONITORVIDEO-Olympus-OEV262H | MONITORVIDEO | OEV262H |  |  |  | Olympus | Monitor, Video |  |  | MONITORVIDEO-Olympus-OEV262H | 1/1/21 |  |  | Not Covered Vendor Only - Biomedical | MHHS-Sugarland | [8 empty] | MONITORVIDEO | Monitor, Video | Olympus
NO | YES |  |  |  | 129-07006 | 129-07006 | Olympus America | OEV-262H |  |  | Sugar Land-Endoscopy | MHHS-Sugarland |  | Monitor, Video |  | 129-07006 | 129-07006 | Sugar Land | MHHS-Sugarland | Sugar Land-Endoscopy |  | 8/1/18 | 8/1/19 |  |  | MONITORS, VIDEO | Monitor, Video | MONITORVIDEO-Olympus-OEV262H | MONITORVIDEO | OEV262H |  |  |  | Olympus | Monitor, Video |  |  | MONITORVIDEO-Olympus-OEV262H | 1/1/21 |  |  | Not Covered Vendor Only - Biomedical | MHHS-Sugarland | [8 empty] | MONITORVIDEO | Monitor, Video | Olympus
NO | YES |  |  |  | 129-07493 | 129-07493 | Olympus America | OEV-262H |  |  | Sugar Land-Endoscopy | MHHS-Sugarland |  | Monitor, Video |  | 129-07493 | 129-07493 | Sugar Land | MHHS-Sugarland | Sugar Land-Endoscopy | Endoscopy | 5/1/19 |  | 3/1/20 |  | MONITORS, VIDEO | Monitor, Video | MONITORVIDEO-Olympus-OEV262H | MONITORVIDEO | OEV262H |  |  |  | Olympus | Monitor, Video |  |  | MONITORVIDEO-Olympus-OEV262H | 4/15/17 |  |  | Covered PM Repair - Biomedical | MHHS-Sugarland | [8 empty] | MONITORVIDEO | Monitor, Video | Olympus
NO | YES |  |  |  | 069-42254 | 069-42254 | Olympus America | OEV-262H |  |  | TMC-OR-Hermann (2Hp) | MHHS-TMC |  | Monitor, Video |  | 069-42254 | 069-42254 | TMC | MHHS-TMC | TMC-OR-Hermann (2Hp) | Hall | 4/1/19 |  |  |  | MONITORS, VIDEO |  | MONITORVIDEO-Olympus-OEV262H | MONITORVIDEO | OEV262H |  |  |  | Olympus | Monitor, Video |  |  | MONITORVIDEO-Olympus-OEV262H | 8/1/18 |  |  | Not Covered Vendor Only - Biomedical | MHHS-TMC
NO | YES |  |  |  | 069-42626 | 069-42626 | Olympus America | OEV-262H |  |  | TMC-Sarofim 2-OR | MHHS-TMC |  | Monitor, Video |  | 069-42626 | 069-42626 | TMC | MHHS-TMC | TMC-Sarofim 2-OR | Stryker towers S2401 |  |  |  |  | MONITORS, VIDEO |  | MONITORVIDEO-Olympus-OEV262H | MONITORVIDEO | OEV262H |  |  |  | Olympus | Monitor, Video |  |  | MONITORVIDEO-Olympus-OEV262H | 8/1/18 |  |  | Not Covered Vendor Only - Biomedical | MHHS-TMC
NO | YES |  |  |  | 069-42631 | 069-42631 | Olympus America | OEV-262H |  |  | TMC-OR-Hermann (2Hp) | MHHS-TMC |  | Monitor, Video |  | 069-42631 | 069-42631 | TMC | MHHS-TMC | TMC-OR-Hermann (2Hp) | TMC - OR - HERMANN STORAGE |  |  | 3/1/20 |  | MONITORS, VIDEO | Monitor, Video | MONITORVIDEO-Olympus-OEV262H | MONITORVIDEO | OEV262H |  |  |  | Olympus | Monitor, Video |  |  | MONITORVIDEO-Olympus-OEV262H | 3/1/17 |  |  | Covered PM Repair - Biomedical | MHHS-TMC | [8 empty] | MONITORVIDEO | Monitor, Video | Olympus
NO | YES |  |  |  | 069-41685 | 069-41685 | Olympus America | OEV-262H |  |  | TMC-Respiratory-Adult | MHHS-TMC |  | Monitor, Video |  | 069-41685 | 069-41685 | TMC | MHHS-TMC | TMC-Respiratory-Adult |  | 1/8/19 |  |  |  | MONITORS, VIDEO |  | MONITORVIDEO-Olympus-OEV262H | MONITORVIDEO | OEV262H |  |  |  | Olympus | Monitor, Video |  |  | MONITORVIDEO-Olympus-OEV262H |  | Verified 3/30/2020 4:07pm (Central) |  | Covered PM Repair - Biomedical | MHHS-TMC
NO | NO |  |  |  | 005-10297 |  | Olympus America | OEV-262H |  |  | SE - RESPIRATORY | MHHS-Southeast |  | Monitor, Video |  | 005-10297 |  | Southeast & Bay Area |  | SE - RESPIRATORY | [5 empty] | MONITORS, VIDEO |  | MONITORVIDEO-Olympus-OEV262H | MONITORVIDEO | OEV262H |  |  |  | Olympus | Monitor, Video |  |  | MONITORVIDEO-Olympus-OEV262H |  |  |  | Not Covered Vendor Only - Biomedical | MHHS-Southeast
NO | NO |  |  |  | 069-40508 |  | Olympus America | OEV-262H |  |  | TMC - GI/ENDO - ADULT (1J) | MHHS-TMC |  | Monitor, Video |  | 069-40508 |  | TMC |  | TMC - GI/ENDO - ADULT (1J) | [5 empty] | MONITORS, VIDEO |  | MONITORVIDEO-Olympus-OEV262H | MONITORVIDEO | OEV262H |  |  |  | Olympus | Monitor, Video |  |  | MONITORVIDEO-Olympus-OEV262H |  |  |  | Not Covered Vendor Only - Biomedical | MHHS-TMC
NO | NO | [5 empty] | Olympus America | OEV-262H |  |  | TMC - RESPIRATORY - ADULT | MHHS-TMC |  | Monitor, Video |  |  |  | TMC |  | TMC - RESPIRATORY - ADULT | [5 empty] | MONITORS, VIDEO |  | MONITORVIDEO-Olympus-OEV262H | MONITORVIDEO | OEV262H |  |  |  | Olympus | Monitor, Video |  |  | MONITORVIDEO-Olympus-OEV262H |  |  |  | Not Covered Vendor Only - Biomedical | MHHS-TMC
NO | NO |  |  |  | 029-09467 |  | Olympus America | OEV-262H |  |  | WOODLANDS - ENDOSCOPY | MHHS-Woodlands |  | Monitor, Video |  | 029-09467 |  | Woodlands |  | WOODLANDS - ENDOSCOPY | [5 empty] | MONITORS, VIDEO |  | MONITORVIDEO-Olympus-OEV262H | MONITORVIDEO | OEV262H |  |  |  | Olympus | Monitor, Video |  |  | MONITORVIDEO-Olympus-OEV262H |  |  |  | Covered PM Repair - Biomedical | MHHS-Woodlands
NO | NO |  |  |  | 029-10083 |  | Olympus America | OEV-262H |  |  | WOODLANDS - ENDOSCOPY | MHHS-Woodlands |  | Monitor, Video |  | 029-10083 |  | Woodlands |  | WOODLANDS - ENDOSCOPY | [5 empty] | MONITORS, VIDEO |  | MONITORVIDEO-Olympus-OEV262H | MONITORVIDEO | OEV262H |  |  |  | Olympus | Monitor, Video |  |  | MONITORVIDEO-Olympus-OEV262H |  |  |  | Covered PM Repair - Biomedical | MHHS-Woodlands
NO | YES | Asset Tag 013-38194 |  |  | 013-38194 | 013-38194 | Olympus America | OEV261H |  |  | SW-Preop | MHHS-Southwest |  | Monitor, Video |  | 013-38194 | 013-38194 | Southwest | MHHS-Southwest | SW-Preop | Rm 3 |  |  |  |  | ENDOSCOPIC EQUIPMENT | Monitor, Video | MONITORVIDEO-Olympus-OEV261H | MONITORVIDEO | OEV261H |  |  |  | Olympus | Monitor, Video |  | MONITORVIDEO-Olympus-OEV261H |  | 8/1/18 |  |  | Not Covered Vendor Only - Biomedical | MHHS-Southwest | [8 empty] | MONITORVIDEO | Monitor, Video | Olympus
NO | YES |  |  |  | 133-31088 | 133-31088 | Olympus America | OEV262H |  |  | Katy-Endoscopy | MHHS-Katy |  | Monitor, Video |  | 133-31088 | 133-31088 | Katy | MHHS-Katy | Katy-Endoscopy | PACU BAY 6 | 8/1/19 |  |  |  | MONITORS, VIDEO | Monitor, Video | MONITORVIDEO-Olympus-OEV262H | MONITORVIDEO | OEV262H |  |  |  | Olympus | Monitor, Video |  | MONITORVIDEO-Olympus-OEV262H |  | 8/1/18 |  |  | Not Covered Vendor Only - Biomedical | MHHS-Katy | [8 empty] | MONITORVIDEO | Monitor, Video | Olympus
NO | YES |  |  |  | 005-33887 | 005-33887 | Olympus America | OEV262H |  |  | SE-OR | MHHS-Southeast |  | Monitor, Video |  | 005-33887 | 005-33887 | Southeast | MHHS-Southeast | SE-OR | OR | 4/1/19 |  | 4/1/20 |  | MONITORS, VIDEO |  | MONITORVIDEO-Olympus-OEV262H | MONITORVIDEO | OEV262H |  |  |  | Olympus | Monitor, Video |  | MONITORVIDEO-Olympus-OEV262H |  | 8/1/18 |  |  | Not Covered Vendor Only - Biomedical | MHHS-Southeast
NO | YES |  |  |  | 129-31074 | 129-31074 | Olympus America | OEV262H |  |  | Sugar Land-Endoscopy | MHHS-Sugarland |  | Monitor, Video |  | 129-31074 | 129-31074 | Sugar Land | MHHS-Sugarland | Sugar Land-Endoscopy | Respiratory clean supply | 2/1/19 |  |  | No pm sticker | MONITORS, VIDEO | Monitor, Video | MONITORVIDEO-Olympus-OEV262H | MONITORVIDEO | OEV262H |  |  |  | Olympus | Monitor, Video |  | MONITORVIDEO-Olympus-OEV262H |  | 8/1/18 |  |  | Not Covered Vendor Only - Biomedical | MHHS-Sugarland | [8 empty] | MONITORVIDEO | Monitor, Video | Olympus
NO | NO |  |  |  | 069-42403 |  | Olympus America | OEV262H |  |  | TMC - RESPIRATORY - PULMONARY LAB | MHHS-TMC |  | Monitor, Video |  | 069-42403 |  | TMC |  | TMC - RESPIRATORY - PULMONARY LAB | [5 empty] | MONITORS, VIDEO |  | MONITORVIDEO-Olympus-OEV262H | MONITORVIDEO | OEV262H |  |  |  | Olympus | Monitor, Video |  | MONITORVIDEO-Olympus-OEV262H |  |  |  |  | Not Covered Vendor Only - Biomedical | MHHS-TMC
NO | YES |  |  |  | 133-05732 | 133-05732 | Olympus America | OFP |  |  | Katy-Endoscopy | MHHS-Katy |  | Irrigator, Lavage |  | 133-05732 | 133-05732 | Katy | MHHS-Katy | Katy-Endoscopy | PACU BAY 6 | 7/1/19 | 7/1/20 |  |  | IRRIGATION/DISTENTION SYSTEMS | Irrigator, Lavage | IRRIGATORLAVAGE-Olympus-OFP | IRRIGATORLAVAGE | OFP |  |  |  | Olympus | Irrigator, Lavage |  | IRRIGATORLAVAGE-Olympus-OFP |  | 1/1/21 |  | IL-A | Not Covered Vendor Only - Biomedical | MHHS-Katy | [8 empty] | IRRIGATORLAVAGE | Irrigator, Lavage | Olympus
NO | YES |  |  |  | 133-06110 | 133-06110 | Olympus America | OFP |  | 28 11130 | Katy-OR | MHHS-Katy |  | Irrigator, Lavage |  | 133-06110 | 133-06110 | Katy | MHHS-Katy | Katy-OR | Endo 2 | 7/1/19 | 7/1/20 |  |  | IRRIGATION/DISTENTION SYSTEMS | Irrigator, Lavage | IRRIGATORLAVAGE-Olympus-OFP | IRRIGATORLAVAGE | OFP |  |  |  | Olympus | Irrigator, Lavage |  | IRRIGATORLAVAGE-Olympus-OFP |  | 1/1/21 |  | IL-A | Not Covered Vendor Only - Biomedical | MHHS-Katy | [8 empty] | IRRIGATORLAVAGE | Irrigator, Lavage | Olympus
NO | YES |  |  |  | 041-11631 | 041-11631 | Olympus America | OFP |  |  | MEMORIAL CITY - DIGESTIVE DISEASE CENTER | MHHS-Mem City |  | Irrigator, Lavage |  | 041-11631 | 041-11631 | West | Memorial Hermann Memorial City Medical Center | MEMORIAL CITY - DIGESTIVE DISEASE CENTER | MEMORIAL CITY - DIGESTIVE |  |  |  |  | IRRIGATION/DISTENTION SYSTEMS |  | IRRIGATORLAVAGE-Olympus-OFP | IRRIGATORLAVAGE | OFP |  |  |  | Olympus | Irrigator, Lavage |  | IRRIGATORLAVAGE-Olympus-OFP |  |  |  |  | Covered PM Repair - Biomedical | MHHS-Mem City
NO | YES |  |  |  |  | 041-11628 | Olympus America | OFP |  |  | MEMORIAL CITY - DIGESTIVE DISEASE CENTER | MHHS-Mem City |  | Irrigator, Lavage |  |  | 041-11628 | West | Memorial Hermann Memorial City Medical Center | MEMORIAL CITY - DIGESTIVE DISEASE CENTER | MEMORIAL CITY - DIGESTIVE |  |  |  |  | IRRIGATION/DISTENTION SYSTEMS |  | IRRIGATORLAVAGE-Olympus-OFP | IRRIGATORLAVAGE | OFP |  |  |  | Olympus | Irrigator, Lavage |  | IRRIGATORLAVAGE-Olympus-OFP |  |  |  |  | Not Covered Vendor Only - Biomedical | MHHS-Mem City
NO | YES |  |  |  | 005-10317 | 005-10317 | Olympus America | OFP |  |  | MH MG - (SE) - SOUTHEAST COLON AND RECTAL (MP2) | MHHS-MG |  | Irrigator, Lavage |  | 005-10317 | 005-10317 | Southeast | Memorial Hermann Medical Group Colon | MH MG - (SE) - SOUTHEAST COLON AND RECTAL (MP2) | Storage | 3/1/19 |  | 3/1/20 |  | IRRIGATION/DISTENTION SYSTEMS | Irrigator, Lavage | IRRIGATORLAVAGE-Olympus-OFP | IRRIGATORLAVAGE | OFP |  |  |  | Olympus | Irrigator, Lavage |  | IRRIGATORLAVAGE-Olympus-OFP |  | 1/1/21 |  | IL-A | Not Covered Vendor Only - Biomedical | MHHS-MG | [8 empty] | IRRIGATORLAVAGE | Irrigator, Lavage | Olympus
NO | YES |  |  |  | 129-00937 | 129-00937 | Olympus America | OFP |  |  | Sugar Land-Endoscopy | MHHS-Sugarland |  | Irrigator, Lavage |  | 129-00937 | 129-00937 | Sugar Land | MHHS-Sugarland | Sugar Land-Endoscopy |  | 8/1/19 | 8/1/20 |  |  | IRRIGATION/DISTENTION SYSTEMS | Irrigator, Lavage | IRRIGATORLAVAGE-Olympus-OFP | IRRIGATORLAVAGE | OFP |  |  |  | Olympus | Irrigator, Lavage |  | IRRIGATORLAVAGE-Olympus-OFP |  | 1/1/21 |  | IL-A | Not Covered Vendor Only - Biomedical | MHHS-Sugarland | [8 empty] | IRRIGATORLAVAGE | Irrigator, Lavage | Olympus
NO | YES |  |  |  | 129-02392 | 129-02392 | Olympus America | OFP |  |  | Sugar Land-Endoscopy | MHHS-Sugarland |  | Irrigator, Lavage |  | 129-02392 | 129-02392 | Sugar Land | MHHS-Sugarland | Sugar Land-Endoscopy | Endoscopy | 8/1/19 |  | 8/1/20 |  | IRRIGATION/DISTENTION SYSTEMS | Irrigator, Lavage | IRRIGATORLAVAGE-Olympus-OFP | IRRIGATORLAVAGE | OFP |  |  |  | Olympus | Irrigator, Lavage |  | IRRIGATORLAVAGE-Olympus-OFP |  | 1/1/21 |  | IL-A | Not Covered Vendor Only - Biomedical | MHHS-Sugarland | [8 empty] | IRRIGATORLAVAGE | Irrigator, Lavage | Olympus
NO | YES |  |  |  | 129-04454 | 129-04454 | Olympus America | OFP |  |  | Sugar Land-Endoscopy | MHHS-Sugarland |  | Irrigator, Lavage |  | 129-04454 | 129-04454 | Sugar Land | MHHS-Sugarland | Sugar Land-Endoscopy | Respiratory clean supply | 10/1/19 |  | 10/1/20 |  | IRRIGATION/DISTENTION SYSTEMS | Irrigator, Lavage | IRRIGATORLAVAGE-Olympus-OFP | IRRIGATORLAVAGE | OFP |  |  |  | Olympus | Irrigator, Lavage |  | IRRIGATORLAVAGE-Olympus-OFP |  | 1/1/21 |  | IL-A | Not Covered Vendor Only - Biomedical | MHHS-Sugarland | [8 empty] | IRRIGATORLAVAGE | Irrigator, Lavage | Olympus
NO | YES |  |  |  | 029-08900 | 029-08900 | Olympus America | OFP |  |  | Woodlands-OR | MHHS-Woodlands |  | Irrigator, Lavage |  | 029-08900 | 029-08900 | Woodlands | MHHS-Woodlands | Woodlands-OR | Equipment Storage | 7/1/18 |  | 7/1/19 |  | IRRIGATION/DISTENTION SYSTEMS | Irrigator, Lavage | IRRIGATORLAVAGE-Olympus-OFP | IRRIGATORLAVAGE | OFP |  |  |  | Olympus | Irrigator, Lavage |  | IRRIGATORLAVAGE-Olympus-OFP |  | 1/1/21 |  | IL-A | Not Covered Vendor Only - Biomedical | MHHS-Woodlands | [8 empty] | IRRIGATORLAVAGE | Irrigator, Lavage | Olympus
NO | NO | [5 empty] | Olympus America | OFP |  |  | MEMORIAL CITY - DIGESTIVE DISEASE CENTER | MHHS-Mem City |  | Irrigator, Lavage |  |  |  | West & Memorial City |  | MEMORIAL CITY - DIGESTIVE DISEASE CENTER | [5 empty] | IRRIGATION/DISTENTION SYSTEMS |  | IRRIGATORLAVAGE-Olympus-OFP | IRRIGATORLAVAGE | OFP |  |  |  | Olympus | Irrigator, Lavage |  | IRRIGATORLAVAGE-Olympus-OFP |  |  |  |  | Covered PM Repair - Biomedical | MHHS-Mem City
NO | NO | [5 empty] | Olympus America | OFP |  |  | NE - ENDOSCOPY | MHHS-Northeast |  | Irrigator, Lavage |  |  |  | Katy |  | NE - ENDOSCOPY | [5 empty] | IRRIGATION/DISTENTION SYSTEMS |  | IRRIGATORLAVAGE-Olympus-OFP | IRRIGATORLAVAGE | OFP |  |  |  | Olympus | Irrigator, Lavage |  | IRRIGATORLAVAGE-Olympus-OFP |  |  |  |  | Not Covered Vendor Only - Biomedical | MHHS-Northeast
NO | NO | [5 empty] | Olympus America | OFP |  |  | NE - ENDOSCOPY | MHHS-Northeast |  | Irrigator, Lavage |  |  |  | Katy |  | NE - ENDOSCOPY | [5 empty] | IRRIGATION/DISTENTION SYSTEMS |  | IRRIGATORLAVAGE-Olympus-OFP | IRRIGATORLAVAGE | OFP |  |  |  | Olympus | Irrigator, Lavage |  | IRRIGATORLAVAGE-Olympus-OFP |  |  |  |  | Not Covered Vendor Only - Biomedical | MHHS-Northeast
NO | NO |  |  |  | 069-28940 |  | Olympus America | OFP |  |  | TMC - GI/ENDO - PEDI (GHP) | MHHS-TMC |  | Irrigator, Lavage |  | 069-28940 |  | TMC |  | TMC - GI/ENDO - PEDI (GHP) | [5 empty] | IRRIGATION/DISTENTION SYSTEMS |  | IRRIGATORLAVAGE-Olympus-OFP | IRRIGATORLAVAGE | OFP |  |  |  | Olympus | Irrigator, Lavage |  | IRRIGATORLAVAGE-Olympus-OFP |  |  |  |  | Covered PM Repair - Biomedical | MHHS-TMC
NO | YES |  |  |  | 151-02053 | 151-02053 | Olympus America | OFP2 |  |  | CY-Endoscopy | MHHS-Cypress |  | Irrigator, Lavage |  | 151-02053 | 151-02053 | Northwest | MHHS-Cypress | CY-Endoscopy | Bronchoscopy | 1/1/20 | 1/1/20 |  |  | IRRIGATION/DISTENTION SYSTEMS | Irrigator, Lavage | IRRIGATORLAVAGE-Olympus-OFP-2 | IRRIGATORLAVAGE | OFP-2 |  |  |  | Olympus | Irrigator, Lavage |  |  | IRRIGATORLAVAGE-Olympus-OFP-2 | 1/1/21 |  | IL-A | Not Covered Vendor Only - Biomedical | MHHS-Cypress | [8 empty] | IRRIGATORLAVAGE | Irrigator, Lavage | Olympus
NO | YES |  |  |  | 151-02055 | 151-02055 | Olympus America | OFP2 |  |  | CY-OR | MHHS-Cypress |  | Irrigator, Lavage |  | 151-02055 | 151-02055 | Northwest | MHHS-Cypress | CY-OR | Endoscopy | 1/1/20 | 2/1/21 |  |  | IRRIGATION/DISTENTION SYSTEMS | Irrigator, Lavage | IRRIGATORLAVAGE-Olympus-OFP-2 | IRRIGATORLAVAGE | OFP-2 |  |  |  | Olympus | Irrigator, Lavage |  |  | IRRIGATORLAVAGE-Olympus-OFP-2 | 1/1/21 |  | IL-A | Not Covered Vendor Only - Biomedical | MHHS-Cypress | [8 empty] | IRRIGATORLAVAGE | Irrigator, Lavage | Olympus
NO | YES |  |  |  | 151-02262 | 151-02262 | Olympus America | OFP2 |  |  | CY-Endoscopy | MHHS-Cypress |  | Irrigator, Lavage |  | 151-02262 | 151-02262 | Northwest | MHHS-Cypress | CY-Endoscopy | M3 115 | 2/1/19 | 2/1/20 |  |  | IRRIGATION/DISTENTION SYSTEMS | Irrigator, Lavage | IRRIGATORLAVAGE-Olympus-OFP-2 | IRRIGATORLAVAGE | OFP-2 |  |  |  | Olympus | Irrigator, Lavage |  |  | IRRIGATORLAVAGE-Olympus-OFP-2 | 1/1/21 |  | IL-A | Not Covered Vendor Only - Biomedical | MHHS-Cypress | [8 empty] | IRRIGATORLAVAGE | Irrigator, Lavage | Olympus
NO | YES |  |  |  | 151-02868 | 151-02868 | Olympus America | OFP2 |  |  | CY-Endoscopy | MHHS-Cypress |  | Irrigator, Lavage |  | 151-02868 | 151-02868 | Northwest | MHHS-Cypress | CY-Endoscopy | Endo two | 2/1/19 | 2/1/20 |  |  | IRRIGATION/DISTENTION SYSTEMS | Irrigator, Lavage | IRRIGATORLAVAGE-Olympus-OFP-2 | IRRIGATORLAVAGE | OFP-2 |  |  |  | Olympus | Irrigator, Lavage |  |  | IRRIGATORLAVAGE-Olympus-OFP-2 | 1/1/21 |  | IL-A | Not Covered Vendor Only - Biomedical | MHHS-Cypress | [8 empty] | IRRIGATORLAVAGE | Irrigator, Lavage | Olympus
NO | YES |  |  |  | 009-09515 | 009-09515 | Olympus America | OFP2 |  |  | GH-OR | MHHS-Greater Heights |  | Irrigator, Lavage |  | 009-09515 | 009-09515 | Central | MHHS-Greater Heights | GH-OR | Equipment storage | 1/1/19 |  |  |  | IRRIGATION/DISTENTION SYSTEMS | Irrigator, Lavage | IRRIGATORLAVAGE-Olympus-OFP-2 | IRRIGATORLAVAGE | OFP-2 |  |  |  | Olympus | Irrigator, Lavage |  |  | IRRIGATORLAVAGE-Olympus-OFP-2 | 1/1/21 |  | IL-A | Not Covered Vendor Only - Biomedical | MHHS-Greater Heights | [8 empty] | IRRIGATORLAVAGE | Irrigator, Lavage | Olympus
NO | YES |  |  |  | 142-07063 | 142-07063 | Olympus America | OFP2 |  |  | NE-Endoscopy | MHHS-Northeast |  | Irrigator, Lavage |  | 142-07063 | 142-07063 | Katy | MHHS-Northeast | NE-Endoscopy | Procedure room 2 | 4/1/19 | 4/1/20 |  |  | IRRIGATION/DISTENTION SYSTEMS | Irrigator, Lavage | IRRIGATORLAVAGE-Olympus-OFP-2 | IRRIGATORLAVAGE | OFP-2 |  |  |  | Olympus | Irrigator, Lavage |  |  | IRRIGATORLAVAGE-Olympus-OFP-2 | 1/1/21 |  | IL-A | Not Covered Vendor Only - Biomedical | MHHS-Northeast | [8 empty] | IRRIGATORLAVAGE | Irrigator, Lavage | Olympus
NO | YES |  |  |  | 145-00546 | 145-00546 | Olympus America | OFP2 |  |  | Pearland-Endoscopy | MHHS-Pearland Hospital |  | Irrigator, Lavage |  | 145-00546 | 145-00546 | Pearland | MHHS-Pearland Hospital | Pearland-Endoscopy |  | 10/1/19 | 10/1/20 |  |  | IRRIGATION/DISTENTION SYSTEMS | Irrigator, Lavage | IRRIGATORLAVAGE-Olympus-OFP-2 | IRRIGATORLAVAGE | OFP-2 |  |  |  | Olympus | Irrigator, Lavage |  |  | IRRIGATORLAVAGE-Olympus-OFP-2 | 1/1/21 |  | IL-A | Not Covered Vendor Only - Biomedical | MHHS-Pearland Hospital | [8 empty] | IRRIGATORLAVAGE | Irrigator, Lavage | Olympus
NO | YES |  |  |  | 129-07004 | 129-07004 | Olympus America | OFP2 |  |  | Sugar Land-Endoscopy | MHHS-Sugarland |  | Irrigator, Lavage |  | 129-07004 | 129-07004 | Sugar Land | MHHS-Sugarland | Sugar Land-Endoscopy | Procedure Room 2 | 8/1/19 |  |  |  | IRRIGATION/DISTENTION SYSTEMS | Irrigator, Lavage | IRRIGATORLAVAGE-Olympus-OFP-2 | IRRIGATORLAVAGE | OFP-2 |  |  |  | Olympus | Irrigator, Lavage |  |  | IRRIGATORLAVAGE-Olympus-OFP-2 | 1/1/21 |  | IL-A | Not Covered Vendor Only - Biomedical | MHHS-Sugarland | [8 empty] | IRRIGATORLAVAGE | Irrigator, Lavage | Olympus
NO | YES |  |  |  | 129-07011 | 129-07011 | Olympus America | OFP2 |  |  | Sugar Land-Endoscopy | MHHS-Sugarland |  | Irrigator, Lavage |  | 129-07011 | 129-07011 | Sugar Land | MHHS-Sugarland | Sugar Land-Endoscopy |  | 8/1/19 | 8/1/20 |  |  | IRRIGATION/DISTENTION SYSTEMS | Irrigator, Lavage | IRRIGATORLAVAGE-Olympus-OFP-2 | IRRIGATORLAVAGE | OFP-2 |  |  |  | Olympus | Irrigator, Lavage |  |  | IRRIGATORLAVAGE-Olympus-OFP-2 | 1/1/21 |  | IL-A | Not Covered Vendor Only - Biomedical | MHHS-Sugarland | [8 empty] | IRRIGATORLAVAGE | Irrigator, Lavage | Olympus
NO | NO |  |  |  | 241-02323 |  | Olympus America | OFP2 |  |  | TIRR - UROLOGY/SPEC PROC (17) | MHHS-TIRR |  | Irrigator, Lavage |  | 241-02323 |  | TMC |  | TIRR - UROLOGY/SPEC PROC (17) | [5 empty] | IRRIGATION/DISTENTION SYSTEMS |  | IRRIGATORLAVAGE-Olympus-OFP-2 | IRRIGATORLAVAGE | OFP-2 |  |  |  | Olympus | Irrigator, Lavage |  |  | IRRIGATORLAVAGE-Olympus-OFP-2 |  |  |  | Not Covered Vendor Only - Biomedical | MHHS-TIRR
NO | NO | [5 empty] | Olympus America | OTV-S6 |  |  | TMC - OR - PEDI OR (2R) | MHHS-TMC |  | Controller, Camera |  |  |  | TMC |  | TMC - OR - PEDI OR (2R) | [5 empty] | CAMERAS |  | CONTROLLERCAMERA-Olympus-OTV-S6 | CONTROLLERCAMERA | OTV-S6 |  |  |  | Olympus | Controller, Camera |  | CONTROLLERCAMERA-Olympus-OTV-S6 |  |  |  |  | Covered PM Repair - Biomedical | MHHS-TMC
NO | YES |  |  |  | 013-19088 | 013-19088 | Olympus America | OTV-S7 |  |  | SW-OR | MHHS-Southwest |  | Controller, Camera |  | 013-19088 | 013-19088 | Southwest | MHHS-Southwest | SW-OR | Room 27 - Cysto | 11/1/19 |  | 5/1/19 |  | CAMERAS | Controller, Camera | CONTROLLERCAMERA-Olympus-OTV-S7 | CONTROLLERCAMERA | OTV-S7 |  |  |  | Olympus | Controller, Camera |  | CONTROLLERCAMERA-Olympus-OTV-S7 |  | 8/26/17 |  |  | Covered PM Repair - Biomedical | MHHS-Southwest | [8 empty] | CONTROLLERCAMERA | Controller, Camera | Olympus
NO | YES |  |  |  | 013-19092 | 013-19092 | Olympus America | OTV-S7 |  |  | SW-OR | MHHS-Southwest |  | Controller, Camera |  | 013-19092 | 013-19092 | Southwest | MHHS-Southwest | SW-OR | Room 26 - Cysto | 11/1/19 |  | 5/1/20 |  | CAMERAS | Controller, Camera | CONTROLLERCAMERA-Olympus-OTV-S7 | CONTROLLERCAMERA | OTV-S7 |  |  |  | Olympus | Controller, Camera |  | CONTROLLERCAMERA-Olympus-OTV-S7 |  | 8/24/17 |  |  | Covered PM Repair - Biomedical | MHHS-Southwest | [8 empty] | CONTROLLERCAMERA | Controller, Camera | Olympus
NO | NO |  |  |  | 069-37749 |  | Olympus America | OTV-S7 |  |  | MH MG - (TMC) - VANGUARD UROLOGY (STE 2300) | MHHS-MG |  | Controller, Camera |  | 069-37749 |  | TMC |  | MH MG - (TMC) - VANGUARD UROLOGY (STE 2300) | [5 empty] | CAMERAS |  | CONTROLLERCAMERA-Olympus-OTV-S7 | CONTROLLERCAMERA | OTV-S7 |  |  |  | Olympus | Controller, Camera |  | CONTROLLERCAMERA-Olympus-OTV-S7 |  |  |  |  | Covered PM Repair - Biomedical | MHHS-MG
NO | NO | [5 empty] | Olympus America | OTV-S7 |  |  | WOODLANDS - OR | MHHS-Woodlands |  | Controller, Camera |  |  |  | Woodlands |  | WOODLANDS - OR | [5 empty] | CAMERAS |  | CONTROLLERCAMERA-Olympus-OTV-S7 | CONTROLLERCAMERA | OTV-S7 |  |  |  | Olympus | Controller, Camera |  | CONTROLLERCAMERA-Olympus-OTV-S7 |  |  |  |  | Covered PM Repair - Biomedical | MHHS-Woodlands
NO | YES |  |  |  | 013-12417 | 013-12417 | Olympus America | OTV-S7V |  |  | SW-OR | MHHS-Southwest |  |  |  | 013-12417 | 013-12417 | Southwest | MHHS-Southwest | SW-OR | Core B | 7/1/19 |  | 1/1/20 |  | CAMERAS |  | .needs class | [5 empty] | Olympus | [7 empty] | Covered PM Repair - Biomedical | MHHS-Southwest
NO | YES |  |  |  | 069-36788 | 069-36788 | Olympus America | OTV-SC |  |  | TMC-Plaza-Cancer Center (Ste 2900) | MHHS-TMC |  | Camera, Surgical |  | 069-36788 | 069-36788 | TMC | MHHS-TMC | TMC-Plaza-Cancer Center (Ste 2900) | Procedure/Exam 16 | 2/1/18 |  | 2/1/19 |  | ENDOSCOPIC EQUIPMENT |  | CAMERASURGICAL-Olympus-OTV-SC | CAMERASURGICAL | OTV-SC |  |  |  | Olympus | Camera, Surgical |  | CAMERASURGICAL-Olympus-OTV-SC |  | 10/16/16 |  |  | Covered PM Repair - Biomedical | MHHS-TMC
NO | YES |  |  |  | 069-27420 | 069-27420 | Olympus America | OTV-SI |  |  | TMC-Gi/Endo-Adult (1J) | MHHS-TMC |  | Processor, Video |  | 069-27420 | 069-27420 | TMC | MHHS-TMC | TMC-Gi/Endo-Adult (1J) | Storage | 6/1/19 |  | 6/1/20 |  | ENDOSCOPIC EQUIPMENT, VIDEO PROCESSOR |  | PROCVID-Olympus-OTV-SI | PROCVID | OTV-SI |  |  |  | Olympus | Processor, Video |  | PROCVID-Olympus-OTV-SI |  | 10/16/16 |  |  | Covered PM Repair - Biomedical | MHHS-TMC
NO | NO | [5 empty] | Olympus America | PCF-140L |  |  | KATY - ENDOSCOPY | MHHS-Katy |  | Colonoscope |  |  |  | Katy |  | KATY - ENDOSCOPY | [5 empty] | ENDOSCOPES, FLEXIBLE |  | COLONOSCOPE-Olympus-PCF-140L | COLONOSCOPE | PCF-140L |  |  |  | Olympus | Colonoscope |  | COLONOSCOPE-Olympus-PCF-140L |  |  |  |  | Not Covered Vendor Only - Biomedical | MHHS-Katy
NO | NO | [5 empty] | Olympus America | PCF-160AL |  |  | KATY - ENDOSCOPY | MHHS-Katy |  | Colonoscope |  |  |  | Katy |  | KATY - ENDOSCOPY | [5 empty] | ENDOSCOPES, FLEXIBLE |  | COLONOSCOPE-Olympus-PCF-160AL | COLONOSCOPE | PCF-160AL |  |  |  | Olympus | Colonoscope |  | COLONOSCOPE-Olympus-PCF-160AL |  |  |  |  | Not Covered Vendor Only - Biomedical | MHHS-Katy
NO | NO | [5 empty] | Olympus America | PCF-160AL |  |  | SW - ENDOSCOPY | MHHS-Southwest |  | Colonoscope |  |  |  | Southwest |  | SW - ENDOSCOPY | [5 empty] | ENDOSCOPES, FLEXIBLE |  | COLONOSCOPE-Olympus-PCF-160AL | COLONOSCOPE | PCF-160AL |  |  |  | Olympus | Colonoscope |  | COLONOSCOPE-Olympus-PCF-160AL |  |  |  |  | Not Covered Vendor Only - Biomedical | MHHS-Southwest
NO | NO | [5 empty] | Olympus America | PCF-160AL |  |  | SW - ENDOSCOPY | MHHS-Southwest |  | Colonoscope |  |  |  | Southwest |  | SW - ENDOSCOPY | [5 empty] | ENDOSCOPES, FLEXIBLE |  | COLONOSCOPE-Olympus-PCF-160AL | COLONOSCOPE | PCF-160AL |  |  |  | Olympus | Colonoscope |  | COLONOSCOPE-Olympus-PCF-160AL |  |  |  |  | Not Covered Vendor Only - Biomedical | MHHS-Southwest
NO | NO | [5 empty] | Olympus America | PCF-160AL |  |  | SW - SCOPES | MHHS-Southwest |  | Colonoscope |  |  |  | Southwest |  | SW - SCOPES | [5 empty] | ENDOSCOPES, FLEXIBLE |  | COLONOSCOPE-Olympus-PCF-160AL | COLONOSCOPE | PCF-160AL |  |  |  | Olympus | Colonoscope |  | COLONOSCOPE-Olympus-PCF-160AL |  |  |  |  | Not Covered Vendor Only - Biomedical | MHHS-Southwest
NO | NO | [5 empty] | Olympus America | PCF-160AL |  |  | SW - SCOPES | MHHS-Southwest |  | Colonoscope |  |  |  | Southwest |  | SW - SCOPES | [5 empty] | ENDOSCOPES, FLEXIBLE |  | COLONOSCOPE-Olympus-PCF-160AL | COLONOSCOPE | PCF-160AL |  |  |  | Olympus | Colonoscope |  | COLONOSCOPE-Olympus-PCF-160AL |  |  |  |  | Not Covered Vendor Only - Biomedical | MHHS-Southwest
NO | NO | [5 empty] | Olympus America | PCF-H180AL |  |  | WOODLANDS - ENDOSCOPY | MHHS-Woodlands |  | Colonoscope |  |  |  | Woodlands |  | WOODLANDS - ENDOSCOPY | [5 empty] | ENDOSCOPES, FLEXIBLE |  | COLONOSCOPE-Olympus-PCF-H180AL | COLONOSCOPE | PCF-H180AL |  |  |  | Olympus | Colonoscope |  | COLONOSCOPE-Olympus-PCF-H180AL |  |  |  |  | Not Covered Vendor Only - Biomedical | MHHS-Woodlands
NO | NO | [5 empty] | Olympus America | PCF-H180AL |  |  | WOODLANDS - ENDOSCOPY | MHHS-Woodlands |  | Colonoscope |  |  |  | Woodlands |  | WOODLANDS - ENDOSCOPY | [5 empty] | ENDOSCOPES, FLEXIBLE |  | COLONOSCOPE-Olympus-PCF-H180AL | COLONOSCOPE | PCF-H180AL |  |  |  | Olympus | Colonoscope |  | COLONOSCOPE-Olympus-PCF-H180AL |  |  |  |  | Not Covered Vendor Only - Biomedical | MHHS-Woodlands
NO | NO | [5 empty] | Olympus America | PCF-H180AL |  |  | WOODLANDS - ENDOSCOPY | MHHS-Woodlands |  | Colonoscope |  |  |  | Woodlands |  | WOODLANDS - ENDOSCOPY | [5 empty] | ENDOSCOPES, FLEXIBLE |  | COLONOSCOPE-Olympus-PCF-H180AL | COLONOSCOPE | PCF-H180AL |  |  |  | Olympus | Colonoscope |  | COLONOSCOPE-Olympus-PCF-H180AL |  |  |  |  | Not Covered Vendor Only - Biomedical | MHHS-Woodlands
NO | NO | [5 empty] | Olympus America | PCF-H180AL |  |  | WOODLANDS - ENDOSCOPY | MHHS-Woodlands |  | Colonoscope |  |  |  | Woodlands |  | WOODLANDS - ENDOSCOPY | [5 empty] | ENDOSCOPES, FLEXIBLE |  | COLONOSCOPE-Olympus-PCF-H180AL | COLONOSCOPE | PCF-H180AL |  |  |  | Olympus | Colonoscope |  | COLONOSCOPE-Olympus-PCF-H180AL |  |  |  |  | Not Covered Vendor Only - Biomedical | MHHS-Woodlands
NO | YES | [5 empty] | Olympus America | PCF-Q180AL |  |  | Katy-Endoscopy | MHHS-Katy |  | Colonoscope |  |  |  | Katy | MHHS-Katy | Katy-Endoscopy | Storage w2-326 |  |  |  |  | ENDOSCOPES, FLEXIBLE | Colonoscope | COLONOSCOPE-Olympus-PCF-Q180AL | COLONOSCOPE | PCF-Q180AL |  |  |  | Olympus | Colonoscope |  | COLONOSCOPE-Olympus-PCF-Q180AL |  | 8/15/20 |  |  | Not Covered Vendor Only - Biomedical | MHHS-Katy | [8 empty] | COLONOSCOPE | Colonoscope | Olympus
NO | YES | [5 empty] | Olympus America | PCF-Q180AL |  |  | Katy-Endoscopy | MHHS-Katy |  | Colonoscope |  |  |  | Katy | MHHS-Katy | Katy-Endoscopy | Storage w2-326 |  |  |  |  | ENDOSCOPES, FLEXIBLE | Colonoscope | COLONOSCOPE-Olympus-PCF-Q180AL | COLONOSCOPE | PCF-Q180AL |  |  |  | Olympus | Colonoscope |  | COLONOSCOPE-Olympus-PCF-Q180AL |  | 8/15/20 |  |  | Not Covered Vendor Only - Biomedical | MHHS-Katy | [8 empty] | COLONOSCOPE | Colonoscope | Olympus
NO | NO | [5 empty] | Olympus America | PCF-Q180AL |  |  | SW - ENDOSCOPY | MHHS-Southwest |  | Colonoscope |  |  |  | Southwest |  | SW - ENDOSCOPY | [5 empty] | ENDOSCOPES, FLEXIBLE |  | COLONOSCOPE-Olympus-PCF-Q180AL | COLONOSCOPE | PCF-Q180AL |  |  |  | Olympus | Colonoscope |  | COLONOSCOPE-Olympus-PCF-Q180AL |  |  |  |  | Not Covered Vendor Only - Biomedical | MHHS-Southwest
NO | NO | [5 empty] | Olympus America | PCF-Q180AL |  |  | SW - ENDOSCOPY | MHHS-Southwest |  | Colonoscope |  |  |  | Southwest |  | SW - ENDOSCOPY | [5 empty] | ENDOSCOPES, FLEXIBLE |  | COLONOSCOPE-Olympus-PCF-Q180AL | COLONOSCOPE | PCF-Q180AL |  |  |  | Olympus | Colonoscope |  | COLONOSCOPE-Olympus-PCF-Q180AL |  |  |  |  | Not Covered Vendor Only - Biomedical | MHHS-Southwest
NO | NO | [5 empty] | Olympus America | PCF-Q180AL |  |  | SW - ENDOSCOPY | MHHS-Southwest |  | Colonoscope |  |  |  | Southwest |  | SW - ENDOSCOPY | [5 empty] | ENDOSCOPES, FLEXIBLE |  | COLONOSCOPE-Olympus-PCF-Q180AL | COLONOSCOPE | PCF-Q180AL |  |  |  | Olympus | Colonoscope |  | COLONOSCOPE-Olympus-PCF-Q180AL |  |  |  |  | Not Covered Vendor Only - Biomedical | MHHS-Southwest
NO | NO | [5 empty] | Olympus America | PCF-Q180AL |  |  | SW - ENDOSCOPY | MHHS-Southwest |  | Colonoscope |  |  |  | Southwest |  | SW - ENDOSCOPY | [5 empty] | ENDOSCOPES, FLEXIBLE |  | COLONOSCOPE-Olympus-PCF-Q180AL | COLONOSCOPE | PCF-Q180AL |  |  |  | Olympus | Colonoscope |  | COLONOSCOPE-Olympus-PCF-Q180AL |  |  |  |  | Not Covered Vendor Only - Biomedical | MHHS-Southwest
NO | NO | [5 empty] | Olympus America | PCF-Q180AL |  |  | SW - SCOPES | MHHS-Southwest |  | Colonoscope |  |  |  | Southwest |  | SW - SCOPES | [5 empty] | ENDOSCOPES, FLEXIBLE |  | COLONOSCOPE-Olympus-PCF-Q180AL | COLONOSCOPE | PCF-Q180AL |  |  |  | Olympus | Colonoscope |  | COLONOSCOPE-Olympus-PCF-Q180AL |  |  |  |  | Not Covered Vendor Only - Biomedical | MHHS-Southwest
NO | NO | [5 empty] | Olympus America | PCF-Q180AL |  |  | SW - SCOPES | MHHS-Southwest |  | Colonoscope |  |  |  | Southwest |  | SW - SCOPES | [5 empty] | ENDOSCOPES, FLEXIBLE |  | COLONOSCOPE-Olympus-PCF-Q180AL | COLONOSCOPE | PCF-Q180AL |  |  |  | Olympus | Colonoscope |  | COLONOSCOPE-Olympus-PCF-Q180AL |  |  |  |  | Not Covered Vendor Only - Biomedical | MHHS-Southwest
NO | NO | [5 empty] | Olympus America | PCF-Q180AL |  |  | SW - SCOPES | MHHS-Southwest |  | Colonoscope |  |  |  | Southwest |  | SW - SCOPES | [5 empty] | ENDOSCOPES, FLEXIBLE |  | COLONOSCOPE-Olympus-PCF-Q180AL | COLONOSCOPE | PCF-Q180AL |  |  |  | Olympus | Colonoscope |  | COLONOSCOPE-Olympus-PCF-Q180AL |  |  |  |  | Not Covered Vendor Only - Biomedical | MHHS-Southwest
NO | NO | [5 empty] | Olympus America | PCF-Q180AL |  |  | SUGAR LAND - ENDOSCOPY | MHHS-Sugarland |  | Colonoscope |  |  |  | Sugar Land |  | SUGAR LAND - ENDOSCOPY | [5 empty] | ENDOSCOPES, FLEXIBLE |  | COLONOSCOPE-Olympus-PCF-Q180AL | COLONOSCOPE | PCF-Q180AL |  |  |  | Olympus | Colonoscope |  | COLONOSCOPE-Olympus-PCF-Q180AL |  |  |  |  | Not Covered Vendor Only - Biomedical | MHHS-Sugarland
NO | NO | [5 empty] | Olympus America | PCF-Q180AL |  |  | SUGAR LAND - ENDOSCOPY | MHHS-Sugarland |  | Colonoscope |  |  |  | Sugar Land |  | SUGAR LAND - ENDOSCOPY | [5 empty] | ENDOSCOPES, FLEXIBLE |  | COLONOSCOPE-Olympus-PCF-Q180AL | COLONOSCOPE | PCF-Q180AL |  |  |  | Olympus | Colonoscope |  | COLONOSCOPE-Olympus-PCF-Q180AL |  |  |  |  | Not Covered Vendor Only - Biomedical | MHHS-Sugarland
NO | NO | [5 empty] | Olympus America | Q160AL |  |  | SW - ENDOSCOPY | MHHS-Southwest |  | Colonoscope |  |  |  | Southwest |  | SW - ENDOSCOPY | [5 empty] | ENDOSCOPES, FLEXIBLE |  | COLONOSCOPE-Olympus-Q160AL | COLONOSCOPE | Q160AL |  |  |  | Olympus | Colonoscope |  | COLONOSCOPE-Olympus-Q160AL |  |  |  |  | Covered PM Repair - Biomedical | MHHS-Southwest
NO | NO | [5 empty] | Olympus America | Q160AL |  |  | SW - ENDOSCOPY | MHHS-Southwest |  | Colonoscope |  |  |  | Southwest |  | SW - ENDOSCOPY | [5 empty] | ENDOSCOPES, FLEXIBLE |  | COLONOSCOPE-Olympus-Q160AL | COLONOSCOPE | Q160AL |  |  |  | Olympus | Colonoscope |  | COLONOSCOPE-Olympus-Q160AL |  |  |  |  | Covered PM Repair - Biomedical | MHHS-Southwest
NO | YES | [5 empty] | Olympus America | Q180 |  |  | NE-Endoscopy | MHHS-Northeast | [5 empty] | Katy | MHHS-Northeast | NE-Endoscopy | Procedure room 2 |  |  |  |  | BRONCHOSCOPES, FLEXIBLE, VIDEO |  | .needs class | [5 empty] | Olympus |  |  |  |  | 1/9/20 |  |  | Not Covered Vendor Only - Biomedical | MHHS-Northeast
NO | YES | [5 empty] | Olympus America | Q180AL |  |  | NE-Endoscopy | MHHS-Northeast | [5 empty] | Katy | MHHS-Northeast | NE-Endoscopy | Procedure room 2 |  |  |  |  | BRONCHOSCOPES, FLEXIBLE, VIDEO |  | .needs class | [5 empty] | Olympus |  |  |  |  | 1/8/20 |  |  | Not Covered Vendor Only - Biomedical | MHHS-Northeast
YES | YES | [5 empty] | Olympus America | Q180v |  |  | Scope storage | [6 empty] | Katy | Memorial Hermann Katy Hospital | Scope storage | Storage w2-326
YES | YES | [5 empty] | Olympus America | Q180v |  |  | Scope storage | [6 empty] | Katy | Memorial Hermann Katy Hospital | Scope storage | Storage w2-326
NO | YES |  |  |  | 041-20646 | 041-20646 | Olympus America | SD-ILK |  | J02105Y | MEMORIAL CITY - LABORATORY | MHHS-Mem City |  |  |  | 041-20646 | 041-20646 | West |  | MEMORIAL CITY - LABORATORY | [5 empty] | MICROSCOPES, LIGHT, LABORATORY |  | .needs class | [5 empty] | Olympus | [7 empty] | Covered PM Repair - Biomedical | MHHS-Mem City
NO | YES |  |  |  | 013-36626 | 013-36626 | Olympus America | SHOCKPULSE-SE LITHOTRIPSY SYSTEM |  | CG0065 | SW-OR | MHHS-Southwest |  |  |  | 013-36626 | 013-36626 | Southwest | MHHS-Southwest | SW-OR | Room 18 - Storage | 1/1/20 |  | 7/1/20 |  | LITHOTRIPTERS |  | .needs class | [5 empty] | Olympus | [7 empty] | Covered PM Repair - Biomedical | MHHS-Southwest
NO | YES |  |  |  | 129-31127 | 129-31127 | Olympus America | SHOCKPULSE-SE LITHOTRIPSY SYSTEM |  | CG1130 | Sugar Land-OR | MHHS-Sugarland |  |  |  | 129-31127 | 129-31127 | Sugar Land | MHHS-Sugarland | Sugar Land-OR | Outsidw OR 6 | 12/1/19 |  | 6/1/20 |  | LITHOTRIPTERS |  | .needs class | [5 empty] | Olympus | [7 empty] | Covered PM Repair - Biomedical | MHHS-Sugarland
NO | NO | [5 empty] | Olympus America | SIF-Q140 |  |  | WOODLANDS - ENDOSCOPY | MHHS-Woodlands |  | Controller, Balloon Enteroscopy |  |  |  | Woodlands |  | WOODLANDS - ENDOSCOPY | [5 empty] | ENDOSCOPES, FLEXIBLE |  | CONTROLBALLOONENTEROSCOPY-Olympus-SIF-Q140 | CONTROLBALLOONENTEROSCOPY | SIF-Q140 |  |  |  | Olympus | Controller, Balloon Enteroscopy |  | CONTROLBALLOONENTEROSCOPY-Olympus-SIF-Q140 |  |  |  |  | Covered PM Repair - Biomedical | MHHS-Woodlands
NO | NO | [5 empty] | Olympus America | SIF-Q180 |  |  | KATY - ENDOSCOPY | MHHS-Katy |  | Controller, Balloon Enteroscopy |  |  |  | Katy |  | KATY - ENDOSCOPY | [5 empty] | ENDOSCOPES, FLEXIBLE |  | CONTROLBALLOONENTEROSCOPY-Olympus-SIF-Q180 | CONTROLBALLOONENTEROSCOPY | SIF-Q180 |  |  |  | Olympus | Controller, Balloon Enteroscopy |  | CONTROLBALLOONENTEROSCOPY-Olympus-SIF-Q180 |  |  |  |  | Not Covered Vendor Only - Biomedical | MHHS-Katy
NO | NO | [5 empty] | Olympus America | SIF-Q180 |  |  | SW - SCOPES | MHHS-Southwest |  | Controller, Balloon Enteroscopy |  |  |  | Southwest |  | SW - SCOPES | [5 empty] | ENDOSCOPES, FLEXIBLE |  | CONTROLBALLOONENTEROSCOPY-Olympus-SIF-Q180 | CONTROLBALLOONENTEROSCOPY | SIF-Q180 |  |  |  | Olympus | Controller, Balloon Enteroscopy |  | CONTROLBALLOONENTEROSCOPY-Olympus-SIF-Q180 |  |  |  |  | Covered PM Repair - Biomedical | MHHS-Southwest
NO | NO | [5 empty] | Olympus America | SONOSURG-G2 |  |  | TMC - OR - PEDI OR (2R) | MHHS-TMC |  | Ultrasonic Apparatus, Surgical |  |  |  | TMC |  | TMC - OR - PEDI OR (2R) | [5 empty] | ULTRASOUND SURGICAL UNITS |  | ULTRASONICAPPSURG-Olympus-SonoSurg G2 | ULTRASONICAPPSURG | SonoSurg G2 |  |  |  | Olympus | Ultrasonic Apparatus, Surgical |  |  | ULTRASONICAPPSURG-Olympus-SonoSurg G2 |  |  |  | Covered PM Repair - Radiology, Low End | MHHS-TMC
NO | NO | [5 empty] | Olympus America | SONOSURG-G2 |  |  | TMC - OR - ROBERTSON (2R) | MHHS-TMC |  | Ultrasonic Apparatus, Surgical |  |  |  | TMC |  | TMC - OR - ROBERTSON (2R) | [5 empty] | ULTRASOUND SURGICAL UNITS |  | ULTRASONICAPPSURG-Olympus-SonoSurg G2 | ULTRASONICAPPSURG | SonoSurg G2 |  |  |  | Olympus | Ultrasonic Apparatus, Surgical |  |  | ULTRASONICAPPSURG-Olympus-SonoSurg G2 |  |  |  | Covered PM Repair - Radiology, Low End | MHHS-TMC
NO | NO |  |  |  | 069-43538 |  | Olympus America | TC-C2 |  |  | MH MG - (TMC) - VANGUARD UROLOGY (STE 2300) | MHHS-MG |  | Cart, Equipment |  | 069-43538 |  | TMC |  | MH MG - (TMC) - VANGUARD UROLOGY (STE 2300) | [5 empty] | CARTS |  | CARTEQUIPMENT-OLYMPUS-TC-C2 | CARTEQUIPMENT | TC-C2 |  |  |  | Olympus | Cart, Equipment |  | CARTEQUIPMENT-OLYMPUS-TC-C2 |  |  |  |  | Covered PM Repair - Biomedical | MHHS-MG
NO | NO |  |  |  | 069-43539 |  | Olympus America | TC-C2 |  | NO S/N | MH MG - (TMC) - VANGUARD UROLOGY (STE 2300) | MHHS-MG |  | Cart, Equipment |  | 069-43539 |  | TMC |  | MH MG - (TMC) - VANGUARD UROLOGY (STE 2300) | [5 empty] | CARTS |  | CARTEQUIPMENT-OLYMPUS-TC-C2 | CARTEQUIPMENT | TC-C2 |  |  |  | Olympus | Cart, Equipment |  | CARTEQUIPMENT-OLYMPUS-TC-C2 |  |  |  |  | Covered PM Repair - Biomedical | MHHS-MG
NO | NO | [5 empty] | Olympus America | TJF-160F |  |  | SW - ENDOSCOPY | MHHS-Southwest |  | Duodenoscope |  |  |  | Southwest |  | SW - ENDOSCOPY | [5 empty] | ENDOSCOPES, FLEXIBLE |  | DUODENOSCOPE-Olympus-TJF-160F | DUODENOSCOPE | TJF-160F |  |  |  | Olympus | Duodenoscope |  | DUODENOSCOPE-Olympus-TJF-160F |  |  |  |  | Not Covered Vendor Only - Biomedical | MHHS-Southwest
NO | NO | [5 empty] | Olympus America | TJF-160F |  |  | SW - ENDOSCOPY | MHHS-Southwest |  | Duodenoscope |  |  |  | Southwest |  | SW - ENDOSCOPY | [5 empty] | ENDOSCOPES, FLEXIBLE |  | DUODENOSCOPE-Olympus-TJF-160F | DUODENOSCOPE | TJF-160F |  |  |  | Olympus | Duodenoscope |  | DUODENOSCOPE-Olympus-TJF-160F |  |  |  |  | Not Covered Vendor Only - Biomedical | MHHS-Southwest
NO | NO | [5 empty] | Olympus America | TJF-160F |  |  | SW - SCOPES | MHHS-Southwest |  | Duodenoscope |  |  |  | Southwest |  | SW - SCOPES | [5 empty] | ENDOSCOPES, FLEXIBLE |  | DUODENOSCOPE-Olympus-TJF-160F | DUODENOSCOPE | TJF-160F |  |  |  | Olympus | Duodenoscope |  | DUODENOSCOPE-Olympus-TJF-160F |  |  |  |  | Not Covered Vendor Only - Biomedical | MHHS-Southwest
NO | NO | [5 empty] | Olympus America | TJF-160F |  |  | SW - SCOPES | MHHS-Southwest |  | Duodenoscope |  |  |  | Southwest |  | SW - SCOPES | [5 empty] | ENDOSCOPES, FLEXIBLE |  | DUODENOSCOPE-Olympus-TJF-160F | DUODENOSCOPE | TJF-160F |  |  |  | Olympus | Duodenoscope |  | DUODENOSCOPE-Olympus-TJF-160F |  |  |  |  | Covered PM Repair - Biomedical | MHHS-Southwest
NO | NO | [5 empty] | Olympus America | TJF-160F |  |  | SUGAR LAND - ENDOSCOPY | MHHS-Sugarland |  | Duodenoscope |  |  |  | Sugar Land |  | SUGAR LAND - ENDOSCOPY | [5 empty] | ENDOSCOPES, FLEXIBLE |  | DUODENOSCOPE-Olympus-TJF-160F | DUODENOSCOPE | TJF-160F |  |  |  | Olympus | Duodenoscope |  | DUODENOSCOPE-Olympus-TJF-160F |  |  |  |  | Covered PM Repair - Biomedical | MHHS-Sugarland
NO | NO | [5 empty] | Olympus America | TJF-160F |  |  | WOODLANDS - ENDOSCOPY | MHHS-Woodlands |  | Duodenoscope |  |  |  | Woodlands |  | WOODLANDS - ENDOSCOPY | [5 empty] | ENDOSCOPES, FLEXIBLE |  | DUODENOSCOPE-Olympus-TJF-160F | DUODENOSCOPE | TJF-160F |  |  |  | Olympus | Duodenoscope |  | DUODENOSCOPE-Olympus-TJF-160F |  |  |  |  | Covered PM Repair - Biomedical | MHHS-Woodlands
NO | YES | [5 empty] | Olympus America | TJF-160VF |  |  | Katy-Endoscopy | MHHS-Katy |  | Duodenoscope |  |  |  | Katy | MHHS-Katy | Katy-Endoscopy | Storage w2-326 |  |  |  |  | ENDOSCOPES, FLEXIBLE | Duodenoscope | DUODENOSCOPE-Olympus-TJF-160VF | DUODENOSCOPE | TJF-160VF |  |  |  | Olympus | Duodenoscope |  | DUODENOSCOPE-Olympus-TJF-160VF |  | 4/1/18 |  |  | Covered PM Repair - Biomedical | MHHS-Katy | [8 empty] | DUODENOSCOPE | Duodenoscope | Olympus
NO | YES | [5 empty] | Olympus America | TJF-160VF |  |  | Katy-Endoscopy | MHHS-Katy |  | Duodenoscope |  |  |  | Katy | MHHS-Katy | Katy-Endoscopy | Storage w2-326 |  |  |  |  | ENDOSCOPES, FLEXIBLE | Duodenoscope | DUODENOSCOPE-Olympus-TJF-160VF | DUODENOSCOPE | TJF-160VF |  |  |  | Olympus | Duodenoscope |  | DUODENOSCOPE-Olympus-TJF-160VF |  | 12/1/18 |  |  | Covered PM Repair - Biomedical | MHHS-Katy | [8 empty] | DUODENOSCOPE | Duodenoscope | Olympus
NO | YES | [5 empty] | Olympus America | TJF-160VF |  |  | NE-Anesthesia | MHHS-Northeast | [5 empty] | Katy | MHHS-Northeast | NE-Anesthesia | Procedure 3 |  |  |  | Out of service for trade in | ENDOSCOPES, FLEXIBLE |  | .needs class |  |  |  |  | .needs class | Olympus |  |  |  |  | 1/9/20 |  |  | Not Covered Vendor Only - Biomedical | MHHS-Northeast
NO | NO | [5 empty] | Olympus America | TJF-160VF |  |  | SW - ENDOSCOPY | MHHS-Southwest |  | Duodenoscope |  |  |  | Southwest |  | SW - ENDOSCOPY | [5 empty] | ENDOSCOPES, FLEXIBLE |  | DUODENOSCOPE-Olympus-TJF-160VF | DUODENOSCOPE | TJF-160VF |  |  |  | Olympus | Duodenoscope |  | DUODENOSCOPE-Olympus-TJF-160VF |  |  |  |  | Covered PM Repair - Biomedical | MHHS-Southwest
NO | NO | [5 empty] | Olympus America | TJF-160VF |  |  | SW - ENDOSCOPY | MHHS-Southwest |  | Duodenoscope |  |  |  | Southwest |  | SW - ENDOSCOPY | [5 empty] | ENDOSCOPES, FLEXIBLE |  | DUODENOSCOPE-Olympus-TJF-160VF | DUODENOSCOPE | TJF-160VF |  |  |  | Olympus | Duodenoscope |  | DUODENOSCOPE-Olympus-TJF-160VF |  |  |  |  | Covered PM Repair - Biomedical | MHHS-Southwest
NO | NO | [5 empty] | Olympus America | TJF-160VF |  |  | SW - SCOPES | MHHS-Southwest |  | Duodenoscope |  |  |  | Southwest |  | SW - SCOPES | [5 empty] | ENDOSCOPES, FLEXIBLE |  | DUODENOSCOPE-Olympus-TJF-160VF | DUODENOSCOPE | TJF-160VF |  |  |  | Olympus | Duodenoscope |  | DUODENOSCOPE-Olympus-TJF-160VF |  |  |  |  | Not Covered Vendor Only - Biomedical | MHHS-Southwest
NO | NO | [5 empty] | Olympus America | TJF-160VF |  |  | SW - SCOPES | MHHS-Southwest |  | Duodenoscope |  |  |  | Southwest |  | SW - SCOPES | [5 empty] | ENDOSCOPES, FLEXIBLE |  | DUODENOSCOPE-Olympus-TJF-160VF | DUODENOSCOPE | TJF-160VF |  |  |  | Olympus | Duodenoscope |  | DUODENOSCOPE-Olympus-TJF-160VF |  |  |  |  | Not Covered Vendor Only - Biomedical | MHHS-Southwest
NO | NO | [5 empty] | Olympus America | TJF-160VF |  |  | WOODLANDS - ENDOSCOPY | MHHS-Woodlands |  | Duodenoscope |  |  |  | Woodlands |  | WOODLANDS - ENDOSCOPY | [5 empty] | ENDOSCOPES, FLEXIBLE |  | DUODENOSCOPE-Olympus-TJF-160VF | DUODENOSCOPE | TJF-160VF |  |  |  | Olympus | Duodenoscope |  | DUODENOSCOPE-Olympus-TJF-160VF |  |  |  |  | Covered PM Repair - Biomedical | MHHS-Woodlands
NO | NO | [5 empty] | Olympus America | TJF-Q180V |  |  | GH - OR ENDOSCOPY | MHHS-Greater Heights |  | Duodenoscope |  |  |  | Central & Greater Heights |  | GH - OR ENDOSCOPY | [5 empty] | ENDOSCOPES, FLEXIBLE |  | DUODENOSCOPE-Olympus-TJF-Q180V | DUODENOSCOPE | TJF-Q180V |  |  |  | Olympus | Duodenoscope |  | DUODENOSCOPE-Olympus-TJF-Q180V |  |  |  |  | Covered PM Repair - Radiology, Low End | MHHS-Greater Heights
NO | YES |  |  |  | 069-43571 | 069-43571 | Olympus America | U-RFL-T |  |  | TMC-Laboratory-HLA Lab (1R) | MHHS-TMC |  |  |  | 069-43571 | 069-43571 | TMC | MHHS-TMC | TMC-Laboratory-HLA Lab (1R) | Lab | 3/1/17 |  |  |  | POWER SUPPLIES |  | .needs class | [5 empty] | Olympus |  |  |  |  | 1/15/19 |  |  | Covered PM Repair - Biomedical | MHHS-TMC
NO | YES |  |  |  | 069-43590 | 069-43590 | Olympus America | U-RFL-T |  |  | TMC-Laboratory-HLA Lab (1R) | MHHS-TMC |  |  |  | 069-43590 | 069-43590 | TMC | MHHS-TMC | TMC-Laboratory-HLA Lab (1R) | Lab | 3/1/17 |  |  |  | POWER SUPPLIES |  | .needs class | [5 empty] | Olympus |  |  |  |  | 3/1/18 |  |  | Covered PM Repair - Biomedical | MHHS-TMC
NO | YES |  |  |  | 013-20141 | 013-20141 | Olympus America | UCES-3 |  |  | SW-HVI-OR | MHHS-Southwest |  |  |  | 013-20141 | 013-20141 | Southwest | MHHS-Southwest | SW-HVI-OR | CVOR2 | 11/1/19 |  | 5/1/20 |  | ENDOSCOPIC EQUIPMENT |  | .needs class | [5 empty] | Olympus |  |  |  |  | 4/1/18 |  |  | Covered PM Repair - Biomedical | MHHS-Southwest
NO | YES |  |  |  | 013-20146 | 013-20146 | Olympus America | UCES-3 |  |  | SW-HVI-OR | MHHS-Southwest |  |  |  | 013-20146 | 013-20146 | Southwest | MHHS-Southwest | SW-HVI-OR | CVOR3 | 11/1/19 |  | 5/1/20 |  | ENDOSCOPIC EQUIPMENT |  | .needs class | [5 empty] | Olympus |  |  |  |  | 4/1/18 |  |  | Covered PM Repair - Lab Analyzers/Anesth | MHHS-Southwest
NO | YES |  |  |  | 013-35906 | 013-35906 | Olympus America | UCES-3 |  |  | SW-Central Supply | MHHS-Southwest |  |  |  | 013-35906 | 013-35906 | Southwest | MHHS-Southwest | SW-Central Supply | CVOR4 | 11/1/19 |  | 5/1/20 |  | ENDOSCOPIC EQUIPMENT |  | .needs class | [5 empty] | Olympus |  |  |  |  | 4/1/18 |  |  | Covered PM Repair - Lab Analyzers/Anesth | MHHS-Southwest
NO | YES |  |  |  | 013-35911 | 013-35911 | Olympus America | UCES-3 |  |  | SW-HVI-OR | MHHS-Southwest |  |  |  | 013-35911 | 013-35911 | Southwest | MHHS-Southwest | SW-HVI-OR | CVOR1 | 11/1/19 |  | 5/1/20 |  | ENDOSCOPIC EQUIPMENT |  | .needs class | [5 empty] | Olympus |  |  |  |  | 4/1/18 |  |  | Covered PM Repair - Biomedical | MHHS-Southwest
NO | YES |  |  |  | 013-20149 | 013-20149 | Olympus America | UCES-3 |  |  | SW-OR | MHHS-Southwest |  |  |  | 013-20149 | 013-20149 | Southwest | MHHS-Southwest | SW-OR | OR | 11/1/19 |  | 5/1/20 |  | ENDOSCOPIC EQUIPMENT |  | .needs class | [5 empty] | Olympus |  |  |  |  | 4/1/18 |  |  | Covered PM Repair - Biomedical | MHHS-Southwest
NO | YES |  |  |  | 013-35920 | 013-35920 | Olympus America | UCES-3 |  |  | SW-OR | MHHS-Southwest |  |  |  | 013-35920 | 013-35920 | Southwest | MHHS-Southwest | SW-OR | Core B | 11/1/19 |  | 5/1/20 |  | ENDOSCOPIC EQUIPMENT |  | .needs class | [5 empty] | Olympus |  |  |  |  | 4/1/18 |  |  | Covered PM Repair - Biomedical | MHHS-Southwest
NO | YES |  |  |  | 013-35934 | 013-35934 | Olympus America | UCES-3 |  |  | SW-OR | MHHS-Southwest |  |  |  | 013-35934 | 013-35934 | Southwest | MHHS-Southwest | SW-OR | OR | 11/1/19 |  | 5/1/20 |  | ENDOSCOPIC EQUIPMENT |  | .needs class | [5 empty] | Olympus |  |  |  |  | 4/1/18 |  |  | Covered PM Repair - Biomedical | MHHS-Southwest
NO | YES |  |  |  | 009-10337 | 009-10337 | Olympus America | UCR |  |  | GH-OR Endoscopy | MHHS-Greater Heights |  | Insufflator, Carbon Dioxide |  | 009-10337 | 009-10337 | Central | MHHS-Greater Heights | GH-OR Endoscopy | Endoscopy | 1/1/19 |  | 1/1/20 |  | INSUFFLATORS | Insufflator, Carbon Dioxide | INSUFFLATORCARBONDIOX-Olympus-UCR | INSUFFLATORCARBONDIOX | UCR |  |  |  | Olympus | Insufflator, Carbon Dioxide |  | INSUFFLATORCARBONDIOX-Olympus-UCR |  | 4/1/18 |  | ICD-SA | Not Covered Vendor Only - Lab Ana/Anes | MHHS-Greater Heights | [8 empty] | INSUFFLATORCARBONDIOX | Insufflator, Carbon Dioxide | Olympus
NO | YES |  |  |  | 009-10797 | 009-10797 | Olympus America | UCR |  |  | GH-OR | MHHS-Greater Heights |  | Insufflator, Carbon Dioxide |  | 009-10797 | 009-10797 | Central | MHHS-Greater Heights | GH-OR | Equipment storage | 1/1/19 |  | 7/1/20 |  | INSUFFLATORS | Insufflator, Carbon Dioxide | INSUFFLATORCARBONDIOX-Olympus-UCR | INSUFFLATORCARBONDIOX | UCR |  |  |  | Olympus | Insufflator, Carbon Dioxide |  | INSUFFLATORCARBONDIOX-Olympus-UCR |  | 4/1/18 |  | ICD-SA | Not Covered Vendor Only - Lab Ana/Anes | MHHS-Greater Heights | [8 empty] | INSUFFLATORCARBONDIOX | Insufflator, Carbon Dioxide | Olympus
NO | YES | [5 empty] | Olympus America | UCR |  |  | MEMORIAL CITY - Outpatient | MHHS-Mem City |  | Insufflator, Carbon Dioxide |  |  |  | West | Memorial Hermann Memorial City Medical Center | MEMORIAL CITY - Outpatient | MEMORIAL CITY - OUTPATIENT |  |  |  |  | INSUFFLATORS |  | INSUFFLATORCARBONDIOX-Olympus-UCR | INSUFFLATORCARBONDIOX | UCR |  |  |  | Olympus | Insufflator, Carbon Dioxide |  | INSUFFLATORCARBONDIOX-Olympus-UCR |  |  |  |  | Covered PM Repair - Biomedical | MHHS-Mem City
NO | YES | [5 empty] | Olympus America | UCR |  |  | MEMORIAL CITY - MOR | MHHS-Mem City |  | Insufflator, Carbon Dioxide |  |  |  | West | Memorial City - Memorial Hermann Hospital | MEMORIAL CITY - MOR | Hallway |  |  |  |  | INSUFFLATORS |  | INSUFFLATORCARBONDIOX-Olympus-UCR | INSUFFLATORCARBONDIOX | UCR |  |  |  | Olympus | Insufflator, Carbon Dioxide |  | INSUFFLATORCARBONDIOX-Olympus-UCR |  |  |  |  | Covered PM Repair - Biomedical | MHHS-Mem City
NO | YES |  |  |  | 145-00547 | 145-00547 | Olympus America | UCR |  |  | Pearland-Endoscopy | MHHS-Pearland Hospital |  | Insufflator, Carbon Dioxide |  | 145-00547 | 145-00547 | Pearland | MHHS-Pearland Hospital | Pearland-Endoscopy |  | 10/1/19 | 10/1/20 |  |  | INSUFFLATORS | Insufflator, Carbon Dioxide | INSUFFLATORCARBONDIOX-Olympus-UCR | INSUFFLATORCARBONDIOX | UCR |  |  |  | Olympus | Insufflator, Carbon Dioxide |  | INSUFFLATORCARBONDIOX-Olympus-UCR |  | 4/1/18 |  | ICD-SA | Covered PM Repair - Biomedical | MHHS-Pearland Hospital | [8 empty] | INSUFFLATORCARBONDIOX | Insufflator, Carbon Dioxide | Olympus
NO | YES |  |  |  | 069-42255 | 069-42255 | Olympus America | UCR |  |  | TMC-OR-Hermann (2Hp) | MHHS-TMC |  | Insufflator, Carbon Dioxide |  | 069-42255 | 069-42255 | TMC | MHHS-TMC | TMC-OR-Hermann (2Hp) | Hall | 1/1/20 |  | 1/1/21 |  | INSUFFLATORS |  | INSUFFLATORCARBONDIOX-Olympus-UCR | INSUFFLATORCARBONDIOX | UCR |  |  |  | Olympus | Insufflator, Carbon Dioxide |  | INSUFFLATORCARBONDIOX-Olympus-UCR |  | 4/1/18 |  |  | Covered PM Repair - Biomedical | MHHS-TMC
NO | YES |  |  |  | 069-41371 | 069-41371 | Olympus America | UCR |  |  | TMC-OR-Pedi OR (2R) | MHHS-TMC |  | Insufflator, Carbon Dioxide |  | 069-41371 | 069-41371 | TMC | MHHS-TMC | TMC-OR-Pedi OR (2R) | S2 401 | 3/1/20 |  | 9/1/20 |  | INSUFFLATORS |  | INSUFFLATORCARBONDIOX-Olympus-UCR | INSUFFLATORCARBONDIOX | UCR |  |  |  | Olympus | Insufflator, Carbon Dioxide |  | INSUFFLATORCARBONDIOX-Olympus-UCR |  | 4/1/18 |  |  | Covered PM Repair - Biomedical | MHHS-TMC
NO | YES |  |  |  | 069-41372 | 069-41372 | Olympus America | UCR |  |  | TMC-OR-Hermann (2Hp) | MHHS-TMC |  | Insufflator, Carbon Dioxide |  | 069-41372 | 069-41372 | TMC | MHHS-TMC | TMC-OR-Hermann (2Hp) | S2 401 storage | 7/1/19 |  |  |  | INSUFFLATORS |  | INSUFFLATORCARBONDIOX-Olympus-UCR | INSUFFLATORCARBONDIOX | UCR |  |  |  | Olympus | Insufflator, Carbon Dioxide |  | INSUFFLATORCARBONDIOX-Olympus-UCR |  | 4/1/18 |  |  | Covered PM Repair - Biomedical | MHHS-TMC
NO | YES |  |  |  | 029-09386 | 029-09386 | Olympus America | UCR |  |  | Woodlands-OR | MHHS-Woodlands |  | Insufflator, Carbon Dioxide |  | 029-09386 | 029-09386 | Woodlands | MHHS-Woodlands | Woodlands-OR | Equipment Storage | 7/1/19 |  | 7/1/20 |  | INSUFFLATORS | Insufflator, Carbon Dioxide | INSUFFLATORCARBONDIOX-Olympus-UCR | INSUFFLATORCARBONDIOX | UCR |  |  |  | Olympus | Insufflator, Carbon Dioxide |  | INSUFFLATORCARBONDIOX-Olympus-UCR |  | 4/1/18 |  | ICD-SA | Covered PM Repair - Biomedical | MHHS-Woodlands | [8 empty] | INSUFFLATORCARBONDIOX | Insufflator, Carbon Dioxide | Olympus
NO | YES |  |  |  | 029-32102 | 029-32102 | Olympus America | UCR |  |  | Woodlands-OR | MHHS-Woodlands |  | Insufflator, Carbon Dioxide |  | 029-32102 | 029-32102 | Woodlands | MHHS-Woodlands | Woodlands-OR |  | 10/1/19 |  | 10/1/20 |  | INSUFFLATORS | Insufflator, Carbon Dioxide | INSUFFLATORCARBONDIOX-Olympus-UCR | INSUFFLATORCARBONDIOX | UCR |  |  |  | Olympus | Insufflator, Carbon Dioxide |  | INSUFFLATORCARBONDIOX-Olympus-UCR |  | 4/1/18 |  | ICD-SA | Covered PM Repair - Biomedical | MHHS-Woodlands | [8 empty] | INSUFFLATORCARBONDIOX | Insufflator, Carbon Dioxide | Olympus
NO | YES |  |  |  | 029-32110 | 029-32110 | Olympus America | UCR |  |  | Woodlands-OR | MHHS-Woodlands |  | Insufflator, Carbon Dioxide |  | 029-32110 | 029-32110 | Woodlands | MHHS-Woodlands | Woodlands-OR | OR 8 | 10/1/19 |  | 10/1/20 |  | INSUFFLATORS | Insufflator, Carbon Dioxide | INSUFFLATORCARBONDIOX-Olympus-UCR | INSUFFLATORCARBONDIOX | UCR |  |  |  | Olympus | Insufflator, Carbon Dioxide |  | INSUFFLATORCARBONDIOX-Olympus-UCR |  | 4/1/18 |  | ICD-SA | Covered PM Repair - Biomedical | MHHS-Woodlands | [8 empty] | INSUFFLATORCARBONDIOX | Insufflator, Carbon Dioxide | Olympus
NO | YES |  |  |  | 029-32197 | 029-32197 | Olympus America | UCR |  |  | Woodlands-OR | MHHS-Woodlands |  | Insufflator, Carbon Dioxide |  | 029-32197 | 029-32197 | Woodlands | MHHS-Woodlands | Woodlands-OR | Equipment Storage | 11/1/19 |  | 11/1/20 |  | INSUFFLATORS | Insufflator, Carbon Dioxide | INSUFFLATORCARBONDIOX-Olympus-UCR | INSUFFLATORCARBONDIOX | UCR |  |  |  | Olympus | Insufflator, Carbon Dioxide |  | INSUFFLATORCARBONDIOX-Olympus-UCR |  | 4/1/18 |  | ICD-SA | Covered PM Repair - Biomedical | MHHS-Woodlands | [8 empty] | INSUFFLATORCARBONDIOX | Insufflator, Carbon Dioxide | Olympus
NO | NO | [5 empty] | Olympus America | UCR |  |  | MEMORIAL CITY - MOR | MHHS-Mem City |  | Insufflator, Carbon Dioxide |  |  |  | West & Memorial City |  | MEMORIAL CITY - MOR | [5 empty] | INSUFFLATORS |  | INSUFFLATORCARBONDIOX-Olympus-UCR | INSUFFLATORCARBONDIOX | UCR |  |  |  | Olympus | Insufflator, Carbon Dioxide |  | INSUFFLATORCARBONDIOX-Olympus-UCR |  |  |  |  | Covered PM Repair - Biomedical | MHHS-Mem City
NO | NO |  |  |  | 069-37457 |  | Olympus America | UCR |  |  | TMC - OR - MOBILE EQUIP | MHHS-TMC |  | Insufflator, Carbon Dioxide |  | 069-37457 |  | TMC |  | TMC - OR - MOBILE EQUIP | [5 empty] | INSUFFLATORS |  | INSUFFLATORCARBONDIOX-Olympus-UCR | INSUFFLATORCARBONDIOX | UCR |  |  |  | Olympus | Insufflator, Carbon Dioxide |  | INSUFFLATORCARBONDIOX-Olympus-UCR |  |  |  |  | Covered PM Repair - Biomedical | MHHS-TMC
NO | NO |  |  |  | 029-08379 |  | Olympus America | UCR |  |  | WOODLANDS - OR | MHHS-Woodlands |  | Insufflator, Carbon Dioxide |  | 029-08379 |  | Woodlands |  | WOODLANDS - OR | [5 empty] | INSUFFLATORS |  | INSUFFLATORCARBONDIOX-Olympus-UCR | INSUFFLATORCARBONDIOX | UCR |  |  |  | Olympus | Insufflator, Carbon Dioxide |  | INSUFFLATORCARBONDIOX-Olympus-UCR |  |  |  |  | Covered PM Repair - Biomedical | MHHS-Woodlands
NO | YES |  |  |  | 013-17562 | 013-17562 | Olympus America | UES-40 |  |  | SW-OR | MHHS-Southwest |  | Electrosurgical Unit |  | 013-17562 | 013-17562 | Southwest | MHHS-Southwest | SW-OR | Room 26 - Cysto | 5/1/19 |  | 5/1/20 |  | ELECTROSURGICAL UNITS | Electrosurgical Unit | ELECTROSURGICALUNIT-Olympus-UES-40 | ELECTROSURGICALUNIT | UES-40 |  |  |  | Olympus | Electrosurgical Unit |  | ELECTROSURGICALUNIT-Olympus-UES-40 |  | 4/1/18 |  | ESU-SA | Covered PM Repair - Biomedical | MHHS-Southwest | [8 empty] | ELECTROSURGICALUNIT | Electrosurgical Unit | Olympus
NO | YES |  |  |  | 129-04461 | 129-04461 | Olympus America | UES-40 |  |  | Sugar Land-OR | MHHS-Sugarland |  | Electrosurgical Unit |  | 129-04461 | 129-04461 | Sugar Land | MHHS-Sugarland | Sugar Land-OR | OR 6 | 1/1/20 |  | 7/1/20 |  | ELECTROSURGICAL UNITS | Electrosurgical Unit | ELECTROSURGICALUNIT-Olympus-UES-40 | ELECTROSURGICALUNIT | UES-40 |  |  |  | Olympus | Electrosurgical Unit |  | ELECTROSURGICALUNIT-Olympus-UES-40 |  | 4/1/18 |  | ESU-SA | Covered PM Repair - Biomedical | MHHS-Sugarland | [8 empty] | ELECTROSURGICALUNIT | Electrosurgical Unit | Olympus
NO | YES |  |  |  | 029-03672 | 029-03672 | Olympus America | UES-40 |  |  | Woodlands-OR | MHHS-Woodlands |  | Electrosurgical Unit |  | 029-03672 | 029-03672 | Woodlands | MHHS-Woodlands | Woodlands-OR | OR Storage | 10/1/19 |  | 4/1/20 |  | ELECTROSURGICAL UNITS | Electrosurgical Unit | ELECTROSURGICALUNIT-Olympus-UES-40 | ELECTROSURGICALUNIT | UES-40 |  |  |  | Olympus | Electrosurgical Unit |  | ELECTROSURGICALUNIT-Olympus-UES-40 |  | 4/1/18 |  | ESU-SA | Covered PM Repair - Biomedical | MHHS-Woodlands | [8 empty] | ELECTROSURGICALUNIT | Electrosurgical Unit | Olympus
NO | NO | [5 empty] | Olympus America | UES-40 |  |  | TMC - OR - PEDI OR (2R) | MHHS-TMC |  | Electrosurgical Unit |  |  |  | TMC |  | TMC - OR - PEDI OR (2R) | [5 empty] | ELECTROSURGICAL UNITS |  | ELECTROSURGICALUNIT-Olympus-UES-40 | ELECTROSURGICALUNIT | UES-40 |  |  |  | Olympus | Electrosurgical Unit |  | ELECTROSURGICALUNIT-Olympus-UES-40 |  |  |  |  | Covered PM Repair - Biomedical | MHHS-TMC
NO | YES |  |  |  | 013-07744 | 013-07744 | Olympus America | UHI-3 |  |  | SW-OR | MHHS-Southwest |  | Insufflator, Carbon Dioxide |  | 013-07744 | 013-07744 | Southwest | MHHS-Southwest | SW-OR | OR23 | 10/1/19 |  | 10/1/20 |  | INSUFFLATORS | Insufflator, Carbon Dioxide | INSUFFLATORCARBONDIOX-Olympus-UHI-3 | INSUFFLATORCARBONDIOX | UHI-3 |  |  |  | Olympus | Insufflator, Carbon Dioxide |  | INSUFFLATORCARBONDIOX-Olympus-UHI-3 |  | 4/1/18 |  | ICD-SA | Covered PM Repair - Biomedical | MHHS-Southwest | [8 empty] | INSUFFLATORCARBONDIOX | Insufflator, Carbon Dioxide | Olympus
NO | YES |  |  |  | 013-07745 | 013-07745 | Olympus America | UHI-3 |  |  | SW-OR | MHHS-Southwest |  | Insufflator, Carbon Dioxide |  | 013-07745 | 013-07745 | Southwest | MHHS-Southwest | SW-OR | OR4 | 10/1/19 |  | 4/1/20 |  | INSUFFLATORS | Insufflator, Carbon Dioxide | INSUFFLATORCARBONDIOX-Olympus-UHI-3 | INSUFFLATORCARBONDIOX | UHI-3 |  |  |  | Olympus | Insufflator, Carbon Dioxide |  | INSUFFLATORCARBONDIOX-Olympus-UHI-3 |  | 4/1/18 |  | ICD-SA | Covered PM Repair - Biomedical | MHHS-Southwest | [8 empty] | INSUFFLATORCARBONDIOX | Insufflator, Carbon Dioxide | Olympus
NO | YES |  |  |  | 013-07746 | 013-07746 | Olympus America | UHI-3 |  |  | SW-OR | MHHS-Southwest |  | Insufflator, Carbon Dioxide |  | 013-07746 | 013-07746 | Southwest | MHHS-Southwest | SW-OR | OR 9 | 10/1/19 |  | 4/1/20 |  | INSUFFLATORS | Insufflator, Carbon Dioxide | INSUFFLATORCARBONDIOX-Olympus-UHI-3 | INSUFFLATORCARBONDIOX | UHI-3 |  |  |  | Olympus | Insufflator, Carbon Dioxide |  | INSUFFLATORCARBONDIOX-Olympus-UHI-3 |  | 4/1/18 |  | ICD-SA | Covered PM Repair - Biomedical | MHHS-Southwest | [8 empty] | INSUFFLATORCARBONDIOX | Insufflator, Carbon Dioxide | Olympus
NO | YES |  |  |  | 013-08354 | 013-08354 | Olympus America | UHI-3 |  |  | SW-OR | MHHS-Southwest |  | Insufflator, Carbon Dioxide |  | 013-08354 | 013-08354 | Southwest | MHHS-Southwest | SW-OR | Room 18 - Storage | 10/1/19 |  | 10/1/20 |  | INSUFFLATORS | Insufflator, Carbon Dioxide | INSUFFLATORCARBONDIOX-Olympus-UHI-3 | INSUFFLATORCARBONDIOX | UHI-3 |  |  |  | Olympus | Insufflator, Carbon Dioxide |  | INSUFFLATORCARBONDIOX-Olympus-UHI-3 |  | 4/1/18 |  | ICD-SA | Covered PM Repair - Biomedical | MHHS-Southwest | [8 empty] | INSUFFLATORCARBONDIOX | Insufflator, Carbon Dioxide | Olympus
NO | YES |  |  |  | 013-08355 | 013-08355 | Olympus America | UHI-3 |  |  | SW-OR | MHHS-Southwest |  | Insufflator, Carbon Dioxide |  | 013-08355 | 013-08355 | Southwest | MHHS-Southwest | SW-OR | OR25 | 10/1/19 |  | 4/1/20 |  | INSUFFLATORS | Insufflator, Carbon Dioxide | INSUFFLATORCARBONDIOX-Olympus-UHI-3 | INSUFFLATORCARBONDIOX | UHI-3 |  |  |  | Olympus | Insufflator, Carbon Dioxide |  | INSUFFLATORCARBONDIOX-Olympus-UHI-3 |  | 4/1/18 |  | ICD-SA | Covered PM Repair - Biomedical | MHHS-Southwest | [8 empty] | INSUFFLATORCARBONDIOX | Insufflator, Carbon Dioxide | Olympus
NO | YES |  |  |  | 013-08580 | 013-08580 | Olympus America | UHI-3 |  |  | SW-OR | MHHS-Southwest |  | Insufflator, Carbon Dioxide |  | 013-08580 | 013-08580 | Southwest | MHHS-Southwest | SW-OR | Room 24 | 10/1/19 |  | 4/1/20 |  | INSUFFLATORS | Insufflator, Carbon Dioxide | INSUFFLATORCARBONDIOX-Olympus-UHI-3 | INSUFFLATORCARBONDIOX | UHI-3 |  |  |  | Olympus | Insufflator, Carbon Dioxide |  | INSUFFLATORCARBONDIOX-Olympus-UHI-3 |  | 4/1/18 |  | ICD-SA | Covered PM Repair - Biomedical | MHHS-Southwest | [8 empty] | INSUFFLATORCARBONDIOX | Insufflator, Carbon Dioxide | Olympus
NO | YES |  |  |  | 013-20073 | 013-20073 | Olympus America | UHI-3 |  |  | SW-OR | MHHS-Southwest |  | Insufflator, Carbon Dioxide |  | 013-20073 | 013-20073 | Southwest | MHHS-Southwest | SW-OR | OR9 | 10/1/19 |  | 10/1/20 |  | INSUFFLATORS | Insufflator, Carbon Dioxide | INSUFFLATORCARBONDIOX-Olympus-UHI-3 | INSUFFLATORCARBONDIOX | UHI-3 |  |  |  | Olympus | Insufflator, Carbon Dioxide |  | INSUFFLATORCARBONDIOX-Olympus-UHI-3 |  | 4/1/18 |  | ICD-SA | Covered PM Repair - Biomedical | MHHS-Southwest | [8 empty] | INSUFFLATORCARBONDIOX | Insufflator, Carbon Dioxide | Olympus
NO | YES |  |  |  | 069-19045 | 069-19045 | Olympus America | UHI-3 |  |  | TMC-OR-CVOR (7Hvi) | MHHS-TMC |  | Insufflator, Carbon Dioxide |  | 069-19045 | 069-19045 | TMC | MHHS-TMC | TMC-OR-CVOR (7Hvi) | Equipment room 7 | 10/1/19 |  | 4/1/20 |  | INSUFFLATORS | Insufflator, Carbon Dioxide | INSUFFLATORCARBONDIOX-Olympus-UHI-3 | INSUFFLATORCARBONDIOX | UHI-3 |  |  |  | Olympus | Insufflator, Carbon Dioxide |  | INSUFFLATORCARBONDIOX-Olympus-UHI-3 |  | 3/15/18 |  | ICD-SA | Covered PM Repair - Biomedical | MHHS-TMC | [8 empty] | INSUFFLATORCARBONDIOX | Insufflator, Carbon Dioxide | Olympus
NO | YES |  |  |  | 069-06874 | 069-06874 | Olympus America | UHI-3 |  |  | TMC-OR-CVOR (7Hvi) | MHHS-TMC |  | Insufflator, Carbon Dioxide |  | 069-06874 | 069-06874 | TMC | MHHS-TMC | TMC-OR-CVOR (7Hvi) | Equipment room 7 | 11/1/19 |  | 5/1/20 |  | INSUFFLATORS | Insufflator, Carbon Dioxide | INSUFFLATORCARBONDIOX-Olympus-UHI-3 | INSUFFLATORCARBONDIOX | UHI-3 |  |  |  | Olympus | Insufflator, Carbon Dioxide |  | INSUFFLATORCARBONDIOX-Olympus-UHI-3 |  | 4/1/18 |  | ICD-SA | Covered PM Repair - Biomedical | MHHS-TMC | [8 empty] | INSUFFLATORCARBONDIOX | Insufflator, Carbon Dioxide | Olympus
NO | YES |  |  |  | 069-22268 | 069-22268 | Olympus America | UHI-3 |  |  | TMC-OR-Pedi OR (2R) | MHHS-TMC |  | Insufflator, Carbon Dioxide |  | 069-22268 | 069-22268 | TMC | MHHS-TMC | TMC-OR-Pedi OR (2R) | S2 401 | 1/1/20 |  | 7/1/20 |  | INSUFFLATORS |  | INSUFFLATORCARBONDIOX-Olympus-UHI-3 | INSUFFLATORCARBONDIOX | UHI-3 |  |  |  | Olympus | Insufflator, Carbon Dioxide |  | INSUFFLATORCARBONDIOX-Olympus-UHI-3 |  | 4/1/18 |  |  | Covered PM Repair - Biomedical | MHHS-TMC
NO | YES |  |  |  | 069-19048 | 069-19048 | Olympus America | UHI-3 |  |  | TMC-OR-Robertson (2R) | MHHS-TMC |  | Insufflator, Carbon Dioxide |  | 069-19048 | 069-19048 | TMC | MHHS-TMC | TMC-OR-Robertson (2R) | Equipmemt room 7 hvi | 11/1/19 |  | 5/1/20 |  | INSUFFLATORS | Insufflator, Carbon Dioxide | INSUFFLATORCARBONDIOX-Olympus-UHI-3 | INSUFFLATORCARBONDIOX | UHI-3 |  |  |  | Olympus | Insufflator, Carbon Dioxide |  | INSUFFLATORCARBONDIOX-Olympus-UHI-3 |  | 4/1/18 |  | ICD-SA | Covered PM Repair - Biomedical | MHHS-TMC | [8 empty] | INSUFFLATORCARBONDIOX | Insufflator, Carbon Dioxide | Olympus
NO | YES |  |  |  | 069-22275 | 069-22275 | Olympus America | UHI-3 |  |  | TMC-Sarofim 2-OR | MHHS-TMC |  | Insufflator, Carbon Dioxide |  | 069-22275 | 069-22275 | TMC | MHHS-TMC | TMC-Sarofim 2-OR | Stryker towers S2401 | 11/1/19 |  | 5/1/20 |  | INSUFFLATORS |  | INSUFFLATORCARBONDIOX-Olympus-UHI-3 | INSUFFLATORCARBONDIOX | UHI-3 |  |  |  | Olympus | Insufflator, Carbon Dioxide |  | INSUFFLATORCARBONDIOX-Olympus-UHI-3 |  | 4/1/18 |  |  | Covered PM Repair - Biomedical | MHHS-TMC
NO | YES |  |  |  | 029-07249 | 029-07249 | Olympus America | UHI-3 |  |  | Woodlands-OR | MHHS-Woodlands |  | Insufflator, Carbon Dioxide |  | 029-07249 | 029-07249 | Woodlands | MHHS-Woodlands | Woodlands-OR | OR 14 | 10/1/19 |  |  |  | INSUFFLATORS | Insufflator, Carbon Dioxide | INSUFFLATORCARBONDIOX-Olympus-UHI-3 | INSUFFLATORCARBONDIOX | UHI-3 |  |  |  | Olympus | Insufflator, Carbon Dioxide |  | INSUFFLATORCARBONDIOX-Olympus-UHI-3 |  | 4/1/18 |  | ICD-SA | Covered PM Repair - Biomedical | MHHS-Woodlands | [8 empty] | INSUFFLATORCARBONDIOX | Insufflator, Carbon Dioxide | Olympus
NO | YES |  |  |  |  | 029-03787 | Olympus America | UHI-3 |  |  | Woodlands-OR | MHHS-Woodlands |  | Insufflator, Carbon Dioxide |  |  | 029-03787 | Woodlands | MHHS-Woodlands | Woodlands-OR | OR |  |  |  |  | INSUFFLATORS | Insufflator, Carbon Dioxide | INSUFFLATORCARBONDIOX-Olympus-UHI-3 | INSUFFLATORCARBONDIOX | UHI-3 |  |  |  | Olympus | Insufflator, Carbon Dioxide |  | INSUFFLATORCARBONDIOX-Olympus-UHI-3 |  | 4/1/18 |  | ICD-SA | Covered PM Repair - Biomedical | MHHS-Woodlands | [8 empty] | INSUFFLATORCARBONDIOX | Insufflator, Carbon Dioxide | Olympus
NO | NO | [5 empty] | Olympus America | UHI-3 |  |  | TMC - OR - PEDI OR (2R) | MHHS-TMC |  | Insufflator, Carbon Dioxide |  |  |  | TMC |  | TMC - OR - PEDI OR (2R) | [5 empty] | INSUFFLATORS |  | INSUFFLATORCARBONDIOX-Olympus-UHI-3 | INSUFFLATORCARBONDIOX | UHI-3 |  |  |  | Olympus | Insufflator, Carbon Dioxide |  | INSUFFLATORCARBONDIOX-Olympus-UHI-3 |  |  |  |  | Covered PM Repair - Biomedical | MHHS-TMC
NO | NO | [5 empty] | Olympus America | UHI-3 |  |  | TMC - OR - PEDI OR (2R) | MHHS-TMC |  | Insufflator, Carbon Dioxide |  |  |  | TMC |  | TMC - OR - PEDI OR (2R) | [5 empty] | INSUFFLATORS |  | INSUFFLATORCARBONDIOX-Olympus-UHI-3 | INSUFFLATORCARBONDIOX | UHI-3 |  |  |  | Olympus | Insufflator, Carbon Dioxide |  | INSUFFLATORCARBONDIOX-Olympus-UHI-3 |  |  |  |  | Covered PM Repair - Biomedical | MHHS-TMC
NO | NO |  |  |  | 029-05896 1103990 |  | Olympus America | UHI-3 |  |  | WOODLANDS - OR | MHHS-Woodlands |  | Insufflator, Carbon Dioxide |  | 029-05896 1103990 |  | Woodlands |  | WOODLANDS - OR | [5 empty] | INSUFFLATORS |  | INSUFFLATORCARBONDIOX-Olympus-UHI-3 | INSUFFLATORCARBONDIOX | UHI-3 |  |  |  | Olympus | Insufflator, Carbon Dioxide |  | INSUFFLATORCARBONDIOX-Olympus-UHI-3 |  |  |  |  | Covered PM Repair - Biomedical | MHHS-Woodlands
NO | NO |  |  |  | 029-07248 |  | Olympus America | UHI-3 |  |  | WOODLANDS - OR | MHHS-Woodlands |  | Insufflator, Carbon Dioxide |  | 029-07248 |  | Woodlands |  | WOODLANDS - OR | [5 empty] | INSUFFLATORS |  | INSUFFLATORCARBONDIOX-Olympus-UHI-3 | INSUFFLATORCARBONDIOX | UHI-3 |  |  |  | Olympus | Insufflator, Carbon Dioxide |  | INSUFFLATORCARBONDIOX-Olympus-UHI-3 |  |  |  |  | Covered PM Repair - Biomedical | MHHS-Woodlands
NO | NO | [5 empty] | Olympus America | UHI-3 |  |  | WOODLANDS - OR | MHHS-Woodlands |  | Insufflator, Carbon Dioxide |  |  |  | Woodlands |  | WOODLANDS - OR | [5 empty] | INSUFFLATORS |  | INSUFFLATORCARBONDIOX-Olympus-UHI-3 | INSUFFLATORCARBONDIOX | UHI-3 |  |  |  | Olympus | Insufflator, Carbon Dioxide |  | INSUFFLATORCARBONDIOX-Olympus-UHI-3 |  |  |  |  | Not Covered Vendor Only - Biomedical | MHHS-Woodlands
NO | NO | [5 empty] | Olympus America | UHI-3 |  |  | WOODLANDS - OR | MHHS-Woodlands |  | Insufflator, Carbon Dioxide |  |  |  | Woodlands |  | WOODLANDS - OR | [5 empty] | INSUFFLATORS |  | INSUFFLATORCARBONDIOX-Olympus-UHI-3 | INSUFFLATORCARBONDIOX | UHI-3 |  |  |  | Olympus | Insufflator, Carbon Dioxide |  | INSUFFLATORCARBONDIOX-Olympus-UHI-3 |  |  |  |  | Covered PM Repair - Biomedical | MHHS-Woodlands
NO | NO | [5 empty] | Olympus America | UHI-3 |  |  | WOODLANDS - OR | MHHS-Woodlands |  | Insufflator, Carbon Dioxide |  |  |  | Woodlands |  | WOODLANDS - OR | [5 empty] | INSUFFLATORS |  | INSUFFLATORCARBONDIOX-Olympus-UHI-3 | INSUFFLATORCARBONDIOX | UHI-3 |  |  |  | Olympus | Insufflator, Carbon Dioxide |  | INSUFFLATORCARBONDIOX-Olympus-UHI-3 |  |  |  |  | Covered PM Repair - Biomedical | MHHS-Woodlands
NO | YES |  |  |  | 009-09809 | 009-09809 | Olympus America | UHI-4 |  |  | GH-OR | MHHS-Greater Heights |  | Insufflator, Carbon Dioxide |  | 009-09809 | 009-09809 | Central | MHHS-Greater Heights | GH-OR | Hallway | 12/1/19 |  | 6/1/20 |  | INSUFFLATORS | Insufflator, Carbon Dioxide | INSUFFLATORCARBONDIOX-Olympus-UHI-4 | INSUFFLATORCARBONDIOX | UHI-4 |  |  |  | Olympus | Insufflator, Carbon Dioxide |  | INSUFFLATORCARBONDIOX-Olympus-UHI-4 |  | 4/1/18 |  | ICD-SA | Covered PM Repair - Biomedical | MHHS-Greater Heights | [8 empty] | INSUFFLATORCARBONDIOX | Insufflator, Carbon Dioxide | Olympus
NO | YES |  |  |  | 009-09817 | 009-09817 | Olympus America | UHI-4 |  |  | GH-OR | MHHS-Greater Heights |  | Insufflator, Carbon Dioxide |  | 009-09817 | 009-09817 | Central & Greater Heights | MHHS-Greater Heights | GH-OR | OR 9 | 12/1/19 |  | 6/1/20 |  | INSUFFLATORS | Insufflator, Carbon Dioxide | INSUFFLATORCARBONDIOX-Olympus-UHI-4 | INSUFFLATORCARBONDIOX | UHI-4 |  |  |  | Olympus | Insufflator, Carbon Dioxide |  | INSUFFLATORCARBONDIOX-Olympus-UHI-4 |  | 4/1/18 |  | ICD-SA | Covered PM Repair - Biomedical | MHHS-Greater Heights | [8 empty] | INSUFFLATORCARBONDIOX | Insufflator, Carbon Dioxide | Olympus
NO | YES |  |  |  | 009-09825 | 009-09825 | Olympus America | UHI-4 |  |  | GH-OR Endoscopy | MHHS-Greater Heights |  | Insufflator, Carbon Dioxide |  | 009-09825 | 009-09825 | Central | MHHS-Greater Heights | GH-OR Endoscopy | OR | 12/1/19 |  | 6/1/20 |  | INSUFFLATORS | Insufflator, Carbon Dioxide | INSUFFLATORCARBONDIOX-Olympus-UHI-4 | INSUFFLATORCARBONDIOX | UHI-4 |  |  |  | Olympus | Insufflator, Carbon Dioxide |  | INSUFFLATORCARBONDIOX-Olympus-UHI-4 |  | 4/1/18 |  | ICD-SA | Covered PM Repair - Biomedical | MHHS-Greater Heights | [8 empty] | INSUFFLATORCARBONDIOX | Insufflator, Carbon Dioxide | Olympus
NO | YES |  |  |  | 009-09833 | 009-09833 | Olympus America | UHI-4 |  |  | GH-OR | MHHS-Greater Heights |  | Insufflator, Carbon Dioxide |  | 009-09833 | 009-09833 | Central | MHHS-Greater Heights | GH-OR | OR 3 | 12/1/19 |  | 6/1/20 |  | INSUFFLATORS | Insufflator, Carbon Dioxide | INSUFFLATORCARBONDIOX-Olympus-UHI-4 | INSUFFLATORCARBONDIOX | UHI-4 |  |  |  | Olympus | Insufflator, Carbon Dioxide |  | INSUFFLATORCARBONDIOX-Olympus-UHI-4 |  | 4/1/18 |  | ICD-SA | Covered PM Repair - Biomedical | MHHS-Greater Heights | [8 empty] | INSUFFLATORCARBONDIOX | Insufflator, Carbon Dioxide | Olympus
NO | YES |  |  |  | 041-10829 | 041-10829 | Olympus America | UHI-4 |  |  | MEMORIAL CITY - MOR | MHHS-Mem City |  | Insufflator, Carbon Dioxide |  | 041-10829 | 041-10829 | West | Memorial City - Memorial Hermann Hospital | MEMORIAL CITY - MOR | Hallway |  |  |  |  | INSUFFLATORS |  | INSUFFLATORCARBONDIOX-Olympus-UHI-4 | INSUFFLATORCARBONDIOX | UHI-4 |  |  |  | Olympus | Insufflator, Carbon Dioxide |  | INSUFFLATORCARBONDIOX-Olympus-UHI-4 |  |  |  |  | Not Covered Vendor Only - Biomedical | MHHS-Mem City
NO | YES |  |  |  | 041-18286 | 041-18286 | Olympus America | UHI-4 |  |  | OR | MHHS-Mem City |  | Insufflator, Carbon Dioxide |  | 041-18286 | 041-18286 | West | Memorial Hermann - Memorial City | OR | Back Hallway |  |  |  |  | INSUFFLATORS |  | INSUFFLATORCARBONDIOX-Olympus-UHI-4 | INSUFFLATORCARBONDIOX | UHI-4 |  |  |  | Olympus | Insufflator, Carbon Dioxide |  | INSUFFLATORCARBONDIOX-Olympus-UHI-4 |  |  |  |  | Not Covered Vendor Only - Biomedical | MHHS-Mem City
NO | YES |  |  |  | 041-32702 | 041-32702 | Olympus America | UHI-4 |  |  | MEMORIAL CITY - Outpatient | MHHS-Mem City |  | Insufflator, Carbon Dioxide |  | 041-32702 | 041-32702 | West | Memorial Hermann Memorial City Medical Center | MEMORIAL CITY - Outpatient | MEMORIAL CITY - OUTPATIENT |  |  |  |  | INSUFFLATORS |  | INSUFFLATORCARBONDIOX-Olympus-UHI-4 | INSUFFLATORCARBONDIOX | UHI-4 |  |  |  | Olympus | Insufflator, Carbon Dioxide |  | INSUFFLATORCARBONDIOX-Olympus-UHI-4 |  |  |  |  | Not Covered Vendor Only - Biomedical | MHHS-Mem City
NO | YES |  |  |  | 005-10743 | 005-10743 | Olympus America | UHI-4 |  |  | SE-OR | MHHS-Southeast |  | Insufflator, Carbon Dioxide |  | 005-10743 | 005-10743 | Southeast | MHHS-Southeast | SE-OR | OR | 11/1/19 |  | 11/1/20 |  | INSUFFLATORS |  | INSUFFLATORCARBONDIOX-Olympus-UHI-4 | INSUFFLATORCARBONDIOX | UHI-4 |  |  |  | Olympus | Insufflator, Carbon Dioxide |  | INSUFFLATORCARBONDIOX-Olympus-UHI-4 |  | 5/15/20 |  |  | Not Covered Vendor Only - Biomedical | MHHS-Southeast
NO | YES |  |  |  | 005-10748 | 005-10748 | Olympus America | UHI-4 |  |  | SE-OR | MHHS-Southeast |  | Insufflator, Carbon Dioxide |  | 005-10748 | 005-10748 | Southeast | MHHS-Southeast | SE-OR | OR | 11/1/19 |  | 11/1/20 |  | INSUFFLATORS |  | INSUFFLATORCARBONDIOX-Olympus-UHI-4 | INSUFFLATORCARBONDIOX | UHI-4 |  |  |  | Olympus | Insufflator, Carbon Dioxide |  | INSUFFLATORCARBONDIOX-Olympus-UHI-4 |  | 5/15/20 |  |  | Not Covered Vendor Only - Biomedical | MHHS-Southeast
NO | YES |  |  |  | 013-20139 | 013-20139 | Olympus America | UHI-4 |  |  | SW-HVI-OR | MHHS-Southwest |  | Insufflator, Carbon Dioxide |  | 013-20139 | 013-20139 | Southwest | MHHS-Southwest | SW-HVI-OR | CVOR2 | 10/1/19 |  | 4/1/20 |  | INSUFFLATORS | Insufflator, Carbon Dioxide | INSUFFLATORCARBONDIOX-Olympus-UHI-4 | INSUFFLATORCARBONDIOX | UHI-4 |  |  |  | Olympus | Insufflator, Carbon Dioxide |  | INSUFFLATORCARBONDIOX-Olympus-UHI-4 |  | 4/1/18 |  | ICD-SA | Covered PM Repair - Biomedical | MHHS-Southwest | [8 empty] | INSUFFLATORCARBONDIOX | Insufflator, Carbon Dioxide | Olympus
NO | YES |  |  |  | 013-20144 | 013-20144 | Olympus America | UHI-4 |  |  | SW-HVI-OR | MHHS-Southwest |  | Insufflator, Carbon Dioxide |  | 013-20144 | 013-20144 | Southwest | MHHS-Southwest | SW-HVI-OR | CVOR3 | 12/1/19 |  | 6/1/20 |  | INSUFFLATORS | Insufflator, Carbon Dioxide | INSUFFLATORCARBONDIOX-Olympus-UHI-4 | INSUFFLATORCARBONDIOX | UHI-4 |  |  |  | Olympus | Insufflator, Carbon Dioxide |  | INSUFFLATORCARBONDIOX-Olympus-UHI-4 |  | 4/1/18 |  | ICD-SA | Covered PM Repair - Biomedical | MHHS-Southwest | [8 empty] | INSUFFLATORCARBONDIOX | Insufflator, Carbon Dioxide | Olympus
NO | YES |  |  |  | 013-35903 | 013-35903 | Olympus America | UHI-4 |  |  | SW-HVI-OR | MHHS-Southwest |  | Insufflator, Carbon Dioxide |  | 013-35903 | 013-35903 | Southwest | MHHS-Southwest | SW-HVI-OR | CVOR4 | 10/1/19 |  | 4/1/20 |  | INSUFFLATORS | Insufflator, Carbon Dioxide | INSUFFLATORCARBONDIOX-Olympus-UHI-4 | INSUFFLATORCARBONDIOX | UHI-4 |  |  |  | Olympus | Insufflator, Carbon Dioxide |  | INSUFFLATORCARBONDIOX-Olympus-UHI-4 |  | 4/1/18 |  | ICD-SA | Covered PM Repair - Biomedical | MHHS-Southwest | [8 empty] | INSUFFLATORCARBONDIOX | Insufflator, Carbon Dioxide | Olympus
NO | YES |  |  |  | 013-35908 | 013-35908 | Olympus America | UHI-4 |  |  | SW-HVI-OR | MHHS-Southwest |  | Insufflator, Carbon Dioxide |  | 013-35908 | 013-35908 | Southwest | MHHS-Southwest | SW-HVI-OR | SW-HVI-OR | 10/1/19 |  | 4/1/20 |  | INSUFFLATORS | Insufflator, Carbon Dioxide | INSUFFLATORCARBONDIOX-Olympus-UHI-4 | INSUFFLATORCARBONDIOX | UHI-4 |  |  |  | Olympus | Insufflator, Carbon Dioxide |  | INSUFFLATORCARBONDIOX-Olympus-UHI-4 |  | 4/1/18 |  | ICD-SA | Covered PM Repair - Biomedical | MHHS-Southwest | [8 empty] | INSUFFLATORCARBONDIOX | Insufflator, Carbon Dioxide | Olympus
NO | YES |  |  |  | 069-40496 | 069-40496 | Olympus America | UHI-4 |  |  | TMC-OR-Pedi OR (2R) | MHHS-TMC |  | Insufflator, Carbon Dioxide |  | 069-40496 | 069-40496 | TMC | MHHS-TMC | TMC-OR-Pedi OR (2R) | S2 401 | 11/1/19 |  | 11/1/20 |  | INSUFFLATORS |  | INSUFFLATORCARBONDIOX-Olympus-UHI-4 | INSUFFLATORCARBONDIOX | UHI-4 |  |  |  | Olympus | Insufflator, Carbon Dioxide |  | INSUFFLATORCARBONDIOX-Olympus-UHI-4 |  | 5/15/20 |  |  | Not Covered Vendor Only - Biomedical | MHHS-TMC
NO | YES |  |  |  | 069-39894 | 069-39894 | Olympus America | UHI-4 |  |  | OR | MHHS-TMC |  | Insufflator, Carbon Dioxide |  | 069-39894 | 069-39894 | TMC | Memorial Hermann-Texas Medical Center | OR | S2 401 Storage | 9/1/19 |  |  |  | INSUFFLATORS |  | INSUFFLATORCARBONDIOX-Olympus-UHI-4 | INSUFFLATORCARBONDIOX | UHI-4 |  |  |  | Olympus | Insufflator, Carbon Dioxide |  | INSUFFLATORCARBONDIOX-Olympus-UHI-4 |  | 5/15/20 |  |  | Not Covered Vendor Only - Biomedical | MHHS-TMC
NO | YES |  |  |  | 069-39912 | 069-39912 | Olympus America | UHI-4 |  |  | TMC-OR-Robertson (2R) | MHHS-TMC |  | Insufflator, Carbon Dioxide |  | 069-39912 | 069-39912 | TMC | MHHS-TMC | TMC-OR-Robertson (2R) | OR - ROBERTSON (2R) | 9/1/19 |  |  |  | INSUFFLATORS |  | INSUFFLATORCARBONDIOX-Olympus-UHI-4 | INSUFFLATORCARBONDIOX | UHI-4 |  |  |  | Olympus | Insufflator, Carbon Dioxide |  | INSUFFLATORCARBONDIOX-Olympus-UHI-4 |  | 5/15/20 |  |  | Not Covered Vendor Only - Biomedical | MHHS-TMC
NO | YES |  |  |  | 029-09382 | 029-09382 | Olympus America | UHI-4 |  |  | Woodlands-OR | MHHS-Woodlands |  | Insufflator, Carbon Dioxide |  | 029-09382 | 029-09382 | Woodlands | MHHS-Woodlands | Woodlands-OR | Equipment Storage | 7/1/19 |  |  | ?AuNo pm required?Au sticker | INSUFFLATORS | Insufflator, Carbon Dioxide | INSUFFLATORCARBONDIOX-Olympus-UHI-4 | INSUFFLATORCARBONDIOX | UHI-4 |  |  |  | Olympus | Insufflator, Carbon Dioxide |  | INSUFFLATORCARBONDIOX-Olympus-UHI-4 |  | 4/1/18 |  | ICD-SA | Covered PM Repair - Biomedical | MHHS-Woodlands | [8 empty] | INSUFFLATORCARBONDIOX | Insufflator, Carbon Dioxide | Olympus
NO | YES |  |  |  | 029-09503 | 029-09503 | Olympus America | UHI-4 |  |  | Woodlands-OR | MHHS-Woodlands |  | Insufflator, Carbon Dioxide |  | 029-09503 | 029-09503 | Woodlands | MHHS-Woodlands | Woodlands-OR | Equipment Storage | 4/1/19 |  | 10/1/19 |  | INSUFFLATORS | Insufflator, Carbon Dioxide | INSUFFLATORCARBONDIOX-Olympus-UHI-4 | INSUFFLATORCARBONDIOX | UHI-4 |  |  |  | Olympus | Insufflator, Carbon Dioxide |  | INSUFFLATORCARBONDIOX-Olympus-UHI-4 |  | 5/15/20 |  | ICD-SA | Not Covered Vendor Only - Biomedical | MHHS-Woodlands | [8 empty] | INSUFFLATORCARBONDIOX | Insufflator, Carbon Dioxide | Olympus
NO | YES |  |  |  | 029-32101 | 029-32101 | Olympus America | UHI-4 |  |  | Woodlands-OR | MHHS-Woodlands |  | Insufflator, Carbon Dioxide |  | 029-32101 | 029-32101 | Woodlands | MHHS-Woodlands | Woodlands-OR |  | 10/1/19 |  |  | ?AuNo PM Required?Au sticker | INSUFFLATORS | Insufflator, Carbon Dioxide | INSUFFLATORCARBONDIOX-Olympus-UHI-4 | INSUFFLATORCARBONDIOX | UHI-4 |  |  |  | Olympus | Insufflator, Carbon Dioxide |  | INSUFFLATORCARBONDIOX-Olympus-UHI-4 |  | 5/15/20 |  | ICD-SA | Not Covered Vendor Only - Biomedical | MHHS-Woodlands | [8 empty] | INSUFFLATORCARBONDIOX | Insufflator, Carbon Dioxide | Olympus
NO | YES |  |  |  | 029-32109 | 029-32109 | Olympus America | UHI-4 |  |  | Woodlands-OR | MHHS-Woodlands |  | Insufflator, Carbon Dioxide |  | 029-32109 | 029-32109 | Woodlands | MHHS-Woodlands | Woodlands-OR | OR 8 | 10/1/19 |  | 4/1/20 |  | INSUFFLATORS | Insufflator, Carbon Dioxide | INSUFFLATORCARBONDIOX-Olympus-UHI-4 | INSUFFLATORCARBONDIOX | UHI-4 |  |  |  | Olympus | Insufflator, Carbon Dioxide |  | INSUFFLATORCARBONDIOX-Olympus-UHI-4 |  | 5/15/20 |  | ICD-SA | Not Covered Vendor Only - Biomedical | MHHS-Woodlands | [8 empty] | INSUFFLATORCARBONDIOX | Insufflator, Carbon Dioxide | Olympus
NO | YES |  |  |  | 029-32193 | 029-32193 | Olympus America | UHI-4 |  |  | Woodlands-OR | MHHS-Woodlands |  | Insufflator, Carbon Dioxide |  | 029-32193 | 029-32193 | Woodlands | MHHS-Woodlands | Woodlands-OR | Equipment Storage | 11/1/19 |  | 5/1/20 |  | INSUFFLATORS | Insufflator, Carbon Dioxide | INSUFFLATORCARBONDIOX-Olympus-UHI-4 | INSUFFLATORCARBONDIOX | UHI-4 |  |  |  | Olympus | Insufflator, Carbon Dioxide |  | INSUFFLATORCARBONDIOX-Olympus-UHI-4 |  | 5/15/20 |  | ICD-SA | Not Covered Vendor Only - Biomedical | MHHS-Woodlands | [8 empty] | INSUFFLATORCARBONDIOX | Insufflator, Carbon Dioxide | Olympus
NO | NO | [5 empty] | Olympus America | UHI-4 |  |  | MEMORIAL CITY - MOR | MHHS-Mem City |  | Insufflator, Carbon Dioxide |  |  |  | West & Memorial City |  | MEMORIAL CITY - MOR | [5 empty] | INSUFFLATORS |  | INSUFFLATORCARBONDIOX-Olympus-UHI-4 | INSUFFLATORCARBONDIOX | UHI-4 |  |  |  | Olympus | Insufflator, Carbon Dioxide |  | INSUFFLATORCARBONDIOX-Olympus-UHI-4 |  |  |  |  | Not Covered Vendor Only - Biomedical | MHHS-Mem City
NO | NO | [5 empty] | Olympus America | UNKNOWN |  |  | GH - OR | MHHS-Greater Heights | [5 empty] | Central & Greater Heights |  | GH - OR | [5 empty] | ENDOSCOPES, FLEXIBLE |  | .needs class |  |  |  |  | .needs class | Olympus | [7 empty] | Covered PM Repair - Biomedical | MHHS-Greater Heights
NO | NO |  |  |  | ENDOSCOPES, FLEXIBLE |  | Olympus America | UNKNOWN |  |  | MEMORIAL CITY - DIGESTIVE DISEASE CENTER | MHHS-Mem City |  |  |  | ENDOSCOPES, FLEXIBLE |  | West & Memorial City |  | MEMORIAL CITY - DIGESTIVE DISEASE CENTER | [5 empty] | ENDOSCOPES, FLEXIBLE |  | .needs class |  |  |  |  | .needs class | Olympus | [7 empty] | Covered PM Repair - Biomedical | MHHS-Mem City
NO | YES |  |  |  | 151-02260 | 151-02260 | Olympus America | UPD-3 SCOPEGUIDE |  |  | CY-Endoscopy | MHHS-Cypress |  |  |  | 151-02260 | 151-02260 | Northwest | MHHS-Cypress | CY-Endoscopy | Bronchoscopy | 1/1/19 | 1/1/20 |  |  | ENDOSCOPIC EQUIPMENT, VIDEO PROCESSOR |  | .needs class | [5 empty] | Olympus |  |  |  |  | 12/2/19 |  |  | Covered PM Repair - Biomedical | MHHS-Cypress
NO | YES |  |  |  | 151-02261 | 151-02261 | Olympus America | UPD-3 SCOPEGUIDE |  |  | CY-OR | MHHS-Cypress |  |  |  | 151-02261 | 151-02261 | Northwest | MHHS-Cypress | CY-OR | Endoscopy | 1/1/19 | 1/1/20 |  |  | ENDOSCOPIC EQUIPMENT, VIDEO PROCESSOR |  | .needs class | [5 empty] | Olympus |  |  |  |  | 4/1/18 |  |  | Covered PM Repair - Biomedical | MHHS-Cypress
NO | YES |  |  |  | 009-09604 | 009-09604 | Olympus America | UPD-3 SCOPEGUIDE |  |  | GH-OR Endoscopy | MHHS-Greater Heights |  |  |  | 009-09604 | 009-09604 | Central | MHHS-Greater Heights | GH-OR Endoscopy | Endoscopy | 7/1/19 |  | 7/1/20 |  | ENDOSCOPIC EQUIPMENT, VIDEO PROCESSOR |  | .needs class | [5 empty] | Olympus |  |  |  |  | 12/2/19 |  |  | Covered PM Repair - Biomedical | MHHS-Greater Heights
NO | YES |  |  |  | 029-09462 | 029-09462 | Olympus America | UPD-3 SCOPEGUIDE |  |  | Woodlands-Endoscopy | MHHS-Woodlands |  |  |  | 029-09462 | 029-09462 | Woodlands | MHHS-Woodlands | Woodlands-Endoscopy | ENDOSCOPY | 11/1/19 |  | 11/1/20 |  | ENDOSCOPIC EQUIPMENT, VIDEO PROCESSOR |  | .needs class | [5 empty] | Olympus |  |  |  |  | 12/2/19 |  |  | Covered PM Repair - Biomedical | MHHS-Woodlands
NO | NO |  |  |  | 077-07804 |  | Olympus America | UPD-3 SCOPEGUIDE |  |  | TMC - GI/ENDO - PEDI (GHP) | MHHS-TMC |  |  |  | 077-07804 |  | TMC |  | TMC - GI/ENDO - PEDI (GHP) | [5 empty] | ENDOSCOPIC EQUIPMENT, VIDEO PROCESSOR |  | .needs class | [5 empty] | Olympus | [7 empty] | Covered PM Repair - Biomedical | MHHS-TMC
NO | NO | [5 empty] | Olympus America | URF-P6 |  |  | TMC - OR - HERMANN (2HP) | MHHS-TMC |  | Endoscope, Flexible |  |  |  | TMC |  | TMC - OR - HERMANN (2HP) | [5 empty] | ENDOSCOPES, FLEXIBLE |  | ENDOSCOPEFLEXIBLE-OLYMPUS-URF-P6 | ENDOSCOPEFLEXIBLE | URF-P6 |  |  |  | Olympus | Endoscope, Flexible |  | ENDOSCOPEFLEXIBLE-OLYMPUS-URF-P6 |  |  |  |  | Covered PM Repair - Biomedical | MHHS-TMC
NO | NO | [5 empty] | Olympus America | URF-P6 |  |  | TMC - OR - HERMANN (2HP) | MHHS-TMC |  | Endoscope, Flexible |  |  |  | TMC |  | TMC - OR - HERMANN (2HP) | [5 empty] | ENDOSCOPES, FLEXIBLE |  | ENDOSCOPEFLEXIBLE-OLYMPUS-URF-P6 | ENDOSCOPEFLEXIBLE | URF-P6 |  |  |  | Olympus | Endoscope, Flexible |  | ENDOSCOPEFLEXIBLE-OLYMPUS-URF-P6 |  |  |  |  | Not Covered Vendor Only - Biomedical | MHHS-TMC
NO | NO | [5 empty] | Olympus America | URF-P6 |  |  | TMC - OR - HERMANN (2HP) | MHHS-TMC |  | Endoscope, Flexible |  |  |  | TMC |  | TMC - OR - HERMANN (2HP) | [5 empty] | ENDOSCOPES, FLEXIBLE |  | ENDOSCOPEFLEXIBLE-OLYMPUS-URF-P6 | ENDOSCOPEFLEXIBLE | URF-P6 |  |  |  | Olympus | Endoscope, Flexible |  | ENDOSCOPEFLEXIBLE-OLYMPUS-URF-P6 |  |  |  |  | Covered PM Repair - Biomedical | MHHS-TMC
NO | NO | [5 empty] | Olympus America | URF-V2 |  |  | TMC - OR - HERMANN (2HP) | MHHS-TMC | [5 empty] | TMC |  | TMC - OR - HERMANN (2HP) | [5 empty] | ENDOSCOPES, FLEXIBLE |  | .needs class | [5 empty] | Olympus | [7 empty] | Covered PM Repair - Biomedical | MHHS-TMC
NO | NO | [5 empty] | Olympus America | URF-V2 |  |  | TMC - OR - HERMANN (2HP) | MHHS-TMC | [5 empty] | TMC |  | TMC - OR - HERMANN (2HP) | [5 empty] | ENDOSCOPES, FLEXIBLE |  | .needs class | [5 empty] | Olympus | [7 empty] | Covered PM Repair - Biomedical | MHHS-TMC
NO | NO | [5 empty] | Olympus America | URF-V2 |  |  | TMC - OR - HERMANN (2HP) | MHHS-TMC | [5 empty] | TMC |  | TMC - OR - HERMANN (2HP) | [5 empty] | ENDOSCOPES, FLEXIBLE |  | .needs class | [5 empty] | Olympus | [7 empty] | Covered PM Repair - Biomedical | MHHS-TMC
NO | NO | [5 empty] | Olympus America | URF-V2 |  |  | TMC - OR - HERMANN (2HP) | MHHS-TMC | [5 empty] | TMC |  | TMC - OR - HERMANN (2HP) | [5 empty] | ENDOSCOPES, FLEXIBLE |  | .needs class | [5 empty] | Olympus | [7 empty] | Covered PM Repair - Biomedical | MHHS-TMC
NO | NO | [5 empty] | Olympus America | URF-V2 |  |  | TMC - OR - HERMANN (2HP) | MHHS-TMC | [5 empty] | TMC |  | TMC - OR - HERMANN (2HP) | [5 empty] | ENDOSCOPES, FLEXIBLE |  | .needs class | [5 empty] | Olympus | [7 empty] | Covered PM Repair - Biomedical | MHHS-TMC
NO | YES |  |  |  | 133-10219 | 133-10218 | Olympus America | USG-400 |  |  | Katy-PACU | MHHS-Katy |  | Ultrasonic Apparatus, Surgical |  | 133-10219 | 133-10218 | Katy | MHHS-Katy | Katy-PACU | OR Hallway | 9/1/19 | 9/1/20 |  |  | ULTRASOUND SURGICAL UNITS | Ultrasonic Apparatus, Surgical | ULTRASONICAPPSURG-Olympus-USG-400 | ULTRASONICAPPSURG | USG-400 |  |  |  | Olympus | Ultrasonic Apparatus, Surgical |  | ULTRASONICAPPSURG-Olympus-USG-400 |  | 4/1/18 |  | UAS-SA | Covered PM Repair - Radiology, Low End | MHHS-Katy | [8 empty] | ULTRASONICAPPSURG | Ultrasonic Apparatus, Surgical | Olympus
NO | YES |  |  |  | 142-06500 | 142-06500 | Olympus America | USG-400 |  |  | NE-OR | MHHS-Northeast |  | Ultrasonic Apparatus, Surgical |  | 142-06500 | 142-06500 | Katy | MHHS-Northeast | NE-OR | OR 8 | 9/1/19 | 9/1/20 |  |  | ULTRASOUND SURGICAL UNITS | Ultrasonic Apparatus, Surgical | ULTRASONICAPPSURG-Olympus-USG-400 | ULTRASONICAPPSURG | USG-400 |  |  |  | Olympus | Ultrasonic Apparatus, Surgical |  | ULTRASONICAPPSURG-Olympus-USG-400 |  | 4/1/18 |  | UAS-SA | Covered PM Repair - Respiratory/Steriliz | MHHS-Northeast | [8 empty] | ULTRASONICAPPSURG | Ultrasonic Apparatus, Surgical | Olympus
NO | YES |  |  |  | 145-00428 | 145-00428 | Olympus America | USG-400 |  |  | Pearland-OR | MHHS-Pearland Hospital |  | Ultrasonic Apparatus, Surgical |  | 145-00428 | 145-00428 | Pearland | MHHS-Pearland Hospital | Pearland-OR | Room 207 storage | 9/1/19 | 9/1/20 |  |  | ULTRASOUND SURGICAL UNITS | Ultrasonic Apparatus, Surgical | ULTRASONICAPPSURG-Olympus-USG-400 | ULTRASONICAPPSURG | USG-400 |  |  |  | Olympus | Ultrasonic Apparatus, Surgical |  | ULTRASONICAPPSURG-Olympus-USG-400 |  | 7/1/18 |  | UAS-SA | Covered PM Repair - Biomedical | MHHS-Pearland Hospital | [8 empty] | ULTRASONICAPPSURG | Ultrasonic Apparatus, Surgical | Olympus
NO | YES |  |  |  | 005-12207 | 005-12207 | Olympus America | USG-400 |  |  | SE-OR | MHHS-Southeast |  | Ultrasonic Apparatus, Surgical |  | 005-12207 | 005-12207 | Southeast | MHHS-Southeast | SE-OR |  | 12/1/19 |  |  |  | ULTRASOUND SURGICAL UNITS |  | ULTRASONICAPPSURG-Olympus-USG-400 | ULTRASONICAPPSURG | USG-400 |  |  |  | Olympus | Ultrasonic Apparatus, Surgical |  | ULTRASONICAPPSURG-Olympus-USG-400 |  | 4/1/18 |  |  | Covered PM Repair - Respiratory/Steriliz | MHHS-Southeast
NO | YES |  |  |  | 069-37861 | 069-37861 | Olympus America | USG-400 |  |  | TMC-OR-Robertson (2R) | MHHS-TMC |  | Ultrasonic Apparatus, Surgical |  | 069-37861 | 069-37861 | TMC | MHHS-TMC | TMC-OR-Robertson (2R) | TMC OR ROBERTSON (2R) | 10/1/19 |  | 10/1/20 |  | ULTRASOUND SURGICAL UNITS |  | ULTRASONICAPPSURG-Olympus-USG-400 | ULTRASONICAPPSURG | USG-400 |  |  |  | Olympus | Ultrasonic Apparatus, Surgical |  | ULTRASONICAPPSURG-Olympus-USG-400 |  | 4/1/18 |  |  | Covered PM Repair - Biomedical | MHHS-TMC
NO | YES |  |  |  | 069-37865 | 069-37865 | Olympus America | USG-400 |  |  | TMC-OR-Robertson (2R) | MHHS-TMC |  | Ultrasonic Apparatus, Surgical |  | 069-37865 | 069-37865 | TMC | MHHS-TMC | TMC-OR-Robertson (2R) | TMC OR ROBERTSON (2R) | 2/1/20 |  | 2/1/21 |  | ULTRASOUND SURGICAL UNITS |  | ULTRASONICAPPSURG-Olympus-USG-400 | ULTRASONICAPPSURG | USG-400 |  |  |  | Olympus | Ultrasonic Apparatus, Surgical |  | ULTRASONICAPPSURG-Olympus-USG-400 |  | 4/1/18 |  |  | Covered PM Repair - Biomedical | MHHS-TMC
NO | YES |  |  |  | 069-40504 | 069-40504 | Olympus America | USG-400 |  |  | TMC-OR-Robertson (2R) | MHHS-TMC |  | Ultrasonic Apparatus, Surgical |  | 069-40504 | 069-40504 | TMC | MHHS-TMC | TMC-OR-Robertson (2R) | Surgical Speciman Station | 8/1/19 |  | 8/1/20 |  | ULTRASOUND SURGICAL UNITS |  | ULTRASONICAPPSURG-Olympus-USG-400 | ULTRASONICAPPSURG | USG-400 |  |  |  | Olympus | Ultrasonic Apparatus, Surgical |  | ULTRASONICAPPSURG-Olympus-USG-400 |  | 4/1/18 |  |  | Covered PM Repair - Respiratory/Steriliz | MHHS-TMC
NO | YES |  |  |  | 029-32096 | 029-32096 | Olympus America | USG-400 |  |  | Woodlands-OR | MHHS-Woodlands |  | Ultrasonic Apparatus, Surgical |  | 029-32096 | 029-32096 | Woodlands | MHHS-Woodlands | Woodlands-OR | Surgery storage | 10/1/18 |  | 10/1/19 |  | ULTRASOUND SURGICAL UNITS | Ultrasonic Apparatus, Surgical | ULTRASONICAPPSURG-Olympus-USG-400 | ULTRASONICAPPSURG | USG-400 |  |  |  | Olympus | Ultrasonic Apparatus, Surgical |  | ULTRASONICAPPSURG-Olympus-USG-400 |  | 4/1/18 |  | UAS-SA | Covered PM Repair - Biomedical | MHHS-Woodlands | [8 empty] | ULTRASONICAPPSURG | Ultrasonic Apparatus, Surgical | Olympus
NO | NO |  |  |  | 151-02211 |  | Olympus America | USG-400 |  | N/A | CY - OR | MHHS-Cypress |  | Ultrasonic Apparatus, Surgical |  | 151-02211 |  | Northwest & Cypress |  | CY - OR | [5 empty] | ULTRASOUND SURGICAL UNITS |  | ULTRASONICAPPSURG-Olympus-USG-400 | ULTRASONICAPPSURG | USG-400 |  |  |  | Olympus | Ultrasonic Apparatus, Surgical |  | ULTRASONICAPPSURG-Olympus-USG-400 |  |  |  |  | Covered PM Repair - Biomedical | MHHS-Cypress
NO | YES |  |  |  | 151-02214 | 151-02214 | Olympus America | VISERA ELITE CLV-S190 |  |  | CY-OR | MHHS-Cypress |  |  |  | 151-02214 | 151-02214 | Northwest | MHHS-Cypress | CY-OR | Rm 235 OR storage | 12/1/18 |  |  | Cnf pm | LIGHT SOURCES, FIBEROPTIC |  | .needs class | [5 empty] | Olympus | [7 empty] | Covered PM Repair - Biomedical | MHHS-Cypress
NO | YES |  |  |  | 069-42629 | 069-42629 | Olympus America | VISERA ELITE CLV-S190 |  |  | TMC-OR-Hermann (2Hp) | MHHS-TMC |  |  |  | 069-42629 | 069-42629 | TMC | MHHS-TMC | TMC-OR-Hermann (2Hp) | [5 empty] | LIGHT SOURCES, FIBEROPTIC |  | .needs class | [5 empty] | Olympus |  |  |  |  | 3/26/19 |  |  | Covered PM Repair - Biomedical | MHHS-TMC
NO | YES |  |  |  | 069-42634 | 069-42634 | Olympus America | VISERA ELITE CLV-S190 |  |  | TMC-OR-Hermann (2Hp) | MHHS-TMC |  |  |  | 069-42634 | 069-42634 | TMC | MHHS-TMC | TMC-OR-Hermann (2Hp) | TMC - OR - HERMANN STORAGE | 4/1/18 |  |  |  | LIGHT SOURCES, FIBEROPTIC |  | .needs class | [5 empty] | Olympus | [7 empty] | Covered PM Repair - Biomedical | MHHS-TMC
NO | YES |  |  |  | 151-02213 | 151-02213 | Olympus America | VISERA ELITE OTV-S190 |  |  | CY-OR | MHHS-Cypress |  |  |  | 151-02213 | 151-02213 | Northwest | MHHS-Cypress | CY-OR | Rm 235 OR storage | 12/1/18 |  |  | Cnf pm | ENDOSCOPIC EQUIPMENT, VIDEO PROCESSOR |  | .needs class | [5 empty] | Olympus |  |  |  |  | 4/3/17 |  |  | Covered PM Repair - Biomedical | MHHS-Cypress
NO | YES |  |  |  | 069-42628 | 069-42628 | Olympus America | VISERA ELITE OTV-S190 |  |  | TMC-Sarofim 2-OR | MHHS-TMC |  |  |  | 069-42628 | 069-42628 | TMC | MHHS-TMC | TMC-Sarofim 2-OR | Stryker towers S2401 |  |  |  |  | ENDOSCOPIC EQUIPMENT, VIDEO PROCESSOR |  | .needs class | [5 empty] | Olympus | [7 empty] | Covered PM Repair - Biomedical | MHHS-TMC
NO | YES |  |  |  | 069-42633 | 069-42633 | Olympus America | VISERA ELITE OTV-S190 |  |  | TMC-OR-Hermann (2Hp) | MHHS-TMC |  |  |  | 069-42633 | 069-42633 | TMC | MHHS-TMC | TMC-OR-Hermann (2Hp) | TMC - OR - HERMANN STORAGE | 4/1/18 |  |  |  | ENDOSCOPIC EQUIPMENT, VIDEO PROCESSOR |  | .needs class | [5 empty] | Olympus |  |  |  |  | 4/3/17 |  |  | Covered PM Repair - Biomedical | MHHS-TMC
NO | NO | [5 empty] | Olympus America | WA91500A |  |  | GH - CANCER CENTER | MHHS-Greater Heights | [5 empty] | Central & Greater Heights |  | GH - CANCER CENTER | [5 empty] | LIGHTS, SURGICAL |  | .needs class | [5 empty] | Olympus | [7 empty] | Covered PM Repair - Biomedical | MHHS-Greater Heights
NO | NO |  |  |  | 009-09609 |  | Olympus America | WM-DP1 |  | 27-05076 | GH - OR ENDOSCOPY | MHHS-Greater Heights |  | Cart, Equipment |  | 009-09609 |  | Central & Greater Heights |  | GH - OR ENDOSCOPY | [5 empty] | CARTS |  | CARTEQUIPMENT-OLYMPUS-WM-DP1 | CARTEQUIPMENT | WM-DP1 |  |  |  | Olympus | Cart, Equipment |  | CARTEQUIPMENT-OLYMPUS-WM-DP1 |  |  |  |  | Covered PM Repair - Biomedical | MHHS-Greater Heights
NO | YES |  |  |  | 069-34711 | 069-34711 | Olympus America | WM-NP1 |  | 21-102695 | TMC-Hermann-Adult ER (1Hp) | MHHS-TMC |  | Cart, Equipment |  | 069-34711 | 069-34711 | TMC | MHHS-TMC | TMC-Hermann-Adult ER (1Hp) | Hallway | 5/1/15 |  |  | PM Not Required | CARTS | Cart, Equipment | CARTEQUIPMENT-Olympus-WM-NP1 | CARTEQUIPMENT | WM-NP1 |  |  |  | Olympus | Cart, Equipment |  | CARTEQUIPMENT-Olympus-WM-NP1 |  | 4/4/17 |  |  | Covered PM Repair - Biomedical | MHHS-TMC | [8 empty] | CARTEQUIPMENT | Cart, Equipment | Olympus
NO | YES |  |  |  | 069-38412 | 069-38412 | Olympus America | WM-NP1 |  |  | TMC-OR-Pedi OR (2R) | MHHS-TMC |  | Cart, Equipment |  | 069-38412 | 069-38412 | TMC | MHHS-TMC | TMC-OR-Pedi OR (2R) | S2 401 | 4/1/16 |  |  |  | CARTS |  | CARTEQUIPMENT-Olympus-WM-NP1 | CARTEQUIPMENT | WM-NP1 |  |  |  | Olympus | Cart, Equipment |  | CARTEQUIPMENT-Olympus-WM-NP1 |  | 7/31/20 |  |  | Not Covered Vendor Only - Resp/Ster | MHHS-TMC
NO | NO |  |  |  | 241-02507 |  | Olympus America | WM-NP1 |  | 21 009166 | TIRR - UROLOGY/SPEC PROC (17) | MHHS-TIRR |  | Cart, Equipment |  | 241-02507 |  | TMC |  | TIRR - UROLOGY/SPEC PROC (17) | [5 empty] | CARTS |  | CARTEQUIPMENT-Olympus-WM-NP1 | CARTEQUIPMENT | WM-NP1 |  |  |  | Olympus | Cart, Equipment |  | CARTEQUIPMENT-Olympus-WM-NP1 |  |  |  |  | Covered PM Repair - Biomedical | MHHS-TIRR
NO | NO |  |  |  | 077-09957 |  | Olympus America | WM-NP1 |  | 29 06819 | TMC - GI/ENDO - PEDI (GHP) | MHHS-TMC |  | Cart, Equipment |  | 077-09957 |  | TMC |  | TMC - GI/ENDO - PEDI (GHP) | [5 empty] | CARTS |  | CARTEQUIPMENT-Olympus-WM-NP1 | CARTEQUIPMENT | WM-NP1 |  |  |  | Olympus | Cart, Equipment |  | CARTEQUIPMENT-Olympus-WM-NP1 |  |  |  |  | Covered PM Repair - Biomedical | MHHS-TMC
NO | NO | [5 empty] | Olympus America | WM-NP1 |  | 21 105418 | TMC - HERMANN - ADULT ER (1HP) | MHHS-TMC |  | Cart, Equipment |  |  |  | TMC |  | TMC - HERMANN - ADULT ER (1HP) | [5 empty] | CARTS |  | CARTEQUIPMENT-Olympus-WM-NP1 | CARTEQUIPMENT | WM-NP1 |  |  |  | Olympus | Cart, Equipment |  | CARTEQUIPMENT-Olympus-WM-NP1 |  |  |  |  | Covered PM Repair - Biomedical | MHHS-TMC
NO | NO |  |  |  | 074-02209 |  | Olympus America | WM-NP1 |  | 21-015662 | TMC - OR - CVOR (7HVI) | MHHS-TMC |  | Cart, Equipment |  | 074-02209 |  | TMC |  | TMC - OR - CVOR (7HVI) | [5 empty] | CARTS |  | CARTEQUIPMENT-Olympus-WM-NP1 | CARTEQUIPMENT | WM-NP1 |  |  |  | Olympus | Cart, Equipment |  | CARTEQUIPMENT-Olympus-WM-NP1 |  |  |  |  | Covered PM Repair - Biomedical | MHHS-TMC
NO | NO | [5 empty] | Olympus America | WM-NP1 |  |  | TMC - OR - PEDI OR (2R) | MHHS-TMC |  | Cart, Equipment |  |  |  | TMC |  | TMC - OR - PEDI OR (2R) | [5 empty] | CARTS |  | CARTEQUIPMENT-Olympus-WM-NP1 | CARTEQUIPMENT | WM-NP1 |  |  |  | Olympus | Cart, Equipment |  | CARTEQUIPMENT-Olympus-WM-NP1 |  |  |  |  | Covered PM Repair - Biomedical | MHHS-TMC
NO | YES |  |  |  | 009-09587 | 009-09587 | Olympus America | WM-NP2 |  |  | GH-OR | MHHS-Greater Heights |  | Cart, Equipment |  | 009-09587 | 009-09587 | Central | MHHS-Greater Heights | GH-OR | Hallways |  |  |  |  | WORKSTATIONS | Cart, Equipment | CARTEQUIPMENT-Olympus-WM-NP2 | CARTEQUIPMENT | WM-NP2 |  |  |  | Olympus | Cart, Equipment |  | CARTEQUIPMENT-Olympus-WM-NP2 |  | 4/3/17 |  |  | Not Covered Vendor Only - Lab Ana/Anes | MHHS-Greater Heights | [8 empty] | CARTEQUIPMENT | Cart, Equipment | Olympus
NO | YES |  |  |  | 005-11930 | 005-11930 | Olympus America | WM-NP2 |  |  | SE-OR | MHHS-Southeast |  | Cart, Equipment |  | 005-11930 | 005-11930 | Southeast | MHHS-Southeast | SE-OR | OR | 4/1/19 |  | 4/1/20 |  | WORKSTATIONS |  | CARTEQUIPMENT-Olympus-WM-NP2 | CARTEQUIPMENT | WM-NP2 |  |  |  | Olympus | Cart, Equipment |  | CARTEQUIPMENT-Olympus-WM-NP2 |  | 4/3/17 |  |  | Not Covered Vendor Only - Lab Ana/Anes | MHHS-Southeast
NO | YES |  |  |  | 005-11931 | 005-11931 | Olympus America | WM-NP2 |  |  | SE-OR | MHHS-Southeast |  | Cart, Equipment |  | 005-11931 | 005-11931 | Southeast | MHHS-Southeast | SE-OR | OR | 4/1/19 |  | 4/1/20 |  | WORKSTATIONS |  | CARTEQUIPMENT-Olympus-WM-NP2 | CARTEQUIPMENT | WM-NP2 |  |  |  | Olympus | Cart, Equipment |  | CARTEQUIPMENT-Olympus-WM-NP2 |  | 4/3/17 |  |  | Not Covered Vendor Only - Lab Ana/Anes | MHHS-Southeast
NO | YES |  |  |  | 069-42256 | 069-42256 | Olympus America | WM-NP2 |  |  | TMC-OR-Hermann (2Hp) | MHHS-TMC |  | Cart, Equipment |  | 069-42256 | 069-42256 | TMC | MHHS-TMC | TMC-OR-Hermann (2Hp) | Hall | 4/1/18 |  |  |  | WORKSTATIONS |  | CARTEQUIPMENT-Olympus-WM-NP2 | CARTEQUIPMENT | WM-NP2 |  |  |  | Olympus | Cart, Equipment |  | CARTEQUIPMENT-Olympus-WM-NP2 |  | 4/3/17 |  |  | Covered PM Repair - Biomedical | MHHS-TMC
NO | YES |  |  |  | 069-42627 | 069-42627 | Olympus America | WM-NP2 |  |  | TMC-Sarofim 2-OR | MHHS-TMC |  | Cart, Equipment |  | 069-42627 | 069-42627 | TMC | MHHS-TMC | TMC-Sarofim 2-OR | Stryker towers S2401 |  |  |  |  | WORKSTATIONS |  | CARTEQUIPMENT-Olympus-WM-NP2 | CARTEQUIPMENT | WM-NP2 |  |  |  | Olympus | Cart, Equipment |  | CARTEQUIPMENT-Olympus-WM-NP2 |  | 4/3/17 |  |  | Covered PM Repair - Biomedical | MHHS-TMC
NO | YES |  |  |  | 069-38427 | 069-38427 | Olympus America | WM-NP2 |  |  | TWC | MHHS-TMC |  | Cart, Equipment |  | 069-38427 | 069-38427 | TMC | Memorial Hermann Heart | TWC | Equipment Room |  |  |  |  | WORKSTATIONS | Cart, Equipment | CARTEQUIPMENT-Olympus-WM-NP2 | CARTEQUIPMENT | WM-NP2 |  |  |  | Olympus | Cart, Equipment |  | CARTEQUIPMENT-Olympus-WM-NP2 |  | 4/3/17 |  |  | Covered PM Repair - Biomedical | MHHS-TMC | [8 empty] | CARTEQUIPMENT | Cart, Equipment | Olympus
NO | YES |  |  |  | 069-40502 | 069-40502 | Olympus America | WM-NP2 |  |  | TMC-OR-Pedi OR (2R) | MHHS-TMC |  | Cart, Equipment |  | 069-40502 | 069-40502 | TMC | MHHS-TMC | TMC-OR-Pedi OR (2R) | S2 401 | 4/1/17 |  |  | No pm found | WORKSTATIONS |  | CARTEQUIPMENT-Olympus-WM-NP2 | CARTEQUIPMENT | WM-NP2 |  |  |  | Olympus | Cart, Equipment |  | CARTEQUIPMENT-Olympus-WM-NP2 |  | 4/25/17 |  |  | Covered PM Repair - Biomedical | MHHS-TMC
NO | YES |  |  |  | 069-39895 | 069-39895 | Olympus America | WM-NP2 |  |  | OR | MHHS-TMC |  | Cart, Equipment |  | 069-39895 | 069-39895 | TMC | Memorial Hermann-Texas Medical Center | OR | S2 401 Storage | 4/1/17 |  |  |  | WORKSTATIONS |  | CARTEQUIPMENT-Olympus-WM-NP2 | CARTEQUIPMENT | WM-NP2 |  |  |  | Olympus | Cart, Equipment |  | CARTEQUIPMENT-Olympus-WM-NP2 |  | 4/3/17 |  |  | Covered PM Repair - Biomedical | MHHS-TMC
NO | NO |  |  |  | 009-09512 |  | Olympus America | WM-NP2 |  |  | GH - OR ENDOSCOPY | MHHS-Greater Heights |  | Cart, Equipment |  | 009-09512 |  | Central & Greater Heights |  | GH - OR ENDOSCOPY | [5 empty] | WORKSTATIONS |  | CARTEQUIPMENT-Olympus-WM-NP2 | CARTEQUIPMENT | WM-NP2 |  |  |  | Olympus | Cart, Equipment |  | CARTEQUIPMENT-Olympus-WM-NP2 |  |  |  |  | Not Covered Vendor Only - Biomedical | MHHS-Greater Heights
NO | NO |  |  |  | 241-02509 |  | Olympus America | WM-NP2 |  |  | TIRR - UROLOGY/SPEC PROC (17) | MHHS-TIRR |  | Cart, Equipment |  | 241-02509 |  | TMC |  | TIRR - UROLOGY/SPEC PROC (17) | [5 empty] | WORKSTATIONS |  | CARTEQUIPMENT-Olympus-WM-NP2 | CARTEQUIPMENT | WM-NP2 |  |  |  | Olympus | Cart, Equipment |  | CARTEQUIPMENT-Olympus-WM-NP2 |  |  |  |  | Not Covered Vendor Only - Lab Ana/Anes | MHHS-TIRR
NO | NO |  |  |  | 077-07803 |  | Olympus America | WM-NP2 |  |  | TMC - GI/ENDO - PEDI (GHP) | MHHS-TMC |  | Cart, Equipment |  | 077-07803 |  | TMC |  | TMC - GI/ENDO - PEDI (GHP) | [5 empty] | WORKSTATIONS |  | CARTEQUIPMENT-Olympus-WM-NP2 | CARTEQUIPMENT | WM-NP2 |  |  |  | Olympus | Cart, Equipment |  | CARTEQUIPMENT-Olympus-WM-NP2 |  |  |  |  | Covered PM Repair - Biomedical | MHHS-TMC
NO | NO |  |  |  | 069-37210 |  | Olympus America | WM-NP2 |  |  | TMC - OR - ANESTHESIA (OLD) | MHHS-TMC |  | Cart, Equipment |  | 069-37210 |  | TMC |  | TMC - OR - ANESTHESIA (OLD) | [5 empty] | WORKSTATIONS |  | CARTEQUIPMENT-Olympus-WM-NP2 | CARTEQUIPMENT | WM-NP2 |  |  |  | Olympus | Cart, Equipment |  | CARTEQUIPMENT-Olympus-WM-NP2 |  |  |  |  | Covered PM Repair - Biomedical | MHHS-TMC
NO | NO |  |  |  | 069-42632 |  | Olympus America | WM-NP2 |  |  | TMC - OR - HERMANN (2HP) | MHHS-TMC |  | Cart, Equipment |  | 069-42632 |  | TMC |  | TMC - OR - HERMANN (2HP) | [5 empty] | WORKSTATIONS |  | CARTEQUIPMENT-Olympus-WM-NP2 | CARTEQUIPMENT | WM-NP2 |  |  |  | Olympus | Cart, Equipment |  | CARTEQUIPMENT-Olympus-WM-NP2 |  |  |  |  | Covered PM Repair - Biomedical | MHHS-TMC
NO | NO |  |  |  | 069-39913 |  | Olympus America | WM-NP2 |  |  | TMC - OR - ROBERTSON (2R) | MHHS-TMC |  | Cart, Equipment |  | 069-39913 |  | TMC |  | TMC - OR - ROBERTSON (2R) | [5 empty] | WORKSTATIONS |  | CARTEQUIPMENT-Olympus-WM-NP2 | CARTEQUIPMENT | WM-NP2 |  |  |  | Olympus | Cart, Equipment |  | CARTEQUIPMENT-Olympus-WM-NP2 |  |  |  |  | Covered PM Repair - Biomedical | MHHS-TMC
NO | NO |  |  |  | 069-41686 |  | Olympus America | WM-NP2 |  |  | TMC - RESPIRATORY - ADULT | MHHS-TMC |  | Cart, Equipment |  | 069-41686 |  | TMC |  | TMC - RESPIRATORY - ADULT | [5 empty] | WORKSTATIONS |  | CARTEQUIPMENT-Olympus-WM-NP2 | CARTEQUIPMENT | WM-NP2 |  |  |  | Olympus | Cart, Equipment |  | CARTEQUIPMENT-Olympus-WM-NP2 |  |  |  |  | Not Covered Vendor Only - Lab Ana/Anes | MHHS-TMC
NO | NO |  |  |  | 069-42402 |  | Olympus America | WM-NP2 |  |  | TMC - RESPIRATORY - PULMONARY LAB | MHHS-TMC |  | Cart, Equipment |  | 069-42402 |  | TMC |  | TMC - RESPIRATORY - PULMONARY LAB | [5 empty] | WORKSTATIONS |  | CARTEQUIPMENT-Olympus-WM-NP2 | CARTEQUIPMENT | WM-NP2 |  |  |  | Olympus | Cart, Equipment |  | CARTEQUIPMENT-Olympus-WM-NP2 |  |  |  |  | Not Covered Vendor Only - Lab Ana/Anes | MHHS-TMC
YES | YES | [5 empty] | Olympus America | XP180N |  |  | Scope storage | [6 empty] | Katy | Memorial Hermann Katy Hospital | Scope storage | Storage w2-326
YES | YES |  |  |  | 241-04580 | 241-04580 | Olympus America Inc |  |  |  | TIRR - SPEECH DEPARTMENT |  |  |  |  | 241-04580 | 241-04580 | TMC | TIRR Memorial Hermann | TIRR - SPEECH DEPARTMENT | Ultrasound | 2/1/20 |  | 2/1/20
YES | YES | Serial Number Cnf |  |  |  |  | Olympus America Inc |  |  | CNF | Endoscopy Department | [6 empty] | West | Memorial Hermann - Memorial City | Endoscopy Department | Room 150 Storage
YES | YES |  |  |  | 099-07936 | 099-07936 | Olympus America Inc | 3C160 |  | 230-1865 | TMC - OR - ANESTHESIA (OLD) |  |  |  |  | 099-07936 | 099-07936 |  | TMC | TMC - OR - ANESTHESIA (OLD) | PEDI OR storage | 4/1/20 |  |  | No PM Sticker
NO | YES |  |  |  | 041-13560 | 041-13560 | Olympus America Inc |  |  |  | Emergency Center |  |  |  |  | 041-13560 | 041-13560 | West | Memorial Hermann Memorial City Medical Center Emergency Center | Emergency Center | E1 Triage
YES | YES | [5 empty] | Olympus America Inc | BF UC180F |  |  | SE | [6 empty] | Southeast | Memorial Hermann Southeast Hospital | SE | Scope Storage W2:312 |  |  | 4/1/20
YES | YES | [5 empty] | Olympus America Inc | BF-160 |  |  | SE - OR | [6 empty] | Southeast | Memorial Hermman South East | SE - OR | OR corridor
YES | YES | [5 empty] | Olympus America Inc | BF-1TH190 |  |  | Endo | [6 empty] | Northwest | Memorial Hermann Cypress Hospital | Endo | M3 115
YES | YES | [5 empty] | Olympus America Inc | BF-H190 |  |  | Endo | [6 empty] | Northwest | Memorial Hermann Cypress Hospital | Endo | M3 115
YES | YES | [5 empty] | Olympus America Inc | BF-H190 |  |  | SE - OR | [6 empty] | Southeast | Memorial Hermman South East | SE - OR | OR corridor
YES | YES | [5 empty] | Olympus America Inc | BF-Q190 |  |  | Endo | [6 empty] | Northwest | Memorial Hermann Cypress Hospital | Endo | M3 115
YES | YES | [5 empty] | Olympus America Inc | BF-UC-180F |  |  | SE | [6 empty] | Southeast | Memorial Hermann Southeast Hospital | SE | Scope Storage W2:312
YES | YES | [5 empty] | Olympus America Inc | BF-XP190 |  |  | SE - OR | [6 empty] | Southeast | Memorial Hermman South East | SE - OR | OR corridor
YES | YES |  |  |  | 069-13402 | 069-13402 | Olympus America Inc | BH-2 |  |  | TMC - LABORATORY - ANATOMIC PATHOLOGY (2R) |  |  |  |  | 069-13402 | 069-13402 | TMC | Memorial Hermann-Texas Medical Center | TMC - LABORATORY - ANATOMIC PATHOLOGY (2R) | Anatomic pathology office |  |  | 2/1/03
YES | YES |  |  |  | 069-13400 | 069-13400 | Olympus America Inc | BX40 |  | 8M08907 | SW-Lab |  |  |  |  | 069-13400 | 069-13400 | Southwest | Memorial Hermann Southwest Hospital Emergency Center | SW-Lab | Micro-AFB Fungus
YES | YES |  |  |  | 099-14880 | 099-14880 | Olympus America Inc | BX41 |  |  | OPID - (TMC) - BREAST CARE CENTER [MHMP-STE1600] - 453 |  |  |  |  | 099-14880 | 099-14880 | TMC | Memorial Hermann-Texas Medical Center | OPID - (TMC) - BREAST CARE CENTER [MHMP-STE1600] - 453 | Ultrasound | 3/1/20
YES | YES |  |  |  | 069-00460 | 069-00460 | Olympus America Inc | BX41 |  | 0F22297 | TMC - HERMANN - COU (1R) |  |  |  |  | 069-00460 | 069-00460 | TMC | Memorial Hermann-Texas Medical Center | TMC - HERMANN - COU (1R) | Blood Bank
YES | YES |  |  |  | 069-00461 | 069-00461 | Olympus America Inc | BX41 |  |  | TMC - SAROFIM 3 - BLOOD BANK |  |  |  |  | 069-00461 | 069-00461 | TMC | Memorial Hermann-Texas Medical Center | TMC - SAROFIM 3 - BLOOD BANK | BLOOD BANK
YES | YES |  |  |  | 069-48338 | 069-48338 | Olympus America Inc | BX41 |  |  | TMC - SAROFIM 3 - BLOOD BANK |  |  |  |  | 069-48338 | 069-48338 | TMC | Memorial Hermann-Texas Medical Center | TMC - SAROFIM 3 - BLOOD BANK | BLOOD BANK | 12/1/19 |  | 12/1/20
YES | YES |  |  |  | 041-33107 | 041-33107 | Olympus America Inc | BX41 |  | 2C20209 | Atomic Pathology |  |  |  |  | 041-33107 | 041-33107 | TMC | Memorial Hermann Texas Medical Center | Atomic Pathology | Lab
NO | YES |  |  |  | 069-17659 | 069-17659 | Olympus America Inc | BX41 |  | 1F03637 | TMC-Laboratory-Cancer Center (29Pob) |  |  |  |  | 069-17659 | 069-17659 | TMC | MHHS-TMC | TMC-Laboratory-Cancer Center (29Pob) | Research Lab
NO | YES | Serial Number 6B24008 |  |  | 099-04571 | 099-04571 | Olympus America Inc | BX41TF |  | 6B24008 | Pearland-Laboratory-Main |  |  |  |  | 099-04571 | 099-04571 | Pearland | MHHS-Pearland Hospital | Pearland-Laboratory-Main | Lab | 5/1/19
YES | YES |  |  |  | 000-04937 | 000-04937 | Olympus America Inc | BX43 |  |  | ER |  |  |  |  | 000-04937 | 000-04937 | Katy | Memorial Hermann Convenient Care Center in Kingwood (Kingwood CCC) | ER | Lab | 11/1/18 | 11/1/19 |  |  |  | Microscope, Laboratory | MICROSCOPELAB-Olympus-BX43 | [12 empty] | ML-A | [10 empty] | MICROSCOPELAB | Microscope, Laboratory | Olympus
YES | YES |  |  |  | 000-04938 | 000-04938 | Olympus America Inc | BX43 |  |  | ER |  |  |  |  | 000-04938 | 000-04938 | Katy | Memorial Hermann Convenient Care Center in Kingwood (Kingwood CCC) | ER | Lab | 11/1/18 | 11/1/19 |  |  |  | Microscope, Laboratory | MICROSCOPELAB-Olympus-BX43 | [12 empty] | ML-A | [10 empty] | MICROSCOPELAB | Microscope, Laboratory | Olympus
YES | YES |  |  |  | 009-10506 | 009-10506 | Olympus America Inc | BX43 |  | 7B48150 | CC-Lab |  |  |  |  | 009-10506 | 009-10506 | Central | Memorial Hermann Urgent Care Greater Heights (#100) | CC-Lab | Lab | [5 empty] | Microscope, Laboratory | MICROSCOPELAB-Olympus-BX43 | [12 empty] | ML-A | [10 empty] | MICROSCOPELAB | Microscope, Laboratory | Olympus
NO | YES |  |  |  | 069-38584 | 069-38584 | Olympus America Inc | BX43 |  |  | TMC-Plaza-Cancer Center (Ste 2900) |  |  |  |  | 069-38584 | 069-38584 | TMC | MHHS-TMC | TMC-Plaza-Cancer Center (Ste 2900) | Research Lab
YES | YES |  |  |  | 009-10500 | 009-10500 | Olympus America Inc | BX43F |  | 7C50583 | CC-Lab |  |  |  |  | 009-10500 | 009-10500 | Central | Memorial Hermann Urgent Care Greater Heights (#100) | CC-Lab | Lab | 2/1/20
YES | YES |  |  |  | 099-09188 | 099-09188 | Olympus America Inc | BX43F |  | 3M44969 | TMC - LABORATORY - CHEMISTRY (1R) |  |  |  |  | 099-09188 | 099-09188 | TMC | Memorial Hermann-Texas Medical Center | TMC - LABORATORY - CHEMISTRY (1R) | Storage
YES | YES |  |  |  | 069-43075 | 069-43075 | Olympus America Inc | Car |  | Nsn | TMC - OR - ANESTHESIA (OLD) |  |  |  |  | 069-43075 | 069-43075 |  | TMC | TMC - OR - ANESTHESIA (OLD) | PEDI OR storage | 4/1/20 |  |  | No PM Sticker
YES | YES |  |  |  | 099-10926 | 099-10926 | Olympus America Inc | Cart |  |  | SW - OR |  |  |  |  | 099-10926 | 099-10926 | Southwest | Memorial Hermann Southwest Hospital | SW - OR | Room 26 - Cysto |  |  |  | New Add
YES | YES | [5 empty] | Olympus America Inc | CF-H180AL |  |  | TMC - Or - ROBERTSON (2R) | [6 empty] | TMC | Memorial Hermann-Texas Medical Center | TMC - Or - ROBERTSON (2R) | S2.401 |  |  |  | No pm
YES | YES | [5 empty] | Olympus America Inc | CF-H180AL |  |  | MEMORIAL CITY - DIGESTIVE DISEASE CENTER | [6 empty] | West | Memorial Hermann Memorial City Medical Center | MEMORIAL CITY - DIGESTIVE DISEASE CENTER | W1 Scope Room
YES | YES | [5 empty] | Olympus America Inc | CF-H180AL |  |  | MEMORIAL CITY - DIGESTIVE DISEASE CENTER | [6 empty] | West | Memorial Hermann Memorial City Medical Center | MEMORIAL CITY - DIGESTIVE DISEASE CENTER | W1 Scope Room
YES | YES | [5 empty] | Olympus America Inc | CF-H180AL |  |  | MEMORIAL CITY - DIGESTIVE DISEASE CENTER | [6 empty] | West | Memorial Hermann Memorial City Medical Center | MEMORIAL CITY - DIGESTIVE DISEASE CENTER | W1 Scope Room
YES | YES | [5 empty] | Olympus America Inc | CF-H180AL |  |  | MEMORIAL CITY - DIGESTIVE DISEASE CENTER | [6 empty] | West | Memorial Hermann Memorial City Medical Center | MEMORIAL CITY - DIGESTIVE DISEASE CENTER | W1 Scope Room
YES | YES | [5 empty] | Olympus America Inc | CF-H180AL |  |  | MEMORIAL CITY - DIGESTIVE DISEASE CENTER | [6 empty] | West | Memorial Hermann Memorial City Medical Center | MEMORIAL CITY - DIGESTIVE DISEASE CENTER | W1 Scope Room
YES | YES | [5 empty] | Olympus America Inc | CF-H180AL |  |  | MEMORIAL CITY - DIGESTIVE DISEASE CENTER | [6 empty] | West | Memorial Hermann Memorial City Medical Center | MEMORIAL CITY - DIGESTIVE DISEASE CENTER | W1 Scope Room
YES | YES | [5 empty] | Olympus America Inc | CF-H180AL |  |  | MEMORIAL CITY - DIGESTIVE DISEASE CENTER | [6 empty] | West | Memorial Hermann Memorial City Medical Center | MEMORIAL CITY - DIGESTIVE DISEASE CENTER | W1 Scope Room
YES | YES | [5 empty] | Olympus America Inc | CF-H180AL |  |  | MEMORIAL CITY - DIGESTIVE DISEASE CENTER | [6 empty] | West | Memorial Hermann Memorial City Medical Center | MEMORIAL CITY - DIGESTIVE DISEASE CENTER | W1 Scope Room
YES | YES | [5 empty] | Olympus America Inc | CF-H180AL |  |  | MEMORIAL CITY - DIGESTIVE DISEASE CENTER | [6 empty] | West | Memorial Hermann Memorial City Medical Center | MEMORIAL CITY - DIGESTIVE DISEASE CENTER | W1 Scope Room
YES | YES | [5 empty] | Olympus America Inc | CF-H180AL |  |  | MEMORIAL CITY - DIGESTIVE DISEASE CENTER | [6 empty] | West | Memorial Hermann Memorial City Medical Center | MEMORIAL CITY - DIGESTIVE DISEASE CENTER | W1 Scope Room
YES | YES | [5 empty] | Olympus America Inc | CF-HQ190L |  |  | CY - ENDOSCOPY | [6 empty] | Northwest | Memorial Hermann Cypress Hospital Emergency Center | CY - ENDOSCOPY | M3115 | [5 empty] | Colonoscope | COLONOSCOPE-OLYPMUS-CF-HQ190L | [23 empty] | COLONOSCOPE | Colonoscope | Olympus
YES | YES | [5 empty] | Olympus America Inc | CF-HQ190L |  |  | CY - ENDOSCOPY | [6 empty] | Northwest | Memorial Hermann Cypress Hospital | CY - ENDOSCOPY | M3115 | [5 empty] | Colonoscope | COLONOSCOPE-OLYPMUS-CF-HQ190L | [23 empty] | COLONOSCOPE | Colonoscope | Olympus
YES | YES | [5 empty] | Olympus America Inc | CF-HQ190L |  |  | CY - ENDOSCOPY | [6 empty] | Northwest | Memorial Hermann Cypress Hospital | CY - ENDOSCOPY | M3115 | [5 empty] | Colonoscope | COLONOSCOPE-OLYPMUS-CF-HQ190L | [23 empty] | COLONOSCOPE | Colonoscope | Olympus
YES | YES | [5 empty] | Olympus America Inc | CF-HQ190L |  |  | CY - ENDOSCOPY | [6 empty] | Northwest | Memorial Hermann Cypress Hospital Emergency Center | CY - ENDOSCOPY | M3115 | [5 empty] | Colonoscope | COLONOSCOPE-OLYPMUS-CF-HQ190L | [23 empty] | COLONOSCOPE | Colonoscope | Olympus
YES | YES | [5 empty] | Olympus America Inc | CF-HQ190L |  |  | CY - ENDOSCOPY | [6 empty] | Northwest | Memorial Hermann Cypress Hospital | CY - ENDOSCOPY | M3115 | 2/1/20 |  |  |  |  | Colonoscope | COLONOSCOPE-OLYPMUS-CF-HQ190L | [23 empty] | COLONOSCOPE | Colonoscope | Olympus
YES | YES | [5 empty] | Olympus America Inc | CF-HQ190L |  |  | CY - ENDOSCOPY | [6 empty] | Northwest | Memorial Hermann Cypress Hospital | CY - ENDOSCOPY | M3115 | [5 empty] | Colonoscope | COLONOSCOPE-OLYPMUS-CF-HQ190L | [23 empty] | COLONOSCOPE | Colonoscope | Olympus
YES | YES | [5 empty] | Olympus America Inc | CF-HQ190L |  |  | CY - ENDOSCOPY | [6 empty] | Northwest | Memorial Hermann Cypress Hospital Emergency Center | CY - ENDOSCOPY | M3115 | [5 empty] | Colonoscope | COLONOSCOPE-OLYPMUS-CF-HQ190L | [23 empty] | COLONOSCOPE | Colonoscope | Olympus
YES | YES | [5 empty] | Olympus America Inc | CF-HQ190L |  |  | Endoscopy | [6 empty] | Southeast | Memorial Hermann Medical Group Southeast General Surgery Medical Plaza 1 (#350) | Endoscopy | Scope storage | [6 empty] | COLONOSCOPE-OLYPMUS-CF-HQ190L
YES | YES | [5 empty] | Olympus America Inc | CF-HQ190L |  |  | Endoscopy | [6 empty] | Southeast | Memorial Hermann Medical Group Southeast General Surgery Medical Plaza 1 (#350) | Endoscopy | Scope storage | [6 empty] | COLONOSCOPE-OLYPMUS-CF-HQ190L
YES | YES | [5 empty] | Olympus America Inc | CF-HQ190L |  |  | SE | [6 empty] | Southeast | Memorial Hermann Southeast Hospital | SE | Scope Storage W2:312 | [6 empty] | COLONOSCOPE-OLYPMUS-CF-HQ190L
YES | YES | [5 empty] | Olympus America Inc | CF-HQ190L |  |  | SE | [6 empty] | Southeast | Memorial Hermann Southeast Hospital | SE | Scope Storage W2:312 | [6 empty] | COLONOSCOPE-OLYPMUS-CF-HQ190L
YES | YES | [5 empty] | Olympus America Inc | CF-Q180AL |  |  | SE | [6 empty] | Southeast | Memorial Hermann Southeast Hospital | SE | Scope Storage W2:312
YES | YES | [5 empty] | Olympus America Inc | CF-Q180AL |  |  | SE | [6 empty] | Southeast | Memorial Hermann Southeast Hospital | SE | Scope Storage W2:312
YES | YES | [5 empty] | Olympus America Inc | CF-Q180AL |  |  | MEMORIAL CITY - DIGESTIVE DISEASE CENTER | [6 empty] | West | Memorial Hermann Memorial City Medical Center | MEMORIAL CITY - DIGESTIVE DISEASE CENTER | W1 Scope Room
YES | YES | [5 empty] | Olympus America Inc | CF-Q180AL |  |  | MEMORIAL CITY - DIGESTIVE DISEASE CENTER | [6 empty] | West | Memorial Hermann Memorial City Medical Center | MEMORIAL CITY - DIGESTIVE DISEASE CENTER | W1 Scope Room
YES | YES |  |  |  | 013-02590 | 013-02590 | Olympus America Inc | CLV-10 |  |  | Respiratory |  |  |  |  | 013-02590 | 013-02590 | Southwest | Memorial Hermann Southwest Hospital | Respiratory | Respiratory storage | 6/1/16 |  | 6/1/17
NO | YES | Serial Number 7602479 |  |  | 013-12858 | 013-12858 | Olympus America Inc | CLV-180 |  |  | SW Endoscopy |  |  |  |  | 013-12858 | 013-12858 | Southwest | Memorial Hermann Southwest Hospital | SW Endoscopy | SW Endoscopy
YES | YES | Asset Tag 013-36839 |  |  | 013-36839 | 013-26839 | Olympus America Inc | CLV-180 |  |  | SW Endoscopy |  |  |  |  | 013-36839 | 013-26839 | Southwest | Memorial Hermann Southwest Hospital | SW Endoscopy | SW Endoscopy
YES | YES |  |  |  | 013-12857 | 013-12857 | Olympus America Inc | CLV-180 |  |  | SW Endoscopy |  |  |  |  | 013-12857 | 013-12857 | Southwest | Memorial Hermann Southwest Hospital | SW Endoscopy | SW Endoscopy
YES | YES |  |  |  | 129-04760 | 129-04760 | Olympus America Inc | CLV-190 |  |  | SUGAR LAND |  |  |  |  | 129-04760 | 129-04760 | Sugar Land | Memorial Hermann Sugar Land Hospital | SUGAR LAND | In Biomed Shop | [5 empty] | Light Source, Fiberoptic | LIGHTSOURCEFIBEROPT-Olympus-CLV-190 | [23 empty] | LIGHTSOURCEFIBEROPT | Light Source, Fiberoptic | Olympus
YES | YES |  |  |  | 129-04761 | 129-04761 | Olympus America Inc | CLV-190 |  |  | SUGAR LAND - OR |  |  |  |  | 129-04761 | 129-04761 | Sugar Land | Memorial Hermann Sugar Land Hospital | SUGAR LAND - OR | OR 6 | 2/1/20 |  | 2/1/21 |  |  | Light Source, Fiberoptic | LIGHTSOURCEFIBEROPT-Olympus-CLV-190 | [23 empty] | LIGHTSOURCEFIBEROPT | Light Source, Fiberoptic | Olympus
YES | YES |  |  |  | 069-49409 | 069-49409 | Olympus America Inc | CLV-190 |  |  | TMC - HERMANN - RESPIRATORY |  |  |  |  | 069-49409 | 069-49409 | TMC | Memorial Hermann Texas Medical Center | TMC - HERMANN - RESPIRATORY | Respiratory 5th fl | 2/1/20 |  | 2/1/21 |  |  |  | LIGHTSOURCEFIBEROPT-Olympus-CLV-190
NO | YES | Asset Tag 069-39909 |  |  | 069-39909 | 069-39909 | Olympus America Inc | CLV-190 |  | 745-4381 | OR |  |  |  |  | 069-39909 | 069-39909 | TMC | Memorial Hermann-Texas Medical Center | OR | S2 401 Storage
NO | YES | Asset Tag 013-39208 |  |  | 013-39208 | 013-39208 | Olympus America Inc | CLV-190 |  |  | SW Endoscopy |  |  |  |  | 013-39208 | 013-39208 | Southwest | Memorial Hermann Southwest Hospital | SW Endoscopy | SW Endoscopy
YES | YES |  |  |  | 000-03911 | 000-03911 | Olympus America Inc | CLV-S190 |  | (01)04953170301995 | MH MG - (SL) - SUGAR LAND MULTI-SPECIALTY (MP1) |  |  |  |  | 000-03911 | 000-03911 | Sugar Land | Memorial Hermann Medical Group Sugar Land Multi-Specialty (#350) | MH MG - (SL) - SUGAR LAND MULTI-SPECIALTY (MP1) | Procedure 3 | 3/1/19 | 3/1/20
YES | YES |  |  |  |  | 099-07983 | Olympus America Inc | CLVS40 |  | 750-7969 | TMC - OR - ANESTHESIA (OLD) | [5 empty] | 099-07983 |  | TMC | TMC - OR - ANESTHESIA (OLD) | PEDI OR storage | 4/1/19 |  | 4/1/20
YES | YES |  |  |  | 142-09483 | 142-09483 | Olympus America Inc | CV-170 |  |  | MH MG - (WDLS) - OB/GYN (MP3) |  |  |  |  | 142-09483 | 142-09483 | woodlands | Woodlands | MH MG - (WDLS) - OB/GYN (MP3) | OB
NO | YES | Serial Number 7631927 |  |  | 013-12854 | 013-12854 | Olympus America Inc | CV-180 |  |  | SW Endoscopy |  |  |  |  | 013-12854 | 013-12854 | Southwest | Memorial Hermann Southwest Hospital | SW Endoscopy | SW Endoscopy
NO | YES | Serial Number 7632089 |  |  | 013-12856 | 013-12856 | Olympus America Inc | CV-180 |  |  | SW Endoscopy |  |  |  |  | 013-12856 | 013-12856 | Southwest | Memorial Hermann Southwest Hospital | SW Endoscopy | SW Endoscopy
YES | YES | Asset Tag 013-36838 |  |  | 013-36838 | 013-36838 | Olympus America Inc | CV-180 |  |  | SW Endoscopy |  |  |  |  | 013-36838 | 013-36838 | Southwest | Memorial Hermann Southwest Hospital | SW Endoscopy | SW Endoscopy
YES | YES |  |  |  | 129-04751 | 129-04751 | Olympus America Inc | CV-190 |  |  | SUGAR LAND |  |  |  |  | 129-04751 | 129-04751 | Sugar Land | Memorial Hermann Sugar Land Hospital | SUGAR LAND | In Biomed Shop
YES | YES |  |  |  | 129-04755 | 129-04755 | Olympus America Inc | CV-190 |  |  | SUGAR LAND - OR |  |  |  |  | 129-04755 | 129-04755 | Sugar Land | Memorial Hermann Sugar Land Hospital | SUGAR LAND - OR | OR 6 | 2/1/20 |  | 2/1/21
NO | YES | Asset Tag 009-09813 |  |  | 009-09813 | 009-09813 | Olympus America Inc | CV-190 |  |  | GH-OR |  |  |  |  | 009-09813 | 009-09813 | Central | MHHS-Greater Heights | GH-OR | Hallway
YES | YES |  |  |  | 069-42405 | 069-42405 | Olympus America Inc | CV-190 |  |  | TMC - HVI - HEART FAILURE ICU (5HVI) |  |  |  |  | 069-42405 | 069-42405 | TMC | Memorial Hermann-Texas Medical Center | TMC - HVI - HEART FAILURE ICU (5HVI) | Hall
YES | YES |  |  |  | 069-49408 | 069-49408 | Olympus America Inc | CV-190 |  |  | TMC-MHTM-Central Supply |  |  |  |  | 069-49408 | 069-49408 | TMC | Memorial Hermann-Texas Medical Center | TMC-MHTM-Central Supply | Central Supply | 2/1/20 |  | 2/1/21
NO | YES | Asset Tag 013-39207 |  |  | 013-39207 | 013-39207 | Olympus America Inc | CV-190 |  |  | SW Endoscopy |  |  |  |  | 013-39207 | 013-39207 | Southwest | Memorial Hermann Southwest Hospital | SW Endoscopy | SW Endoscopy
NO | YES | Asset Tag 013-38192 |  |  | 013-38192 | 013-38192 | Olympus America Inc | CV-190 |  |  | SW Endoscopy |  |  |  |  | 013-38192 | 013-38192 | Southwest | Memorial Hermann Southwest Hospital | SW Endoscopy | SW Endoscopy
NO | YES | Asset Tag 013-37795 |  |  | 013-37795 | 013-37795 | Olympus America Inc | CV-190 |  |  | SW Endoscopy |  |  |  |  | 013-37795 | 013-37795 | Southwest | Memorial Hermann Southwest Hospital | SW Endoscopy | SW Endoscopy
YES | YES | [5 empty] | Olympus America Inc | CYF TYPE V2 Versa |  |  | MH MG - (STX) - SOUTH TEXAS - WHARTON | [6 empty] | South | Specialties Clinic | MH MG - (STX) - SOUTH TEXAS - WHARTON | Exam 9
YES | YES | [5 empty] | Olympus America Inc | CYF-VH |  |  | MH MG - (SL) - SUGAR LAND MULTI-SPECIALTY (MP1) | [6 empty] | Sugar Land | Memorial Hermann Medical Group Sugar Land Multi-Specialty (#350) | MH MG - (SL) - SUGAR LAND MULTI-SPECIALTY (MP1) | Procesure room
YES | YES | [5 empty] | Olympus America Inc | CYF-VH |  |  | MH MG - (SL) - SUGAR LAND MULTI-SPECIALTY (MP1) | [6 empty] | Sugar Land | Memorial Hermann Medical Group Sugar Land Multi-Specialty (#350) | MH MG - (SL) - SUGAR LAND MULTI-SPECIALTY (MP1) | Procesure room
YES | YES |  |  |  | 2604611B | 2604611B | Olympus America Inc | CYF-VH |  | 2604611H | MH MG - (SL) - SUGAR LAND MULTI-SPECIALTY (MP1) |  |  |  |  | 2604611B | 2604611B | Sugar Land | Memorial Hermann Medical Group Sugar Land Multi-Specialty (#350) | MH MG - (SL) - SUGAR LAND MULTI-SPECIALTY (MP1) | Procesure room
YES | YES | [5 empty] | Olympus America Inc | CYF-VH |  |  | MH MG - (SL) - SUGAR LAND MULTI-SPECIALTY (MP1) | [6 empty] | Sugar Land | Memorial Hermann Medical Group Sugar Land Multi-Specialty (#350) | MH MG - (SL) - SUGAR LAND MULTI-SPECIALTY (MP1) | Procesure room
YES | YES | [5 empty] | Olympus America Inc | CYF-VHR |  |  | MH MG - (KY) - KATY UROLOGY (MP2) | [6 empty] | Katy | Memorial Hermann Medical Group Katy Urology (#401) | MH MG - (KY) - KATY UROLOGY (MP2) | Sterilization Room
YES | YES | [5 empty] | Olympus America Inc | CYF-VHR |  |  | MH MG - (KY) - KATY UROLOGY (MP2) | [6 empty] | Katy | Memorial Hermann Medical Group Katy Urology (#401) | MH MG - (KY) - KATY UROLOGY (MP2) | Sterilization Room
YES | YES |  |  |  | 2600685A | 2600685A | Olympus America Inc | CYF-VHR |  | 2600685A | MH MG - (KY) - KATY UROLOGY (MP2) |  |  |  |  | 2600685A | 2600685A | Katy | Memorial Hermann Medical Group Katy Urology (#401) | MH MG - (KY) - KATY UROLOGY (MP2) | Sterilization Room
NO | YES | Serial Number 600562 |  |  | 013-15178 | 013-15178 | Olympus America Inc | DSD-201 |  |  | SW Endoscopy |  |  |  |  | 013-15178 | 013-15178 | Southwest | Memorial Hermann Southwest Hospital | SW Endoscopy | SW Endoscopy scope cleaning riom
NO | YES |  |  |  | 099-08994 | 099-08994 | Olympus America Inc | DSD-201 |  |  | SW Endoscopy |  |  |  |  | 099-08994 | 099-08994 | Southwest | Memorial Hermann Southwest Hospital | SW Endoscopy | SW Endoscopy scope cleaning room
NO | YES | Serial Number 601406 |  |  | 013-18212 | 013-18212 | Olympus America Inc | DSD-201 |  |  | SW Endoscopy |  |  |  |  | 013-18212 | 013-18212 | Southwest | Memorial Hermann Southwest Hospital | SW Endoscopy | SW Endoscopy scope cleaning room
YES | YES | [5 empty] | Olympus America Inc | E112942 |  |  | TMC - PACU - ROBERTSON (2R) | [6 empty] | TMC | Memorial Hermann-Texas Medical Center | TMC - PACU - ROBERTSON (2R) | Anesthesia workroom |  |  |  | No pm
YES | YES | [5 empty] | Olympus America Inc | ENF-V3 |  |  | MH MG - (SL) - SUGAR LAND MULTI-SPECIALTY (MP1) | [6 empty] | Sugar Land | Memorial Hermann Medical Group Sugar Land Multi-Specialty (#350) | MH MG - (SL) - SUGAR LAND MULTI-SPECIALTY (MP1) | Holding
YES | YES | Serial Number 105 |  |  |  |  | Olympus America Inc | ENF-VH |  |  | MH MG - (SL) - SUGAR LAND MULTI-SPECIALTY (MP1) | [6 empty] | Sugar Land | Memorial Hermann Medical Group Sugar Land Multi-Specialty (#350) | MH MG - (SL) - SUGAR LAND MULTI-SPECIALTY (MP1) | Holding
YES | YES |  |  |  | 013-38993 | 013-38993 | Olympus America Inc | ESG-400 |  | 14170W130004 | SW - OR |  |  |  |  | 013-38993 | 013-38993 | Southwest | Memorial Hermann Southwest Hospital | SW - OR | Room 26 - Cysto | 3/1/20 |  | 9/1/20 | New Add
YES | YES |  |  |  | 069-49410 | 069-49410 | Olympus America Inc | EU-ME2 |  |  | TMC - HERMANN - RESPIRATORY |  |  |  |  | 069-49410 | 069-49410 | TMC | Memorial Hermann Texas Medical Center | TMC - HERMANN - RESPIRATORY | Respiratory 5th fl | 2/1/20 |  | 2/1/21
YES | YES | [5 empty] | Olympus America Inc | EVIS |  |  | South Tower Endoscopy | [6 empty] | West | Memorial Hermann - Memorial City | South Tower Endoscopy | Storage Closet by Room 150
YES | YES | [5 empty] | Olympus America Inc | Evis exera |  |  | CY - ENDOSCOPY | [6 empty] | Northwest | Memorial Hermann Cypress Hospital | CY - ENDOSCOPY | M3115 | 2/1/20 | 2/1/20
YES | YES | [5 empty] | Olympus America Inc | Evis exera |  |  | CY - ENDOSCOPY | [6 empty] | Northwest | Memorial Hermann Cypress Hospital | CY - ENDOSCOPY | M3115
YES | YES |  |  |  | 069-34074 | 069-34074 | Olympus America Inc | EVIS EXERA II |  |  | 4th floor |  |  |  |  | 069-34074 | 069-34074 | Central | Joint Center - Orthopedic and Spine Hospital | 4th floor | RM437 | 4/1/15 |  | 4/1/16
YES | YES |  |  |  | 069-34047 | 069-34047 | Olympus America Inc | EVIS EXERA II |  |  | 4th floor |  |  |  |  | 069-34047 | 069-34047 | Central | Joint Center - Orthopedic and Spine Hospital | 4th floor | Rm 437 | 4/1/15 |  | 4/1/16
YES | YES | Asset Tag 013-36838 |  |  | 013-36838 | 013-36838 | Olympus America Inc | EVIS EXERA II |  |  | PACU OR |  |  |  |  | 013-36838 | 013-36838 | Southwest | Memorial Hermann Southwest Hospital | PACU OR | Rm 2 | 9/1/19 |  | 9/1/20
YES | YES | Asset Tag 013-36839 |  |  | 013-36839 | 013-36839 | Olympus America Inc | EVIS EXERA II |  |  | PACU OR |  |  |  |  | 013-36839 | 013-36839 | Southwest | Memorial Hermann Southwest Hospital | PACU OR | Rm 2 | 6/1/19 |  | 6/1/20
YES | YES | [5 empty] | Olympus America Inc | EVIS EXERA II |  |  | TMC - Or - ROBERTSON (2R) | [6 empty] | TMC | Memorial Hermann-Texas Medical Center | TMC - Or - ROBERTSON (2R) | S2.401 |  |  |  | No pm
YES | YES | [5 empty] | Olympus America Inc | EVIS EXERA II |  |  | TMC - Or - ROBERTSON (2R) | [6 empty] | TMC | Memorial Hermann-Texas Medical Center | TMC - Or - ROBERTSON (2R) | S2.401 |  |  |  | No pm
YES | YES | [5 empty] | Olympus America Inc | EVIS EXERA II |  |  | TMV- Or- Robertson | [6 empty] | TMC | Memorial Hermann-Texas Medical Center | TMV- Or- Robertson | S2.401
YES | YES | [5 empty] | Olympus America Inc | EVIS EXERA II |  |  | South Tower Endoscopy | [6 empty] | West | Memorial Hermann - Memorial City | South Tower Endoscopy | Storage Closet by Room 150
YES | YES | [5 empty] | Olympus America Inc | EVIS EXERA II |  |  | MEMORIAL CITY - DIGESTIVE DISEASE CENTER | [6 empty] | West | Memorial Hermann Memorial City Medical Center | MEMORIAL CITY - DIGESTIVE DISEASE CENTER | W1 Processing
YES | YES | [5 empty] | Olympus America Inc | EVIS EXERA II |  |  | South Tower Endoscopy | [6 empty] | West | Memorial Hermann - Memorial City | South Tower Endoscopy | Storage Closet by Room 150
YES | YES | [5 empty] | Olympus America Inc | EVIS EXERA II |  |  | MEMORIAL CITY - DIGESTIVE DISEASE CENTER | [6 empty] | West | Memorial Hermann Memorial City Medical Center | MEMORIAL CITY - DIGESTIVE DISEASE CENTER | W1 Processing
YES | YES | [5 empty] | Olympus America Inc | EVIS EXERA II |  |  | MEMORIAL CITY - DIGESTIVE DISEASE CENTER | [6 empty] | West | Memorial Hermann Memorial City Medical Center | MEMORIAL CITY - DIGESTIVE DISEASE CENTER | W1 Processing
YES | YES | [5 empty] | Olympus America Inc | EVIS EXERA II |  |  | South Tower Endoscopy | [6 empty] | West | Memorial Hermann - Memorial City | South Tower Endoscopy | Storage Closet by Room 150
YES | YES | [5 empty] | Olympus America Inc | EVIS EXERA II |  |  | South Tower Endoscopy | [6 empty] | West | Memorial Hermann - Memorial City | South Tower Endoscopy | Storage Closet by Room 150
YES | YES | [5 empty] | Olympus America Inc | EVIS EXERA II |  |  | South Tower Endoscopy | [6 empty] | West | Memorial Hermann - Memorial City | South Tower Endoscopy | Storage Closet by Room 150
YES | YES | [5 empty] | Olympus America Inc | EVIS EXERA II |  |  | South Tower Endoscopy | [6 empty] | West | Memorial Hermann - Memorial City | South Tower Endoscopy | Storage Closet by Room 150
YES | YES | [5 empty] | Olympus America Inc | EVIS EXERA II |  |  | South Tower Endoscopy | [6 empty] | West | Memorial Hermann - Memorial City | South Tower Endoscopy | Storage Closet by Room 150
YES | YES | [5 empty] | Olympus America Inc | EVIS EXERA II |  |  | South Tower Endoscopy | [6 empty] | West | Memorial Hermann - Memorial City | South Tower Endoscopy | Storage Closet by Room 150
YES | YES | [5 empty] | Olympus America Inc | EVIS EXERA II |  |  | South Tower Endoscopy | [6 empty] | West | Memorial Hermann - Memorial City | South Tower Endoscopy | Storage Closet by Room 150
YES | YES | [5 empty] | Olympus America Inc | EVIS EXERA II |  |  | South Tower Endoscopy | [6 empty] | West | Memorial Hermann - Memorial City | South Tower Endoscopy | Storage Closet by Room 150
YES | YES | [5 empty] | Olympus America Inc | EVIS EXERA II |  |  | South Tower Endoscopy | [6 empty] | West | Memorial Hermann - Memorial City | South Tower Endoscopy | Storage Closet by Room 150
YES | YES | [5 empty] | Olympus America Inc | EVIS EXERA II |  |  | South Tower Endoscopy | [6 empty] | West | Memorial Hermann - Memorial City | South Tower Endoscopy | Storage Closet by Room 150
YES | YES | [5 empty] | Olympus America Inc | EVIS EXERA II |  |  | South Tower Endoscopy | [6 empty] | West | Memorial Hermann - Memorial City | South Tower Endoscopy | Storage Closet by Room 150
YES | YES | [5 empty] | Olympus America Inc | EVIS EXERA II |  |  | South Tower Endoscopy | [6 empty] | West | Memorial Hermann - Memorial City | South Tower Endoscopy | Storage Closet by Room 150
YES | YES | [5 empty] | Olympus America Inc | EVIS EXERA II |  |  | South Tower Endoscopy | [6 empty] | West | Memorial Hermann - Memorial City | South Tower Endoscopy | Storage Closet by Room 150
YES | YES | [5 empty] | Olympus America Inc | EVIS EXERA II |  |  | South Tower Endoscopy | [6 empty] | West | Memorial Hermann - Memorial City | South Tower Endoscopy | Storage Closet by Room 150
YES | YES | [5 empty] | Olympus America Inc | EVIS EXERA II |  |  | South Tower Endoscopy | [6 empty] | West | Memorial Hermann - Memorial City | South Tower Endoscopy | Storage Closet by Room 150
YES | YES | [5 empty] | Olympus America Inc | EVIS EXERA III |  |  | Scope storage | [6 empty] | Katy | Memorial Hermann Katy Hospital | Scope storage | Storage w2-326 | [5 empty] | Processor, Video | PROCVID-Olympus-EVIS EXERA III | [23 empty] | PROCVID | Processor, Video | Olympus
YES | YES | [5 empty] | Olympus America Inc | EVIS EXERA III |  |  | Scope storage | [6 empty] | Katy | Memorial Hermann Katy Hospital | Scope storage | Storage w2-326 | [5 empty] | Processor, Video | PROCVID-Olympus-EVIS EXERA III | [23 empty] | PROCVID | Processor, Video | Olympus
YES | YES | [5 empty] | Olympus America Inc | EVIS EXERA III |  |  | Scope storage | [6 empty] | Katy | Memorial Hermann Katy Hospital | Scope storage | Storage w2-326 | [5 empty] | Processor, Video | PROCVID-Olympus-EVIS EXERA III | [23 empty] | PROCVID | Processor, Video | Olympus
YES | YES | [5 empty] | Olympus America Inc | EVIS EXERA III |  |  | Scope storage | [6 empty] | Katy | Memorial Hermann Katy Hospital | Scope storage | Storage w2-326 | [5 empty] | Processor, Video | PROCVID-Olympus-EVIS EXERA III | [23 empty] | PROCVID | Processor, Video | Olympus
YES | YES | [5 empty] | Olympus America Inc | EVIS EXERA III |  |  | Scope storage | [6 empty] | Katy | Memorial Hermann Katy Hospital | Scope storage | Storage w2-326 | [5 empty] | Processor, Video | PROCVID-Olympus-EVIS EXERA III | [23 empty] | PROCVID | Processor, Video | Olympus
YES | YES | [5 empty] | Olympus America Inc | EVIS EXERA III |  |  | NE - Endoscopy | [6 empty] | Katy | Memorial Hermann Northeast Hospital | NE - Endoscopy | Procedure room 2 | 2/1/20 |  |  |  |  | Processor, Video | PROCVID-Olympus-EVIS EXERA III | [23 empty] | PROCVID | Processor, Video | Olympus
YES | YES | [5 empty] | Olympus America Inc | EVIS EXERA III |  |  | NE - Endoscopy | [6 empty] | NorthEast | Memorial Hermann Northeast Hospital | NE - Endoscopy | Procedure room 2 | [5 empty] | Processor, Video | PROCVID-Olympus-EVIS EXERA III | [23 empty] | PROCVID | Processor, Video | Olympus
YES | YES | [5 empty] | Olympus America Inc | EVIS EXERA III |  |  | NE - Endoscopy | [6 empty] | Katy | Memorial Hermann Northeast Hospital | NE - Endoscopy | Procedure room 2 | [5 empty] | Processor, Video | PROCVID-Olympus-EVIS EXERA III | [23 empty] | PROCVID | Processor, Video | Olympus
NO | YES |  |  |  | 069-40064 | 069-40064 | Olympus America Inc | EVIS EXERA III |  |  | TMC-HVI-Heart Failure ICU (5Hvi) |  |  |  |  | 069-40064 | 069-40064 | TMC | MHHS-TMC | TMC-HVI-Heart Failure ICU (5Hvi) | Hall
NO | YES |  |  |  | 069-38419 | 069-38419 | Olympus America Inc | EVIS EXERA III |  |  | TMC-OR-Hermann (2Hp) |  |  |  |  | 069-38419 | 069-38419 | TMC | MHHS-TMC | TMC-OR-Hermann (2Hp) | S2 401 storage
NO | YES |  |  |  | 069-38420 | 069-38420 | Olympus America Inc | EVIS EXERA III |  |  | TMC-OR-Hermann (2Hp) |  |  |  |  | 069-38420 | 069-38420 | TMC | MHHS-TMC | TMC-OR-Hermann (2Hp) | S2 401 storage
YES | YES | [5 empty] | Olympus America Inc | EVIS EXERA III |  |  | South Tower Endoscopy | [6 empty] | West | Memorial Hermann - Memorial City | South Tower Endoscopy | Storage Closet by Room 150
YES | YES | [5 empty] | Olympus America Inc | EVIS EXERA III |  |  | South Tower Endoscopy | [6 empty] | West | Memorial Hermann - Memorial City | South Tower Endoscopy | Storage Closet by Room 150
YES | YES | [5 empty] | Olympus America Inc | EVIS EXERA III |  |  | MEMORIAL CITY - MICU | [6 empty] | West | Memorial Hermann - Memorial City | MEMORIAL CITY - MICU | Central Supply
YES | YES | [5 empty] | Olympus America Inc | GF-UC140P-AL5 |  |  | SE | [6 empty] | Southeast | Memorial Hermann Southeast Hospital | SE | Scope Storage W2:312 |  |  | 4/1/20
YES | YES | [5 empty] | Olympus America Inc | GF-UCT180 |  |  | SE | [6 empty] | Southeast | Memorial Hermann Southeast Hospital | SE | Scope Storage W2:312
YES | YES | [5 empty] | Olympus America Inc | GF-UCT180 |  |  | Endoscopy | [6 empty] | Southeast | Memorial Hermann Medical Group Southeast General Surgery Medical Plaza 1 (#350) | Endoscopy | Scope storage
YES | YES | [5 empty] | Olympus America Inc | GF-UCT180 |  |  | MEMORIAL CITY - DIGESTIVE DISEASE CENTER | [6 empty] | West | Memorial Hermann Memorial City Medical Center | MEMORIAL CITY - DIGESTIVE DISEASE CENTER | Soiled workroom W1-120
YES | YES | [5 empty] | Olympus America Inc | GF-UE160-AL5 |  |  | SE | [6 empty] | Southeast | Memorial Hermann Southeast Hospital | SE | Scope Storage W2:312
YES | YES | [5 empty] | Olympus America Inc | GF-UE160-AL5 |  |  | SE | [6 empty] | Southeast | Memorial Hermann Southeast Hospital | SE | Scope Storage W2:312
YES | YES | [5 empty] | Olympus America Inc | GIF-180 |  |  | TMV- Or- Robertson | [6 empty] | TMC | Memorial Hermann-Texas Medical Center | TMV- Or- Robertson | S2.401
YES | YES | [5 empty] | Olympus America Inc | GIF-1TQ160 |  |  | Endoscopy | [6 empty] | Southeast | Memorial Hermann Medical Group Southeast General Surgery Medical Plaza 1 (#350) | Endoscopy | Scope storage
YES | YES | [5 empty] | Olympus America Inc | GIF-2TH180 |  |  | Endoscopy | [6 empty] | Southeast | Memorial Hermann Medical Group Southeast General Surgery Medical Plaza 1 (#350) | Endoscopy | Scope storage
YES | YES | [5 empty] | Olympus America Inc | GIF-H180 |  |  | TMV- Or- Robertson | [6 empty] | TMC | Memorial Hermann-Texas Medical Center | TMV- Or- Robertson | S2.401 | 4/1/20
YES | YES |  |  |  | 262-9527 | 262-9527 | Olympus America Inc | GIF-H190 |  | 262-9527 | OR |  |  |  |  | 262-9527 | 262-9527 | TMC | Memorial Hermann-Texas Medical Center | OR | S2 401 Storage | [6 empty] | GASTROSCOPE-OLYMPUS-GIF-H190
YES | YES | [5 empty] | Olympus America Inc | GIF-HQ190 |  |  | Endo | [6 empty] | Northwest | Memorial Hermann Cypress Hospital | Endo | M3 115
YES | YES | [5 empty] | Olympus America Inc | GIF-HQ190 |  |  | Endo | [6 empty] | Northwest | Memorial Hermann Cypress Hospital | Endo | M3 115
YES | YES | [5 empty] | Olympus America Inc | GIF-HQ190 |  |  | Endo | [6 empty] | Northwest | Memorial Hermann Cypress Hospital | Endo | M3 115
YES | YES | [5 empty] | Olympus America Inc | GIF-HQ190 |  |  | Endo | [6 empty] | Northwest | Memorial Hermann Cypress Hospital | Endo | M3 115
YES | YES | [5 empty] | Olympus America Inc | GIF-HQ190 |  |  | Endo | [6 empty] | Northwest | Memorial Hermann Cypress Hospital | Endo | M3 115
YES | YES | [5 empty] | Olympus America Inc | GIF-HQ190 |  |  | SE - OR | [6 empty] | Southeast | Memorial Hermman South East | SE - OR | OR corridor
YES | YES | [5 empty] | Olympus America Inc | GIF-HQ190 |  |  | SE - OR | [6 empty] | Southeast | Memorial Hermman South East | SE - OR | OR corridor
YES | YES | [5 empty] | Olympus America Inc | GIF-HQ190 |  |  | SE - OR | [6 empty] | Southeast | Memorial Hermman South East | SE - OR | OR corridor
YES | YES | [5 empty] | Olympus America Inc | GIF-HQ190 |  |  | Endoscopy | [6 empty] | Southeast | Memorial Hermann Medical Group Southeast General Surgery Medical Plaza 1 (#350) | Endoscopy | Scope storage
YES | YES | [5 empty] | Olympus America Inc | GIF-HQ190 |  |  | Endoscopy | [6 empty] | Southeast | Memorial Hermann Medical Group Southeast General Surgery Medical Plaza 1 (#350) | Endoscopy | Scope storage
YES | YES | [5 empty] | Olympus America Inc | GIF-HQ190 |  |  | Endoscopy | [6 empty] | Southeast | Memorial Hermann Medical Group Southeast General Surgery Medical Plaza 1 (#350) | Endoscopy | Scope storage
YES | YES | [5 empty] | Olympus America Inc | GIF-Q180 |  |  | TMC - OR - HEREMAN (2HP) | [6 empty] | TMC | Memorial Hermann Texas Medical Center | TMC - OR - HEREMAN (2HP) | S2 401 storage | [6 empty] | GASTROSCOPE-Olympus-GIF-Q180
YES | YES | [5 empty] | Olympus America Inc | GIF-Q180 |  |  | TMC - Or - ROBERTSON (2R) | [6 empty] | TMC | Memorial Hermann-Texas Medical Center | TMC - Or - ROBERTSON (2R) | S2.401 |  |  |  | No pm |  |  | GASTROSCOPE-Olympus-GIF-Q180
YES | YES | [5 empty] | Olympus America Inc | GIF-Q180 |  |  | Endoscopy | [6 empty] | Southeast | Memorial Hermann Medical Group Southeast General Surgery Medical Plaza 1 (#350) | Endoscopy | Scope storage | [6 empty] | GASTROSCOPE-Olympus-GIF-Q180
YES | YES | [5 empty] | Olympus America Inc | GIF-Q180 |  |  | Endoscopy | [6 empty] | Southeast | Memorial Hermann Medical Group Southeast General Surgery Medical Plaza 1 (#350) | Endoscopy | Scope storage | [6 empty] | GASTROSCOPE-Olympus-GIF-Q180
YES | YES | [5 empty] | Olympus America Inc | GIF-Q180 |  |  | Endoscopy | [6 empty] | Southeast | Memorial Hermann Medical Group Southeast General Surgery Medical Plaza 1 (#350) | Endoscopy | Scope storage | [6 empty] | GASTROSCOPE-Olympus-GIF-Q180
YES | YES | [5 empty] | Olympus America Inc | GIF-Q180 |  |  | Endoscopy | [6 empty] | Southeast | Memorial Hermann Medical Group Southeast General Surgery Medical Plaza 1 (#350) | Endoscopy | Scope storage | [6 empty] | GASTROSCOPE-Olympus-GIF-Q180
YES | YES | [5 empty] | Olympus America Inc | GIF-Q180AL |  |  | Scope storage | [6 empty] | Katy | Memorial Hermann Katy Hospital | Scope storage | Storage w2-326
YES | YES | [5 empty] | Olympus America Inc | GIF-XP190N |  |  | Endo | [6 empty] | Northwest | Memorial Hermann Cypress Hospital | Endo | M3 115
YES | YES | [5 empty] | Olympus America Inc | GIF-XP190N |  |  | OR | [6 empty] | TMC | Memorial Hermann-Texas Medical Center | OR | S2 401 Storage
YES | YES | [5 empty] | Olympus America Inc | GIF-XP190N |  |  | Endoscopy | [6 empty] | Southeast | Memorial Hermann Medical Group Southeast General Surgery Medical Plaza 1 (#350) | Endoscopy | Scope storage
YES | YES | [5 empty] | Olympus America Inc | H180AL |  |  | TMC - OR - HEREMAN (2HP) | [6 empty] | TMC | Memorial Hermann Texas Medical Center | TMC - OR - HEREMAN (2HP) | S2 401 storage
YES | YES |  |  |  | 009-01196 | 009-01196 | Olympus America Inc | HPU |  |  | GH - OR |  |  |  |  | 009-01196 | 009-01196 |  |  | GH - OR | Storage room |  |  | 7/1/18
YES | YES |  |  |  | 2111295-001 | 2111295-01 | Olympus America Inc | LF-V |  | 2111295-001 | SE - OR |  |  |  |  | 2111295-001 | 2111295-01 | Southeast | Memorial Hermman South East | SE - OR | OR corridor
YES | YES |  |  |  | 5HK2Q3T | 5HK2Q3T | Olympus America Inc | LF-V |  | 5HK24G | SE - OR |  |  |  |  | 5HK2Q3T | 5HK2Q3T | Southeast | Memorial Hermman South East | SE - OR | OR corridor
YES | YES |  |  |  | 069-49412 | 069-49412 | Olympus America Inc | MAJ-1720 |  |  | R5 respitory |  |  |  |  | 069-49412 | 069-49412 | TMC | Memorial Hermann-Texas Medical Center | R5 respitory | Hallway
YES | YES | [5 empty] | Olympus America Inc | MH-553 |  |  | OR | [6 empty] | TMC | Memorial Hermann-Texas Medical Center | OR | S2 401 Storage
YES | YES |  |  |  | 099-04852 | 099-04852 | Olympus America Inc | MU-1 |  |  | Spd |  |  |  |  | 099-04852 | 099-04852 | Pearland | Memorial Hermann Pearland Hospital | Spd | Decon | 2/1/20
YES | YES |  |  |  | 099-10865 | 099-10865 | Olympus America Inc | MU-1 |  |  | SW - CPD |  |  |  |  | 099-10865 | 099-10865 | Southwest | Memorial Hermann Southwest Hospital | SW - CPD | CPD |  |  |  | New Add
YES | YES |  |  |  | 099-07811 | 099-07811 | Olympus America Inc | MU-1 |  | 795-6635 | SE Cath Lab |  |  |  |  | 099-07811 | 099-07811 | Southeast | Memorial Hermann Southeast | SE Cath Lab | W2 310 Scope decontamination
NO | YES |  |  |  | 041-32472 | 041-32472 | Olympus America Inc | MU-1 |  |  | MEMORIAL CITY - DIGESTIVE DISEASE CENTER |  |  |  |  | 041-32472 | 041-32472 | West | Memorial Hermann Memorial City Medical Center | MEMORIAL CITY - DIGESTIVE DISEASE CENTER | W1 Processing
YES | YES |  |  |  | 099-03346 | 099-03346 | Olympus America Inc | MU-1 |  | 110-3352 | Endoscopy |  |  |  |  | 099-03346 | 099-03346 | Southwest | Memorial Hermann Southwest Hospital | Endoscopy | Soiled Utility
YES | YES |  |  |  | 013-04916 | 013-04916 | Olympus America Inc | MU-1 |  |  | SW Endoscopy |  |  |  |  | 013-04916 | 013-04916 | Southwest | Memorial Hermann Southwest Hospital | SW Endoscopy | SW Endoscopy scope cleaning riom
YES | YES |  |  |  | 041-11551 | 041-11551 | Olympus America Inc | OBCU |  | 780-0758 | MEMORIAL CITY - DIGESTIVE DISEASE CENTER |  |  |  |  | 041-11551 | 041-11551 | West | Memorial Hermann Memorial City Medical Center | MEMORIAL CITY - DIGESTIVE DISEASE CENTER | Clean Storage
NO | YES |  |  |  | 013-35053 | 013-35053 | Olympus America Inc | OBCU |  |  | SW Endoscopy |  |  |  |  | 013-35053 | 013-35053 | Southwest | Memorial Hermann Southwest Hospital | SW Endoscopy | SW Endoscopy
YES | YES |  |  |  | 129-04643 | 129-04643 | Olympus America Inc | OEP-4 |  | A006270 | SUGAR LAND - OR |  |  |  |  | 129-04643 | 129-04643 | Sugar Land | Memorial Hermann Sugar Land Hospital | SUGAR LAND - OR | OR 6
YES | YES |  |  |  | 029-13208 | 029-13208 | Olympus America Inc | OEP-5 |  | A827159 | Woodlands - OR |  |  |  |  | 029-13208 | 029-13208 | Woodlands | Memorial Hermann The Woodlands Medical Center | Woodlands - OR | Equipment Storage |  |  |  | New Add - ?AuOne time inspection?Au sticker
YES | YES |  |  |  | 009-09157 | 009-09157 | Olympus America Inc | OEV 191 |  |  | GH - LABORATORY - BLOOD WARMERS |  |  |  |  | 009-09157 | 009-09157 |  |  | GH - LABORATORY - BLOOD WARMERS | Or storage room
YES | YES |  |  |  | 005-05472 | 005-05472 | Olympus America Inc | OEV191H |  |  | SE - RESPIRATORY |  |  |  |  | 005-05472 | 005-05472 | Southeast | Memorial Hermann Southeast Hospital | SE - RESPIRATORY | 4Th floor storage
NO | YES |  |  |  | 069-38418 | 069-38418 | Olympus America Inc | OEV261H |  |  | TMC-OR-Hermann (2Hp) |  |  |  |  | 069-38418 | 069-38418 | TMC | MHHS-TMC | TMC-OR-Hermann (2Hp) | S2 401 storage
NO | YES | Asset Tag 013-38194 |  |  | 013-38194 | 013-38194 | Olympus America Inc | OEV261H |  |  | SW Endoscopy |  |  |  |  | 013-38194 | 013-38194 | Southwest | Memorial Hermann Southwest Hospital | SW Endoscopy | SW Endoscopy
YES | YES |  |  |  | 069-40063 | 069-40063 | Olympus America Inc | OEV262H |  |  | TMC - HVI - HEART FAILURE ICU (5HVI) |  |  |  |  | 069-40063 | 069-40063 | TMC | Memorial Hermann-Texas Medical Center | TMC - HVI - HEART FAILURE ICU (5HVI) | Hall | 3/1/20
YES | YES |  |  |  | 069-40062 | 069-40062 | Olympus America Inc | OEV262H |  | 15181800 7416043 | TMC - OR - CVOR (7HVI) |  |  |  |  | 069-40062 | 069-40062 | TMC | Memorial Hermann-Texas Medical Center | TMC - OR - CVOR (7HVI) | ICU Hall
YES | YES | Serial Number 9223372036854780000 |  |  | 069-49407 | 069-49407 | Olympus America Inc | OEV262H |  |  | TMC - HERMANN - RESPIRATORY |  |  |  |  | 069-49407 | 069-49407 | TMC | Memorial Hermann Texas Medical Center | TMC - HERMANN - RESPIRATORY | Respiratory 5th fl | 2/1/20 |  | 2/1/21
YES | YES | Serial Number 9223372036854780000 |  |  | 069-46362 | 069-46362 | Olympus America Inc | OEV262H |  |  | TMC - RESPIRATORY - ADULT |  |  |  |  | 069-46362 | 069-46362 |  | Memorial Hermann-tmc | TMC - RESPIRATORY - ADULT | Resp
YES | YES | Asset Tag 099-08741 |  |  | 099-08741 | 099-08741 | Olympus America Inc | OEV262H |  |  | SW Endoscopy |  |  |  |  | 099-08741 | 099-08741 | Southwest | Memorial Hermann Southwest Hospital | SW Endoscopy | SW Endoscopy
YES | YES | Asset Tag 099-08991 |  |  | 099-08991 | 099-08991 | Olympus America Inc | OEV262H |  |  | SW Endoscopy |  |  |  |  | 099-08991 | 099-08991 | Southwest | Memorial Hermann Southwest Hospital | SW Endoscopy | SW Endoscopy
YES | YES |  |  |  | 041-04006 | 041-04006 | Olympus America Inc | OFP |  | 011-6030 | MEMORIAL CITY - DIGESTIVE DISEASE CENTER |  |  |  |  | 041-04006 | 041-04006 | West | Memorial Hermann Memorial City Medical Center | MEMORIAL CITY - DIGESTIVE DISEASE CENTER | Clean Storage
YES | YES |  |  |  | 099-04324 | 099-04324 | Olympus America Inc | OFP-2 |  |  | PEARLAND - ENDOSCOPY |  |  |  |  | 099-04324 | 099-04324 | Pearland | Memorial Hermann Pearland Hospital | PEARLAND - ENDOSCOPY | Endo equipment storage
YES | YES |  |  |  | 041-18293 | 041-18293 | Olympus America Inc | Olympus UCR |  |  | OR |  |  |  |  | 041-18293 | 041-18293 | West | Memorial Hermann - Memorial City | OR | Back Hallway
YES | YES | Serial Number Cnf |  |  | 000-03910 | 000-03910 | Olympus America Inc | OTV-S190 |  | CNF | MH MG - (SL) - SUGAR LAND MULTI-SPECIALTY (MP1) |  |  |  |  | 000-03910 | 000-03910 | Sugar Land | Memorial Hermann Medical Group Sugar Land Multi-Specialty (#350) | MH MG - (SL) - SUGAR LAND MULTI-SPECIALTY (MP1) | Hall | 3/1/19 | 3/1/20
YES | YES |  |  |  | 280-2267 | 280-2267 | Olympus America Inc | PCF-H180AL |  |  | MEMORIAL CITY - DIGESTIVE DISEASE CENTER |  |  |  |  | 280-2267 | 280-2267 | West | Memorial Hermann Memorial City Medical Center | MEMORIAL CITY - DIGESTIVE DISEASE CENTER | W1 Scope Room
YES | YES | [5 empty] | Olympus America Inc | PCF-Q180AL |  |  | SE | [6 empty] | Southeast | Memorial Hermann Southeast Hospital | SE | Scope Storage W2:312
YES | YES | [5 empty] | Olympus America Inc | PCF-Q180AL |  |  | SE | [6 empty] | Southeast | Memorial Hermann Southeast Hospital | SE | Scope Storage W2:312
YES | YES | [5 empty] | Olympus America Inc | PCF-Q180AL |  |  | SE | [6 empty] | Southeast | Memorial Hermann Southeast Hospital | SE | Scope Storage W2:312
YES | YES | [5 empty] | Olympus America Inc | PCF-Q180AL |  |  | Endoscopy | [6 empty] | Southeast | Memorial Hermann Medical Group Southeast General Surgery Medical Plaza 1 (#350) | Endoscopy | Scope storage
YES | YES | [5 empty] | Olympus America Inc | PCF-Q180AL |  |  | SE - ESOPHAGEAL DISEASE CENTER | [6 empty] | Southeast | Memorial Hermann Southeast Hospital | SE - ESOPHAGEAL DISEASE CENTER
YES | YES | [5 empty] | Olympus America Inc | Q180 |  |  | Endo | [6 empty] | Northwest | Memorial Hermann Cypress Hospital | Endo | M3 115
YES | YES | [5 empty] | Olympus America Inc | Q180 |  |  | SE - OR | [6 empty] | Southeast | Memorial Hermman South East | SE - OR | OR corridor
YES | YES | [5 empty] | Olympus America Inc | SIF-Q180 |  |  | SE | [6 empty] | Southeast | Memorial Hermann Southeast Hospital | SE | Scope Storage W2:312
YES | YES |  |  |  | 005-33154 | 005-33154 | Olympus America Inc | TC-C2 |  |  | Sugar Land OR |  |  |  |  | 005-33154 | 005-33154 | Sugar Land | Memorial Hermann Sugar Land Hospital | Sugar Land OR | OR 7
YES | YES | [5 empty] | Olympus America Inc | TJF-160F |  |  | Endoscopy | [6 empty] | Southeast | Memorial Hermann Medical Group Southeast General Surgery Medical Plaza 1 (#350) | Endoscopy | Scope storage
YES | YES | [5 empty] | Olympus America Inc | TJF-160VF |  |  | Endoscopy | [6 empty] | Southeast | Memorial Hermann Medical Group Southeast General Surgery Medical Plaza 1 (#350) | Endoscopy | Scope storage
YES | YES |  |  |  | 280-2534 | 280-2534 | Olympus America Inc | TJF-160VF |  | 280-2534 | MEMORIAL CITY - DIGESTIVE DISEASE CENTER |  |  |  |  | 280-2534 | 280-2534 | West | Memorial Hermann Memorial City Medical Center | MEMORIAL CITY - DIGESTIVE DISEASE CENTER | Soiled workroom W1-120
YES | YES | [5 empty] | Olympus America Inc | TJF-Q180V |  |  | Endo | [6 empty] | Northwest | Memorial Hermann Cypress Hospital | Endo | M3 117 | 2/1/20
YES | YES | [5 empty] | Olympus America Inc | TJF-Q180V |  |  | End | [6 empty] | Northwest | Memorial Hermann Cypress Hospital | End | M3 117 | 2/1/20
YES | YES | [5 empty] | Olympus America Inc | TJF-Q180V |  |  | NE - Endoscopy | [6 empty] | Katy | Memorial Hermann Northeast Hospital | NE - Endoscopy | Procedure room 2 | 2/1/20
YES | YES | [5 empty] | Olympus America Inc | TJF-Q180V |  |  | Endoscopy | [6 empty] | Southeast | Memorial Hermann Medical Group Southeast General Surgery Medical Plaza 1 (#350) | Endoscopy | Scope storage
YES | YES |  |  |  | 099-04323 | 099-04323 | Olympus America Inc | UCR |  |  | PEARLAND - ENDOSCOPY |  |  |  |  | 099-04323 | 099-04323 | Pearland | Memorial Hermann Pearland Hospital | PEARLAND - ENDOSCOPY | Clean supply | [5 empty] | Insufflator, Carbon Dioxide | INSUFFLATORCARBONDIOX-Olympus-UCR | [12 empty] | ICD-SA | [10 empty] | INSUFFLATORCARBONDIOX | Insufflator, Carbon Dioxide | Olympus
YES | YES | [5 empty] | Olympus America Inc | Uct180 |  |  | CY - ENDOSCOPY | [6 empty] | Northwest | Memorial Hermann Cypress Hospital | CY - ENDOSCOPY | M3115 |  | 2/1/20
YES | YES | [5 empty] | Olympus America Inc | Uct180 |  |  | CY - ENDOSCOPY | [6 empty] | Northwest | Memorial Hermann Cypress Hospital Emergency Center | CY - ENDOSCOPY | M3115
YES | YES | [5 empty] | Olympus America Inc | Uct180 |  |  | CY - ENDOSCOPY | [6 empty] | Northwest | Memorial Hermann Cypress Hospital | CY - ENDOSCOPY | M3115
YES | YES | [5 empty] | Olympus America Inc | Uct180 |  |  | CY - ENDOSCOPY | [6 empty] | Northwest | Memorial Hermann Cypress Hospital | CY - ENDOSCOPY | M3115
YES | YES |  |  |  | 129-04625 | 129-04625 | Olympus America Inc | UHI-3 |  |  | Biomed |  |  |  |  | 129-04625 | 129-04625 | Sugar Land | Memorial Hermann Sugar Land Hospital | Biomed | Biomed | 8/1/18 | 8/1/19
YES | YES |  |  |  | 029-07247 | 029-07247 | Olympus America Inc | UHI-3 |  |  | OR |  |  |  |  | 029-07247 | 029-07247 | Woodlands | Herman memorial hospital Woodlands | OR | Equipment Storage |  |  |  | No p.m.
NO | YES |  |  |  | 029-03680 | 029-03680 | Olympus America Inc | UHI-3 |  |  | Woodlands-OR |  |  |  |  | 029-03680 | 029-03680 | Woodlands | MHHS-Woodlands | Woodlands-OR | Equipment Storage |  |  |  | No p.m.
YES | YES |  |  |  | 151-04212 | 151-04212 | Olympus America Inc | USG-400 |  |  | MEMORIAL CITY - Outpatient Surgery |  |  |  |  | 151-04212 | 151-04212 | West | Memorial Hermann Memorial City Medical Center | MEMORIAL CITY - Outpatient Surgery | W1 Case Cart Staging Area
YES | YES |  |  |  | 151-04962 | 151-04962 | Olympus America Inc | UWIT-RX |  |  | Endo |  |  |  |  | 151-04962 | 151-04962 | Northwest | Memorial Hermann Cypress Hospital | Endo | M3 115
YES | YES |  |  |  | 151-04963 | 151-04963 | Olympus America Inc | UWIT-TX |  |  | Endo |  |  |  |  | 151-04963 | 151-04963 | Northwest | Memorial Hermann Cypress Hospital | Endo | M3 115
YES | YES | [5 empty] | Olympus America Inc | Visera |  |  | GI Clinic | [6 empty] | TMC | Memorial Hermann-Texas Medical Center | GI Clinic | Scope Room
YES | YES | [5 empty] | Olympus America Inc | Visera |  |  | TMC - PACU - ROBERTSON (2R) | [6 empty] | TMC | Memorial Hermann-Texas Medical Center | TMC - PACU - ROBERTSON (2R) | Anesthesia workroom |  |  |  | No pm
YES | YES |  |  |  | 069-49411 | 069-49411 | Olympus America Inc | WM-NP2 |  |  | R5 respitory |  |  |  |  | 069-49411 | 069-49411 | TMC | Memorial Hermann-Texas Medical Center | R5 respitory | Hallway | 2/1/20 |  | 2/1/21
NO | YES |  |  |  |  | 069-38422 | Olympus America Inc | WM-NP2 |  |  | TMC-OR-Pedi OR (2R) | [5 empty] | 069-38422 | TMC | MHHS-TMC | TMC-OR-Pedi OR (2R) | S2 401 | 4/1/18 |  | 4/1/19
NO | YES |  |  |  | 069-38417 | 069-38417 | Olympus America Inc | WM-NP2 |  |  | TMC-OR-Hermann (2Hp) |  |  |  |  | 069-38417 | 069-38417 | TMC | MHHS-TMC | TMC-OR-Hermann (2Hp) | S2 401 storage
YES | YES | [5 empty] | Olympus America Inc | WM-NP2 |  |  | OR | [6 empty] | West | Memorial Hermann - Memorial City | OR | Back Hallway
YES | YES | [5 empty] | Olympus America Inc | WM-P2 |  |  | OR | [6 empty] | West | Memorial Hermann - Memorial City | OR | Back Hallway
YES | YES |  |  |  | 069-38322 | 069-38322 | Olympus Medical Systems Inc | OLYMPUS USR |  |  | TMC - OR - PEDI OR (2R) |  |  |  |  | 069-38322 | 069-38322 | TMC | Memorial Hermann-Texas Medical Center | TMC - OR - PEDI OR (2R) | S2 401 | 3/1/20 |  | 9/1/20
YES | YES |  |  |  | 005-00654 | 005-00654 | Olympus Optical Co. |  |  |  | SE - BiOmed shop |  |  |  |  | 005-00654 | 005-00654 | Southeast | Memorial Hermann Southeast Hospital | SE - BiOmed shop | Biomed shop
YES | YES |  |  |  | 099-12627 | 099-12627 | Omeda | 6-1225 |  | GFHL05019 | TMC - OR - CVOR (7HVI) |  |  |  |  | 099-12627 | 099-12627 | TMC | Memorial Hermann Heart | TMC - OR - CVOR (7HVI) | OSub Sterile OR 4
YES | YES |  |  |  |  | 099-02621 | Omeda | ISU |  |  | Nuclear med | [5 empty] | 099-02621 | Katy | Memorial Hermann Katy Hospital | Nuclear med | Nuclear med 1
YES | YES |  |  |  | 133-00560 | 133-00560 | Omeda | ISU |  |  | Nuclear med |  |  |  |  | 133-00560 | 133-00560 | Katy | Memorial Hermann Katy Hospital | Nuclear med | Nuclear med 2
NO | YES |  |  |  | 129-05563 | 129-05563 | Omega | TC-TAOBL |  | TNHLF01293 | Sugar Land-Nursery | MHHS-Sugarland |  |  |  | 129-05563 | 129-05563 | Sugar Land | MHHS-Sugarland | Sugar Land-Nursery | NICU Equipment Room | 7/1/19 | 7/1/20 |  |  | OXYGEN-AIR PROPORTIONERS |  | .needs class | [5 empty] | OmegaMedImag |  |  |  |  | 5/20/16 |  |  | Covered PM Repair - Biomedical | MHHS-Sugarland
NO | YES |  |  |  | 129-05561 | 129-05561 | Omega | TC-TAOBL |  | TNHLF01139 | Sugar Land-Nursery | MHHS-Sugarland |  |  |  | 129-05561 | 129-05561 | Sugar Land | MHHS-Sugarland | Sugar Land-Nursery | NICU Equipment Room |  | 7/1/20 |  |  | OXYGEN-AIR PROPORTIONERS |  | .needs class | [5 empty] | OmegaMedImag |  |  |  |  | 5/20/16 |  |  | Covered PM Repair - Biomedical | MHHS-Sugarland
NO | YES |  |  |  | 129-05564 | 129-05564 | Omega | TC-TAOBL |  | TNHLF01288 | Sugar Land-Nursery | MHHS-Sugarland |  |  |  | 129-05564 | 129-05564 | Sugar Land | MHHS-Sugarland | Sugar Land-Nursery | Nursery | 9/1/19 |  | 9/1/20 |  | OXYGEN-AIR PROPORTIONERS |  | .needs class | [5 empty] | OmegaMedImag | [7 empty] | Covered PM Repair - Biomedical | MHHS-Sugarland
NO | NO |  |  |  | 129-05560 |  | Omega | TC-TAOBL |  | TNHLF01292 | SUGAR LAND - NURSERY | MHHS-Sugarland |  |  |  | 129-05560 |  | Sugar Land |  | SUGAR LAND - NURSERY | [5 empty] | OXYGEN-AIR PROPORTIONERS |  | .needs class | [5 empty] | OmegaMedImag | [7 empty] | Covered PM Repair - Biomedical | MHHS-Sugarland
NO | NO |  |  |  | 129-05562 |  | Omega | TC-TAOBL |  | TNHLF 01291 | SUGAR LAND - NURSERY | MHHS-Sugarland |  |  |  | 129-05562 |  | Sugar Land |  | SUGAR LAND - NURSERY | [5 empty] | OXYGEN-AIR PROPORTIONERS |  | .needs class | [5 empty] | OmegaMedImag | [7 empty] | Covered PM Repair - Biomedical | MHHS-Sugarland
NO | NO |  |  |  | 029-09944 |  | Omega | TC-TAOBL |  | TNHLF00565 | WOODLANDS - RESPIRATORY | MHHS-Woodlands |  |  |  | 029-09944 |  | Woodlands |  | WOODLANDS - RESPIRATORY | [5 empty] | OXYGEN-AIR PROPORTIONERS |  | .needs class | [5 empty] | OmegaMedImag | [7 empty] | Covered PM Repair - Biomedical | MHHS-Woodlands
YES | YES |  |  |  | 029-00853 | 029-00853 | Omheda | Intermittent suction |  | GFFR02125 | WOODLANDS - OR |  |  |  |  | 029-00853 | 029-00853 |  |  | WOODLANDS - OR | Room 1
YES | YES |  |  |  | 029-00695 | 029-00695 | Omheda | Intermittent suction |  | GFFB27090 | WOODLANDS - CENTRAL SUPPLY |  |  |  |  | 029-00695 | 029-00695 |  |  | WOODLANDS - CENTRAL SUPPLY | Room 2
YES | YES |  |  |  | 029-00382 | 029-00382 | Omheda | Intermittent suction |  | GFFF34378 | WOODLANDS - PREOP |  |  |  |  | 029-00382 | 029-00382 |  |  | WOODLANDS - PREOP | Room 4
YES | YES |  |  |  | 029-00442 | 029-00442 | Omheda | Intermittent suction |  | GFFB22201 | WOODLANDS - PREOP |  |  |  |  | 029-00442 | 029-00442 |  |  | WOODLANDS - PREOP | Room 5
YES | YES |  |  |  | 029-00485 | 029-00485 | Omheda | Intermittent suction |  | GFFB22220 | WOODLANDS - PACU |  |  |  |  | 029-00485 | 029-00485 |  |  | WOODLANDS - PACU | Room 6
YES | YES |  |  |  | 029-00445 | 029-00445 | Omheda | Intermittent suction |  |  | WOODLANDS - PREOP |  |  |  |  | 029-00445 | 029-00445 |  |  | WOODLANDS - PREOP | Room 7
YES | YES |  |  |  | 029-01025 | 029-01025 | Omheda | Intermittent suction |  | GFFB22215 | WOODLANDS - PREOP |  |  |  |  | 029-01025 | 029-01025 |  |  | WOODLANDS - PREOP | Room 7
YES | YES |  |  |  | 029-01020 | 029-01020 | Omheda | Intermittent suction |  | GFFB22245 | WOODLANDS - PREOP |  |  |  |  | 029-01020 | 029-01020 |  |  | WOODLANDS - PREOP | Room 8
YES | YES |  |  |  | 029-00488 | 029-00488 | Omheda | Intermittent suction |  | GFFB2217 | WOODLANDS - PREOP |  |  |  |  | 029-00488 | 029-00488 |  |  | WOODLANDS - PREOP | Room 10
YES | YES |  |  |  | 029-00549 | 029-00549 | Omheda | Intermittent suction |  | GFFB22216 | WOODLANDS - PREOP |  |  |  |  | 029-00549 | 029-00549 |  |  | WOODLANDS - PREOP | Room 11
YES | YES |  |  |  | 029-00448 | 029-00448 | Omheda | Intermittent suction |  | GFFB22241 | WOODLANDS - PREOP |  |  |  |  | 029-00448 | 029-00448 |  |  | WOODLANDS - PREOP | Room 12
YES | YES |  |  |  | 029-00437 | 029-00437 | Omheda | Intermittent suction |  | GFFB22203 | WOODLANDS - PREOP |  |  |  |  | 029-00437 | 029-00437 |  |  | WOODLANDS - PREOP | Room 14
YES | YES |  |  |  | 151-04410 | 151-04410 | Omron Health | BP5450 |  | 20-907000437V | MHMG Pearland Muli Specialty Clinic |  |  |  |  | 151-04410 | 151-04410 | Pearland | Memorial Hermann Medical Group Central Pearland | MHMG Pearland Muli Specialty Clinic | Nurses Station
YES | YES |  |  |  | 151-03838 | 151-03838 | Omron Health | BP652 (HEM-6052-Z) |  | 20101209783VG | SMR - (PL) - PEARLAND EAST |  |  |  |  | 151-03838 | 151-03838 | Pearland |  | SMR - (PL) - PEARLAND EAST
YES | YES |  |  |  | 151-04878 | 151-04878 | Omron Health | BP710N |  | 201902025461V | MH MG - (PL) - PEARLAND CLINIC |  |  |  |  | 151-04878 | 151-04878 | Pearland | Memorial Hermann Medical Group Central Pearland | MH MG - (PL) - PEARLAND CLINIC | Medical plaza 1 214
YES | YES |  |  |  | 142-09328 | 142-09328 | Omron Health | BP710N |  | 201903036563V | SMR - (SL) - WILLIAMS TRACE |  |  |  |  | 142-09328 | 142-09328 | Sugar Land | Memorial Hermann Sports Medicine | SMR - (SL) - WILLIAMS TRACE | Gym Floor
YES | YES |  |  |  | 099-10475 | 099-10475 | Omron Health | BP760 |  | 20180412728VG | 5th Floor |  |  |  |  | 099-10475 | 099-10475 | Southwest | Memorial Hermann Hospital - University | 5th Floor | 5th Floor
YES | YES |  |  |  | 009-33041 | 009-33041 | Omron Health | BP760N |  | 20170117733VG | [5 empty] | 009-33041 | 009-33041 |  | Memorial Hermann |  | Occupational medicine
YES | YES |  |  |  | 000-03619 | 000-03619 | Omron Health | Compair NE-C28 |  | 20071106031UF | MH MG - (PL) - CENTRAL PEARLAND |  |  |  |  | 000-03619 | 000-03619 | Pearland | Memorial Hermann Sports Medicine | MH MG - (PL) - CENTRAL PEARLAND | Nurses Station
YES | YES |  |  |  | 142-09386 | 142-09386 | Omron Health | CompAIR NE-C801 |  | 20120309534UF | [5 empty] | 142-09386 | 142-09386 | Sugar Land | Memorial Hermann Medical Group Sweetwater (#B) | [5 empty] | No pm
YES | YES |  |  |  | 041-33177 | 041-33177 | Omron Health | HEM-7222-z |  | 201201-02226 LG | Memorial Hermann city- health center |  |  |  |  | 041-33177 | 041-33177 |  | Memorial Hermann city- health center | Memorial Hermann city- health center |  | 4/1/20 |  |  | No PM Sticker
YES | YES |  |  |  | 142-09259 | 142-09259 | Omron Health | HEM-780 |  | 20100803377VF | SMR - (SL) - WILLIAMS TRACE |  |  |  |  | 142-09259 | 142-09259 | Sugar Land | Memorial Hermann Sports Medicine | SMR - (SL) - WILLIAMS TRACE
YES | YES |  |  |  | 041-33178 | 041-33178 | Omron Health | HEM-780N2 |  | 621-8126LF | Memorial Hermann city- health center |  |  |  |  | 041-33178 | 041-33178 |  | Memorial Hermann city- health center | Memorial Hermann city- health center |  | 4/1/20 |  |  | No PM Sticker
YES | YES |  |  |  | 074-06055 | 074-06055 | Omron Health | NE-C25 |  |  | Family practice |  |  |  |  | 074-06055 | 074-06055 | Woodlands | Memorial Hermann The Woodlands Medical Center | Family practice | Family practice
YES | YES |  |  |  | 074-06056 | 074-06056 | Omron Health | NE-C25 |  |  | Family practice |  |  |  |  | 074-06056 | 074-06056 | Woodlands | Memorial Hermann The Woodlands Medical Center | Family practice | Family practice
YES | YES |  |  |  | 074-06015 | 074-06015 | Omron Health | NE-C25 |  |  | MH MG - (WDLS) - TWL PINECROFT (100/101) |  |  |  |  | 074-06015 | 074-06015 | Woodlands |  | MH MG - (WDLS) - TWL PINECROFT (100/101) | Family practice suite 100
YES | YES |  |  |  | 041-33086 | 041-33086 | Omron Health | NE-C25 |  |  | MH MG - (MC) - MEMORIAL CITY (MP3) |  |  |  |  | 041-33086 | 041-33086 | West | Memorial Hermann Medical Group Memorial City | MH MG - (MC) - MEMORIAL CITY (MP3) | Suite 100 storage
YES | YES |  |  |  | 099-06174 | 099-06174 | Omron Health | REGENCY |  |  | SE - CATH LAB - RECOVERY |  |  |  |  | 099-06174 | 099-06174 | Southeast | Memorial Hermann Southeast Hospital | SE - CATH LAB - RECOVERY | Nuclear Medicine 4
YES | YES |  |  |  | 099-06355 | 099-06355 | Omron Health | REGENCY |  | SNF | SE - NONINVASIVE CARDIOLOGY |  |  |  |  | 099-06355 | 099-06355 | Southeast | Memorial Hermann Southeast Hospital | SE - NONINVASIVE CARDIOLOGY | Stress Lab
YES | YES |  |  |  | 099-06356 | 099-06356 | Omron Health | REGENCY |  | SNF | SE - NONINVASIVE CARDIOLOGY |  |  |  |  | 099-06356 | 099-06356 | Southeast | Memorial Hermann Southeast Hospital | SE - NONINVASIVE CARDIOLOGY | Stress Lab
NO | YES |  |  |  | 929-01426 | 929-01426 | Omron Healthcare, Inc. | BP710 INTELLISENSE |  | 20150952221VG | SMR-(NE)-Summer Creek CCC | MHHS-SMR |  |  |  | 929-01426 | 929-01426 | Katy | MHHS-Others | SMR-(NE)-Summer Creek CCC | Gym Floor | 7/1/19 | 7/1/20 |  |  | MONITORS, BEDSIDE, BLOOD PRESSURE |  | .needs class | [5 empty] | OmronHlth |  |  |  |  | 12/1/20 |  |  | Not Covered Vendor Only - Biomedical | MHHS-SMR
NO | NO |  |  |  | 000-03868 |  | Omron Healthcare, Inc. | BP710N |  | 20170831853VG | SMR - (PL) - PEARLAND ELITE ORTHO | MHHS-SMR |  | Monitor, Vital Signs |  | 000-03868 |  | Pearland |  | SMR - (PL) - PEARLAND ELITE ORTHO | [5 empty] | MONITORS, BEDSIDE, BLOOD PRESSURE |  | MONITORVITALSIGNS-OmronHlth-BP710N | MONITORVITALSIGNS | BP710N |  |  |  | OmronHlth | Monitor, Vital Signs |  | MONITORVITALSIGNS-OmronHlth-BP710N |  |  |  |  | Not Covered Vendor Only - Biomedical | MHHS-SMR
NO | YES |  |  |  | 005-11964 | 005-11964 | Omron Healthcare, Inc. | BP742 |  | 20100719391LF | SMR - (SE) - SOUTHEAST (MP1) | MHHS-SMR |  | Monitor, Vital Signs |  | 005-11964 | 005-11964 | Southeast | Memorial Hermann Sports Medicine | SMR - (SE) - SOUTHEAST (MP1) | Managers Office | 2/1/19 |  | 2/1/20 |  | MONITORS, BEDSIDE, BLOOD PRESSURE | Monitor, Vital Signs | MONITORVITALSIGNS-OmronHlth-BP742 | MONITORVITALSIGNS | BP742 |  |  |  | OmronHlth | Monitor, Vital Signs |  | MONITORVITALSIGNS-OmronHlth-BP742 |  | 12/1/20 |  | MVS-A | Not Covered Vendor Only - Biomedical | MHHS-SMR | [8 empty] | MONITORVITALSIGNS | Monitor, Vital Signs | OmronHlth
NO | NO |  |  |  | 241-02660 |  | Omron Healthcare, Inc. | BP742 |  |  | KIRBY GLENN - TIRR - PEDI | MHHS-TIRR |  | Monitor, Vital Signs |  | 241-02660 |  | TMC |  | KIRBY GLENN - TIRR - PEDI | [5 empty] | MONITORS, BEDSIDE, BLOOD PRESSURE |  | MONITORVITALSIGNS-OmronHlth-BP742 | MONITORVITALSIGNS | BP742 |  |  |  | OmronHlth | Monitor, Vital Signs |  | MONITORVITALSIGNS-OmronHlth-BP742 |  |  |  |  | Not Covered Vendor Only - Biomedical | MHHS-TIRR
NO | NO |  |  |  | 145-00967 |  | Omron Healthcare, Inc. | BP742N |  | 20160525272VG | PEARLAND - REHAB SERVICES | MHHS-Pearland Hospital |  |  |  | 145-00967 |  | Pearland |  | PEARLAND - REHAB SERVICES | [5 empty] | MONITORS, BEDSIDE, BLOOD PRESSURE |  | .needs class | [5 empty] | OmronHlth | [7 empty] | Not Covered Vendor Only - Biomedical | MHHS-Pearland Hospital
NO | NO |  |  |  | 029-12038 |  | Omron Healthcare, Inc. | BP742N |  | 20180701217V | SMR - (GH) - GREATER HEIGHTS | MHHS-SMR |  |  |  | 029-12038 |  | Central & Greater Heights |  | SMR - (GH) - GREATER HEIGHTS | [5 empty] | MONITORS, BEDSIDE, BLOOD PRESSURE |  | .needs class | [5 empty] | OmronHlth | [7 empty] | Not Covered Vendor Only - Biomedical | MHHS-SMR
NO | YES | [5 empty] | Omron Healthcare, Inc. | BP760N |  | 20.10312205VG | CBC - (GH) - HOGG MIDDLE SCHOOL CLINIC | MHHS-Neighborhood Clinics | [5 empty] | Central & Greater Heights |  | CBC - (GH) - HOGG MIDDLE SCHOOL CLINIC |  | 04/04/2019 |  |  |  | MONITORS, BEDSIDE, BLOOD PRESSURE |  | .needs class | [5 empty] | OmronHlth |  |  |  |  | 12/01/2020 |  |  | Not Covered Vendor Only - Biomedical | MHHS-Neighborhood Clinics
NO | YES |  |  |  | 929-00890 | 929-00890 | Omron Healthcare, Inc. | BP760N |  | 20170615832VG | CBC - (GH) - NORTHWEST BURBANK HEALTH CENTER | MHHS-Neighborhood Clinics |  |  |  | 929-00890 | 929-00890 | Central & Greater Heights |  | CBC - (GH) - NORTHWEST BURBANK HEALTH CENTER |  | 08/02/2019 |  |  |  | MONITORS, BEDSIDE, BLOOD PRESSURE |  | .needs class | [5 empty] | OmronHlth |  |  |  |  | 12/01/2020 |  |  | Not Covered Vendor Only - Biomedical | MHHS-Neighborhood Clinics
NO | YES |  |  |  | 000-04971 | 000-04971 | Omron Healthcare, Inc. | BP760N |  | 20130910466VG | CBC - (NE) - NIMITZ [DUNN ELEMENTARY] | MHHS-Neighborhood Clinics |  |  |  | 000-04971 | 000-04971 | Katy |  | CBC - (NE) - NIMITZ [DUNN ELEMENTARY] |  | 09/23/2019 |  |  |  | MONITORS, BEDSIDE, BLOOD PRESSURE |  | .needs class | [5 empty] | OmronHlth |  |  |  |  | 12/01/2020 |  |  | Not Covered Vendor Only - Biomedical | MHHS-Neighborhood Clinics
NO | YES |  |  |  | 000-03866 | 000-03866 | Omron Healthcare, Inc. | BP785N |  | 20170603469VG | SMR - (SE) - SOUTHEAST (MP1) | MHHS-SMR |  | Monitor, Vital Signs |  | 000-03866 | 000-03866 | Southeast | Memorial Hermann Sports Medicine | SMR - (SE) - SOUTHEAST (MP1) | Managers Office | 2/1/19 |  | 2/1/20 |  | MONITORS, BEDSIDE, BLOOD PRESSURE | Monitor, Vital Signs | MONITORVITALSIGNS-OmronHlth-BP785N | MONITORVITALSIGNS | BP785N |  |  |  | OmronHlth | Monitor, Vital Signs |  | MONITORVITALSIGNS-OmronHlth-BP785N |  | 12/1/20 |  | MVS-A | Not Covered Vendor Only - Biomedical | MHHS-SMR | [8 empty] | MONITORVITALSIGNS | Monitor, Vital Signs | OmronHlth
NO | YES |  |  |  | 009-09844 | 009-09844 | Omron Healthcare, Inc. | BP791IT |  | 20121000082LG | CBC - (GH) - NORTHWEST BURBANK HEALTH CENTER | MHHS-Neighborhood Clinics |  | Monitor, Vital Signs |  | 009-09844 | 009-09844 | Central & Greater Heights |  | CBC - (GH) - NORTHWEST BURBANK HEALTH CENTER |  | 08/29/2018 |  |  |  | MONITORS, BEDSIDE, BLOOD PRESSURE |  | MONITORVITALSIGNS-OmronHlth-HEM-BP791IT | MONITORVITALSIGNS | BP791IT |  |  |  | OmronHlth | Monitor, Vital Signs |  | MONITORVITALSIGNS-OmronHlth-HEM-BP791IT |  | 12/01/2020 |  |  | Not Covered Vendor Only - Biomedical | MHHS-Neighborhood Clinics
NO | NO |  |  |  | 201107088809LF |  | Omron Healthcare, Inc. | HEM-705CP |  | 201107088809LF | MH MG - (MC) - COMPREHENSIVE HEART CARE | MHHS-MG |  | Monitor, Vital Signs |  | 201107088809LF |  | West & Memorial City |  | MH MG - (MC) - COMPREHENSIVE HEART CARE | [5 empty] | MONITORS, BEDSIDE, BLOOD PRESSURE |  | MONITORVITALSIGNS-OmronHlth-HEM-705CP | MONITORVITALSIGNS | HEM-705CP |  |  |  | OmronHlth | Monitor, Vital Signs |  | MONITORVITALSIGNS-OmronHlth-HEM-705CP |  |  |  |  | Covered PM Repair - Biomedical | MHHS-MG
NO | YES |  |  |  | 000-03563 | 000-03563 | Omron Healthcare, Inc. | HEM-907 |  | 2X00185A | MH MG-(KY)-OB/GYN | MHHS-MG |  | Monitor, Vital Signs |  | 000-03563 | 000-03563 | Katy | MHHS-MG | MH MG-(KY)-OB/GYN | EXAM 1 |  |  |  |  | MONITORS, BEDSIDE, BLOOD PRESSURE | Monitor, Vital Signs | MONITORVITALSIGNS-OmronHlth-HEM-907 | MONITORVITALSIGNS | HEM-907 |  |  |  | OmronHlth | Monitor, Vital Signs |  | MONITORVITALSIGNS-OmronHlth-HEM-907 |  | 7/3/20 |  | MVS-A | Not Covered Vendor Only - Biomedical | MHHS-MG | [8 empty] | MONITORVITALSIGNS | Monitor, Vital Signs | OmronHlth
NO | YES |  |  |  | 000-03559 | 000-03559 | Omron Healthcare, Inc. | HEM-907XL |  | 20120800038AF | MH MG-(KY)-OB/GYN | MHHS-MG |  | Monitor, Vital Signs |  | 000-03559 | 000-03559 | Katy | MHHS-MG | MH MG-(KY)-OB/GYN | Ex 3 |  |  |  |  | MONITORS, BEDSIDE, BLOOD PRESSURE | Monitor, Vital Signs | MONITORVITALSIGNS-OmronHlth-HEM-907XL | MONITORVITALSIGNS | HEM-907XL |  |  |  | OmronHlth | Monitor, Vital Signs |  | MONITORVITALSIGNS-OmronHlth-HEM-907XL |  |  |  | MVS-A | Not Covered Vendor Only - Biomedical | MHHS-MG | [8 empty] | MONITORVITALSIGNS | Monitor, Vital Signs | OmronHlth
NO | YES |  |  |  | 143-01727 | 143-01727 | Omron Healthcare, Inc. | HEM-907XL |  | 4700014A | MH MG-(KY)-OB/GYN | MHHS-MG |  | Monitor, Vital Signs |  | 143-01727 | 143-01727 | Katy | MHHS-MG | MH MG-(KY)-OB/GYN | Ex 4 |  |  |  |  | MONITORS, BEDSIDE, BLOOD PRESSURE | Monitor, Vital Signs | MONITORVITALSIGNS-OmronHlth-HEM-907XL | MONITORVITALSIGNS | HEM-907XL |  |  |  | OmronHlth | Monitor, Vital Signs |  | MONITORVITALSIGNS-OmronHlth-HEM-907XL |  | 7/1/20 |  | MVS-A | Not Covered Vendor Only - Biomedical | MHHS-MG | [8 empty] | MONITORVITALSIGNS | Monitor, Vital Signs | OmronHlth
NO | YES |  |  |  | 143-01731 | 143-01731 | Omron Healthcare, Inc. | HEM-907XL |  | 20120800039AF | MH MG-(KY)-OB/GYN | MHHS-MG |  | Monitor, Vital Signs |  | 143-01731 | 143-01731 | Katy | MHHS-MG | MH MG-(KY)-OB/GYN | Ex 2 |  |  |  |  | MONITORS, BEDSIDE, BLOOD PRESSURE | Monitor, Vital Signs | MONITORVITALSIGNS-OmronHlth-HEM-907XL | MONITORVITALSIGNS | HEM-907XL |  |  |  | OmronHlth | Monitor, Vital Signs |  | MONITORVITALSIGNS-OmronHlth-HEM-907XL |  | 7/1/20 |  | MVS-A | Not Covered Vendor Only - Biomedical | MHHS-MG | [8 empty] | MONITORVITALSIGNS | Monitor, Vital Signs | OmronHlth
NO | YES |  |  |  | 009-10265 | 009-10265 | Omron Healthcare, Inc. | HEM-907XL |  | 20151201226AF | GH-Cardiac Rehab | MHHS-TIRR |  | Monitor, Vital Signs |  | 009-10265 | 009-10265 | Central | MHHS-Greater Heights | GH-Cardiac Rehab | Gym | 2/1/20 |  | 10/1/20 |  | MONITORS, BEDSIDE, BLOOD PRESSURE | Monitor, Vital Signs | MONITORVITALSIGNS-OmronHlth-HEM-907XL | MONITORVITALSIGNS | HEM-907XL |  |  |  | OmronHlth | Monitor, Vital Signs |  | MONITORVITALSIGNS-OmronHlth-HEM-907XL |  |  |  | MVS-A | Covered PM Repair - Biomedical | MHHS-TIRR | [8 empty] | MONITORVITALSIGNS | Monitor, Vital Signs | OmronHlth
NO | YES |  |  |  | 009-10362 | 009-10362 | Omron Healthcare, Inc. | HEM-907XL |  | 20160900007AF | TIRR-Greater Heights | MHHS-TIRR |  | Monitor, Vital Signs |  | 009-10362 | 009-10362 | Central | MHHS-Others | TIRR-Greater Heights | TIRR | 10/1/19 |  | 9/1/20 |  | MONITORS, BEDSIDE, BLOOD PRESSURE | Monitor, Vital Signs | MONITORVITALSIGNS-OmronHlth-HEM-907XL | MONITORVITALSIGNS | HEM-907XL |  |  |  | OmronHlth | Monitor, Vital Signs |  | MONITORVITALSIGNS-OmronHlth-HEM-907XL |  |  |  | MVS-A | Covered PM Repair - Biomedical | MHHS-TIRR | [8 empty] | MONITORVITALSIGNS | Monitor, Vital Signs | OmronHlth
NO | YES |  |  |  | 009-10363 | 009-10363 | Omron Healthcare, Inc. | HEM-907XL |  | 20170200068AF | TIRR-Greater Heights | MHHS-TIRR |  | Monitor, Vital Signs |  | 009-10363 | 009-10363 | Central | MHHS-Others | TIRR-Greater Heights | TIRR | 9/1/19 |  | 9/1/20 |  | MONITORS, BEDSIDE, BLOOD PRESSURE | Monitor, Vital Signs | MONITORVITALSIGNS-OmronHlth-HEM-907XL | MONITORVITALSIGNS | HEM-907XL |  |  |  | OmronHlth | Monitor, Vital Signs |  | MONITORVITALSIGNS-OmronHlth-HEM-907XL |  |  |  | MVS-A | Covered PM Repair - Biomedical | MHHS-TIRR | [8 empty] | MONITORVITALSIGNS | Monitor, Vital Signs | OmronHlth
NO | NO |  |  |  | 000-03542 |  | Omron Healthcare, Inc. | HEM-907XL |  | 20190500576AF | SMR - (KY) - IRONMAN KATY | MHHS-SMR |  | Monitor, Vital Signs |  | 000-03542 |  | Katy |  | SMR - (KY) - IRONMAN KATY | [5 empty] | MONITORS, BEDSIDE, BLOOD PRESSURE |  | MONITORVITALSIGNS-OmronHlth-HEM-907XL | MONITORVITALSIGNS | HEM-907XL |  |  |  | OmronHlth | Monitor, Vital Signs |  | MONITORVITALSIGNS-OmronHlth-HEM-907XL |  |  |  |  | Covered PM Repair - Biomedical | MHHS-SMR
NO | YES |  |  |  | HLB4246 |  | ONCARE | LH1000 |  | B07-01377 | Rental Equipment | MHHS-Cypress |  |  |  | HLB4246 |  | Northwest & Cypress |  | Rental Equipment | [7 empty] | .needs class |  | HARMONY HI LO BED | [9 empty] | Verified as Rental |  |  | MHHS-Cypress
NO | YES |  |  |  | HLB4402 |  | ONCARE | LH1000 |  | B07-01630 | Rental Equipment | MHHS-Cypress |  |  |  | HLB4402 |  | Northwest & Cypress |  | Rental Equipment | [7 empty] | .needs class |  | HARMONY HI LO BED | [9 empty] | Verified as Rental |  |  | MHHS-Cypress
NO | YES |  |  |  | HLB4742 |  | ONCARE | LH1000 |  | B07-00489 | Rental Equipment | MHHS-Cypress |  |  |  | HLB4742 |  | Northwest & Cypress |  | Rental Equipment | [7 empty] | .needs class |  | HARMONY HI LO BED | [9 empty] | Verified as Rental |  |  | MHHS-Cypress
NO | YES |  |  |  | HLB4377 |  | ONCARE | LH1000 |  | B07-01605 | Rental | MHHS-Katy |  |  |  | HLB4377 |  | Katy |  | Rental | [7 empty] | .needs class |  | HARMONY HI LO BED | [9 empty] | Verified as Rental |  |  | MHHS-Katy
NO | YES |  |  |  | HLB4655 |  | ONCARE | LH1000 |  | B07-01840 | Rental | MHHS-Katy |  |  |  | HLB4655 |  | Katy |  | Rental | [7 empty] | .needs class |  | HARMONY HI LO BED | [9 empty] | Verified as Rental |  |  | MHHS-Katy
NO | YES |  |  |  | HLB4381 |  | ONCARE | LH1000 |  | B07-01609 | Rental | MHHS-Mem City |  |  |  | HLB4381 |  | West & Memorial City |  | Rental | [7 empty] | .needs class |  | HARMONY HI LO BED | [9 empty] | Verified as Rental |  |  | MHHS-Mem City
NO | YES |  |  |  | HLB4456 |  | ONCARE | LH1000 |  | B07-01690 | Rental | MHHS-Northeast |  |  |  | HLB4456 |  | Katy |  | Rental | [7 empty] | .needs class |  | HARMONY HI LO BED | [9 empty] | Verified as Rental |  |  | MHHS-Northeast
NO | YES |  |  |  | HLB4503 |  | ONCARE | LH1000 |  | B07-01900 | Rental | MHHS-TIRR |  |  |  | HLB4503 |  | TMC |  | Rental | [7 empty] | .needs class |  | HARMONY HI LO BED | [9 empty] | Verified as Rental |  |  | MHHS-TIRR
NO | YES |  |  |  | HLB244 |  | ONCARE | LH1000 |  | B07-00105 | Rental | MHHS-Southwest |  |  |  | HLB244 |  | Southwest |  | Rental | [7 empty] | .needs class |  | HARMONY HI LO BED | [9 empty] | Verified as Rental |  |  | MHHS-Southwest
NO | YES |  |  |  | HLB4263 |  | ONCARE | LH1000 |  | B07-01399 | Rental | MHHS-Southwest |  |  |  | HLB4263 |  | Southwest |  | Rental | [7 empty] | .needs class |  | HARMONY HI LO BED | [9 empty] | Verified as Rental |  |  | MHHS-Southwest
NO | YES |  |  |  | HLB4388 |  | ONCARE | LH1000 |  | B07-01616 | Rental | MHHS-Southwest |  |  |  | HLB4388 |  | Southwest |  | Rental | [7 empty] | .needs class |  | HARMONY HI LO BED | [9 empty] | Verified as Rental |  |  | MHHS-Southwest
NO | YES |  |  |  | HLB4437 |  | ONCARE | LH1000 |  | B07-01668 | Rental | MHHS-Southwest |  |  |  | HLB4437 |  | Southwest |  | Rental | [7 empty] | .needs class |  | HARMONY HI LO BED | [9 empty] | Verified as Rental |  |  | MHHS-Southwest
NO | YES |  |  |  | HLB4509 |  | ONCARE | LH1000 |  | B07-01886 | Rental | MHHS-Southwest |  |  |  | HLB4509 |  | Southwest |  | Rental | [7 empty] | .needs class |  | HARMONY HI LO BED | [9 empty] | Verified as Rental |  |  | MHHS-Southwest
NO | YES |  |  |  | HLB3674 |  | ONCARE | LH1000 |  | B07-00923 | Rental | MHHS-Woodlands |  |  |  | HLB3674 |  | Woodlands |  | Rental | [7 empty] | .needs class |  | HARMONY HI LO BED | [9 empty] | Verified as Rental |  |  | MHHS-Woodlands
NO | YES |  |  |  | HLB4228 |  | ONCARE | LH1000 |  | B07-01358 | Rental | MHHS-Woodlands |  |  |  | HLB4228 |  | Woodlands |  | Rental | [7 empty] | .needs class |  | HARMONY HI LO BED | [9 empty] | Verified as Rental |  |  | MHHS-Woodlands
NO | YES |  |  |  | HLB4440 |  | ONCARE | LH1000 |  | B07-01672 | Rental | MHHS-Woodlands |  |  |  | HLB4440 |  | Woodlands |  | Rental | [7 empty] | .needs class |  | HARMONY HI LO BED | [9 empty] | Verified as Rental |  |  | MHHS-Woodlands
NO | YES |  |  |  | HLB4504 |  | ONCARE | LH1000 |  | B07-01863 | Rental | MHHS-Woodlands |  |  |  | HLB4504 |  | Woodlands |  | Rental | [7 empty] | .needs class |  | HARMONY HI LO BED | [9 empty] | Verified as Rental |  |  | MHHS-Woodlands
NO | YES |  |  |  | HLB4518 |  | ONCARE | LH1000 |  | B07-01858 | Rental | MHHS-Woodlands |  |  |  | HLB4518 |  | Woodlands |  | Rental | [7 empty] | .needs class |  | HARMONY HI LO BED | [9 empty] | Verified as Rental |  |  | MHHS-Woodlands
NO | YES |  |  |  | HLB4720 |  | ONCARE | LH1000 |  | B07-01716 | Rental | MHHS-Woodlands |  |  |  | HLB4720 |  | Woodlands |  | Rental | [7 empty] | .needs class |  | HARMONY HI LO BED | [9 empty] | Verified as Rental |  |  | MHHS-Woodlands
NO | NO |  |  |  | 074-04842 |  | Ondal | MEDIBOOM |  |  | TMC - CATH LAB - PEDI (GHP) | MHHS-TMC |  |  |  | 074-04842 |  | TMC |  | TMC - CATH LAB - PEDI (GHP) | [5 empty] | INSTRUMENT STAND |  | .needs class | [5 empty] | Ondal Med Sys | [7 empty] | Covered PM Repair - Biomedical | MHHS-TMC
YES | YES |  |  |  | 099-07348 | 099-07348 | Ondal Medical Systems GmbH | 77-1 N |  |  | SE - EMERGENCY CENTER |  |  |  |  | 099-07348 | 099-07348 | Southeast | Memorial Hermman South East | SE - EMERGENCY CENTER | Nurse Station
YES | YES |  |  |  | 099-07349 | 099-07349 | Ondal Medical Systems GmbH | 77-1 N |  |  | SE - EMERGENCY CENTER |  |  |  |  | 099-07349 | 099-07349 | Southeast | Memorial Hermman South East | SE - EMERGENCY CENTER | Nurse Station
NO | YES |  |  |  | 069-43605 | 069-43605 | One Lambda Inc. | LABSCAN3D |  | FM3DD17058022 | TMC-Laboratory-HLA Lab (1R) | MHHS-TMC |  | Analyzer, Immunochemistry |  | 069-43605 | 069-43605 | TMC | MHHS-TMC | TMC-Laboratory-HLA Lab (1R) | Lab | 3/1/17 |  |  |  | ANALYZERS, LABORATORY, HEMATOLOGY |  | ANALYZERIMMUNOCHEMISTRY-One Lambda Inc-LABScan3D | ANALYZERIMMUNOCHEMISTRY | LABScan3D |  |  |  | One Lambda Inc | Analyzer, Immunochemistry |  | ANALYZERIMMUNOCHEMISTRY-One Lambda Inc-LABScan3D |  | 12/1/20 |  |  | Not Covered Vendor Only - Biomedical | MHHS-TMC
NO | YES |  |  |  | 013-12553 | 013-12553 | ONEAC Corp | PCM1500A |  |  | OPID-(SW)-Southwest Bc-450 (Mp1) | MHHS-OPID |  |  |  | 013-12553 | 013-12553 | Southwest | MHHS-Others | OPID-(SW)-Southwest Bc-450 (Mp1) | Breast Center | 1/1/17 |  |  |  | POWER SYSTEMS, UNINTERRUPTIBLE |  | .needs class | [5 empty] | ONEAC Corp |  |  |  |  | 8/15/20 |  |  | Not Covered Vendor Only - Biomedical | MHHS-OPID
NO | YES |  |  |  | 005-12095 | 005-12095 | ONEAC Corp | PCM550A |  | 0942-4341 | SE-Cath Lab | MHHS-Southeast |  |  |  | 005-12095 | 005-12095 | Southeast | MHHS-Southeast | SE-Cath Lab | Cath Lab 1 |  |  |  |  | POWER SYSTEMS, UNINTERRUPTIBLE |  | .needs class | [5 empty] | ONEAC Corp |  |  |  |  | 8/15/20 |  |  | Not Covered Vendor Only - Biomedical | MHHS-Southeast
NO | NO | [5 empty] | ONEAC Corp | PCM750J |  | 1110-2443 | MEMORIAL CITY - NUCLEAR MEDICINE | MHHS-Mem City | [5 empty] | West & Memorial City |  | MEMORIAL CITY - NUCLEAR MEDICINE | [5 empty] | POWER SYSTEMS, UNINTERRUPTIBLE |  | .needs class | [5 empty] | ONEAC Corp | [7 empty] | Not Covered Vendor Only - Biomedical | MHHS-Mem City
YES | YES |  |  |  | 241-00758 | 241-00758 | Optelec | 0500AP |  | N/A | TIRR - KIRBY GLENN |  |  |  |  | 241-00758 | 241-00758 | TMC | TIRR Memorial Hermann | TIRR - KIRBY GLENN | TIRR - KIRBY GLENN
NO | NO | [5 empty] | OPTI-UPS | 575C |  |  | MEMORIAL CITY - LABOR & DELIVERY | MHHS-Mem City | [5 empty] | West & Memorial City |  | MEMORIAL CITY - LABOR & DELIVERY | [5 empty] | POWER SUPPLIES |  | .needs class |  |  |  |  | .needs class | [8 empty] | Not Covered Vendor Only - Lab Ana/Anes | MHHS-Mem City
YES | YES |  |  |  | 099-00329 | 099-00329 | Opti-ups | ES1500C-RM |  |  | Biomed shop |  |  |  |  | 099-00329 | 099-00329 | Katy | Memorial Hermann Katy Hospital | Biomed shop | Biomed shop
YES | YES |  |  |  | 069-45537 | 069-45537 | Optovue, Incorporated | iVue100 |  |  | TMC - OR - ROBERTSON (2R) |  |  |  |  | 069-45537 | 069-45537 | TMC | Memorial Hermann-Texas Medical Center | TMC - OR - ROBERTSON (2R) | TMC - OR - ROBERTSON (2R) | 2/1/18 |  | 2/1/19
YES | YES | Serial Number Cnf |  |  | 069-34346 | 069-34346 | OR Solutions | CNF |  | CNF | TMC - OR - PEDI OR (2R) |  |  |  |  | 069-34346 | 069-34346 | TMC | Memorial Hermann Texas Medical Center | TMC - OR - PEDI OR (2R) | OR 7 |  |  |  | The sn and model was erased on the tag |  |  | .needs class
NO | YES |  |  |  | 041-15446 | 041-15446 | OR Solutions | ORS 2066R-E |  |  | MEMORIAL CITY MOR |  |  |  |  | 041-15446 | 041-15446 | West | Memorial Hermann Memorial City Medical Center | MEMORIAL CITY MOR | MEMORIAL CITY MOR
YES | YES |  |  |  | 029-12976 | 029-12976 | OR Solutions | ORS-1075HS |  |  | Surgical room |  |  |  |  | 029-12976 | 029-12976 | Woodlands | Memorial Hermann Hospital Woodlands | Surgical room | OR Room 18 | 11/1/19 |  | 11/1/20 |  |  | Surgical Slush Bath | SURGICALSLUSHBATH(HEART)-OR Solutions-ORS-1075HS | [22 empty] | Surgical Slush Bath | SURGICALSLUSHBATH(HEART) | Surgical Slush Bath | OR Solutions
NO | YES |  |  |  | 069-29824 | 069-29824 | OR Solutions | ORS-1075HS-D |  |  | TMC-OR-CVOR (7Hvi) |  |  |  |  | 069-29824 | 069-29824 | TMC | MHHS-TMC | TMC-OR-CVOR (7Hvi) | Sterile Core
NO | YES |  |  |  | 069-34311 | 069-34311 | OR Solutions | ORS-2038D |  |  | TMC-OR-Pedi OR (2R) |  |  |  |  | 069-34311 | 069-34311 | TMC | MHHS-TMC | TMC-OR-Pedi OR (2R) | OR 7 | 1/1/20 |  |  |  |  | Warmer, Blood/Fluid | WARMERBLOODFLUID-OR Solutions-ORS-2038D | [12 empty] | WBF-SA | [9 empty] | Warmer, Blood/Fluid | WARMERBLOODFLUID | Warmer, Blood/Fluid | OR Solutions
NO | YES |  |  |  | 069-26256 | 069-26256 | OR Solutions | ORS-2038D |  |  | TMC-OR-Anesthesia (Contract Equip) |  |  |  |  | 069-26256 | 069-26256 | TMC | MHHS-TMC | TMC-OR-Anesthesia (Contract Equip) | OR 9 | [5 empty] | Warmer, Blood/Fluid | WARMERBLOODFLUID-OR Solutions-ORS-2038D | [12 empty] | WBF-SA | [9 empty] | Warmer, Blood/Fluid | WARMERBLOODFLUID | Warmer, Blood/Fluid | OR Solutions
NO | YES |  |  |  | 069-34310 | 069-34310 | OR Solutions | ORS-2038D |  |  | TMC-OR-Hermann (2Hp) |  |  |  |  | 069-34310 | 069-34310 | TMC | MHHS-TMC | TMC-OR-Hermann (2Hp) | Storage | 9/1/19 |  | 9/1/20 |  |  | Warmer, Blood/Fluid | WARMERBLOODFLUID-OR Solutions-ORS-2038D | [12 empty] | WBF-SA | [9 empty] | Warmer, Blood/Fluid | WARMERBLOODFLUID | Warmer, Blood/Fluid | OR Solutions
NO | YES |  |  |  | 074-04243 | 074-04243 | OR Solutions | ORS-2038D-F |  |  | TMC-OR-CVOR (7Hvi) |  |  |  |  | 074-04243 | 074-04243 | TMC | MHHS-TMC | TMC-OR-CVOR (7Hvi) | Sterile Core | 7/1/19 |  | 7/1/20
YES | YES |  |  |  | 013-38038 | 013-38038 | OR Solutions | ORS-2057D |  |  | SW - OR |  |  |  |  | 013-38038 | 013-38038 | Southwest | Memorial Hermann Southwest Hospital | SW - OR | Room 14 |  |  |  | New Add |  | Warmer, Blood/Fluid | WARMERBLOODFLUID-OR Solutions-ORS-2057D | [12 empty] | WBF-SA | [9 empty] | Warmer, Blood/Fluid | WARMERBLOODFLUID | Warmer, Blood/Fluid | OR Solutions
YES | YES |  |  |  | 069-34387 | 069-34387 | OR Solutions | ORS-2058D |  |  | TMC - OR - HEREMAN (2HP) |  |  |  |  | 069-34387 | 069-34387 | TMC | Memorial Hermann Texas Medical Center | TMC - OR - HEREMAN (2HP) | S4211 storage | 6/1/19
NO | YES | Asset Tag 1152963 |  |  |  | 142-05387 | OR Solutions | ORS-2066R |  |  | Or | [5 empty] | 142-05387 | Katy | Memorial Hermann Katy Hospital | Or | Or storage | 10/1/19 | 10/1/20 |  |  |  | Warmer, Blood/Fluid | WARMERBLOODFLUID-OR Solutions-ORS-2066R | [12 empty] | WBF-SA | [9 empty] | Warmer, Blood/Fluid | WARMERBLOODFLUID | Warmer, Blood/Fluid | OR Solutions
YES | YES | Serial Number Cnf |  |  | 142-09080 | 142-09080 | OR Solutions | Solution Warmer |  | Cnf | SUGAR LAND - OR |  |  |  |  | 142-09080 | 142-09080 | Sugar Land |  | SUGAR LAND - OR |  |  |  |  | No pm
YES | YES | Serial Number Cnf |  |  | 133-31027 | 133-31027 | OR Solutions | Solution Warmer |  | Cnf | SUGAR LAND - OR |  |  |  |  | 133-31027 | 133-31027 | Sugar Land |  | SUGAR LAND - OR |  |  |  |  | No pm
YES | YES | Serial Number Cnf |  |  | 041-15382 | 041-15382 | OR Solutions | Solution Warmer |  | CNF | MEMORIAL CITY - OUTPATIENT SURGERY |  |  |  |  | 041-15382 | 041-15382 | West | Memorial Hermann - Memorial City | MEMORIAL CITY - OUTPATIENT SURGERY | Case Cart Staging Area W1 300.26
NO | NO | [5 empty] | ORGANON LABORATORIES LTD | TOF-WATCH SX |  |  | TMC - MHTMC - NON HOSPITAL-OWNED | MHHS-TMC | [5 empty] | TMC |  | TMC - MHTMC - NON HOSPITAL-OWNED | [5 empty] | STIMULATORS, ELECTRICAL, NEUROMUSCULAR |  | .needs class | [13 empty] | Covered PM Repair - Biomedical | MHHS-TMC
YES | YES |  |  |  | 151-04184 | 151-04184 | Oridion medical | Microstream |  | MC1210770 | Orthapidics |  |  |  |  | 151-04184 | 151-04184 | Mem city | Memorial city - Memorial herman hospital | Orthapidics | MH5300.3
NO | NO | [5 empty] | ORMED | ARTROMOT-K3 |  | a-k3-1802 | SW - REHAB | MHHS-Southwest |  | Exerciser, CPM Machine |  |  |  | Southwest |  | SW - REHAB | [5 empty] | EXERCISERS, CONTINUOUS PASSIVE MOTION |  | EXERCISERCPMMACHINE-Ormed Mfg Inc-Artromot-K3 | EXERCISERCPMMACHINE | Artromot-K3 |  |  |  | Ormed Mfg Inc | Exerciser, CPM Machine |  | EXERCISERCPMMACHINE-Ormed Mfg Inc-Artromot-K3 |  |  |  |  | Covered PM Repair - Biomedical | MHHS-Southwest
NO | YES |  |  |  | 099-02672 | 099-02672 | ORMED GmbH | Optiflex K1 |  |  | Katy-Physical Therapy |  |  |  |  | 099-02672 | 099-02672 | Katy | MHHS-Katy | Katy-Physical Therapy | Rehab office 1st floor W1 storage
NO | YES |  |  |  | 099-02671 | 099-02671 | ORMED GmbH | Optiflex K1 |  |  | Katy-Physical Therapy |  |  |  |  | 099-02671 | 099-02671 | Katy | MHHS-Katy | Katy-Physical Therapy | Rehab office 1st floor W1 storage
YES | YES |  |  |  | 099-02670 | 099-02670 | ORMED GmbH | Optiflex K1 |  |  | Rehab |  |  |  |  | 099-02670 | 099-02670 | Katy | Memorial Hermann Katy Hospital | Rehab | Rehab office 1st floor W1 storage
NO | YES |  |  |  | 099-02661 | 099-02661 | ORMED GmbH | Optiflex K1 |  |  | Katy-Physical Therapy |  |  |  |  | 099-02661 | 099-02661 | Katy | MHHS-Katy | Katy-Physical Therapy | Rehab office 1st floor W1 storage
YES | YES |  |  |  | 099-07900 | 099-07900 | Ornim | C-flow3310 |  |  | TMC - PACU - ROBERTSON (2R) |  |  |  |  | 099-07900 | 099-07900 | TMC | Memorial Hermann-Texas Medical Center | TMC - PACU - ROBERTSON (2R) | Anesthesia workroom |  |  |  | No pm
NO | NO | [5 empty] | ORNIM MEDICAL LTD. | C-Flow 3310-AR |  |  | TMC - MHTMC - NON HOSPITAL-OWNED | MHHS-TMC | [5 empty] | TMC |  | TMC - MHTMC - NON HOSPITAL-OWNED | [5 empty] | MONITORS, BEDSIDE, INTRACRANIAL PRESSURE |  | .needs class | [13 empty] | Covered PM Repair - Biomedical | MHHS-TMC
YES | YES |  |  |  | 145-01352 | 145-01352 | Ortho clinical diagnostic | Orthocision |  |  | Lab |  |  |  |  | 145-01352 | 145-01352 | Pearland | Memorial Hermann Pearland Hospital | Lab | Specimen processing
YES | YES |  |  |  | 069-48342 | 069-48342 | Ortho Med Inc |  |  |  | Peds Blood Bank |  |  |  |  | 069-48342 | 069-48342 | TMC | Memorial Hermann Texas Medical Center | Peds Blood Bank | Blood Bank
YES | YES |  |  |  | 005-33238 | 005-33238 | Ortho-Clinical Diag | ORTHO VISION Analyzer |  |  | SUGAR LAND - LABORATORY - BLOOD BANK |  |  |  |  | 005-33238 | 005-33238 | Sugar Land |  | SUGAR LAND - LABORATORY - BLOOD BANK | BB |  |  |  | No pm
NO | YES |  |  |  |  | 009-02656 | Ortho-Clinical Diagnostics, a Johnson | DG-225 |  |  | GH - LABORATORY | MHHS-Greater Heights |  | Incubator, Biological |  |  | 009-02656 | Central | Memorial Hermann Greater Heights Hospital | GH - LABORATORY | Blood bank |  |  |  | #16 | INCUBATORS, LABORATORY, THERMOCYCLING |  | INCBIOLOGICAL-J and J-DG-225 | INCBIOLOGICAL | DG-225 |  |  |  | J and J | Incubator, Biological |  |  | INCBIOLOGICAL-J and J-DG-225 |  |  |  | Not Covered Vendor Only - Biomedical | MHHS-Greater Heights
NO | YES |  |  |  |  | 041-04201 | Ortho-Clinical Diagnostics, a Johnson | DG-225 |  |  | MEMORIAL CITY - Lab | MHHS-Mem City |  | Incubator, Biological |  |  | 041-04201 | West | MEMORIAL CITY - MEMORIAL HERMANN HOSPITAL | MEMORIAL CITY - Lab | Blood Bank |  |  |  |  | INCUBATORS, LABORATORY, THERMOCYCLING |  | INCBIOLOGICAL-J and J-DG-225 | INCBIOLOGICAL | DG-225 |  |  |  | J and J | Incubator, Biological |  |  | INCBIOLOGICAL-J and J-DG-225 |  |  |  | Not Covered Vendor Only - Biomedical | MHHS-Mem City
NO | YES |  |  |  | 005-02655 | 005-02655 | Ortho-Clinical Diagnostics, a Johnson | DG-225 |  |  | SE-Laboratory-Blood Bank | MHHS-Southeast |  | Incubator, Biological |  | 005-02655 | 005-02655 | Southeast | MHHS-Southeast | SE-Laboratory-Blood Bank |  | 10/1/19 |  |  |  | INCUBATORS, LABORATORY, THERMOCYCLING |  | INCBIOLOGICAL-J and J-DG-225 | INCBIOLOGICAL | DG-225 |  |  |  | J and J | Incubator, Biological |  |  | INCBIOLOGICAL-J and J-DG-225 | 9/17/20 |  |  | Not Covered Vendor Only - Biomedical | MHHS-Southeast
NO | YES |  |  |  |  | 013-07599 | Ortho-Clinical Diagnostics, a Johnson | DG-225 |  |  | SW-Laboratory-Blood Bank | MHHS-Southwest |  | Incubator, Biological |  |  | 013-07599 | Southwest | MHHS-Southwest | SW-Laboratory-Blood Bank | Blood Bank |  |  |  |  | INCUBATORS, LABORATORY, THERMOCYCLING | Incubator, Biological | INCBIOLOGICAL-J and J-DG-225 | INCBIOLOGICAL | DG-225 |  |  |  | J and J | Incubator, Biological |  |  | INCBIOLOGICAL-J and J-DG-225 | 9/17/20 |  |  | Not Covered Vendor Only - Biomedical | MHHS-Southwest | [8 empty] | INCBIOLOGICAL | Incubator, Biological | J and J
NO | YES |  |  |  |  | 013-07598 | Ortho-Clinical Diagnostics, a Johnson | DG-225 |  |  | SW-Laboratory-Blood Bank | MHHS-Southwest |  | Incubator, Biological |  |  | 013-07598 | Southwest | MHHS-Southwest | SW-Laboratory-Blood Bank | Blood Bank |  |  |  |  | INCUBATORS, LABORATORY, THERMOCYCLING | Incubator, Biological | INCBIOLOGICAL-J and J-DG-225 | INCBIOLOGICAL | DG-225 |  |  |  | J and J | Incubator, Biological |  |  | INCBIOLOGICAL-J and J-DG-225 | 9/17/20 |  |  | Not Covered Vendor Only - Biomedical | MHHS-Southwest | [8 empty] | INCBIOLOGICAL | Incubator, Biological | J and J
NO | YES |  |  |  | 029-01681 | 029-01681 | Ortho-Clinical Diagnostics, a Johnson | DG-225 |  |  | Woodlands-Laboratory-Blood Bank | MHHS-Woodlands |  | Incubator, Biological |  | 029-01681 | 029-01681 | Woodlands | MHHS-Woodlands | Woodlands-Laboratory-Blood Bank | Lab | 1/1/20 | 3/1/20 | 7/1/20 |  | INCUBATORS, LABORATORY, THERMOCYCLING | Incubator, Biological | INCBIOLOGICAL-J and J-DG-225 | INCBIOLOGICAL | DG-225 |  |  |  | J and J | Incubator, Biological |  |  | INCBIOLOGICAL-J and J-DG-225 | 9/17/20 |  |  | Not Covered Vendor Only - Biomedical | MHHS-Woodlands | [8 empty] | INCBIOLOGICAL | Incubator, Biological | J and J
NO | YES |  |  |  | 029-03660 | 029-03660 | Ortho-Clinical Diagnostics, a Johnson | DG-225 |  | 225-096-5282 | Woodlands-Laboratory-Blood Bank | MHHS-Woodlands |  | Incubator, Biological |  | 029-03660 | 029-03660 | Woodlands | MHHS-Woodlands | Woodlands-Laboratory-Blood Bank | Lab | 1/1/20 | 3/1/20 | 7/1/20 |  | INCUBATORS, LABORATORY, THERMOCYCLING | Incubator, Biological | INCBIOLOGICAL-J and J-DG-225 | INCBIOLOGICAL | DG-225 |  |  |  | J and J | Incubator, Biological |  |  | INCBIOLOGICAL-J and J-DG-225 | 9/17/20 |  |  | Not Covered Vendor Only - Biomedical | MHHS-Woodlands | [8 empty] | INCBIOLOGICAL | Incubator, Biological | J and J
NO | YES |  |  |  |  | 009-02718 | Ortho-Clinical Diagnostics, a Johnson | MTS 5150-60 |  | 02-10-3556 | GH - LABORATORY | MHHS-Greater Heights |  | Centrifuge, General Purpose |  |  | 009-02718 | Central | Memorial Hermann Greater Heights Hospital | GH - LABORATORY | Blood bank |  |  |  |  | CENTRIFUGES |  | CENTRIFUGEGENPURP-OrthoClinDiag-MTS 5150-60 | CENTRIFUGEGENPURP | MTS 5150-60 |  |  |  | OrthoClinDiag | Centrifuge, General Purpose |  | CENTRIFUGEGENPURP-OrthoClinDiag-MTS 5150-60 |  |  |  |  | Covered PM Repair - Biomedical | MHHS-Greater Heights
NO | YES |  |  |  | 133-01611 | 133-01611 | Ortho-Clinical Diagnostics, a Johnson | MTS 5150-60 |  | 02-02-3237 | Katy-Laboratory-Blood Bank | MHHS-Katy |  | Centrifuge, General Purpose |  | 133-01611 | 133-01611 | Katy | MHHS-Katy | Katy-Laboratory-Blood Bank | Blood bank | 1/1/19 | 7/1/20 |  |  | CENTRIFUGES | Centrifuge, General Purpose | CENTRIFUGEGENPURP-OrthoClinDiag-MTS 5150-60 | CENTRIFUGEGENPURP | MTS 5150-60 |  |  |  | OrthoClinDiag | Centrifuge, General Purpose |  | CENTRIFUGEGENPURP-OrthoClinDiag-MTS 5150-60 |  | 6/28/17 |  | CGP-A | Covered PM Repair - Biomedical | MHHS-Katy | [8 empty] | CENTRIFUGEGENPURP | Centrifuge, General Purpose | OrthoClinDiag
NO | YES |  |  |  | 133-04197 | 133-04197 | Ortho-Clinical Diagnostics, a Johnson | MTS 5150-60 |  | 05-07-5594 | Katy-Laboratory-Blood Bank | MHHS-Katy |  | Centrifuge, General Purpose |  | 133-04197 | 133-04197 | Katy | MHHS-Katy | Katy-Laboratory-Blood Bank | Blood bank | 1/1/20 | 7/1/20 |  |  | CENTRIFUGES | Centrifuge, General Purpose | CENTRIFUGEGENPURP-OrthoClinDiag-MTS 5150-60 | CENTRIFUGEGENPURP | MTS 5150-60 |  |  |  | OrthoClinDiag | Centrifuge, General Purpose |  | CENTRIFUGEGENPURP-OrthoClinDiag-MTS 5150-60 |  | 6/28/17 |  | CGP-A | Covered PM Repair - Biomedical | MHHS-Katy | [8 empty] | CENTRIFUGEGENPURP | Centrifuge, General Purpose | OrthoClinDiag
NO | YES |  |  |  |  | 041-04200 | Ortho-Clinical Diagnostics, a Johnson | MTS 5150-60 |  | 02-02-3224 | MEMORIAL CITY - Lab | MHHS-Mem City |  | Centrifuge, General Purpose |  |  | 041-04200 | West | MEMORIAL CITY - MEMORIAL HERMANN HOSPITAL | MEMORIAL CITY - Lab | Blood Bank |  |  |  |  | CENTRIFUGES |  | CENTRIFUGEGENPURP-OrthoClinDiag-MTS 5150-60 | CENTRIFUGEGENPURP | MTS 5150-60 |  |  |  | OrthoClinDiag | Centrifuge, General Purpose |  | CENTRIFUGEGENPURP-OrthoClinDiag-MTS 5150-60 |  |  |  |  | Covered PM Repair - Biomedical | MHHS-Mem City
NO | YES |  |  |  | 005-02654 | 005-02654 | Ortho-Clinical Diagnostics, a Johnson | MTS 5150-60 |  | 02-02-3240 | SE-Laboratory-Blood Bank | MHHS-Southeast |  | Centrifuge, General Purpose |  | 005-02654 | 005-02654 | Southeast | MHHS-Southeast | SE-Laboratory-Blood Bank |  | 10/1/19 |  |  |  | CENTRIFUGES |  | CENTRIFUGEGENPURP-OrthoClinDiag-MTS 5150-60 | CENTRIFUGEGENPURP | MTS 5150-60 |  |  |  | OrthoClinDiag | Centrifuge, General Purpose |  | CENTRIFUGEGENPURP-OrthoClinDiag-MTS 5150-60 |  | 6/28/17 |  |  | Covered PM Repair - Biomedical | MHHS-Southeast
NO | YES |  |  |  | 029-03659 | 029-03659 | Ortho-Clinical Diagnostics, a Johnson | MTS 5150-60 |  | 05-05-5392 | Woodlands-Laboratory-Blood Bank | MHHS-Woodlands |  | Centrifuge, General Purpose |  | 029-03659 | 029-03659 | Woodlands | MHHS-Woodlands | Woodlands-Laboratory-Blood Bank | Lab | 1/1/20 | 3/1/20 | 7/1/20 |  | CENTRIFUGES | Centrifuge, General Purpose | CENTRIFUGEGENPURP-OrthoClinDiag-MTS 5150-60 | CENTRIFUGEGENPURP | MTS 5150-60 |  |  |  | OrthoClinDiag | Centrifuge, General Purpose |  | CENTRIFUGEGENPURP-OrthoClinDiag-MTS 5150-60 |  | 6/28/17 |  | CGP-A | Covered PM Repair - Biomedical | MHHS-Woodlands | [8 empty] | CENTRIFUGEGENPURP | Centrifuge, General Purpose | OrthoClinDiag
NO | YES |  |  |  |  | 013-20113 | Ortho-Clinical Diagnostics, a Johnson | MTS CENTRIFUGE |  | 04-12-S095 | SW-Laboratory-Blood Bank | MHHS-Southwest |  |  |  |  | 013-20113 | Southwest | MHHS-Southwest | SW-Laboratory-Blood Bank | Blood Bank |  |  |  |  | CENTRIFUGES, BLOOD BANK |  | .needs class | [5 empty] | OrthoClinDiag |  |  |  |  | 6/28/17 |  |  | Covered PM Repair - Biomedical | MHHS-Southwest
NO | YES |  |  |  | 133-01613 | 133-01613 | Ortho-Clinical Diagnostics, a Johnson | MTS INCUBATOR |  |  | Katy-Laboratory-Blood Bank | MHHS-Katy |  |  |  | 133-01613 | 133-01613 | Katy | MHHS-Katy | Katy-Laboratory-Blood Bank | Blood bank | 1/1/20 | 1/1/21 |  |  | INCUBATORS, LABORATORY, THERMOCYCLING |  | .needs class | [5 empty] | OrthoClinDiag |  |  |  |  | 6/28/17 |  |  | Covered PM Repair - Biomedical | MHHS-Katy
NO | YES |  |  |  | 133-04196 | 133-04196 | Ortho-Clinical Diagnostics, a Johnson | MTS INCUBATOR |  | 225-141-5491 | Katy-Laboratory-Blood Bank | MHHS-Katy |  |  |  | 133-04196 | 133-04196 | Katy | MHHS-Katy | Katy-Laboratory-Blood Bank | Blood bank | 1/1/20 | 1/1/21 |  |  | INCUBATORS, LABORATORY, THERMOCYCLING |  | .needs class | [5 empty] | OrthoClinDiag |  |  |  |  | 6/28/17 |  |  | Covered PM Repair - Biomedical | MHHS-Katy
NO | YES |  |  |  | 129-02548 | 129-02548 | Ortho-Clinical Diagnostics, a Johnson | MTS INCUBATOR |  | 225-121-5986 | Sugar Land-Laboratory-Blood Bank | MHHS-Sugarland |  |  |  | 129-02548 | 129-02548 | Sugar Land | MHHS-Sugarland | Sugar Land-Laboratory-Blood Bank |  | 12/1/19 | 3/1/20 |  |  | INCUBATORS, LABORATORY, THERMOCYCLING |  | .needs class | [5 empty] | OrthoClinDiag |  |  |  |  | 6/28/17 |  |  | Covered PM Repair - Biomedical | MHHS-Sugarland
NO | YES |  |  |  | 009-33449 | 009-33449 | Ortho-Clinical Diagnostics, a Johnson | ORTHO VISION |  |  | GH - LABORATORY - BLOOD BANK | MHHS-Greater Heights |  | Analyzer, Hematology |  | 009-33449 | 009-33449 | Central | Memorial Hermann Greater Heights Hospital | GH - LABORATORY - BLOOD BANK | Blood Bank |  |  |  | 1 time sticker | ANALYZERS, LABORATORY, BLOOD |  | ANALYZERHEMATOLOGY-OrthoClinDiag-ORTHO VISION | ANALYZERHEMATOLOGY | ORTHO VISION |  |  |  | OrthoClinDiag | Analyzer, Hematology |  | ANALYZERHEMATOLOGY-OrthoClinDiag-ORTHO VISION |  |  |  |  | Covered PM Repair - Biomedical | MHHS-Greater Heights
NO | YES |  |  |  | 009-33451 | 009-33451 | Ortho-Clinical Diagnostics, a Johnson | ORTHO VISION |  |  | GH - LABORATORY | MHHS-Greater Heights |  | Analyzer, Hematology |  | 009-33451 | 009-33451 | Central | Memorial Hermann Greater Heights Hospital | GH - LABORATORY | Blood bank |  |  |  | No pm sticker | ANALYZERS, LABORATORY, BLOOD |  | ANALYZERHEMATOLOGY-OrthoClinDiag-ORTHO VISION | ANALYZERHEMATOLOGY | ORTHO VISION |  |  |  | OrthoClinDiag | Analyzer, Hematology |  | ANALYZERHEMATOLOGY-OrthoClinDiag-ORTHO VISION |  |  |  |  | Covered PM Repair - Biomedical | MHHS-Greater Heights
NO | YES |  |  |  | 133-10341 | 133-10341 | Ortho-Clinical Diagnostics, a Johnson | ORTHO VISION |  |  | Katy-Laboratory-Blood Bank | MHHS-Katy |  | Analyzer, Hematology |  | 133-10341 | 133-10341 | Katy | MHHS-Katy | Katy-Laboratory-Blood Bank |  | 7/1/18 |  |  |  | ANALYZERS, LABORATORY, BLOOD | Analyzer, Hematology | ANALYZERHEMATOLOGY-OrthoClinDiag-ORTHO VISION | ANALYZERHEMATOLOGY | ORTHO VISION |  |  |  | OrthoClinDiag | Analyzer, Hematology |  | ANALYZERHEMATOLOGY-OrthoClinDiag-ORTHO VISION |  |  |  | AH-A | Covered PM Repair - Biomedical | MHHS-Katy | [8 empty] | ANALYZERHEMATOLOGY | Analyzer, Hematology | OrthoClinDiag
NO | YES |  |  |  | 041-32648 | 041-32648 | Ortho-Clinical Diagnostics, a Johnson | ORTHO VISION |  |  | MEMORIAL CITY - Lab | MHHS-Mem City |  | Analyzer, Hematology |  | 041-32648 | 041-32648 | West | MEMORIAL CITY - MEMORIAL HERMANN HOSPITAL | MEMORIAL CITY - Lab | Blood Bank |  |  |  |  | ANALYZERS, LABORATORY, BLOOD |  | ANALYZERHEMATOLOGY-OrthoClinDiag-ORTHO VISION | ANALYZERHEMATOLOGY | ORTHO VISION |  |  |  | OrthoClinDiag | Analyzer, Hematology |  | ANALYZERHEMATOLOGY-OrthoClinDiag-ORTHO VISION |  |  |  |  | Covered PM Repair - Biomedical | MHHS-Mem City
NO | YES |  |  |  | 142-08150 | 142-08150 | Ortho-Clinical Diagnostics, a Johnson | ORTHO VISION |  |  | NE-Laboratory-Blood Bank | MHHS-Northeast |  | Analyzer, Hematology |  | 142-08150 | 142-08150 | Katy | MHHS-Northeast | NE-Laboratory-Blood Bank |  | 1/1/19 | 1/1/20 |  |  | ANALYZERS, LABORATORY, BLOOD | Analyzer, Hematology | ANALYZERHEMATOLOGY-OrthoClinDiag-ORTHO VISION | ANALYZERHEMATOLOGY | ORTHO VISION |  |  |  | OrthoClinDiag | Analyzer, Hematology |  | ANALYZERHEMATOLOGY-OrthoClinDiag-ORTHO VISION |  | 8/30/17 |  | AH-A | Covered PM Repair - Biomedical | MHHS-Northeast | [8 empty] | ANALYZERHEMATOLOGY | Analyzer, Hematology | OrthoClinDiag
NO | YES |  |  |  | 142-08151 | 142-08151 | Ortho-Clinical Diagnostics, a Johnson | ORTHO VISION |  |  | NE-Laboratory-Blood Bank | MHHS-Northeast |  | Analyzer, Hematology |  | 142-08151 | 142-08151 | Katy | MHHS-Northeast | NE-Laboratory-Blood Bank | Blood Bank | 1/1/19 |  |  |  | ANALYZERS, LABORATORY, BLOOD | Analyzer, Hematology | ANALYZERHEMATOLOGY-OrthoClinDiag-ORTHO VISION | ANALYZERHEMATOLOGY | ORTHO VISION |  |  |  | OrthoClinDiag | Analyzer, Hematology |  | ANALYZERHEMATOLOGY-OrthoClinDiag-ORTHO VISION |  |  |  | AH-A | Covered PM Repair - Biomedical | MHHS-Northeast | [8 empty] | ANALYZERHEMATOLOGY | Analyzer, Hematology | OrthoClinDiag
NO | YES |  |  |  | 005-12204 | 005-12204 | Ortho-Clinical Diagnostics, a Johnson | ORTHO VISION |  |  | SE-Laboratory-Blood Bank | MHHS-Southeast |  | Analyzer, Hematology |  | 005-12204 | 005-12204 | Southeast | MHHS-Southeast | SE-Laboratory-Blood Bank |  | 11/1/18 |  |  |  | ANALYZERS, LABORATORY, BLOOD |  | ANALYZERHEMATOLOGY-OrthoClinDiag-ORTHO VISION | ANALYZERHEMATOLOGY | ORTHO VISION |  |  |  | OrthoClinDiag | Analyzer, Hematology |  | ANALYZERHEMATOLOGY-OrthoClinDiag-ORTHO VISION |  |  |  |  | Covered PM Repair - Biomedical | MHHS-Southeast
NO | YES |  |  |  | 005-12205 | 005-12205 | Ortho-Clinical Diagnostics, a Johnson | ORTHO VISION |  |  | SE-Laboratory-Blood Bank | MHHS-Southeast |  | Analyzer, Hematology |  | 005-12205 | 005-12205 | Southeast | MHHS-Southeast | SE-Laboratory-Blood Bank |  | 11/1/18 |  |  |  | ANALYZERS, LABORATORY, BLOOD |  | ANALYZERHEMATOLOGY-OrthoClinDiag-ORTHO VISION | ANALYZERHEMATOLOGY | ORTHO VISION |  |  |  | OrthoClinDiag | Analyzer, Hematology |  | ANALYZERHEMATOLOGY-OrthoClinDiag-ORTHO VISION |  | 2/17/17 |  |  | Covered PM Repair - Biomedical | MHHS-Southeast
NO | YES |  |  |  | 013-38657 | 013-38657 | Ortho-Clinical Diagnostics, a Johnson | ORTHO VISION |  |  | SW-Laboratory-Blood Bank | MHHS-Southwest |  | Analyzer, Hematology |  | 013-38657 | 013-38657 | Southwest | MHHS-Southwest | SW-Laboratory-Blood Bank | Blood Bank |  |  |  | PM Not Required | ANALYZERS, LABORATORY, BLOOD | Analyzer, Hematology | ANALYZERHEMATOLOGY-OrthoClinDiag-ORTHO VISION | ANALYZERHEMATOLOGY | ORTHO VISION |  |  |  | OrthoClinDiag | Analyzer, Hematology |  | ANALYZERHEMATOLOGY-OrthoClinDiag-ORTHO VISION |  |  |  | AH-A | Covered PM Repair - Biomedical | MHHS-Southwest | [8 empty] | ANALYZERHEMATOLOGY | Analyzer, Hematology | OrthoClinDiag
NO | YES | Asset Tag 069-45673 |  |  | 069-45673 | 069-45673 | Ortho-Clinical Diagnostics, a Johnson | ORTHO VISION |  |  | TMC-Laboratory-Blood Bank (1R) | MHHS-TMC |  | Analyzer, Hematology |  | 069-45673 | 069-45673 | TMC | MHHS-TMC | TMC-Laboratory-Blood Bank (1R) | Blood Bank |  |  |  |  | ANALYZERS, LABORATORY, BLOOD |  | ANALYZERHEMATOLOGY-OrthoClinDiag-ORTHO VISION | ANALYZERHEMATOLOGY | ORTHO VISION |  |  |  | OrthoClinDiag | Analyzer, Hematology |  | ANALYZERHEMATOLOGY-OrthoClinDiag-ORTHO VISION |  |  |  |  | Covered PM Repair - Biomedical | MHHS-TMC
NO | YES |  |  |  | 069-45674 | 069-45674 | Ortho-Clinical Diagnostics, a Johnson | ORTHO VISION |  |  | TMC-Laboratory-Blood Bank (1R) | MHHS-TMC |  | Analyzer, Hematology |  | 069-45674 | 069-45674 | TMC | MHHS-TMC | TMC-Laboratory-Blood Bank (1R) | Blood Bank |  |  |  |  | ANALYZERS, LABORATORY, BLOOD |  | ANALYZERHEMATOLOGY-OrthoClinDiag-ORTHO VISION | ANALYZERHEMATOLOGY | ORTHO VISION |  |  |  | OrthoClinDiag | Analyzer, Hematology |  | ANALYZERHEMATOLOGY-OrthoClinDiag-ORTHO VISION |  |  |  |  | Covered PM Repair - Biomedical | MHHS-TMC
NO | YES |  |  |  | 069-45675 | 069-45675 | Ortho-Clinical Diagnostics, a Johnson | ORTHO VISION |  |  | TMC-Laboratory-Blood Bank (1R) | MHHS-TMC |  | Analyzer, Hematology |  | 069-45675 | 069-45675 | TMC | MHHS-TMC | TMC-Laboratory-Blood Bank (1R) | Blood Bank |  |  |  |  | ANALYZERS, LABORATORY, BLOOD |  | ANALYZERHEMATOLOGY-OrthoClinDiag-ORTHO VISION | ANALYZERHEMATOLOGY | ORTHO VISION |  |  |  | OrthoClinDiag | Analyzer, Hematology |  | ANALYZERHEMATOLOGY-OrthoClinDiag-ORTHO VISION |  |  |  |  | Covered PM Repair - Biomedical | MHHS-TMC
NO | YES |  |  |  | 029-11796 | 029-11796 | Ortho-Clinical Diagnostics, a Johnson | ORTHO VISION |  |  | Woodlands-Laboratory-Blood Bank | MHHS-Woodlands |  | Analyzer, Hematology |  | 029-11796 | 029-11796 | Woodlands | MHHS-Woodlands | Woodlands-Laboratory-Blood Bank | Lab | 7/1/18 |  |  |  | ANALYZERS, LABORATORY, BLOOD | Analyzer, Hematology | ANALYZERHEMATOLOGY-OrthoClinDiag-ORTHO VISION | ANALYZERHEMATOLOGY | ORTHO VISION |  |  |  | OrthoClinDiag | Analyzer, Hematology |  | ANALYZERHEMATOLOGY-OrthoClinDiag-ORTHO VISION |  |  |  | AH-A | Covered PM Repair - Biomedical | MHHS-Woodlands | [8 empty] | ANALYZERHEMATOLOGY | Analyzer, Hematology | OrthoClinDiag
NO | YES |  |  |  | 029-11797 | 029-11797 | Ortho-Clinical Diagnostics, a Johnson | ORTHO VISION |  |  | Woodlands-Laboratory-Blood Bank | MHHS-Woodlands |  | Analyzer, Hematology |  | 029-11797 | 029-11797 | Woodlands | MHHS-Woodlands | Woodlands-Laboratory-Blood Bank | Lab | 7/1/18 |  |  |  | ANALYZERS, LABORATORY, BLOOD | Analyzer, Hematology | ANALYZERHEMATOLOGY-OrthoClinDiag-ORTHO VISION | ANALYZERHEMATOLOGY | ORTHO VISION |  |  |  | OrthoClinDiag | Analyzer, Hematology |  | ANALYZERHEMATOLOGY-OrthoClinDiag-ORTHO VISION |  | 2/16/17 |  | AH-A | Covered PM Repair - Biomedical | MHHS-Woodlands | [8 empty] | ANALYZERHEMATOLOGY | Analyzer, Hematology | OrthoClinDiag
NO | YES |  |  |  | 013-38656 | 013-38656 | Ortho-Clinical Diagnostics, a Johnson | ORTHO VISION |  |  | SW-Laboratory-Blood Bank |  |  |  |  | 013-38656 | 013-38656 | Southwest | MHHS-Southwest | SW-Laboratory-Blood Bank | Blood Bank |  |  |  | No PM Sticker PM Not Required
NO | YES |  |  |  | 151-01912 | 151-01912 | Ortho-Clinical Diagnostics, a Johnson | ORTHO WORKSTATION |  |  | CY - LABORATORY | MHHS-Cypress |  | Analyzer, Hematology |  | 151-01912 | 151-01912 | Northwest | Cypress | CY - LABORATORY | Blood bank | 12/1/19 | 6/1/20 |  | BB devise | CENTRIFUGES, BLOOD BANK | Analyzer, Hematology | ANALYZERHEMATOLOGY-OrthoClinDiag-ORTHO Workstation | ANALYZERHEMATOLOGY | ORTHO Workstation |  |  |  | OrthoClinDiag | Analyzer, Hematology |  | ANALYZERHEMATOLOGY-OrthoClinDiag-ORTHO Workstation |  |  |  | AH-A | Covered PM Repair - Biomedical | MHHS-Cypress | [8 empty] | ANALYZERHEMATOLOGY | Analyzer, Hematology | OrthoClinDiag
NO | YES |  |  |  | 145-00248 | 145-00248 | Ortho-Clinical Diagnostics, a Johnson | ORTHO WORKSTATION |  |  | Pearland-Laboratory-Main | MHHS-Pearland Hospital |  | Analyzer, Hematology |  | 145-00248 | 145-00248 | Pearland | MHHS-Pearland Hospital | Pearland-Laboratory-Main | Specimen processing |  |  |  |  | CENTRIFUGES, BLOOD BANK | Analyzer, Hematology | ANALYZERHEMATOLOGY-OrthoClinDiag-ORTHO Workstation | ANALYZERHEMATOLOGY | ORTHO Workstation |  |  |  | OrthoClinDiag | Analyzer, Hematology |  | ANALYZERHEMATOLOGY-OrthoClinDiag-ORTHO Workstation |  | 2/1/06 |  | AH-A | Covered PM Repair - Biomedical | MHHS-Pearland Hospital | [8 empty] | ANALYZERHEMATOLOGY | Analyzer, Hematology | OrthoClinDiag
NO | YES |  |  |  | 013-38092 | 013-38092 | Ortho-Clinical Diagnostics, a Johnson | ORTHO WORKSTATION |  |  | SW-Laboratory-Blood Bank | MHHS-Southwest |  | Analyzer, Hematology |  | 013-38092 | 013-38092 | Southwest | MHHS-Southwest | SW-Laboratory-Blood Bank | Blood Bank | 1/1/20 |  | 7/1/20 |  | CENTRIFUGES, BLOOD BANK | Analyzer, Hematology | ANALYZERHEMATOLOGY-OrthoClinDiag-ORTHO Workstation | ANALYZERHEMATOLOGY | ORTHO Workstation |  |  |  | OrthoClinDiag | Analyzer, Hematology |  | ANALYZERHEMATOLOGY-OrthoClinDiag-ORTHO Workstation |  | 8/14/18 |  | AH-A | Covered PM Repair - Biomedical | MHHS-Southwest | [8 empty] | ANALYZERHEMATOLOGY | Analyzer, Hematology | OrthoClinDiag
NO | YES |  |  |  | 069-39929 | 069-39929 | Ortho-Clinical Diagnostics, a Johnson | ORTHO WORKSTATION |  |  | TMC-Sarofim 3-Blood Bank | MHHS-TMC |  | Analyzer, Hematology |  | 069-39929 | 069-39929 | TMC | MHHS-TMC | TMC-Sarofim 3-Blood Bank | Blood bank | 1/1/20 |  | 7/1/20 |  | CENTRIFUGES, BLOOD BANK |  | ANALYZERHEMATOLOGY-OrthoClinDiag-ORTHO Workstation | ANALYZERHEMATOLOGY | ORTHO Workstation |  |  |  | OrthoClinDiag | Analyzer, Hematology |  | ANALYZERHEMATOLOGY-OrthoClinDiag-ORTHO Workstation |  | 2/13/18 |  |  | Covered PM Repair - Biomedical | MHHS-TMC
NO | YES |  |  |  | 069-43063 | 069-43063 | Ortho-Clinical Diagnostics, a Johnson | ORTHO WORKSTATION |  |  | TMC-Laboratory-Blood Bank (1R) | MHHS-TMC |  | Analyzer, Hematology |  | 069-43063 | 069-43063 | TMC | MHHS-TMC | TMC-Laboratory-Blood Bank (1R) | TMC LANORATORY BLOOD BANK | 3/1/19 |  | 7/1/20 |  | CENTRIFUGES, BLOOD BANK |  | ANALYZERHEMATOLOGY-OrthoClinDiag-ORTHO Workstation | ANALYZERHEMATOLOGY | ORTHO Workstation |  |  |  | OrthoClinDiag | Analyzer, Hematology |  | ANALYZERHEMATOLOGY-OrthoClinDiag-ORTHO Workstation |  | 9/6/13 |  |  | Covered PM Repair - Biomedical | MHHS-TMC
NO | NO | [5 empty] | Ortho-Clinical Diagnostics, a Johnson & Johnson company | DG-225 |  |  | NE - LABORATORY - BLOOD BANK | MHHS-Northeast |  | Incubator, Biological |  |  |  | Katy |  | NE - LABORATORY - BLOOD BANK | [5 empty] | INCUBATORS, LABORATORY, THERMOCYCLING |  | INCBIOLOGICAL-J and J-DG-225 | INCBIOLOGICAL | DG-225 |  |  |  | J and J | Incubator, Biological |  |  | INCBIOLOGICAL-J and J-DG-225 |  |  |  | Not Covered Vendor Only - Biomedical | MHHS-Northeast
NO | YES | [5 empty] | Ortho-Clinical Diagnostics, a Johnson & Johnson company | ID-MICRO |  | 06-03-5913 | MHOSH-Blood Bank | MHHS Orthopedic & Spine | [5 empty] | Central & Greater Heights | MHHS-Orthopedic & Spine | MHOSH-Blood Bank |  | 10/24/19 |  |  |  | CENTRIFUGES |  | .needs class | [5 empty] | OrthoClinDiag | [5 empty] | MHOSH Inventory Dec 2019 into 2020 - Copy.xls - Newly Verified |  | Covered PM Repair - Biomedical | MHHS Orthopedic & Spine
NO | NO | [5 empty] | Ortho-Clinical Diagnostics, a Johnson & Johnson company | MTS 5150-60 |  | 00-02-1652 | NE - LABORATORY - BLOOD BANK | MHHS-Northeast |  | Centrifuge, General Purpose |  |  |  | Katy |  | NE - LABORATORY - BLOOD BANK | [5 empty] | CENTRIFUGES |  | CENTRIFUGEGENPURP-OrthoClinDiag-MTS 5150-60 | CENTRIFUGEGENPURP | MTS 5150-60 |  |  |  | OrthoClinDiag | Centrifuge, General Purpose |  | CENTRIFUGEGENPURP-OrthoClinDiag-MTS 5150-60 |  |  |  |  | Covered PM Repair - Biomedical | MHHS-Northeast
NO | NO |  |  |  | 069-00487 |  | Ortho-Clinical Diagnostics, a Johnson & Johnson company | MTS INCUBATOR |  |  | TMC - LABORATORY - BLOOD BANK (1R) | MHHS-TMC |  |  |  | 069-00487 |  | TMC |  | TMC - LABORATORY - BLOOD BANK (1R) | [5 empty] | INCUBATORS, LABORATORY, THERMOCYCLING |  | .needs class | [5 empty] | OrthoClinDiag | [7 empty] | Covered PM Repair - Biomedical | MHHS-TMC
NO | NO |  |  |  | 133-07960 |  | Ortho-Clinical Diagnostics, a Johnson & Johnson company | ORTHO PROVUE |  | 057-0004137 | KATY - LABORATORY | MHHS-Katy |  | Analyzer, Hematology |  | 133-07960 |  | Katy |  | KATY - LABORATORY | [5 empty] | ANALYZERS, LABORATORY, BLOOD |  | ANALYZERHEMATOLOGY-OrthoClinDiag-ProVue | ANALYZERHEMATOLOGY | ProVue |  |  |  | OrthoClinDiag | Analyzer, Hematology |  | ANALYZERHEMATOLOGY-OrthoClinDiag-ProVue |  |  |  |  | Covered PM Repair - Biomedical | MHHS-Katy
NO | NO |  |  |  | 005-09427 |  | Ortho-Clinical Diagnostics, a Johnson & Johnson company | ORTHO PROVUE |  | 057-0004138 | SE - LABORATORY - BLOOD BANK | MHHS-Southeast |  | Analyzer, Hematology |  | 005-09427 |  | Southeast & Bay Area |  | SE - LABORATORY - BLOOD BANK | [5 empty] | ANALYZERS, LABORATORY, BLOOD |  | ANALYZERHEMATOLOGY-OrthoClinDiag-ProVue | ANALYZERHEMATOLOGY | ProVue |  |  |  | OrthoClinDiag | Analyzer, Hematology |  | ANALYZERHEMATOLOGY-OrthoClinDiag-ProVue |  |  |  |  | Covered PM Repair - Biomedical | MHHS-Southeast
NO | NO |  |  |  | 005-09428 |  | Ortho-Clinical Diagnostics, a Johnson & Johnson company | ORTHO PROVUE |  | 057-0004129 | SE - LABORATORY - BLOOD BANK | MHHS-Southeast |  | Analyzer, Hematology |  | 005-09428 |  | Southeast & Bay Area |  | SE - LABORATORY - BLOOD BANK | [5 empty] | ANALYZERS, LABORATORY, BLOOD |  | ANALYZERHEMATOLOGY-OrthoClinDiag-ProVue | ANALYZERHEMATOLOGY | ProVue |  |  |  | OrthoClinDiag | Analyzer, Hematology |  | ANALYZERHEMATOLOGY-OrthoClinDiag-ProVue |  |  |  |  | Covered PM Repair - Biomedical | MHHS-Southeast
NO | NO |  |  |  | 013-35189 |  | Ortho-Clinical Diagnostics, a Johnson & Johnson company | ORTHO PROVUE |  | 057-0003995 | SW - LABORATORY - BLOOD BANK | MHHS-Southwest |  | Analyzer, Hematology |  | 013-35189 |  | Southwest |  | SW - LABORATORY - BLOOD BANK | [5 empty] | ANALYZERS, LABORATORY, BLOOD |  | ANALYZERHEMATOLOGY-OrthoClinDiag-ProVue | ANALYZERHEMATOLOGY | ProVue |  |  |  | OrthoClinDiag | Analyzer, Hematology |  | ANALYZERHEMATOLOGY-OrthoClinDiag-ProVue |  |  |  |  | Covered PM Repair - Biomedical | MHHS-Southwest
NO | NO |  |  |  | 013-35190 |  | Ortho-Clinical Diagnostics, a Johnson & Johnson company | ORTHO PROVUE |  | 057-0003997 | SW - LABORATORY - BLOOD BANK | MHHS-Southwest |  | Analyzer, Hematology |  | 013-35190 |  | Southwest |  | SW - LABORATORY - BLOOD BANK | [5 empty] | ANALYZERS, LABORATORY, BLOOD |  | ANALYZERHEMATOLOGY-OrthoClinDiag-ProVue | ANALYZERHEMATOLOGY | ProVue |  |  |  | OrthoClinDiag | Analyzer, Hematology |  | ANALYZERHEMATOLOGY-OrthoClinDiag-ProVue |  |  |  |  | Covered PM Repair - Biomedical | MHHS-Southwest
NO | NO |  |  |  | 129-04793 |  | Ortho-Clinical Diagnostics, a Johnson & Johnson company | ORTHO PROVUE |  |  | SUGAR LAND - LABORATORY | MHHS-Sugarland |  | Analyzer, Hematology |  | 129-04793 |  | Sugar Land |  | SUGAR LAND - LABORATORY | [5 empty] | ANALYZERS, LABORATORY, BLOOD |  | ANALYZERHEMATOLOGY-OrthoClinDiag-ProVue | ANALYZERHEMATOLOGY | ProVue |  |  |  | OrthoClinDiag | Analyzer, Hematology |  | ANALYZERHEMATOLOGY-OrthoClinDiag-ProVue |  |  |  |  | Covered PM Repair - Biomedical | MHHS-Sugarland
NO | NO |  |  |  | 029-08441 |  | Ortho-Clinical Diagnostics, a Johnson & Johnson company | ORTHO PROVUE |  | 057-0004127 | WOODLANDS - LABORATORY | MHHS-Woodlands |  | Analyzer, Hematology |  | 029-08441 |  | Woodlands |  | WOODLANDS - LABORATORY | [5 empty] | ANALYZERS, LABORATORY, BLOOD |  | ANALYZERHEMATOLOGY-OrthoClinDiag-ProVue | ANALYZERHEMATOLOGY | ProVue |  |  |  | OrthoClinDiag | Analyzer, Hematology |  | ANALYZERHEMATOLOGY-OrthoClinDiag-ProVue |  |  |  |  | Covered PM Repair - Biomedical | MHHS-Woodlands
NO | NO |  |  |  | 029-08442 |  | Ortho-Clinical Diagnostics, a Johnson & Johnson company | ORTHO PROVUE |  | 057-0004132 | WOODLANDS - LABORATORY | MHHS-Woodlands |  | Analyzer, Hematology |  | 029-08442 |  | Woodlands |  | WOODLANDS - LABORATORY | [5 empty] | ANALYZERS, LABORATORY, BLOOD |  | ANALYZERHEMATOLOGY-OrthoClinDiag-ProVue | ANALYZERHEMATOLOGY | ProVue |  |  |  | OrthoClinDiag | Analyzer, Hematology |  | ANALYZERHEMATOLOGY-OrthoClinDiag-ProVue |  |  |  |  | Covered PM Repair - Biomedical | MHHS-Woodlands
NO | YES |  |  |  | 151-01460 | 151-01460 | Ortho-Clinical Diagnostics, a Johnson & Johnson company | ORTHO VISION |  |  | CY - LABORATORY - BLOOD BANK | MHHS-Cypress |  | Analyzer, Hematology |  | 151-01460 | 151-01460 | Northwest & Cypress | Cypress | CY - LABORATORY - BLOOD BANK |  | 3/8/17 |  |  |  | ANALYZERS, LABORATORY, BLOOD | Analyzer, Hematology | ANALYZERHEMATOLOGY-OrthoClinDiag-ORTHO VISION | ANALYZERHEMATOLOGY | ORTHO VISION |  |  |  | OrthoClinDiag | Analyzer, Hematology |  | ANALYZERHEMATOLOGY-OrthoClinDiag-ORTHO VISION |  | 2/13/18 |  | AH-A | Covered PM Repair - Biomedical | MHHS-Cypress | [8 empty] | ANALYZERHEMATOLOGY | Analyzer, Hematology | OrthoClinDiag
NO | YES |  |  |  |  | 029-03286 | Orthopedic Sys |  |  |  | Woodlands-OR | [5 empty] | 029-03286 | Woodlands | MHHS-Woodlands | Woodlands-OR | Surgery Storage | 1/1/18 |  | 6/1/18
NO | YES |  |  |  | 069-41648 | 069-41648 | Orthopedic Systems Inc (OSI ) |  |  |  | TMC-OR-Robertson (2R) | MHHS-TMC |  | Table, Surgical, Electric |  | 069-41648 | 069-41648 | TMC | MHHS-TMC | TMC-OR-Robertson (2R) | Peds OR | 2/1/19 |  |  |  | TABLES, OPERATING |  | TABLESURGICALELECT-Mizuho OSI-5803 | TABLESURGICALELECT |  |  |  |  | Mizuho OSI | Table, Surgical, Electric |  |  | TABLESURGICALELECT-Mizuho OSI-5803 |  |  |  | Not Covered Vendor Only - Biomedical | MHHS-TMC
NO | NO | [5 empty] | Orthopedic Systems Inc (OSI ) |  |  |  | WOODLANDS - OR | MHHS-Woodlands |  | Table, Surgical, Electric |  |  |  | Woodlands |  | WOODLANDS - OR | [5 empty] | TABLES, OPERATING |  | TABLESURGICALELECT-Mizuho OSI-5803 | TABLESURGICALELECT |  |  |  |  | Mizuho OSI | Table, Surgical, Electric |  |  | TABLESURGICALELECT-Mizuho OSI-5803 |  |  |  | Covered PM Repair - Biomedical | MHHS-Woodlands
NO | YES | Serial Number 272 |  |  | 129-03165 | 129-03165 | Orthopedic Systems Inc (OSI ) | HANA 6875 |  |  | OR | MHHS-Sugarland |  |  |  | 129-03165 | 129-03165 | Sugar Land | Memorial Hermann Sugar Land Hospital | OR | OR hallway | 12/1/19 |  | 12/1/20 |  | TABLES, OPERATING |  | .needs class | [5 empty] | Orthopedic Sys |  |  |  |  | 10/15/17 |  |  | Covered PM Repair - Biomedical | MHHS-Sugarland
NO | NO |  |  |  | 133-31057 |  | Orthopedic Systems Inc (OSI ) | HANA 6875 |  | 2019-2891 | KATY - OR | MHHS-Katy |  |  |  | 133-31057 |  | Katy |  | KATY - OR | [5 empty] | TABLES, OPERATING |  | .needs class | [5 empty] | Orthopedic Sys | [7 empty] | Covered PM Repair - Biomedical | MHHS-Katy
NO | YES | [5 empty] | Orthopedic Systems Inc (OSI ) | JACKSON TABLE |  |  | MHOSH-OR | MHHS Orthopedic & Spine | [5 empty] | Central & Greater Heights | MHHS-Orthopedic & Spine | MHOSH-OR |  | 8/9/19 |  |  |  | TABLES, OPERATING |  | .needs class | [5 empty] | Orthopedic Sys | [5 empty] | MHOSH Inventory Dec 2019 into 2020 - Copy.xls - Newly Verified |  | Covered PM Repair - Biomedical | MHHS Orthopedic & Spine
NO | YES | [5 empty] | Orthopedic Systems Inc (OSI ) | JACKSON TABLE |  |  | MHOSH-OR | MHHS Orthopedic & Spine | [5 empty] | Central & Greater Heights | MHHS-Orthopedic & Spine | MHOSH-OR |  | 8/16/19 |  |  |  | TABLES, OPERATING |  | .needs class | [5 empty] | Orthopedic Sys | [5 empty] | MHOSH Inventory Dec 2019 into 2020 - Copy.xls - Newly Verified |  | Covered PM Repair - Biomedical | MHHS Orthopedic & Spine
NO | YES | [5 empty] | Orthopedic Systems Inc (OSI ) | JACKSON TABLE |  |  | MHOSH-OR | MHHS Orthopedic & Spine | [5 empty] | Central & Greater Heights | MHHS-Orthopedic & Spine | MHOSH-OR |  | 8/9/19 |  |  |  | TABLES, OPERATING |  | .needs class | [5 empty] | Orthopedic Sys | [5 empty] | MHOSH Inventory Dec 2019 into 2020 - Copy.xls - Newly Verified |  | Covered PM Repair - Biomedical | MHHS Orthopedic & Spine
NO | NO |  |  |  | 013-37944 |  | Orthopedic Systems Inc (OSI ) | JACKSON TABLE |  |  | SW - OR | MHHS-Southwest |  |  |  | 013-37944 |  | Southwest |  | SW - OR | [5 empty] | TABLES, OPERATING |  | .needs class | [5 empty] | Orthopedic Sys | [7 empty] | Covered PM Repair - Biomedical | MHHS-Southwest
NO | YES |  |  |  | 009-06829 | 009-06829 | Orthopedic Systems Inc (OSI ) | OVATION |  |  | GH-OR | MHHS-Greater Heights |  | Pagers |  | 009-06829 | 009-06829 | Central Greater Heights | MHHS-Greater Heights | GH-OR | Hallway | 6/1/19 |  | 12/1/19 |  | TABLES, OPERATING | Pagers | PAGERS-Turn-Key Tech-Ovation | PAGERS | Ovation |  |  |  | Turn-Key Tech | Pagers |  |  | PAGERS-Turn-Key Tech-Ovation | 2/13/18 |  |  | Covered PM Repair - Biomedical | MHHS-Greater Heights | [8 empty] | PAGERS | Pagers | Turn-Key Tech
NO | YES |  |  |  | 013-38040 | 013-38040 | Orthopedic Systems Inc (OSI ) | PROFX 6850 |  |  | SW-OR | MHHS-Southwest |  | Table, Surgical, Electric |  | 013-38040 | 013-38040 | Southwest | MHHS-Southwest | SW-OR | OR Hallway | 11/1/19 |  | 5/1/20 |  | TABLES, OPERATING | Table, Surgical, Electric | TABLESURGICALELECT-Mizuho OSI-PROfx 6850 | TABLESURGICALELECT | PROfx 6850 |  |  |  | Mizuho OSI | Table, Surgical, Electric |  |  | TABLESURGICALELECT-Mizuho OSI-PROfx 6850 | 2/5/20 |  | TSE-A | Not Covered Vendor Only - Biomedical | MHHS-Southwest | [8 empty] | TABLESURGICALELECT | Table, Surgical, Electric | Mizuho OSI
YES | YES |  |  |  | 005-06460 | 005-06460 | OrthoScan |  |  |  | SE - Storage 4th |  |  |  |  | 005-06460 | 005-06460 | Southeast | Memorial Hermann Southeast Hospital | SE - Storage 4th | Storage |  |  | 4/1/20 | Do Not Use
NO | YES | Serial Number 5F0471 |  |  | 029-08161 | 029-08161 | OrthoScan | 1000-0004 |  | 5F0471 | Woodlands-OR |  |  |  |  | 029-08161 | 029-08161 | Woodlands | MHHS-Woodlands | Woodlands-OR | Equipment Storage | 11/1/19 |  | 11/1/20
NO | YES |  |  |  | 009-33340 | 009-33340 | OrthoScan | 1000-0004-FD |  | 5J1283 | GH-OR | MHHS-Greater Heights |  |  |  | 009-33340 | 009-33340 | Central Greater Heights | MHHS-Greater Heights | GH-OR | Hallway | 4/1/18 |  | 5/1/19 |  | IMAGE STORAGE DEVICES, WORKSTATION |  | .Needs Class |  |  |  |  | .Needs Class | OrthoScan | [7 empty] | Covered PM Repair - Biomedical | MHHS-Greater Heights
NO | YES |  |  |  | 069-45958 | 069-45958 | OrthoScan | 1000-0004-FD |  | 5J1273 | TMC-Sarofim 3-OR |  |  |  |  | 069-45958 | 069-45958 | TMC | MHHS-TMC | TMC-Sarofim 3-OR | Hall | 4/1/19 |  | 4/1/20
YES | YES |  |  |  | 013-36428 | 013-36428 | OrthoScan | 1000-0004FD |  | 5J0682o | OR |  |  |  |  | 013-36428 | 013-36428 | Southwest | Memorial Hermann Southwest Hospital | OR | OR | 3/1/19 |  | 3/1/20
NO | NO |  |  |  | R-069-CA8 |  | OrthoScan | GOV - FD PULSE |  | 5J1271 | TMC - RADIOLOGY - CHILDRENS HOSPITAL | MHHS-TMC |  |  |  | R-069-CA8 |  | TMC |  | TMC - RADIOLOGY - CHILDRENS HOSPITAL | [5 empty] | RADIOGRAPHIC/FLUOROSCOPIC UNITS, MOBILE |  | .needs class | [5 empty] | OrthoScan | [7 empty] | Covered PM Repair - Biomedical | MHHS-TMC
YES | YES |  |  |  | 013-34406 | 013-34406 | Orthoscan | Mini C-arm |  | SF0279 | [5 empty] | 013-34406 | 013-34406 | Southwest | Memorial Herman SW |  | Patient Transport | 1/1/20 |  | 2/1/21
YES | YES |  |  |  | 069-45957 | 069-45957 | OrthoScan | Mini C-Arm |  | SJ1271 | TMC - SAROFIM 1 - ADULT ER |  |  |  |  | 069-45957 | 069-45957 | TMC | Memorial Hermann-Texas Medical Center | TMC - SAROFIM 1 - ADULT ER | Nurses Station | 4/1/19 |  | 4/1/20
NO | YES |  |  |  | 129-06258 | 129-06258 | OrthoScan | OrthoDcan FD 1000-0004-FD |  | 5J0560 | Sugar Land-OR | MHHS-Sugarland |  |  |  | 129-06258 | 129-06258 | Sugar Land | MHHS-Sugarland | Sugar Land-OR | Surgery | 12/1/19 | 12/1/20 |  |  | RADIOGRAPHIC/FLUOROSCOPIC UNITS, MOBILE | Radiographic Unit, Portable | CARMPORTABLE-Orthoscan-1000-0001 |  |  |  |  | CARMPORTABLE-Orthoscan-1000-0001 | OrthoScan | [6 empty] | CAP-A | Covered PM Repair - Biomedical | MHHS-Sugarland | [5 empty] | 8/1/15 |  |  | CARMPORTABLE | Radiographic Unit, Portable | Orthoscan
NO | YES |  |  |  | 145-00038 | 145-00038 | OrthoScan | Orthoscan FD 1000-0004 FD |  | 5J0643 | Pearland-OR |  |  |  |  | 145-00038 | 145-00038 | Pearland | MHHS-Pearland Hospital | Pearland-OR | Pearland - OR | 12/1/19 | 12/1/20 |  |  | Mini C-arm | [22 empty] | 12/1/15
NO | YES |  |  |  | 129-07816 | 129-07816 | OrthoScan | Orthoscan FD 1000-0004-FD |  | 5J1341 | Sugar Land-OR | MHHS-Sugarland |  |  |  | 129-07816 | 129-07816 | Sugar Land | MHHS-Sugarland | Sugar Land-OR | Sugery Dept | 12/1/19 | 12/1/20 |  |  | Mini C-arm |  | .Needs Class |  |  |  |  | .Needs Class | OrthoScan | [7 empty] | Covered PM Repair - Biomedical | MHHS-Sugarland | [5 empty] | 7/1/18
NO | YES |  |  |  | 005-33521 | 005-33521 | Orthoscan | Orthoscan FD Mini C-arm |  | 5J1278 | [5 empty] | 005-33521 | 005-33521 | South East | Memorial Herman Southeast 11800 ASTORIA |  | Or Hallway | 4/1/19 | 4/1/20
NO | YES |  |  |  | 009-08387 | 009-08387 | OrthoScan | ORTHOSCAN HD |  | 5F0537 | GH-OR | MHHS-Greater Heights |  |  |  | 009-08387 | 009-08387 | Central Greater Heights | MHHS-Greater Heights | GH-OR | Hallway | 3/1/19 |  | 3/1/20 |  | RADIOGRAPHIC/FLUOROSCOPIC UNITS, MOBILE |  | .needs class | [5 empty] | OrthoScan |  |  |  |  | 8/27/17 |  |  | Covered PM Repair - Biomedical | MHHS-Greater Heights
NO | YES | Serial Number 5F0471 |  |  |  |  | OrthoScan | ORTHOSCAN HD |  | 5F0471 | Woodlands-Radiology | MHHS-Woodlands | [5 empty] | Woodlands | MHHS-Woodlands | Woodlands-Radiology | OR | 11/1/19 |  |  |  | RADIOGRAPHIC/FLUOROSCOPIC UNITS, MOBILE |  | .needs class | [5 empty] | OrthoScan |  |  |  |  | 8/30/17 |  |  | Covered PM Repair - Biomedical | MHHS-Woodlands
NO | NO |  |  |  | 151-02713 |  | OrthoScan | ORTHOSCAN HD |  | 5K0124 | CY - OR | MHHS-Cypress |  |  |  | 151-02713 |  | Northwest & Cypress |  | CY - OR | [5 empty] | RADIOGRAPHIC/FLUOROSCOPIC UNITS, MOBILE |  | .needs class | [5 empty] | OrthoScan | [7 empty] | Covered PM Repair - Biomedical | MHHS-Cypress
NO | NO |  |  |  | 013-34406 / 013-c9 |  | OrthoScan | ORTHOSCAN HD |  | 5F0279 | SW - OR | MHHS-Southwest |  |  |  | 013-34406 / 013-c9 |  | Southwest |  | SW - OR | [5 empty] | RADIOGRAPHIC/FLUOROSCOPIC UNITS, MOBILE |  | .needs class | [5 empty] | OrthoScan | [7 empty] | Covered PM Repair - Biomedical | MHHS-Southwest
NO | YES |  |  |  | 041-18816 | 041-18816 | OrthoScan | ORTHOSCAN HD WITH FLAT DETECTOR |  | 5J0503 | MEMORIAL CITY - OUTPATIENT SURGERY | MHHS-Mem City |  |  |  | 041-18816 | 041-18816 | West | Memorial Hermann - Memorial City | MEMORIAL CITY - OUTPATIENT SURGERY | W1 300.92 OR 8 |  |  |  |  | RADIOGRAPHIC/FLUOROSCOPIC UNITS, MOBILE |  | .needs class | [5 empty] | OrthoScan | [7 empty] | Covered PM Repair - Biomedical | MHHS-Mem City
NO | YES |  |  |  | 041-18822 | 041-18822 | OrthoScan | ORTHOSCAN HD WITH FLAT DETECTOR |  | 5J0540 | MEMORIAL CITY - OUTPATIENT SURGERY | MHHS-Mem City |  |  |  | 041-18822 | 041-18822 | West | Memorial Hermann - Memorial City | MEMORIAL CITY - OUTPATIENT SURGERY | W1 300.92 OR 8 |  |  |  |  | RADIOGRAPHIC/FLUOROSCOPIC UNITS, MOBILE |  | .needs class | [5 empty] | OrthoScan | [7 empty] | Covered PM Repair - Biomedical | MHHS-Mem City
NO | YES |  |  |  | R-929-CA7 | R-929-CA7 | OrthoScan | ORTHOSCAN HD WITH FLAT DETECTOR |  | 5J1276 | MHOSH-Radiology | MHHS Orthopedic & Spine |  |  |  | R-929-CA7 | R-929-CA7 | Central & Greater Heights | MHHS-Orthopedic & Spine | MHOSH-Radiology |  | 4/19/19 |  |  |  | RADIOGRAPHIC/FLUOROSCOPIC UNITS, MOBILE |  | .needs class | [5 empty] | OrthoScan |  |  |  |  | 8/14/18 | MHOSH Inventory Dec 2019 into 2020 - Copy.xls - Newly Verified |  | Covered PM Repair - Biomedical | MHHS Orthopedic & Spine
NO | YES |  |  |  | 013-36680 | 013-36680 | OrthoScan | ORTHOSCAN HD WITH FLAT DETECTOR |  | 5J0938 | SW-OR | MHHS-Southwest |  |  |  | 013-36680 | 013-36680 | Southwest | MHHS-Southwest | SW-OR | OR Hallway | 1/1/20 |  | 1/1/21 |  | RADIOGRAPHIC/FLUOROSCOPIC UNITS, MOBILE |  | .needs class | [5 empty] | OrthoScan |  |  |  |  | 8/14/18 |  |  | Covered PM Repair - Biomedical | MHHS-Southwest
NO | NO |  |  |  | 013-C11 |  | OrthoScan | ORTHOSCAN HD WITH FLAT DETECTOR |  | 5J0682 | SW - OR | MHHS-Southwest |  |  |  | 013-C11 |  | Southwest |  | SW - OR | [5 empty] | RADIOGRAPHIC/FLUOROSCOPIC UNITS, MOBILE |  | .needs class | [5 empty] | OrthoScan | [7 empty] | Covered PM Repair - Biomedical | MHHS-Southwest
NO | YES |  |  |  | 029-12926 | 029-12926 | OrthoScan | TAU 1515 |  | SP0149 | Woodlands-ER | MHHS-Woodlands |  |  |  | 029-12926 | 029-12926 | Woodlands | MHHS-Woodlands | Woodlands-ER |  | 12/1/19 | 12/1/20 |  |  | RADIOGRAPHIC/FLUOROSCOPIC UNITS, MOBILE |  | .needs class | [5 empty] | OrthoScan |  |  |  |  | 3/20/19 |  |  | Covered PM Repair - Biomedical | MHHS-Woodlands
NO | NO |  |  |  | 069-45956 |  | OrthoScan | TAU 1515 |  | SP0115 | TMC - SAROFIM 3 - OR | MHHS-TMC |  |  |  | 069-45956 |  | TMC |  | TMC - SAROFIM 3 - OR | [5 empty] | RADIOGRAPHIC/FLUOROSCOPIC UNITS, MOBILE |  | .needs class | [5 empty] | OrthoScan | [7 empty] | Covered PM Repair - Biomedical | MHHS-TMC
NO | YES | Serial Number 280 |  |  | 133-31053 | 133-31053 | Osprey Medical | DYEVERT PLUS |  |  | Katy-Cath Lab | MHHS-Katy |  |  |  | 133-31053 | 133-31053 | Katy | MHHS-Katy | Katy-Cath Lab | Cath Lab 2 |  |  |  |  | INJECTORS, CONTRAST MEDIA |  | .needs class | [5 empty] | Osprey Med Inc | [7 empty] | Covered PM Repair - Biomedical | MHHS-Katy
NO | YES |  |  |  | 133-31054 | 133-31054 | Osprey Medical | DYEVERT PLUS |  |  | Katy-Cath Lab | MHHS-Katy |  |  |  | 133-31054 | 133-31054 | Katy | MHHS-Katy | Katy-Cath Lab | Cath Lab 2 |  |  |  |  | INJECTORS, CONTRAST MEDIA |  | .needs class | [5 empty] | Osprey Med Inc | [7 empty] | Covered PM Repair - Biomedical | MHHS-Katy
NO | YES | Serial Number 145 |  |  | 074-05684 | 074-05684 | Osprey Medical | DYEVERT PLUS |  |  | TMC-Cath Lab-Adult (2Hvi) | MHHS-TMC |  |  |  | 074-05684 | 074-05684 | TMC | MHHS-TMC | TMC-Cath Lab-Adult (2Hvi) | TMC - CATH LAB - ADULT (2HVI) | 11/1/19 |  |  |  | INJECTORS, CONTRAST MEDIA |  | .needs class | [5 empty] | Osprey Med Inc |  |  |  |  | 1/9/19 |  |  | Covered PM Repair - Radiology, Low End | MHHS-TMC
NO | NO |  |  |  | 009-09681 |  | Osprey Medical | DYEVERT PLUS |  | 0040M | GH - CATH LAB | MHHS-Greater Heights |  |  |  | 009-09681 |  | Central & Greater Heights |  | GH - CATH LAB | [5 empty] | INJECTORS, CONTRAST MEDIA |  | .needs class | [5 empty] | Osprey Med Inc | [7 empty] | Covered PM Repair - Biomedical | MHHS-Greater Heights
NO | NO |  |  |  | 074-05683 |  | Osprey Medical | DYEVERT PLUS |  |  | TMC - CATH LAB - ADULT (2HVI) | MHHS-TMC |  |  |  | 074-05683 |  | TMC |  | TMC - CATH LAB - ADULT (2HVI) | [5 empty] | INJECTORS, CONTRAST MEDIA |  | .needs class | [5 empty] | Osprey Med Inc | [7 empty] | Covered PM Repair - Radiology, Low End | MHHS-TMC
YES | YES | Serial Number 42 |  |  | 099-07625 | 099-07625 | Osprey Medical Inc | CMW |  |  | SE - NONINVASIVE CARDIOLOGY |  |  |  |  | 099-07625 | 099-07625 | Southeast | Memorial Hermann Southeast Hospital | SE - NONINVASIVE CARDIOLOGY | Recovery bay 6
NO | NO | [5 empty] | OsteoMed | 450-0021 |  |  | TMC - JONES - ENT CLINIC (JB) | MHHS-TMC | [5 empty] | TMC |  | TMC - JONES - ENT CLINIC (JB) | [5 empty] | HANDPIECES, SURGICAL |  | ELECTROSURGICALUNIT-OsteoMed-450-0021-00 |  |  |  |  | ELECTROSURGICALUNIT-OsteoMed-450-0021-00 | OsteoMed | [7 empty] | Covered PM Repair - Biomedical | MHHS-TMC
YES | YES |  |  |  | 013-04957 | 013-04957 | OsteoMed | 450-0021-00 |  |  | OR |  |  |  |  | 013-04957 | 013-04957 | Southwest | Memorial Hermann Southwest Hospital | OR | OR | [5 empty] | Electrosurgical Unit | ELECTROSURGICALUNIT-OsteoMed-450-0021-00 | [12 empty] | ESU-SA | [9 empty] | Electrosurgical Unit | ELECTROSURGICALUNIT | Electrosurgical Unit | OsteoMed
YES | YES |  |  |  | 069-21563 | 069-21563 | OsteoMed | Osteopower 2 |  |  | TMC - Audiolgy |  |  |  |  | 069-21563 | 069-21563 | TMC | Memorial Hermann-Texas Medical Center | TMC - Audiolgy | Audiolgy | 1/1/20 |  | 1/1/21
YES | YES |  |  |  | 142-08995 | 142-08995 | Otometrics | Gn-14 |  | Gaa-191120 | MH MG - (SL) - SUGAR LAND MULTI-SPECIALTY (MP1) |  |  |  |  | 142-08995 | 142-08995 | Sugar Land | Memorial Hermann Medical Group Sugar Land Multi-Specialty (#350) | MH MG - (SL) - SUGAR LAND MULTI-SPECIALTY (MP1) | Audio
YES | YES |  |  |  | 142-08966 | 142-08966 | Otometrics | Madsen astera 2 |  |  | MH MG - (SL) - SUGAR LAND MULTI-SPECIALTY (MP1) |  |  |  |  | 142-08966 | 142-08966 | Sugar Land | Memorial Hermann Medical Group Sugar Land Multi-Specialty (#350) | MH MG - (SL) - SUGAR LAND MULTI-SPECIALTY (MP1) | Audio |  |  |  | No pm sticker
YES | YES |  |  |  | 142-08996 | 142-08996 | Otometrics | Madsen astera2 |  |  | MH MG - (SL) - SUGAR LAND MULTI-SPECIALTY (MP1) |  |  |  |  | 142-08996 | 142-08996 | Sugar Land | Memorial Hermann Medical Group Sugar Land Multi-Specialty (#350) | MH MG - (SL) - SUGAR LAND MULTI-SPECIALTY (MP1) | Audio
YES | YES | Serial Number Cnf |  |  | 099-02611 | 099-02611 | Oxford Instr | Sonicaid one |  | CNF | MH MG - (KY) - OB/GYN |  |  |  |  | 099-02611 | 099-02611 | Katy | Memorial Hermann Medical Group Katy OBGYN (#510) | MH MG - (KY) - OB/GYN | Nurses station
NO | YES |  |  |  | 000-03558 | 000-03558 | Oxford Instruments | N/A |  |  | MH MG-(KY)-OB/GYN | MHHS-MG |  |  |  | 000-03558 | 000-03558 | Katy | MHHS-MG | MH MG-(KY)-OB/GYN | Ob |  |  |  |  | MONITORS, BEDSIDE, FETAL |  | .needs class | [5 empty] | Oxford Instr |  |  |  |  | 4/1/17 |  |  | Covered PM Repair - Biomedical | MHHS-MG
NO | YES |  |  |  | 143-01729 | 143-01729 | Oxford Instruments | N/A |  |  | MH MG-(KY)-OB/GYN | MHHS-MG |  |  |  | 143-01729 | 143-01729 | Katy | MHHS-MG | MH MG-(KY)-OB/GYN | Exam 1 |  |  |  |  | MONITORS, BEDSIDE, FETAL |  | .needs class | [5 empty] | Oxford Instr |  |  |  |  | 4/1/17 |  |  | Covered PM Repair - Biomedical | MHHS-MG
NO | NO |  |  |  | 129-07744 |  | OXO | 1130800V1 |  | NO S/N | SUGAR LAND - MED/SURG - WEST 4TH | MHHS-Sugarland |  |  |  | 129-07744 |  | Sugar Land |  | SUGAR LAND - MED/SURG - WEST 4TH | [5 empty] | SCALES, CLINICAL, LABORATORY |  | .needs class |  |  |  |  | .needs class | [8 empty] | Covered PM Repair - Biomedical | MHHS-Sugarland
NO | NO |  |  |  | 129-07745 |  | OXO | 1130800V1 |  | NO S/N | SUGAR LAND - MED/SURG - WEST 4TH | MHHS-Sugarland |  |  |  | 129-07745 |  | Sugar Land |  | SUGAR LAND - MED/SURG - WEST 4TH | [5 empty] | SCALES, CLINICAL, LABORATORY |  | .needs class |  |  |  |  | .needs class | [8 empty] | Covered PM Repair - Biomedical | MHHS-Sugarland
NO | NO |  |  |  | 129-07746 |  | OXO | 1130800V1 |  | NO S/N | SUGAR LAND - MED/SURG - WEST 4TH | MHHS-Sugarland |  |  |  | 129-07746 |  | Sugar Land |  | SUGAR LAND - MED/SURG - WEST 4TH | [5 empty] | SCALES, CLINICAL, LABORATORY |  | .needs class |  |  |  |  | .needs class | [8 empty] | Covered PM Repair - Biomedical | MHHS-Sugarland
NO | NO |  |  |  | 129-07747 |  | OXO | 1130800V1 |  | NO S/N | SUGAR LAND - MED/SURG - WEST 4TH | MHHS-Sugarland |  |  |  | 129-07747 |  | Sugar Land |  | SUGAR LAND - MED/SURG - WEST 4TH | [5 empty] | SCALES, CLINICAL, LABORATORY |  | .needs class |  |  |  |  | .needs class | [8 empty] | Covered PM Repair - Biomedical | MHHS-Sugarland
NO | NO |  |  |  | 129-07748 |  | OXO | 1130800V1 |  | NO S/N | SUGAR LAND - MED/SURG - WEST 4TH | MHHS-Sugarland |  |  |  | 129-07748 |  | Sugar Land |  | SUGAR LAND - MED/SURG - WEST 4TH | [5 empty] | SCALES, CLINICAL, LABORATORY |  | .needs class |  |  |  |  | .needs class | [8 empty] | Covered PM Repair - Biomedical | MHHS-Sugarland
NO | NO |  |  |  | 129-07749 |  | OXO | 1130800V1 |  | NO S/N | SUGAR LAND - MED/SURG - WEST 4TH | MHHS-Sugarland |  |  |  | 129-07749 |  | Sugar Land |  | SUGAR LAND - MED/SURG - WEST 4TH | [5 empty] | SCALES, CLINICAL, LABORATORY |  | .needs class |  |  |  |  | .needs class | [8 empty] | Covered PM Repair - Biomedical | MHHS-Sugarland
NO | NO |  |  |  | 129-07750 |  | OXO | 1130800V1 |  | NO S/N | SUGAR LAND - MED/SURG - WEST 4TH | MHHS-Sugarland |  |  |  | 129-07750 |  | Sugar Land |  | SUGAR LAND - MED/SURG - WEST 4TH | [5 empty] | SCALES, CLINICAL, LABORATORY |  | .needs class |  |  |  |  | .needs class | [8 empty] | Covered PM Repair - Biomedical | MHHS-Sugarland
YES | YES |  |  |  | 013-38865 | 013-38865 | oxo | 5lb/2.3 kg |  | Vnf | SW - NICU |  |  |  |  | 013-38865 | 013-38865 | Southwest | Memorial Hermann Southwest Hospital | SW - NICU | NICU | 4/1/18 |  | 4/1/19
YES | YES |  |  |  | 099-07902 | 099-07902 | Pace incorporate | Mbt 100 |  |  | TMC - Biomedical |  |  |  |  | 099-07902 | 099-07902 | TMC | Memorial Hermann-Texas Medical Center | TMC - Biomedical | Biomed shop |  |  |  | No pm
NO | YES | Asset Tag 041-33826 |  |  | 041-33826 | 041-33826 | Pacific medical | Lifepak 20 |  |  | MEMORIAL CITY - NUCLEAR MEDICINE |  |  |  |  | 041-33826 | 041-33826 | West | Memorial city - nuke med | MEMORIAL CITY - NUCLEAR MEDICINE | Pre admit testing
NO | NO |  |  |  | 069-46817 |  | Pajunk | MULTISTIM PLEX |  |  | TMC - OR - ANESTHESIA (2HP) | MHHS-TMC |  |  |  | 069-46817 |  | TMC |  | TMC - OR - ANESTHESIA (2HP) | [5 empty] | STIMULATORS, ELECTRICAL, PERIPHERAL NERVE, ANALGES |  | .needs class | [5 empty] | Pajunk Med Sys | [7 empty] | Not Covered Vendor Only - Lab Ana/Anes | MHHS-TMC
NO | NO | [5 empty] | Pajunk | MULTISTIM PLEX |  |  | TMC - OR - ANESTHESIA (2HP) | MHHS-TMC | [5 empty] | TMC |  | TMC - OR - ANESTHESIA (2HP) | [5 empty] | STIMULATORS, ELECTRICAL, PERIPHERAL NERVE, ANALGES |  | .needs class | [5 empty] | Pajunk Med Sys | [7 empty] | Not Covered Vendor Only - Lab Ana/Anes | MHHS-TMC
NO | NO | [5 empty] | Pajunk | MULTISTIM PLEX |  |  | TMC - OR - ANESTHESIA (2HP) | MHHS-TMC | [5 empty] | TMC |  | TMC - OR - ANESTHESIA (2HP) | [5 empty] | STIMULATORS, ELECTRICAL, PERIPHERAL NERVE, ANALGES |  | .needs class | [5 empty] | Pajunk Med Sys | [7 empty] | Not Covered Vendor Only - Lab Ana/Anes | MHHS-TMC
NO | NO | [5 empty] | Panasonic | AG-MD830 |  | j6tc00353 | WOODLANDS - RADIOLOGY | MHHS-Woodlands |  | Recorder, Video Cassette |  |  |  | Woodlands |  | WOODLANDS - RADIOLOGY | [5 empty] | DEFAULT |  | RECORDERVIDEOCASSETTE-Panasonic-AG-MD830 | RECORDERVIDEOCASSETTE | AG-MD830 |  |  |  | Panasonic | Recorder, Video Cassette |  | RECORDERVIDEOCASSETTE-Panasonic-AG-MD830 |  |  |  |  | Covered PM Repair - Biomedical | MHHS-Woodlands
YES | YES |  |  |  | 041-33829 | 041-33829 | Panasonic | BL-VT-64 |  | OFV27233 | Memorial City - NICU |  |  |  |  | 041-33829 | 041-33829 | West | Memorial City - Memorial Hermann Hospital | Memorial City - NICU | MH4:304 Equipment Storage
YES | YES |  |  |  | 041-33830 | 041-33830 | Panasonic | BL-VT-64 |  | OEV04399 | Memorial City - NICU |  |  |  |  | 041-33830 | 041-33830 | West | Memorial City - Memorial Hermann Hospital | Memorial City - NICU | MH4:304 Equipment Storage
YES | YES |  |  |  | 041-33831 | 041-33831 | Panasonic | BL-VT-64 |  | RHV23687 | Memorial City - NICU |  |  |  |  | 041-33831 | 041-33831 | West | Memorial City-Memorial Hermann Hospital | Memorial City - NICU | MH4:304 Equipment Storage
YES | YES |  |  |  | 041-33832 | 041-33832 | Panasonic | BL-VT-64 |  | OFV24629 | Memorial City - NICU |  |  |  |  | 041-33832 | 041-33832 | West | Memorial City-Memorial Hermann Hospital | Memorial City - NICU | MH4:304 Equipment Storage
YES | YES |  |  |  | 041-33833 | 041-33833 | Panasonic | BL-VT-64 |  | OFV32261 | Memorial City - NICU |  |  |  |  | 041-33833 | 041-33833 | West | Memorial City-Memorial Hermann Hospital | Memorial City - NICU | MH4:304 Equipment Storage
YES | YES |  |  |  | 029-13509 | 029-13509 | Panasonic | BL-VT164 |  | PJV08488 | WOODLANDS - NICU |  |  |  |  | 029-13509 | 029-13509 | Woodlands | Memorial Hermann Hospital Woodlands | WOODLANDS - NICU | Equipment Storage
YES | YES |  |  |  | 041-33799 | 041-33799 | Panasonic | BL-VT164 |  | RHV22971 | MEMORIAL CITY - MHT - NICU |  |  |  |  | 041-33799 | 041-33799 | West | Memorial Hermann Memorial City Medical Center | MEMORIAL CITY - MHT - NICU | Memorial City - MH4-304 Equipment Storage |  |  |  | No pm sticker found
YES | YES |  |  |  | 041-34844 | 041-34844 | Panasonic | BL-VT164 |  | OFV27145 | MEMORIAL CITY - MHT - NICU |  |  |  |  | 041-34844 | 041-34844 | West | West | MEMORIAL CITY - MHT - NICU | MH4:304 Equipment Storage
YES | YES | Serial Number Cnf |  |  | 069-47699 | 069-47699 | Panasonic | Cnf |  | Cnf | Robertson clean core |  |  |  |  | 069-47699 | 069-47699 | TMC | Memorial Hermann-Texas Medical Center | Robertson clean core | Hall way | 3/1/20 |  | 5/1/20 |  |  |  | .needs class
NO | YES |  |  |  | 069-41107 | 069-41107 | Panasonic | EJ-ML432Z |  | G71A10063 | TMC-OR-Robertson (2R) | MHHS-TMC |  | Monitor, Video |  | 069-41107 | 069-41107 | TMC | MHHS-TMC | TMC-OR-Robertson (2R) | Hallway | 9/1/17 |  | 9/1/18 |  | MONITORS, VIDEO | Monitor, Video | MONITORVIDEO-PANASONIC-EJ-ML432Z | MONITORVIDEO | EJ-ML432Z |  |  |  | PANASONIC | Monitor, Video |  | MONITORVIDEO-PANASONIC-EJ-ML432Z |  | 12/18/18 |  |  | Covered PM Repair - Biomedical | MHHS-TMC | [7 empty] | Monitor, Video | MONITORVIDEO | Monitor, Video | PANASONIC
NO | YES |  |  |  | 069-43918 | 069-43918 | Panasonic | EJ-ML432Z |  | D71A10035 | TMC-OR-Robertson (2R) | MHHS-TMC |  | Monitor, Video |  | 069-43918 | 069-43918 | TMC | MHHS-TMC | TMC-OR-Robertson (2R) | OR - ROBERTSON (2R) | 4/1/18 |  | 4/1/19 |  | MONITORS, VIDEO | Monitor, Video | MONITORVIDEO-PANASONIC-EJ-ML432Z | MONITORVIDEO | EJ-ML432Z |  |  |  | PANASONIC | Monitor, Video |  | MONITORVIDEO-PANASONIC-EJ-ML432Z |  |  |  |  | Covered PM Repair - Biomedical | MHHS-TMC | [7 empty] | Monitor, Video | MONITORVIDEO | Monitor, Video | PANASONIC
YES | YES |  |  |  | 069-43926 | 069-43926 | Panasonic | EJ-ML432Z |  | B71A10113 | TMC - OR - HERMANN (2HP) |  |  |  |  | 069-43926 | 069-43926 | TMC | Memorial Hermann-Texas Medical Center | TMC - OR - HERMANN (2HP) | Hall | [5 empty] | Monitor, Video | MONITORVIDEO-PANASONIC-EJ-ML432Z | [22 empty] | Monitor, Video | MONITORVIDEO | Monitor, Video | PANASONIC
YES | YES |  |  |  | 129-31351 | 129-31351 | Panasonic | EJ-MLA26 |  | 129-31351 | SUGAR LAND - OR |  |  |  |  | 129-31351 | 129-31351 | Sugar Land | Memorial Hermann Sugar Land Hospital | SUGAR LAND - OR | OR 2
NO | YES |  |  |  | 009-10222 | 009-10222 | Panasonic | EJ-MLA26U |  | E61A10177 | GH-OR Anesthesia | MHHS-Greater Heights |  |  |  | 009-10222 | 009-10222 | Central | MHHS-Greater Heights | GH-OR Anesthesia | OR | 6/1/18 |  | 6/1/19 |  | MONITORS, VIDEO | Monitor, Video | MONITORVIDEO-PANASONIC-EJ-MLA26UM |  |  |  |  | MONITORVIDEO-PANASONIC-EJ-MLA26UM | PANASONIC | [7 empty] | Covered PM Repair - Biomedical | MHHS-Greater Heights | [8 empty] | MONITORVIDEO | Monitor, Video | PANASONIC
NO | YES |  |  |  |  | 142-06235 | Panasonic | EJ-MLA26U |  | E4IA10023 | NE-OR | MHHS-Northeast |  |  |  |  | 142-06235 | Katy | MHHS-Northeast | NE-OR | OR Hybrid Room | 1/1/19 | 1/1/20 |  |  | MONITORS, VIDEO | Monitor, Video | MONITORVIDEO-PANASONIC-EJ-MLA26UM |  |  |  |  | MONITORVIDEO-PANASONIC-EJ-MLA26UM | PANASONIC |  |  |  |  | 5/6/20 |  |  | Not Covered Vendor Only - Biomedical | MHHS-Northeast | [8 empty] | MONITORVIDEO | Monitor, Video | PANASONIC
NO | YES |  |  |  |  | 142-06236 | Panasonic | EJ-MLA26U |  | E4IA10002 | NE-OR | MHHS-Northeast |  |  |  |  | 142-06236 | Katy | MHHS-Northeast | NE-OR | OR Hybrid Room | 1/1/19 | 1/1/20 |  |  | MONITORS, VIDEO | Monitor, Video | MONITORVIDEO-PANASONIC-EJ-MLA26UM |  |  |  |  | MONITORVIDEO-PANASONIC-EJ-MLA26UM | PANASONIC |  |  |  |  | 12/25/20 |  |  | Not Covered Vendor Only - Biomedical | MHHS-Northeast | [8 empty] | MONITORVIDEO | Monitor, Video | PANASONIC
NO | YES |  |  |  | 129-05822 | 129-05822 | Panasonic | EJ-MLA26U |  | NSN | Sugar Land-OR | MHHS-Sugarland |  |  |  | 129-05822 | 129-05822 | Sugar Land | MHHS-Sugarland | Sugar Land-OR | OR 8 | 7/1/19 |  | 7/1/20 | Mount covering serial | MONITORS, VIDEO | Monitor, Video | MONITORVIDEO-PANASONIC-EJ-MLA26UM |  |  |  |  | MONITORVIDEO-PANASONIC-EJ-MLA26UM | PANASONIC |  |  |  |  | 3/31/20 |  |  | Not Covered Vendor Only - Biomedical | MHHS-Sugarland | [8 empty] | MONITORVIDEO | Monitor, Video | PANASONIC
NO | YES |  |  |  | 129-05823 | 129-05823 | Panasonic | EJ-MLA26U |  | A41A10165 | Sugar Land-OR | MHHS-Sugarland |  |  |  | 129-05823 | 129-05823 | Sugar Land | MHHS-Sugarland | Sugar Land-OR | OR 8 | 7/1/19 |  | 7/1/20 |  | MONITORS, VIDEO | Monitor, Video | MONITORVIDEO-PANASONIC-EJ-MLA26UM |  |  |  |  | MONITORVIDEO-PANASONIC-EJ-MLA26UM | PANASONIC |  |  |  |  | 3/31/20 |  |  | Not Covered Vendor Only - Biomedical | MHHS-Sugarland | [8 empty] | MONITORVIDEO | Monitor, Video | PANASONIC
NO | YES |  |  |  | 129-06888 | 129-06888 | Panasonic | EJ-MLA26U |  | A51A10160 | Sugar Land-OR | MHHS-Sugarland |  |  |  | 129-06888 | 129-06888 | Sugar Land | MHHS-Sugarland | Sugar Land-OR | OR | 7/1/16 |  |  |  | MONITORS, VIDEO | Monitor, Video | MONITORVIDEO-PANASONIC-EJ-MLA26UM |  |  |  |  | MONITORVIDEO-PANASONIC-EJ-MLA26UM | PANASONIC |  |  |  |  | 9/22/16 |  |  | Covered PM Repair - Biomedical | MHHS-Sugarland | [8 empty] | MONITORVIDEO | Monitor, Video | PANASONIC
NO | YES |  |  |  | 129-06897 | 129-06897 | Panasonic | EJ-MLA26U |  |  | OR | MHHS-Sugarland |  |  |  | 129-06897 | 129-06897 | Sugar Land | Memorial Hermann Sugar Land Hospital | OR | OR 6 | 7/1/19 |  | 8/1/20 |  | MONITORS, VIDEO | Monitor, Video | MONITORVIDEO-PANASONIC-EJ-MLA26UM |  |  |  |  | MONITORVIDEO-PANASONIC-EJ-MLA26UM | PANASONIC |  |  |  |  | 4/1/19 |  |  | Covered PM Repair - Biomedical | MHHS-Sugarland | [8 empty] | MONITORVIDEO | Monitor, Video | PANASONIC
NO | YES |  |  |  | 129-06898 | 129-06898 | Panasonic | EJ-MLA26U |  | J5IA10133 | Sugar Land-OR | MHHS-Sugarland |  |  |  | 129-06898 | 129-06898 | Sugar Land | MHHS-Sugarland | Sugar Land-OR | OR 6 | 7/1/19 |  | 8/1/20 |  | MONITORS, VIDEO | Monitor, Video | MONITORVIDEO-PANASONIC-EJ-MLA26UM |  |  |  |  | MONITORVIDEO-PANASONIC-EJ-MLA26UM | PANASONIC |  |  |  |  | 12/15/19 |  |  | Covered PM Repair - Biomedical | MHHS-Sugarland | [8 empty] | MONITORVIDEO | Monitor, Video | PANASONIC
NO | YES |  |  |  | 029-08718 | 029-08718 | Panasonic | EJ-MLA26U |  | E2SA20183 | Woodlands-Endoscopy | MHHS-Woodlands |  |  |  | 029-08718 | 029-08718 | Woodlands | MHHS-Woodlands | Woodlands-Endoscopy | Rm 1 | 11/1/19 |  | 11/1/20 |  | MONITORS, VIDEO | Monitor, Video | MONITORVIDEO-PANASONIC-EJ-MLA26UM |  |  |  |  | MONITORVIDEO-PANASONIC-EJ-MLA26UM | PANASONIC |  |  |  |  | 2/5/20 |  |  | Not Covered Vendor Only - Rad, Low End | MHHS-Woodlands | [8 empty] | MONITORVIDEO | Monitor, Video | PANASONIC
NO | YES |  |  |  | 029-08894 | 029-08894 | Panasonic | EJ-MLA26U |  | E2SA20182 | Woodlands-Endoscopy | MHHS-Woodlands |  |  |  | 029-08894 | 029-08894 | Woodlands | MHHS-Woodlands | Woodlands-Endoscopy | ENDOSCOPY | 11/1/19 |  | 11/1/20 |  | MONITORS, VIDEO | Monitor, Video | MONITORVIDEO-PANASONIC-EJ-MLA26UM |  |  |  |  | MONITORVIDEO-PANASONIC-EJ-MLA26UM | PANASONIC | [7 empty] | Covered PM Repair - Radiology, Low End | MHHS-Woodlands | [8 empty] | MONITORVIDEO | Monitor, Video | PANASONIC
NO | YES |  |  |  | 029-08895 | 029-08895 | Panasonic | EJ-MLA26U |  | E2SA20190 | Woodlands-Endoscopy | MHHS-Woodlands |  |  |  | 029-08895 | 029-08895 | Woodlands | MHHS-Woodlands | Woodlands-Endoscopy | ENDOSCOPY | 11/1/19 |  | 11/1/20 |  | MONITORS, VIDEO | Monitor, Video | MONITORVIDEO-PANASONIC-EJ-MLA26UM |  |  |  |  | MONITORVIDEO-PANASONIC-EJ-MLA26UM | PANASONIC |  |  |  |  | 11/8/20 |  |  | Not Covered Vendor Only - Biomedical | MHHS-Woodlands | [8 empty] | MONITORVIDEO | Monitor, Video | PANASONIC
YES | YES |  |  |  | 005-33132 | 005-33132 | Panasonic | EJ-MLA26U |  | J5IA10137 | SUGAR LAND - OR |  |  |  |  | 005-33132 | 005-33132 | Sugar Land | Memorial Hermann Sugar Land Hospital | SUGAR LAND - OR | OR 4 | [5 empty] | Monitor, Video | MONITORVIDEO-PANASONIC-EJ-MLA26UM | [23 empty] | MONITORVIDEO | Monitor, Video | PANASONIC
YES | YES |  |  |  | 005-33133 | 005-33133 | Panasonic | EJ-MLA26U |  |  | SUGAR LAND - OR |  |  |  |  | 005-33133 | 005-33133 | Sugar Land | Memorial Hermann Sugar Land Hospital | SUGAR LAND - OR | OR 4 | 2/1/20 |  |  | SN blocked by bracket |  | Monitor, Video | MONITORVIDEO-PANASONIC-EJ-MLA26UM | [23 empty] | MONITORVIDEO | Monitor, Video | PANASONIC
YES | YES |  |  |  | 129-31350 | 129-31350 | Panasonic | EJ-MLA26U |  | F4IA10033 | SUGAR LAND - OR |  |  |  |  | 129-31350 | 129-31350 | Sugar Land | Memorial Hermann Sugar Land Hospital | SUGAR LAND - OR | OR 2 | [5 empty] | Monitor, Video | MONITORVIDEO-PANASONIC-EJ-MLA26UM | [23 empty] | MONITORVIDEO | Monitor, Video | PANASONIC
YES | YES | Serial Number Cnf |  |  | 129-05821 | 129-05821 | Panasonic | EJ-MLA26U |  | Cnf | SUGAR LAND - OR |  |  |  |  | 129-05821 | 129-05821 | Sugar Land | Memorial Hermann Sugar Land Hospital | SUGAR LAND - OR | OR 8 |  |  |  | Mount covering serial |  | Monitor, Video | MONITORVIDEO-PANASONIC-EJ-MLA26UM | [23 empty] | MONITORVIDEO | Monitor, Video | PANASONIC
YES | YES |  |  |  | 129-31347 | 129-31347 | Panasonic | EJ-MLA26U |  | J5IA10141 | SUGAR LAND - OR |  |  |  |  | 129-31347 | 129-31347 | Sugar Land |  | SUGAR LAND - OR |  |  |  |  | No pm |  | Monitor, Video | MONITORVIDEO-PANASONIC-EJ-MLA26UM | [23 empty] | MONITORVIDEO | Monitor, Video | PANASONIC
YES | YES | Serial Number Cnf |  |  | 129-31348 | 129-31348 | Panasonic | EJ-MLA26U |  | Cnf | SUGAR LAND - OR |  |  |  |  | 129-31348 | 129-31348 | Sugar Land |  | SUGAR LAND - OR |  |  |  |  | No pm |  | Monitor, Video | MONITORVIDEO-PANASONIC-EJ-MLA26UM | [23 empty] | MONITORVIDEO | Monitor, Video | PANASONIC
NO | NO | [5 empty] | Panasonic | EJ-MLA26U |  | F41A10006 | NE - OR | MHHS-Northeast | [5 empty] | Katy |  | NE - OR | [5 empty] | MONITORS, VIDEO |  | MONITORVIDEO-PANASONIC-EJ-MLA26UM |  |  |  |  | MONITORVIDEO-PANASONIC-EJ-MLA26UM | PANASONIC | [7 empty] | Covered PM Repair - Biomedical | MHHS-Northeast
NO | NO |  |  |  | 142-03556 |  | Panasonic | EJ-MLA26U |  | G4IA10043 | NE - OR | MHHS-Northeast |  |  |  | 142-03556 |  | Katy |  | NE - OR | [5 empty] | MONITORS, VIDEO |  | MONITORVIDEO-PANASONIC-EJ-MLA26UM |  |  |  |  | MONITORVIDEO-PANASONIC-EJ-MLA26UM | PANASONIC | [7 empty] | Not Covered Vendor Only - Biomedical | MHHS-Northeast
NO | NO |  |  |  | 129-06889 |  | Panasonic | EJ-MLA26U |  |  | SUGAR LAND - OR | MHHS-Sugarland |  |  |  | 129-06889 |  | Sugar Land |  | SUGAR LAND - OR | [5 empty] | MONITORS, VIDEO |  | MONITORVIDEO-PANASONIC-EJ-MLA26UM |  |  |  |  | MONITORVIDEO-PANASONIC-EJ-MLA26UM | PANASONIC | [7 empty] | Covered PM Repair - Respiratory/Steriliz | MHHS-Sugarland
NO | NO |  |  |  | 129-06889 |  | Panasonic | EJ-MLA26U |  |  | SUGAR LAND - OR | MHHS-Sugarland |  |  |  | 129-06889 |  | Sugar Land |  | SUGAR LAND - OR | [5 empty] | MONITORS, VIDEO |  | MONITORVIDEO-PANASONIC-EJ-MLA26UM |  |  |  |  | MONITORVIDEO-PANASONIC-EJ-MLA26UM | PANASONIC | [7 empty] | Covered PM Repair - Biomedical | MHHS-Sugarland
YES | YES |  |  |  | 129-31676 | 129-31676 | Panasonic | EJ-MLA26UA1 |  | F41A10034 | OR |  |  |  |  | 129-31676 | 129-31676 | Sugar Land | Memorial Hermann Sugar Land Hospital | OR | OR | [5 empty] | Monitor, Video | MONITORVIDEO-Panasonic-EJ-MLA26UK1 | [22 empty] | Monitor, Video | MONITORVIDEO | Monitor, Video | Panasonic
YES | YES | Serial Number Cnf |  |  | 145-01530 | 145-01530 | Panasonic | EJ-MLA26UK1 |  | Cnf | SUGAR LAND - OR |  |  |  |  | 145-01530 | 145-01530 | Sugar Land | Memorial Hermann Sugar Land Hospital | SUGAR LAND - OR | OR 1 |  |  |  | Mount covering serial |  | Monitor, Video | MONITORVIDEO-Panasonic-EJ-MLA26UK1 | [22 empty] | Monitor, Video | MONITORVIDEO | Monitor, Video | Panasonic
YES | YES |  |  |  | 145-01534 | 145-01534 | Panasonic | EJ-MLA26UK1 |  | F4IA10037 | SUGAR LAND - OR |  |  |  |  | 145-01534 | 145-01534 | Sugar Land | Memorial Hermann Sugar Land Hospital | SUGAR LAND - OR | OR 1 | [5 empty] | Monitor, Video | MONITORVIDEO-Panasonic-EJ-MLA26UK1 | [22 empty] | Monitor, Video | MONITORVIDEO | Monitor, Video | Panasonic
YES | YES |  |  |  | 145-00047 | 145-00047 | Panasonic | EJ-MLA26UM |  | A51a 10146 | PEARLAND - OR |  |  |  |  | 145-00047 | 145-00047 | Pearland | Memorial Hermann Pearland Hospital | PEARLAND - OR | PEARLAND - OR4 | [5 empty] | Monitor, Video | MONITORVIDEO-PANASONIC-EJ-MLA26UM | [22 empty] | Monitor, Video | MONITORVIDEO | Monitor, Video | PANASONIC
YES | YES |  |  |  | 145-00066 | 145-00066 | Panasonic | EJ-MLA26UM |  | E51a10135 | PEARLAND - OR |  |  |  |  | 145-00066 | 145-00066 | Pearland | Memorial Hermann Pearland Hospital | PEARLAND - OR | PEARLAND - OR2 | [5 empty] | Monitor, Video | MONITORVIDEO-PANASONIC-EJ-MLA26UM | [22 empty] | Monitor, Video | MONITORVIDEO | Monitor, Video | PANASONIC
YES | YES |  |  |  | 145-00090 | 145-00090 | Panasonic | EJ-MLA26UM |  | E51a10144 | PEARLAND - OR - ANESTHESIA |  |  |  |  | 145-00090 | 145-00090 | Pearland | Memorial Hermann Pearland Hospital | PEARLAND - OR - ANESTHESIA | PEARLAND - Endoscopy | [5 empty] | Monitor, Video | MONITORVIDEO-PANASONIC-EJ-MLA26UM | [22 empty] | Monitor, Video | MONITORVIDEO | Monitor, Video | PANASONIC
NO | YES |  |  |  | 069-38602 | 069-38602 | Panasonic | GP-KH232 |  |  | (null) | MHHS-TMC |  |  |  | 069-38602 | 069-38602 | (null) | MHHS-TMC | (null) | (null) |  |  |  | (null) | CAMERAS |  | .needs class | [5 empty] | PANASONIC |  | (null) |  |  | 12/3/20 | (null) |  | Not Covered Vendor Only - Biomedical | MHHS-TMC
NO | YES |  |  |  | 069-43578 | 069-43578 | Panasonic | MDF-U53VA |  |  | TMC-Laboratory-HLA Lab (1R) | MHHS-TMC |  |  |  | 069-43578 | 069-43578 | TMC | MHHS-TMC | TMC-Laboratory-HLA Lab (1R) | Lab | 1/1/20 |  | 1/1/21 |  | FREEZERS, LABORATORY |  | .needs class | [5 empty] | PANASONIC |  |  |  |  | 7/20/21 |  |  | Not Covered Vendor Only - Biomedical | MHHS-TMC
NO | NO |  |  |  | UT-51217131 |  | Panasonic | MDF-U53VA |  |  | TMC - ROBERTSON - CLIN RESEARCH (3R) | MHHS-TMC |  |  |  | UT-51217131 |  | TMC |  | TMC - ROBERTSON - CLIN RESEARCH (3R) | [5 empty] | FREEZERS, LABORATORY |  | .needs class | [5 empty] | PANASONIC | [7 empty] | Covered PM Repair - Biomedical | MHHS-TMC
YES | YES |  |  |  | 151-02293 | 151-02293 | Panasonic | See pic |  | See pic | Or |  |  |  |  | 151-02293 | 151-02293 | Northwest | Memorial Hermann Cypress Hospital | Or | Core | 2/1/20
NO | YES |  |  |  | 133-09174 | 133-09174 | Panasonic | SF-L6111W-PA |  |  | Katy-Ob Special Observation-3E | MHHS-Katy |  | Freezer, Laboratory |  | 133-09174 | 133-09174 | Katy | MHHS-Katy | Katy-Ob Special Observation-3E | Treatment room | 8/1/19 | 8/1/20 |  |  | FREEZERS, LABORATORY | Freezer, Laboratory | FREEZERLAB-PANASONIC-SF-L6111W-PA | FREEZERLAB | SF-L6111W-PA |  |  |  | PANASONIC | Freezer, Laboratory |  | FREEZERLAB-PANASONIC-SF-L6111W-PA |  |  |  | FL-A | Covered PM Repair - Biomedical | MHHS-Katy | [7 empty] | Freezer, Laboratory | FREEZERLAB | Freezer, Laboratory | PANASONIC
NO | YES |  |  |  | 133-09641 | 133-09641 | Panasonic | SF-L6111W-PA |  |  | Katy-Nursery | MHHS-Katy |  | Freezer, Laboratory |  | 133-09641 | 133-09641 | Katy | MHHS-Katy | Katy-Nursery | NICU | 1/1/19 | 1/1/20 |  |  | FREEZERS, LABORATORY | Freezer, Laboratory | FREEZERLAB-PANASONIC-SF-L6111W-PA | FREEZERLAB | SF-L6111W-PA |  |  |  | PANASONIC | Freezer, Laboratory |  | FREEZERLAB-PANASONIC-SF-L6111W-PA |  |  |  | FL-A | Covered PM Repair - Biomedical | MHHS-Katy | [7 empty] | Freezer, Laboratory | FREEZERLAB | Freezer, Laboratory | PANASONIC
NO | YES |  |  |  | 133-09937 | 133-09937 | Panasonic | SF-L6111W-PA |  |  | Katy-OR | MHHS-Katy |  | Freezer, Laboratory |  | 133-09937 | 133-09937 | Katy | MHHS-Katy | Katy-OR | Sterile Core | 4/1/19 | 4/1/20 |  |  | FREEZERS, LABORATORY | Freezer, Laboratory | FREEZERLAB-PANASONIC-SF-L6111W-PA | FREEZERLAB | SF-L6111W-PA |  |  |  | PANASONIC | Freezer, Laboratory |  | FREEZERLAB-PANASONIC-SF-L6111W-PA |  |  |  | FL-A | Covered PM Repair - Biomedical | MHHS-Katy | [7 empty] | Freezer, Laboratory | FREEZERLAB | Freezer, Laboratory | PANASONIC
NO | YES |  |  |  | 133-10080 | 133-10080 | Panasonic | SF-L6111W-PA |  |  | Katy-OR | MHHS-Katy |  | Freezer, Laboratory |  | 133-10080 | 133-10080 | Katy | MHHS-Katy | Katy-OR | Sterile Core | 4/1/19 | 4/1/20 |  |  | FREEZERS, LABORATORY | Freezer, Laboratory | FREEZERLAB-PANASONIC-SF-L6111W-PA | FREEZERLAB | SF-L6111W-PA |  |  |  | PANASONIC | Freezer, Laboratory |  | FREEZERLAB-PANASONIC-SF-L6111W-PA |  |  |  | FL-A | Covered PM Repair - Biomedical | MHHS-Katy | [7 empty] | Freezer, Laboratory | FREEZERLAB | Freezer, Laboratory | PANASONIC
NO | YES |  |  |  | 041-18721 | 041-18721 | Panasonic | SF-L6111W-PA |  |  | MEMORIAL CITY - MOR | MHHS-Mem City |  | Freezer, Laboratory |  | 041-18721 | 041-18721 | West | Memorial City - Memorial Hermann Hospital | MEMORIAL CITY - MOR | Sterile Core |  |  |  |  | FREEZERS, LABORATORY |  | FREEZERLAB-PANASONIC-SF-L6111W-PA | FREEZERLAB | SF-L6111W-PA |  |  |  | PANASONIC | Freezer, Laboratory |  | FREEZERLAB-PANASONIC-SF-L6111W-PA |  |  |  |  | Covered PM Repair - Biomedical | MHHS-Mem City
NO | YES |  |  |  | 145-00451 | 145-00451 | Panasonic | SF-L6111W-PA |  |  | Pearland-OR | MHHS-Pearland Hospital |  | Freezer, Laboratory |  | 145-00451 | 145-00451 | Pearland | MHHS-Pearland Hospital | Pearland-OR | Sterile Core | 9/1/19 | 10/1/20 |  |  | FREEZERS, LABORATORY | Freezer, Laboratory | FREEZERLAB-PANASONIC-SF-L6111W-PA | FREEZERLAB | SF-L6111W-PA |  |  |  | PANASONIC | Freezer, Laboratory |  | FREEZERLAB-PANASONIC-SF-L6111W-PA |  |  |  | FL-A | Covered PM Repair - Biomedical | MHHS-Pearland Hospital | [7 empty] | Freezer, Laboratory | FREEZERLAB | Freezer, Laboratory | PANASONIC
NO | YES |  |  |  | 013-37818 | 013-37818 | Panasonic | SF-L6111W-PA |  |  | SW-OR | MHHS-Southwest |  | Freezer, Laboratory |  | 013-37818 | 013-37818 | Southwest | MHHS-Southwest | SW-OR | Core A | 10/1/19 |  | 10/1/20 |  | FREEZERS, LABORATORY | Freezer, Laboratory | FREEZERLAB-PANASONIC-SF-L6111W-PA | FREEZERLAB | SF-L6111W-PA |  |  |  | PANASONIC | Freezer, Laboratory |  | FREEZERLAB-PANASONIC-SF-L6111W-PA |  |  |  | FL-A | Covered PM Repair - Biomedical | MHHS-Southwest | [7 empty] | Freezer, Laboratory | FREEZERLAB | Freezer, Laboratory | PANASONIC
NO | YES |  |  |  | 069-43040 | 069-43040 | Panasonic | SF-L6111W-PA |  |  | TMC-Laboratory-Chemistry (1R) | MHHS-TMC |  | Freezer, Laboratory |  | 069-43040 | 069-43040 | TMC | MHHS-TMC | TMC-Laboratory-Chemistry (1R) | Storage | 1/1/20 |  | 1/1/21 |  | FREEZERS, LABORATORY | Freezer, Laboratory | FREEZERLAB-PANASONIC-SF-L6111W-PA | FREEZERLAB | SF-L6111W-PA |  |  |  | PANASONIC | Freezer, Laboratory |  | FREEZERLAB-PANASONIC-SF-L6111W-PA |  |  |  | FL-A | Covered PM Repair - Biomedical | MHHS-TMC | [7 empty] | Freezer, Laboratory | FREEZERLAB | Freezer, Laboratory | PANASONIC
NO | YES |  |  |  | 074-04870 | 074-04870 | Panasonic | SF-L6111W-PA |  |  | TMC-OR-CVOR (7Hvi) | MHHS-TMC |  | Freezer, Laboratory |  | 074-04870 | 074-04870 | TMC | MHHS-TMC | TMC-OR-CVOR (7Hvi) | Sterile Core | 7/1/19 |  | 7/1/20 |  | FREEZERS, LABORATORY | Freezer, Laboratory | FREEZERLAB-PANASONIC-SF-L6111W-PA | FREEZERLAB | SF-L6111W-PA |  |  |  | PANASONIC | Freezer, Laboratory |  | FREEZERLAB-PANASONIC-SF-L6111W-PA |  |  |  | FL-A | Covered PM Repair - Biomedical | MHHS-TMC | [7 empty] | Freezer, Laboratory | FREEZERLAB | Freezer, Laboratory | PANASONIC
NO | YES | Asset Tag 099-09848 |  |  | 099-09848 | 099-09848 | Panasonic | SF-L6111W-PA |  |  | (null) | MHHS-TMC |  | Freezer, Laboratory |  | 099-09848 | 099-09848 | (null) | MHHS-TMC | (null) | (null) |  |  |  | (null) | FREEZERS, LABORATORY | Freezer, Laboratory | FREEZERLAB-PANASONIC-SF-L6111W-PA | FREEZERLAB | SF-L6111W-PA |  |  |  | PANASONIC | Freezer, Laboratory |  | FREEZERLAB-PANASONIC-SF-L6111W-PA |  |  |  | FL-A | Covered PM Repair - Biomedical | MHHS-TMC | [7 empty] | Freezer, Laboratory | FREEZERLAB | Freezer, Laboratory | PANASONIC
NO | YES |  |  |  | 069-39585 | 069-39585 | Panasonic | SF-L6111W-PA |  |  | TMC-Sarofim 2-OR | MHHS-TMC |  | Freezer, Laboratory |  | 069-39585 | 069-39585 | TMC | MHHS-TMC | TMC-Sarofim 2-OR | Sub sterile | 10/1/19 |  | 10/1/20 |  | FREEZERS, LABORATORY | Freezer, Laboratory | FREEZERLAB-PANASONIC-SF-L6111W-PA | FREEZERLAB | SF-L6111W-PA |  |  |  | PANASONIC | Freezer, Laboratory |  | FREEZERLAB-PANASONIC-SF-L6111W-PA |  |  |  | FL-A | Covered PM Repair - Biomedical | MHHS-TMC | [7 empty] | Freezer, Laboratory | FREEZERLAB | Freezer, Laboratory | PANASONIC
NO | YES |  |  |  | 069-46240 | 069-46240 | Panasonic | SF-L6111W-PA |  |  | TMC-OR-Robertson (2R) | MHHS-TMC |  | Freezer, Laboratory |  | 069-46240 | 069-46240 | TMC | MHHS-TMC | TMC-OR-Robertson (2R) | Clean core | 5/1/19 |  | 5/1/20 |  | FREEZERS, LABORATORY | Freezer, Laboratory | FREEZERLAB-PANASONIC-SF-L6111W-PA | FREEZERLAB | SF-L6111W-PA |  |  |  | PANASONIC | Freezer, Laboratory |  | FREEZERLAB-PANASONIC-SF-L6111W-PA |  |  |  | FL-A | Covered PM Repair - Biomedical | MHHS-TMC | [7 empty] | Freezer, Laboratory | FREEZERLAB | Freezer, Laboratory | PANASONIC
YES | YES |  |  |  | 009-09728 | 009-09728 | Panasonic | SF-L6111W-PA |  |  | Lab |  |  |  |  | 009-09728 | 009-09728 | Central | Memorial Hermann Greater Heights Hospital | Lab | Microbiology
NO | NO |  |  |  | 013-36418 |  | Panasonic | SF-L6111W-PA |  |  | SW - LABORATORY - MOLECULAR | MHHS-Southwest |  | Freezer, Laboratory |  | 013-36418 |  | Southwest |  | SW - LABORATORY - MOLECULAR | [5 empty] | FREEZERS, LABORATORY |  | FREEZERLAB-PANASONIC-SF-L6111W-PA | FREEZERLAB | SF-L6111W-PA |  |  |  | PANASONIC | Freezer, Laboratory |  | FREEZERLAB-PANASONIC-SF-L6111W-PA |  |  |  |  | Covered PM Repair - Biomedical | MHHS-Southwest
NO | NO |  |  |  | 013-37819 |  | Panasonic | SF-L6111W-PA |  |  | SW - OR | MHHS-Southwest |  | Freezer, Laboratory |  | 013-37819 |  | Southwest |  | SW - OR | [5 empty] | FREEZERS, LABORATORY |  | FREEZERLAB-PANASONIC-SF-L6111W-PA | FREEZERLAB | SF-L6111W-PA |  |  |  | PANASONIC | Freezer, Laboratory |  | FREEZERLAB-PANASONIC-SF-L6111W-PA |  |  |  |  | Covered PM Repair - Biomedical | MHHS-Southwest
NO | YES |  |  |  | 133-09173 | 133-09173 | Panasonic | SR-L6111W-PA |  |  | Katy-Med/Surg 5th Floor | MHHS-Katy |  | Refrigerator, Kitchen |  | 133-09173 | 133-09173 | Katy | MHHS-Katy | Katy-Med/Surg 5th Floor | Nursery level 2 | 8/1/19 | 8/1/20 |  |  | REFRIGERATORS, PHARMACY | Refrigerator, Kitchen | REFRIGERATORKITCHEN-Panasonic-SRL6111W-PA | REFRIGERATORKITCHEN | SRL6111W-PA |  |  |  | Panasonic | Refrigerator, Kitchen |  | REFRIGERATORKITCHEN-Panasonic-SRL6111W-PA |  | 8/9/18 |  |  | Covered PM Repair - Biomedical | MHHS-Katy | [8 empty] | REFRIGERATORKITCHEN | Refrigerator, Kitchen | Panasonic
NO | YES |  |  |  | 133-09640 | 133-09640 | Panasonic | SR-L6111W-PA |  |  | Katy-Nursery | MHHS-Katy |  | Refrigerator, Kitchen |  | 133-09640 | 133-09640 | Katy | MHHS-Katy | Katy-Nursery | NICU | 1/1/19 | 1/1/20 |  |  | REFRIGERATORS, PHARMACY | Refrigerator, Kitchen | REFRIGERATORKITCHEN-Panasonic-SRL6111W-PA | REFRIGERATORKITCHEN | SRL6111W-PA |  |  |  | Panasonic | Refrigerator, Kitchen |  | REFRIGERATORKITCHEN-Panasonic-SRL6111W-PA |  |  |  |  | Covered PM Repair - Radiology, Low End | MHHS-Katy | [8 empty] | REFRIGERATORKITCHEN | Refrigerator, Kitchen | Panasonic
NO | YES |  |  |  | 929-01002 | 929-01002 | Panasonic | SR-L6111W-PA |  |  | MHOSH-OR | MHHS Orthopedic & Spine |  | Refrigerator, Kitchen |  | 929-01002 | 929-01002 | Central & Greater Heights | MHHS-Orthopedic & Spine | MHOSH-OR |  | 3/11/19 |  |  |  | REFRIGERATORS, PHARMACY | Refrigerator, Kitchen | REFRIGERATORKITCHEN-Panasonic-SRL6111W-PA | REFRIGERATORKITCHEN | SRL6111W-PA |  |  |  | Panasonic | Refrigerator, Kitchen |  | REFRIGERATORKITCHEN-Panasonic-SRL6111W-PA |  |  | MHOSH Inventory Dec 2019 into 2020 - Copy.xls - Newly Verified |  | Covered PM Repair - Radiology, Low End | MHHS Orthopedic & Spine | [8 empty] | REFRIGERATORKITCHEN | Refrigerator, Kitchen | Panasonic
NO | NO |  |  |  | 133-07718 |  | Panasonic | TH-42PHD8 |  | MD72780513 | KATY - OR | MHHS-Katy |  |  |  | 133-07718 |  | Katy |  | KATY - OR | [5 empty] | MONITORS, VIDEO |  | .needs class | [5 empty] | PANASONIC | [7 empty] | Not Covered Vendor Only - Biomedical | MHHS-Katy
NO | YES |  |  |  | 069-43205 | 069-43205 | Panasonic | TH-42PWD6 |  | NSN | TMC-OR-Pedi OR (2R) | MHHS-TMC |  |  |  | 069-43205 | 069-43205 | TMC | MHHS-TMC | TMC-OR-Pedi OR (2R) | S2 OR 55 | 5/1/18 |  | 5/1/19 |  | MONITORS, VIDEO |  | .needs class | [5 empty] | PANASONIC |  |  |  |  | 2/13/20 |  |  | Not Covered Vendor Only - Biomedical | MHHS-TMC
YES | YES | Serial Number Cnf |  |  | 069-43206 | 069-43206 | Panasonic | TH-42PWD6 |  | cnf | TMC - OR - PEDI OR (2R) |  |  |  |  | 069-43206 | 069-43206 | TMC | Memorial Hermann-Texas Medical Center | TMC - OR - PEDI OR (2R) | S2 OR 55 | 5/1/18 |  | 5/1/19
YES | YES | Asset Tag 925-01966 |  |  | 925-01966 | 925-01966 | Paramount Fitness Corp | PFT-2002 |  | PFT-22 0508007 | SMR - (TMC) - SHEPHERD SQUARE |  |  |  |  | 925-01966 | 925-01966 | TMC | Sports Rehab | SMR - (TMC) - SHEPHERD SQUARE | Gym Floor
YES | YES | Asset Tag 925-01966 |  |  | 925-01966 | 925-01966 | Paramount Fitness Corp | Pft-2002 |  | PFT-22 0508007 | Shepherd Square Institute |  |  |  |  | 925-01966 | 925-01966 | Katy | Katy | Shepherd Square Institute | Shephard Square |  |  |  | No pm
NO | YES |  |  |  | 241-00704 | 241-00704 | Paramount Fitness Corp. | PFT-200A |  | PFT-20A 0809008 | TIRR-Kirby Glenn | MHHS-TIRR |  | System, Exerciser, Multi-Weight |  | 241-00704 | 241-00704 | TMC | MHHS-Others | TIRR-Kirby Glenn | TIRR - KIRBY GLENN | 7/1/19 |  | 7/1/20 |  | EXERCISERS | System, Exerciser, Multi-Weight | SYSTEMEXERMULTIWEIGHT-Paramount Fitness-PFT-200A | SYSTEMEXERMULTIWEIGHT | PFT-200A |  |  |  | Paramount Fitness | System, Exerciser, Multi-Weight |  | SYSTEMEXERMULTIWEIGHT-Paramount Fitness-PFT-200A |  |  |  |  | Covered PM Repair - Biomedical | MHHS-TIRR | [8 empty] | SYSTEMEXERMULTIWEIGHT | System, Exerciser, Multi-Weight | Paramount Fitness
NO | YES |  |  |  | 099-14481 | 099-14481 | PARI Resp Equip | 310B0003 |  | AD14G22171 | MH MG-(TMC)-Fannin Pediatrics (Ste 2110) |  |  |  |  | 099-14481 | 099-14481 | TMC | MHHS-MG | MH MG-(TMC)-Fannin Pediatrics (Ste 2110) | Storage room | [5 empty] | Nebulizer, Ultrasonic | NEBULIZERULTRASONIC-PARI Resp Eq-310B0003 | [12 empty] | NU-A | [9 empty] | Nebulizer, Ultrasonic | NEBULIZERULTRASONIC | Nebulizer, Ultrasonic | PARI Resp Equip
NO | YES |  |  |  | 099-13535 | 099-13535 | PARI Resp Equip | 310B0003 |  | AD14J38273 | MH MG-(TMC)-Fannin Pediatrics (Ste 2110) |  |  |  |  | 099-13535 | 099-13535 | TMC | MHHS-MG | MH MG-(TMC)-Fannin Pediatrics (Ste 2110) | Storage room | [5 empty] | Nebulizer, Ultrasonic | NEBULIZERULTRASONIC-PARI Resp Eq-310B0003 | [12 empty] | NU-A | [9 empty] | Nebulizer, Ultrasonic | NEBULIZERULTRASONIC | Nebulizer, Ultrasonic | PARI Resp Equip
YES | YES |  |  |  | 099-13909 | 099-13909 | PARI Resp Equip | 310B0003 |  |  | Pediatrics 2110 |  |  |  |  | 099-13909 | 099-13909 | TMC | Memorial Hermann-Texas Medical Center | Pediatrics 2110 |  | 3/1/20 |  |  | No PM Sticker |  | Nebulizer, Ultrasonic | NEBULIZERULTRASONIC-PARI Resp Eq-310B0003 | [12 empty] | NU-A | [9 empty] | Nebulizer, Ultrasonic | NEBULIZERULTRASONIC | Nebulizer, Ultrasonic | PARI Resp Equip
YES | YES |  |  |  | 000-03613 | 000-03613 | PARI Resp Equip | Proneb |  | AE321C04 | MH MG - (PL) - CENTRAL PEARLAND |  |  |  |  | 000-03613 | 000-03613 | Pearland | Memorial Hermann Sports Medicine | MH MG - (PL) - CENTRAL PEARLAND | Lab
NO | NO |  |  |  | AD14J38271 |  | PARI Respiratory Equipment Inc Affil PARI GmbH | VIOS 310B0000 |  | AD14J38271 | MH MG - (TMC) - FANNIN PEDIATRICS (STE 2110) | MHHS-MG |  |  |  | AD14J38271 |  | TMC |  | MH MG - (TMC) - FANNIN PEDIATRICS (STE 2110) | [5 empty] | NEBULIZERS |  | .needs class | [5 empty] | PARI Resp Equip | [7 empty] | Not Covered Vendor Only - Biomedical | MHHS-MG
NO | NO |  |  |  | AD14J38272 |  | PARI Respiratory Equipment Inc Affil PARI GmbH | VIOS 310B0000 |  | AD14J38272 | MH MG - (TMC) - FANNIN PEDIATRICS (STE 2110) | MHHS-MG |  |  |  | AD14J38272 |  | TMC |  | MH MG - (TMC) - FANNIN PEDIATRICS (STE 2110) | [5 empty] | NEBULIZERS |  | .needs class | [5 empty] | PARI Resp Equip | [7 empty] | Not Covered Vendor Only - Biomedical | MHHS-MG
YES | YES |  |  |  | 142-09445 | 142-09445 | Parkell Inc | Thermasonic |  | 262306BJ12 | MH MG - (WDLS) - OB/GYN (MP3) |  |  |  |  | 142-09445 | 142-09445 | Woodlands | Memorial Hermann Medical Group Specialists for Women (#350) | MH MG - (WDLS) - OB/GYN (MP3) | Exam room 4 |  |  |  | No p.m. |  | Warmer, Gel | WARMERGEL-Parker Labs-Thermasonic | [23 empty] | WARMERGEL | Warmer, Gel | Parker Labs
YES | YES | Serial Number Cnf |  |  | 099-00343 | 099-00343 | Parker | Thermasonic |  | Cnf | Ultrasound |  |  |  |  | 099-00343 | 099-00343 | Katy | Memorial Hermann Imaging Center - Katy Plaza 1 (#120) | Ultrasound | Room 137 | [5 empty] | Warmer, Gel | WARMERGEL-Parker Labs-Thermasonic | [23 empty] | WARMERGEL | Warmer, Gel | Parker Labs
YES | YES | Serial Number Cnf |  |  | 099-00344 | 099-00344 | Parker | Thermasonic |  | Cnf | Ultrasound |  |  |  |  | 099-00344 | 099-00344 | Katy | Memorial Hermann Imaging Center - Katy Plaza 1 (#120) | Ultrasound | Room 138 | [5 empty] | Warmer, Gel | WARMERGEL-Parker Labs-Thermasonic | [23 empty] | WARMERGEL | Warmer, Gel | Parker Labs
YES | YES |  |  |  | 099-00346 | 099-00346 | Parker | Thermasonic |  | 253311BH12 | Ultrasound |  |  |  |  | 099-00346 | 099-00346 | Katy | Memorial Hermann Imaging Center - Katy Plaza 1 (#120) | Ultrasound | Ultrasound B | [5 empty] | Warmer, Gel | WARMERGEL-Parker Labs-Thermasonic | [23 empty] | WARMERGEL | Warmer, Gel | Parker Labs
YES | YES |  |  |  | 099-13218 | 099-13218 | Parker | ThermaSonic. (82-01) |  | 189105BG13 | SW - LABOR |  |  |  |  | 099-13218 | 099-13218 | Southwest | Memorial Hermann Southwest Hospital | SW - LABOR | LDR1
NO | YES |  |  |  | 041-20899 | 041-20899 | Parker Bath Corp. | 82-03 |  | 002311BH12 | MEMORIAL CITY - OUTPATIENT SURGERY RECOVERY | MHHS-Mem City |  |  |  | 041-20899 | 041-20899 | West | West memorial hospital - memorial herman hospital | MEMORIAL CITY - OUTPATIENT SURGERY RECOVERY | Imaging |  |  |  | One time pm | WARMING UNITS, GEL |  | WARMERGEL-Parker Labs-Thermasonic 8203 |  |  |  |  | WARMERGEL-Parker Labs-Thermasonic 8203 | [8 empty] | Covered PM Repair - Lab Analyzers/Anesth | MHHS-Mem City
NO | YES |  |  |  | 009-10670 | 009-10670 | Parker Bath Corp. | 82-03 |  | 235304BI12 | MH MG-(NE)-Kingwood Ob/Gyn | MHHS-MG |  |  |  | 009-10670 | 009-10670 | Katy | MHHS-MG | MH MG-(NE)-Kingwood Ob/Gyn |  | 2/1/19 | 2/1/20 |  |  | WARMING UNITS, GEL | Warmer, Gel | WARMERGEL-Parker Labs-Thermasonic 8203 |  |  |  |  | WARMERGEL-Parker Labs-Thermasonic 8203 | [8 empty] | Covered PM Repair - Biomedical | MHHS-MG | [8 empty] | WARMERGEL | Warmer, Gel | Parker Labs
NO | YES |  |  |  | 029-07867 | 029-07867 | Parker Bath Corp. | 82-03 |  | 0711L13684T | MH MG-(WDLS)-Twl Cardiology (Ste 300) | MHHS-MG |  |  |  | 029-07867 | 029-07867 | Woodlands | MHHS-MG | MH MG-(WDLS)-Twl Cardiology (Ste 300) | TWL CARDILOGY STE 300 |  |  |  |  | WARMING UNITS, GEL | Warmer, Gel | WARMERGEL-Parker Labs-Thermasonic 8203 |  |  |  |  | WARMERGEL-Parker Labs-Thermasonic 8203 | [8 empty] | Covered PM Repair - Biomedical | MHHS-MG | [8 empty] | WARMERGEL | Warmer, Gel | Parker Labs
NO | YES |  |  |  | 151-02524 | 151-02524 | Parker Bath Corp. | 82-03 |  | 160308BF12 | IMAGING CENTER-CYPRESS - | MHHS-OPID |  |  |  | 151-02524 | 151-02524 | Northwest | Cypress- Memorial Hermann Cypress Hospital | IMAGING CENTER-CYPRESS - | C1:227 Ultrasound |  |  |  | One time inspection | WARMING UNITS, GEL |  | WARMERGEL-Parker Labs-Thermasonic 8203 |  |  |  |  | WARMERGEL-Parker Labs-Thermasonic 8203 | [8 empty] | Covered PM Repair - Biomedical | MHHS-OPID
NO | YES |  |  |  | 041-20029 | 041-20029 | Parker Bath Corp. | 82-03 |  | 158308BF12 | OPID - (CY) - CYPRESS BREAST CARE [MP1-STE140] | MHHS-OPID |  |  |  | 041-20029 | 041-20029 | Northwest | MHHS-Others | OPID - (CY) - CYPRESS BREAST CARE [MP1-STE140] | Ultrasound | 2/1/16 |  |  |  | WARMING UNITS, GEL | Warmer, Gel | WARMERGEL-Parker Labs-Thermasonic 8203 |  |  |  |  | WARMERGEL-Parker Labs-Thermasonic 8203 | [8 empty] | Covered PM Repair - Biomedical | MHHS-OPID | [8 empty] | WARMERGEL | Warmer, Gel | Parker Labs
NO | YES |  |  |  | 009-10655 | 009-10655 | Parker Bath Corp. | 82-03 |  | 128303BH12 | MH MG-(GH)-GH CCC-Timeshare | MHHS-OPID |  |  |  | 009-10655 | 009-10655 | Central | MHHS-MG | MH MG-(GH)-GH CCC-Timeshare | Sports | 10/1/17 | 10/1/20 |  |  | WARMING UNITS, GEL | Warmer, Gel | WARMERGEL-Parker Labs-Thermasonic 8203 |  |  |  |  | WARMERGEL-Parker Labs-Thermasonic 8203 | [5 empty] | 7/6/17 |  |  | Covered PM Repair - Biomedical | MHHS-OPID | [8 empty] | WARMERGEL | Warmer, Gel | Parker Labs
NO | YES | Asset Tag 041-20656 |  |  | 041-20656 | 041-20656 | Parker Bath Corp. | 82-03 |  | 116311BH12 | OPID - (MC) - BOBETTA LINDIG BREAST CARE [MP4-STE300] - 452 | MHHS-OPID |  |  |  | 041-20656 | 041-20656 | West | MD Anderson Breast Care with Memorial Hermann - Memorial City (#300) | OPID - (MC) - BOBETTA LINDIG BREAST CARE [MP4-STE300] - 452 | Ultrasound 321 | 3/1/18 |  |  |  | WARMING UNITS, GEL |  | WARMERGEL-Parker Labs-Thermasonic 8203 |  |  |  |  | WARMERGEL-Parker Labs-Thermasonic 8203 | [5 empty] | 7/28/12 |  |  | Covered PM Repair - Biomedical | MHHS-OPID
NO | YES |  |  |  | 041-20658 | 041-20658 | Parker Bath Corp. | 82-03 |  | 115311BH12 | OPID - (MC) - BOBETTA LINDIG BREAST CARE [MP4-STE300] - 452 | MHHS-OPID |  |  |  | 041-20658 | 041-20658 | West | MD Anderson Breast Care with Memorial Hermann - Memorial City (#300) | OPID - (MC) - BOBETTA LINDIG BREAST CARE [MP4-STE300] - 452 | Ultrasound 319 |  |  |  |  | WARMING UNITS, GEL |  | WARMERGEL-Parker Labs-Thermasonic 8203 |  |  |  |  | WARMERGEL-Parker Labs-Thermasonic 8203 | [5 empty] | 8/7/13 |  |  | Covered PM Repair - Biomedical | MHHS-OPID
NO | YES |  |  |  | 041-32137 | 041-32137 | Parker Bath Corp. | 82-03 |  | 033311BH12 | Ultrasound | MHHS-OPID |  |  |  | 041-32137 | 041-32137 | West & Memorial City | Memorial Hermann- Medical Plaza 3 | Ultrasound | Ultrasound 4 | 3/1/18 |  |  | PM Not Required | WARMING UNITS, GEL |  | WARMERGEL-Parker Labs-Thermasonic 8203 |  |  |  |  | WARMERGEL-Parker Labs-Thermasonic 8203 | [5 empty] | 6/27/14 |  |  | Covered PM Repair - Biomedical | MHHS-OPID
NO | YES |  |  |  | 041-32138 | 041-32138 | Parker Bath Corp. | 82-03 |  | 147311BH12 | Ultrasound | MHHS-OPID |  |  |  | 041-32138 | 041-32138 | TMC | Memorial Hermann-Medical Plaza 3 | Ultrasound | Ultrasound 1 200.12 |  |  |  | No PM | WARMING UNITS, GEL |  | WARMERGEL-Parker Labs-Thermasonic 8203 |  |  |  |  | WARMERGEL-Parker Labs-Thermasonic 8203 | [8 empty] | Covered PM Repair - Biomedical | MHHS-OPID
NO | YES |  |  |  | 041-32139 | 041-32139 | Parker Bath Corp. | 82-03 |  | 148311BH12 | Ultrasound | MHHS-OPID |  |  |  | 041-32139 | 041-32139 | TMC | Memorial Hermann-Medical Plaza 3 | Ultrasound | Ultrasound 2 200.24 |  |  |  | No pm | WARMING UNITS, GEL |  | WARMERGEL-Parker Labs-Thermasonic 8203 |  |  |  |  | WARMERGEL-Parker Labs-Thermasonic 8203 | [8 empty] | Covered PM Repair - Biomedical | MHHS-OPID
NO | YES |  |  |  |  | 099-00733 | Parker Bath Corp. | 82-03 |  | 034311BH12 | OPID-(NE)-Northeast-437 (Mp1) | MHHS-OPID |  |  |  |  | 099-00733 | Katy | MHHS-Others | OPID-(NE)-Northeast-437 (Mp1) | Ultrasound 2 | 3/1/18 |  |  |  | WARMING UNITS, GEL | Warmer, Gel | WARMERGEL-Parker Labs-Thermasonic 8203 |  |  |  |  | WARMERGEL-Parker Labs-Thermasonic 8203 | [5 empty] | 9/1/16 |  |  | Covered PM Repair - Biomedical | MHHS-OPID | [8 empty] | WARMERGEL | Warmer, Gel | Parker Labs
NO | YES |  |  |  | 000-04977 | 000-04977 | Parker Bath Corp. | 82-03 |  | 073306BBI12 | OPID-(NE)-Summer Creek CCC-444 | MHHS-OPID |  |  |  | 000-04977 | 000-04977 | Katy | MHHS-Others | OPID-(NE)-Summer Creek CCC-444 |  |  |  |  | PM not required | WARMING UNITS, GEL | Warmer, Gel | WARMERGEL-Parker Labs-Thermasonic 8203 |  |  |  |  | WARMERGEL-Parker Labs-Thermasonic 8203 | [5 empty] | 9/10/15 |  |  | Covered PM Repair - Biomedical | MHHS-OPID | [8 empty] | WARMERGEL | Warmer, Gel | Parker Labs
NO | YES |  |  |  | 029-11914 | 029-11914 | Parker Bath Corp. | 82-03 |  | 313311BH12 | OPID-(WDLS)-Woodlands-430 (Mp3) | MHHS-OPID |  |  |  | 029-11914 | 029-11914 | Woodlands | MHHS-Others | OPID-(WDLS)-Woodlands-430 (Mp3) | Ultrasound 2 | 5/1/19 |  | 5/1/20 |  | WARMING UNITS, GEL | Warmer, Gel | WARMERGEL-Parker Labs-Thermasonic 8203 |  |  |  |  | WARMERGEL-Parker Labs-Thermasonic 8203 | [8 empty] | Covered PM Repair - Biomedical | MHHS-OPID | [8 empty] | WARMERGEL | Warmer, Gel | Parker Labs
NO | YES |  |  |  | 029-11915 | 029-11915 | Parker Bath Corp. | 82-03 |  | 316310BH12 | OPID-(WDLS)-Woodlands-430 (Mp3) | MHHS-OPID |  |  |  | 029-11915 | 029-11915 | Woodlands | MHHS-Others | OPID-(WDLS)-Woodlands-430 (Mp3) | Ultrasound 3 | 5/1/19 |  | 5/1/20 |  | WARMING UNITS, GEL | Warmer, Gel | WARMERGEL-Parker Labs-Thermasonic 8203 |  |  |  |  | WARMERGEL-Parker Labs-Thermasonic 8203 | [8 empty] | Not Covered Vendor Only - Biomedical | MHHS-OPID | [8 empty] | WARMERGEL | Warmer, Gel | Parker Labs
NO | YES |  |  |  | 029-11916 | 029-11916 | Parker Bath Corp. | 82-03 |  | 315310BH12 | OPID-(WDLS)-Woodlands-430 (Mp3) | MHHS-OPID |  |  |  | 029-11916 | 029-11916 | Woodlands | MHHS-Others | OPID-(WDLS)-Woodlands-430 (Mp3) | Ultrasound 1 | 5/1/19 |  | 5/1/20 |  | WARMING UNITS, GEL | Warmer, Gel | WARMERGEL-Parker Labs-Thermasonic 8203 |  |  |  |  | WARMERGEL-Parker Labs-Thermasonic 8203 | [8 empty] | Not Covered Vendor Only - Lab Ana/Anes | MHHS-OPID | [8 empty] | WARMERGEL | Warmer, Gel | Parker Labs
NO | YES |  |  |  | 029-11917 | 029-11917 | Parker Bath Corp. | 82-03 |  | 004311BH12 | OPID-(WDLS)-Woodlands Breast Care [Mp3-Ste150]-451 | MHHS-OPID |  |  |  | 029-11917 | 029-11917 | Woodlands | MHHS-Others | OPID-(WDLS)-Woodlands Breast Care [Mp3-Ste150]-451 | OPID | 3/1/18 |  | 3/1/19 |  | WARMING UNITS, GEL | Warmer, Gel | WARMERGEL-Parker Labs-Thermasonic 8203 |  |  |  |  | WARMERGEL-Parker Labs-Thermasonic 8203 | [8 empty] | Not Covered Vendor Only - Lab Ana/Anes | MHHS-OPID | [8 empty] | WARMERGEL | Warmer, Gel | Parker Labs
NO | YES |  |  |  | 029-32007 | 029-32007 | Parker Bath Corp. | 82-03 |  | 223305BE12 | OPID-(WDLS)-Woodlands Breast Care [Mp3-Ste150]-451 | MHHS-OPID |  |  |  | 029-32007 | 029-32007 | Woodlands | MHHS-Others | OPID-(WDLS)-Woodlands Breast Care [Mp3-Ste150]-451 |  | 6/1/18 |  |  |  | WARMING UNITS, GEL | Warmer, Gel | WARMERGEL-Parker Labs-Thermasonic 8203 |  |  |  |  | WARMERGEL-Parker Labs-Thermasonic 8203 | [8 empty] | Not Covered Vendor Only - Lab Ana/Anes | MHHS-OPID | [8 empty] | WARMERGEL | Warmer, Gel | Parker Labs
NO | YES |  |  |  | 145-00906 | 145-00906 | Parker Bath Corp. | 82-03 |  | 279304BG12 | Pearland-Cardiology Services | MHHS-Pearland Hospital |  |  |  | 145-00906 | 145-00906 | Pearland | MHHS-Pearland Hospital | Pearland-Cardiology Services | ECHO | 12/1/17 |  |  |  | WARMING UNITS, GEL | Warmer, Gel | WARMERGEL-Parker Labs-Thermasonic 8203 |  |  |  |  | WARMERGEL-Parker Labs-Thermasonic 8203 | [8 empty] | Covered PM Repair - Biomedical | MHHS-Pearland Hospital | [8 empty] | WARMERGEL | Warmer, Gel | Parker Labs
NO | YES |  |  |  | 145-00848 | 145-00848 | Parker Bath Corp. | 82-03 |  | 176311BF12 | Pearland-Radiology | MHHS-Pearland Hospital |  |  |  | 145-00848 | 145-00848 | Pearland | MHHS-Pearland Hospital | Pearland-Radiology | Ultrasoud C1 310 | 12/1/17 |  |  |  | WARMING UNITS, GEL | Warmer, Gel | WARMERGEL-Parker Labs-Thermasonic 8203 |  |  |  |  | WARMERGEL-Parker Labs-Thermasonic 8203 | [8 empty] | Covered PM Repair - Biomedical | MHHS-Pearland Hospital | [8 empty] | WARMERGEL | Warmer, Gel | Parker Labs
NO | YES |  |  |  | 583-01409 | 583-01409 | Parker Bath Corp. | 82-03 |  | 090312BH12 | MH MG-(KY)-OCC Health Center (Mp1) | MHHS-SMR |  |  |  | 583-01409 | 583-01409 | Katy | MHHS-MG | MH MG-(KY)-OCC Health Center (Mp1) | Gym occupational | 1/1/19 |  |  | No pm | WARMING UNITS, GEL | Warmer, Gel | WARMERGEL-Parker Labs-Thermasonic 8203 |  |  |  |  | WARMERGEL-Parker Labs-Thermasonic 8203 | [8 empty] | Not Covered Vendor Only - Lab Ana/Anes | MHHS-SMR | [8 empty] | WARMERGEL | Warmer, Gel | Parker Labs
NO | YES |  |  |  | 000-04180 | 000-04180 | Parker Bath Corp. | 82-03 |  | 140312BH12 | SMR - (MC) - MC IRONMAN [GARAGE5-STE101] | MHHS-SMR |  |  |  | 000-04180 | 000-04180 | West | MHHS-Others | SMR - (MC) - MC IRONMAN [GARAGE5-STE101] |  | 6/1/18 |  |  |  | WARMING UNITS, GEL |  | WARMERGEL-Parker Labs-Thermasonic 8203 |  |  |  |  | WARMERGEL-Parker Labs-Thermasonic 8203 | [8 empty] | Not Covered Vendor Only - Lab Ana/Anes | MHHS-SMR
NO | YES |  |  |  | 000-04181 | 000-04181 | Parker Bath Corp. | 82-03 |  | 138312BH12 | SMR - (MC) - MC IRONMAN [GARAGE5-STE101] | MHHS-SMR |  |  |  | 000-04181 | 000-04181 | West | MHHS-Others | SMR - (MC) - MC IRONMAN [GARAGE5-STE101] | Ironman | 6/1/18 |  |  |  | WARMING UNITS, GEL |  | WARMERGEL-Parker Labs-Thermasonic 8203 |  |  |  |  | WARMERGEL-Parker Labs-Thermasonic 8203 | [8 empty] | Not Covered Vendor Only - Lab Ana/Anes | MHHS-SMR
NO | YES |  |  |  | 000-04987 |  | Parker Bath Corp. | 82-03 |  | 115308BH12 | SMR - (SE) - BEAUMONT | MHHS-SMR |  |  |  | 000-04987 |  | Southeast & Bay Area |  | SMR - (SE) - BEAUMONT | [5 empty] | WARMING UNITS, GEL |  | WARMERGEL-Parker Labs-Thermasonic 8203 |  |  |  |  | WARMERGEL-Parker Labs-Thermasonic 8203 | [8 empty] | Covered PM Repair - Biomedical | MHHS-SMR
NO | YES |  |  |  | 069-44382 | 069-44382 | Parker Bath Corp. | 82-03 |  | 101312BH12 | SMR - (TMC) - IRONMAN [MHMP-16FLR] | MHHS-SMR |  |  |  | 069-44382 | 069-44382 | TMC | MHHS-Others | SMR - (TMC) - IRONMAN [MHMP-16FLR] | Gym | 4/1/18 |  |  | PM Not Required | WARMING UNITS, GEL | Warmer, Gel | WARMERGEL-Parker Labs-Thermasonic 8203 |  |  |  |  | WARMERGEL-Parker Labs-Thermasonic 8203 | [8 empty] | Covered PM Repair - Biomedical | MHHS-SMR | [8 empty] | WARMERGEL | Warmer, Gel | Parker Labs
NO | YES |  |  |  | 069-44383 | 069-44383 | Parker Bath Corp. | 82-03 |  | 103312BH12 | SMR - (TMC) - IRONMAN [MHMP-16FLR] | MHHS-SMR |  |  |  | 069-44383 | 069-44383 | TMC | MHHS-Others | SMR - (TMC) - IRONMAN [MHMP-16FLR] | Gym | 4/1/18 |  |  | PM Not Required | WARMING UNITS, GEL | Warmer, Gel | WARMERGEL-Parker Labs-Thermasonic 8203 |  |  |  |  | WARMERGEL-Parker Labs-Thermasonic 8203 | [8 empty] | Covered PM Repair - Biomedical | MHHS-SMR | [8 empty] | WARMERGEL | Warmer, Gel | Parker Labs
NO | YES |  |  |  | 069-44384 | 069-44384 | Parker Bath Corp. | 82-03 |  | 104312BH12 | SMR - (TMC) - IRONMAN [MHMP-16FLR] | MHHS-SMR |  |  |  | 069-44384 | 069-44384 | TMC | MHHS-Others | SMR - (TMC) - IRONMAN [MHMP-16FLR] | Gym | 4/1/18 |  |  | PM Not Required | WARMING UNITS, GEL | Warmer, Gel | WARMERGEL-Parker Labs-Thermasonic 8203 |  |  |  |  | WARMERGEL-Parker Labs-Thermasonic 8203 | [8 empty] | Covered PM Repair - Biomedical | MHHS-SMR | [8 empty] | WARMERGEL | Warmer, Gel | Parker Labs
NO | YES |  |  |  | 129-07697 | 129-07697 | Parker Bath Corp. | 82-03 |  | 248308BH12 | SUGAR LAND - RADIOLOGY | MHHS-Sugarland |  |  |  | 129-07697 | 129-07697 | Sugar Land | MHHS-SUGAR LAND | SUGAR LAND - RADIOLOGY | W1:323.1 US 1 |  |  |  | One time inspection | WARMING UNITS, GEL |  | WARMERGEL-Parker Labs-Thermasonic 8203 |  |  |  |  | WARMERGEL-Parker Labs-Thermasonic 8203 | [8 empty] | Not Covered Vendor Only - Lab Ana/Anes | MHHS-Sugarland
NO | YES |  |  |  | 129-07763 | 129-07763 | Parker Bath Corp. | 82-03 |  | 0123058BH12 | SUGAR LAND - RADIOLOGY | MHHS-Sugarland |  |  |  | 129-07763 | 129-07763 | Sugar Land | MHHS-SUGAR LAND | SUGAR LAND - RADIOLOGY | W1:323.1 US 1 |  |  |  | One time inspection | WARMING UNITS, GEL |  | WARMERGEL-Parker Labs-Thermasonic 8203 |  |  |  |  | WARMERGEL-Parker Labs-Thermasonic 8203 | [8 empty] | Not Covered Vendor Only - Lab Ana/Anes | MHHS-Sugarland
NO | YES |  |  |  | 129-07497 | 129-07497 | Parker Bath Corp. | 82-03 |  | 087311BH12 | SP CCC - (SL) - EMERGENCY ROOM | MHHS-Sienna Plantation CCC |  |  |  | 129-07497 | 129-07497 | Sugar Land | MHHS-Others | SP CCC - (SL) - EMERGENCY ROOM | Ultrasound 1 | 5/1/19 |  |  |  | WARMING UNITS, GEL | Warmer, Gel | WARMERGEL-Parker Labs-Thermasonic 8203 |  |  |  |  | WARMERGEL-Parker Labs-Thermasonic 8203 | [8 empty] | Covered PM Repair - Biomedical | MHHS-Sienna Plantation CCC | [8 empty] | WARMERGEL | Warmer, Gel | Parker Labs
YES | YES |  |  |  | 104311BH12 | 104311BH12 | Parker Bath Corp. | 82-03 |  | 104311BH12 | SP CCC - (SL) - EMERGENCY ROOM |  |  |  |  | 104311BH12 | 104311BH12 | Sugar Land | Memorial Hermann Convenient Care Center at Sienna Plantation (Sienna CCC) (#B) | SP CCC - (SL) - EMERGENCY ROOM | Ultrasound 2 | [5 empty] | Warmer, Gel | WARMERGEL-Parker Labs-Thermasonic 8203 | [23 empty] | WARMERGEL | Warmer, Gel | Parker Labs
YES | YES |  |  |  | 142-09481 | 142-09481 | Parker Bath Corp. | 82-03 |  | 052306BJ12 | MH MG - (WDLS) - OB/GYN (MP3) |  |  |  |  | 142-09481 | 142-09481 | woodlands | Woodlands | MH MG - (WDLS) - OB/GYN (MP3) | OB | [5 empty] | Warmer, Gel | WARMERGEL-Parker Labs-Thermasonic 8203 | [23 empty] | WARMERGEL | Warmer, Gel | Parker Labs
NO | NO |  |  |  | 583-00752 |  | Parker Bath Corp. | 82-03 |  | 011301BE12 | CAHF - (KY) - KATY [MP2-STE200] | MHHS - Heart Failure Clinics |  |  |  | 583-00752 |  | Katy |  | CAHF - (KY) - KATY [MP2-STE200] | [5 empty] | WARMING UNITS, GEL |  | WARMERGEL-Parker Labs-Thermasonic 8203 |  |  |  |  | WARMERGEL-Parker Labs-Thermasonic 8203 | [8 empty] | Covered PM Repair - Biomedical | MHHS - Heart Failure Clinics
NO | NO |  |  |  | 583-00899 |  | Parker Bath Corp. | 82-03 |  | 221305BE12 | OPID - (CY) - CY-FAIR MED PLAZA - 426 | MHHS-OPID |  |  |  | 583-00899 |  | Northwest & Cypress |  | OPID - (CY) - CY-FAIR MED PLAZA - 426 | [5 empty] | WARMING UNITS, GEL |  | WARMERGEL-Parker Labs-Thermasonic 8203 |  |  |  |  | WARMERGEL-Parker Labs-Thermasonic 8203 | [8 empty] | Covered PM Repair - Biomedical | MHHS-OPID
NO | NO |  |  |  | 018311BH12 |  | Parker Bath Corp. | 82-03 |  | 018311BH12 | OPID - (KY) - KATY REHAB - 585 | MHHS-OPID |  |  |  | 018311BH12 |  | Katy |  | OPID - (KY) - KATY REHAB - 585 | [5 empty] | WARMING UNITS, GEL |  | WARMERGEL-Parker Labs-Thermasonic 8203 |  |  |  |  | WARMERGEL-Parker Labs-Thermasonic 8203 | [8 empty] | Covered PM Repair - Biomedical | MHHS-OPID
NO | NO |  |  |  | 041-20657 |  | Parker Bath Corp. | 82-03 |  | 113311BH12 | OPID - (MC) - BOBETTA LINDIG BREAST CARE [MP4-STE300] - 452 | MHHS-OPID |  |  |  | 041-20657 |  | West & Memorial City |  | OPID - (MC) - BOBETTA LINDIG BREAST CARE [MP4-STE300] - 452 | [5 empty] | WARMING UNITS, GEL |  | WARMERGEL-Parker Labs-Thermasonic 8203 |  |  |  |  | WARMERGEL-Parker Labs-Thermasonic 8203 | [8 empty] | Covered PM Repair - Biomedical | MHHS-OPID
NO | NO |  |  |  | 041-20901 |  | Parker Bath Corp. | 82-03 |  | 020311BH12 | OPID - (MC) - HEDWIG VILLAGE - 469 | MHHS-OPID |  |  |  | 041-20901 |  | West & Memorial City |  | OPID - (MC) - HEDWIG VILLAGE - 469 | [5 empty] | WARMING UNITS, GEL |  | WARMERGEL-Parker Labs-Thermasonic 8203 |  |  |  |  | WARMERGEL-Parker Labs-Thermasonic 8203 | [8 empty] | Covered PM Repair - Biomedical | MHHS-OPID
NO | NO |  |  |  | 069-35427 |  | Parker Bath Corp. | 82-03 |  | 10123L18425T | OPID - (MHOSH) - BELLAIRE - 441 | MHHS-OPID |  |  |  | 069-35427 |  | Central & Greater Heights |  | OPID - (MHOSH) - BELLAIRE - 441 | [5 empty] | WARMING UNITS, GEL |  | WARMERGEL-Parker Labs-Thermasonic 8203 |  |  |  |  | WARMERGEL-Parker Labs-Thermasonic 8203 | [8 empty] | Covered PM Repair - Biomedical | MHHS-OPID
NO | NO | [5 empty] | Parker Bath Corp. | 82-03 |  | 036311BH12 | OPID - (NE) - NORTHEAST - 437 (MP1) | MHHS-OPID | [5 empty] | Katy |  | OPID - (NE) - NORTHEAST - 437 (MP1) | [5 empty] | WARMING UNITS, GEL |  | WARMERGEL-Parker Labs-Thermasonic 8203 |  |  |  |  | WARMERGEL-Parker Labs-Thermasonic 8203 | [8 empty] | Covered PM Repair - Biomedical | MHHS-OPID
NO | NO | [5 empty] | Parker Bath Corp. | 82-03 |  | 036311BH12 | OPID - (NE) - NORTHEAST - 437 (MP1) | MHHS-OPID | [5 empty] | Katy |  | OPID - (NE) - NORTHEAST - 437 (MP1) | [5 empty] | WARMING UNITS, GEL |  | WARMERGEL-Parker Labs-Thermasonic 8203 |  |  |  |  | WARMERGEL-Parker Labs-Thermasonic 8203 | [8 empty] | Covered PM Repair - Biomedical | MHHS-OPID
NO | NO | [5 empty] | Parker Bath Corp. | 82-03 |  | 019311BH12 | OPID - (NE) - NORTHEAST - 437 (MP1) | MHHS-OPID | [5 empty] | Katy |  | OPID - (NE) - NORTHEAST - 437 (MP1) | [5 empty] | WARMING UNITS, GEL |  | WARMERGEL-Parker Labs-Thermasonic 8203 |  |  |  |  | WARMERGEL-Parker Labs-Thermasonic 8203 | [8 empty] | Covered PM Repair - Biomedical | MHHS-OPID
NO | NO |  |  |  | 929-00975 |  | Parker Bath Corp. | 82-03 |  | 079312BH12 | OPID - (TMC) - UPPER KIRBY BC - 454 | MHHS-OPID |  |  |  | 929-00975 |  | TMC |  | OPID - (TMC) - UPPER KIRBY BC - 454 | [5 empty] | WARMING UNITS, GEL |  | WARMERGEL-Parker Labs-Thermasonic 8203 |  |  |  |  | WARMERGEL-Parker Labs-Thermasonic 8203 | [8 empty] | Covered PM Repair - Biomedical | MHHS-OPID
NO | NO |  |  |  | 009-10890 |  | Parker Bath Corp. | 82-03 |  | 114311BH12 | SMR - (GH) - GREATER HEIGHTS | MHHS-SMR |  |  |  | 009-10890 |  | Central & Greater Heights |  | SMR - (GH) - GREATER HEIGHTS | [5 empty] | WARMING UNITS, GEL |  | WARMERGEL-Parker Labs-Thermasonic 8203 |  |  |  |  | WARMERGEL-Parker Labs-Thermasonic 8203 | [8 empty] | Not Covered Vendor Only - Lab Ana/Anes | MHHS-SMR
NO | NO |  |  |  | 000-03544 |  | Parker Bath Corp. | 82-03 |  | 040305BJ12 | SMR - (KY) - IRONMAN KATY | MHHS-SMR |  |  |  | 000-03544 |  | Katy |  | SMR - (KY) - IRONMAN KATY | [5 empty] | WARMING UNITS, GEL |  | WARMERGEL-Parker Labs-Thermasonic 8203 |  |  |  |  | WARMERGEL-Parker Labs-Thermasonic 8203 | [8 empty] | Not Covered Vendor Only - Lab Ana/Anes | MHHS-SMR
NO | NO |  |  |  | 000-04915 |  | Parker Bath Corp. | 82-03 |  | 144312BH12 | SMR - (NE) - ATASCOCITA | MHHS-SMR |  |  |  | 000-04915 |  | Katy |  | SMR - (NE) - ATASCOCITA | [5 empty] | WARMING UNITS, GEL |  | WARMERGEL-Parker Labs-Thermasonic 8203 |  |  |  |  | WARMERGEL-Parker Labs-Thermasonic 8203 | [8 empty] | Not Covered Vendor Only - Lab Ana/Anes | MHHS-SMR
NO | NO |  |  |  | 017-01001 |  | Parker Bath Corp. | 82-03 |  | 604303BF12 | SMR - (SE) - ALVIN | MHHS-SMR |  |  |  | 017-01001 |  | Southeast & Bay Area |  | SMR - (SE) - ALVIN | [5 empty] | WARMING UNITS, GEL |  | WARMERGEL-Parker Labs-Thermasonic 8203 |  |  |  |  | WARMERGEL-Parker Labs-Thermasonic 8203 | [8 empty] | Covered PM Repair - Biomedical | MHHS-SMR
NO | NO |  |  |  | CM-146302BF12 |  | Parker Bath Corp. | 82-03 |  | 146302BF12 | TMC - RADIOLOGY - CHILDRENS HOSPITAL | MHHS-TMC |  |  |  | CM-146302BF12 |  | TMC |  | TMC - RADIOLOGY - CHILDRENS HOSPITAL | [5 empty] | WARMING UNITS, GEL |  | WARMERGEL-Parker Labs-Thermasonic 8203 |  |  |  |  | WARMERGEL-Parker Labs-Thermasonic 8203 | [8 empty] | Not Covered Vendor Only - Lab Ana/Anes | MHHS-TMC
YES | YES |  |  |  | 133-07571 | 133-07571 | Parker Hannifin | Thermasonic B2-01-A |  | 08101L03941T | KATY - L |  |  |  |  | 133-07571 | 133-07571 | Katy | Memorial Hermann Katy Hospital | KATY - L | LDR 2
YES | YES |  |  |  | 133-07568 | 133-07568 | Parker Hannifin | Thermasonic B2-01-A |  | 08101L03944T | L |  |  |  |  | 133-07568 | 133-07568 | Katy | Memorial Hermann Katy Hospital | L | LDR 6
YES | YES |  |  |  | 133-07567 | 133-07567 | Parker Hannifin | Thermasonic B2-01-A |  | 08101L03946T | L |  |  |  |  | 133-07567 | 133-07567 | Katy | Memorial Hermann Katy Hospital | L | LDR 1
NO | NO |  |  |  | 241-02819 |  | PARKER HANNIFIN CORP | INDEGO |  |  | TIRR - KIRBY GLENN | MHHS-TIRR |  |  |  | 241-02819 |  | TMC |  | TIRR - KIRBY GLENN | [5 empty] | EXERCISERS |  | .needs class | [5 empty] | Parker Hannifin | [7 empty] | Not Covered Vendor Only - Biomedical | MHHS-TIRR
NO | NO |  |  |  | 241-02820 |  | PARKER HANNIFIN CORP | INDEGO |  |  | TIRR - KIRBY GLENN | MHHS-TIRR |  |  |  | 241-02820 |  | TMC |  | TIRR - KIRBY GLENN | [5 empty] | EXERCISERS |  | .needs class | [5 empty] | Parker Hannifin | [7 empty] | Not Covered Vendor Only - Biomedical | MHHS-TIRR
NO | NO |  |  |  | 241-02821 |  | PARKER HANNIFIN CORP | INDEGO |  |  | TIRR - KIRBY GLENN | MHHS-TIRR |  |  |  | 241-02821 |  | TMC |  | TIRR - KIRBY GLENN | [5 empty] | EXERCISERS |  | .needs class | [5 empty] | Parker Hannifin | [7 empty] | Not Covered Vendor Only - Biomedical | MHHS-TIRR
NO | YES |  |  |  | 013-38173 | 013-38173 | PARKER LABORATORIES, INC. | 810-A |  | 810A-001001429 300-0026-01 | SW-Cath Lab | MHHS-Southwest |  | Doppler, Fetal Ultrasound |  | 013-38173 | 013-38173 | Southwest | MHHS-Southwest | SW-Cath Lab | Cath Lab | 12/1/18 |  |  |  | DETECTORS, BLOOD FLOW/FETAL HEART, ULTRASONIC | Doppler, Fetal Ultrasound | DOPPLERFETALULTRASND-Parks Med-810-A | DOPPLERFETALULTRASND | 810-A |  |  |  | Parks Med | Doppler, Fetal Ultrasound |  |  | DOPPLERFETALULTRASND-Parks Med-810-A | 12/2/12 |  |  | Covered PM Repair - Respiratory/Steriliz | MHHS-Southwest | [8 empty] | DOPPLERFETALULTRASND | Doppler, Fetal Ultrasound | Parks Med
NO | YES |  |  |  | 005-11394 | 005-11394 | PARKER LABORATORIES, INC. | 82-01 |  | 01011BF13 | SE-Unit 4B (Women'S Services) | MHHS-Pearland Hospital |  |  |  | 005-11394 | 005-11394 | Southeast | MHHS-Southeast | SE-Unit 4B (Women'S Services) | Room 415 |  |  |  |  | WARMING UNITS, GEL |  | WARMERGEL-Parker Labs-Thermasonic 8201 |  |  |  |  | WARMERGEL-Parker Labs-Thermasonic 8201 | Parker Labs | [7 empty] | Covered PM Repair - Biomedical | MHHS-Pearland Hospital
NO | YES |  |  |  | 005-13066 | 005-13066 | PARKER LABORATORIES, INC. | 82-01 |  | 012110BF13 | SE-Labor & Delivery | MHHS-Southeast |  |  |  | 005-13066 | 005-13066 | Southeast | MHHS-Southeast | SE-Labor & Delivery | L |  |  |  |  | WARMING UNITS, GEL |  | WARMERGEL-Parker Labs-Thermasonic 8201 |  |  |  |  | WARMERGEL-Parker Labs-Thermasonic 8201 | Parker Labs | [7 empty] | Covered PM Repair - Lab Analyzers/Anesth | MHHS-Southeast
NO | YES |  |  |  | 005-13075 | 005-13075 | PARKER LABORATORIES, INC. | 82-01 |  | 014110BF13 | SE-Labor & Delivery | MHHS-Southeast |  |  |  | 005-13075 | 005-13075 | Southeast | MHHS-Southeast | SE-Labor & Delivery | OB ED ROOM 3 |  |  |  |  | WARMING UNITS, GEL |  | WARMERGEL-Parker Labs-Thermasonic 8201 |  |  |  |  | WARMERGEL-Parker Labs-Thermasonic 8201 | Parker Labs |  |  |  |  | 1/1/16 |  |  | Covered PM Repair - Lab Analyzers/Anesth | MHHS-Southeast
NO | NO |  |  |  | 005-13074 |  | PARKER LABORATORIES, INC. | 82-01 |  |  | SE - LABOR & DELIVERY | MHHS-Southeast |  |  |  | 005-13074 |  | Southeast & Bay Area |  | SE - LABOR & DELIVERY | [5 empty] | WARMING UNITS, GEL |  | WARMERGEL-Parker Labs-Thermasonic 8201 |  |  |  |  | WARMERGEL-Parker Labs-Thermasonic 8201 | Parker Labs | [7 empty] | Covered PM Repair - Lab Analyzers/Anesth | MHHS-Southeast
NO | NO |  |  |  | 005-13105 |  | PARKER LABORATORIES, INC. | 82-01 |  | 015110BF13 | SE - LABOR & DELIVERY | MHHS-Southeast |  |  |  | 005-13105 |  | Southeast & Bay Area |  | SE - LABOR & DELIVERY | [5 empty] | WARMING UNITS, GEL |  | WARMERGEL-Parker Labs-Thermasonic 8201 |  |  |  |  | WARMERGEL-Parker Labs-Thermasonic 8201 | Parker Labs | [7 empty] | Covered PM Repair - Lab Analyzers/Anesth | MHHS-Southeast
NO | NO |  |  |  | 005-13106 |  | PARKER LABORATORIES, INC. | 82-01 |  | 01110BF13 | SE - LABOR & DELIVERY | MHHS-Southeast |  |  |  | 005-13106 |  | Southeast & Bay Area |  | SE - LABOR & DELIVERY | [5 empty] | WARMING UNITS, GEL |  | WARMERGEL-Parker Labs-Thermasonic 8201 |  |  |  |  | WARMERGEL-Parker Labs-Thermasonic 8201 | Parker Labs | [7 empty] | Covered PM Repair - Biomedical | MHHS-Southeast
NO | YES |  |  |  | 041-18885 | 041-18885 | PARKER LABORATORIES, INC. |  |  | 135302BE12 | MEMORIAL CITY - NUCLEAR MEDICINE | MHHS-Mem City |  |  |  | 041-18885 | 041-18885 | West | Memorial city - nuke med | MEMORIAL CITY - NUCLEAR MEDICINE | Dialisis |  |  |  | One pm needed | WARMING UNITS, GEL |  | WARMERGEL-Parker Labs-Thermasonic 8203 |  |  |  |  | WARMERGEL-Parker Labs-Thermasonic 8203 | Parker Labs | [7 empty] | Covered PM Repair - Lab Analyzers/Anesth | MHHS-Mem City
NO | NO |  |  |  | 041-19959 |  | PARKER LABORATORIES, INC. |  |  | 242303be12 | MEMORIAL CITY - NUCLEAR MEDICINE | MHHS-Mem City |  |  |  | 041-19959 |  | West & Memorial City |  | MEMORIAL CITY - NUCLEAR MEDICINE | [5 empty] | WARMING UNITS, GEL |  | WARMERGEL-Parker Labs-Thermasonic 8203 |  |  |  |  | WARMERGEL-Parker Labs-Thermasonic 8203 | Parker Labs | [7 empty] | Covered PM Repair - Lab Analyzers/Anesth | MHHS-Mem City
NO | NO |  |  |  | 041-20023 |  | PARKER LABORATORIES, INC. |  |  | 242108BF13 | SMR - (CY) - CYPRESS CCC (MP1) | MHHS-SMR |  |  |  | 041-20023 |  | Northwest & Cypress |  | SMR - (CY) - CYPRESS CCC (MP1) | [5 empty] | WARMING UNITS, GEL |  | WARMERGEL-Parker Labs-Thermasonic 8203 |  |  |  |  | WARMERGEL-Parker Labs-Thermasonic 8203 | Parker Labs | [7 empty] | Covered PM Repair - Lab Analyzers/Anesth | MHHS-SMR
NO | NO |  |  |  | CM-09093L06890 |  | PARKER LABORATORIES, INC. |  |  | 09093L06890 | TMC - RADIOLOGY - CHILDRENS HOSPITAL | MHHS-TMC |  |  |  | CM-09093L06890 |  | TMC |  | TMC - RADIOLOGY - CHILDRENS HOSPITAL | [5 empty] | WARMING UNITS, GEL |  | WARMERGEL-Parker Labs-Thermasonic 8203 |  |  |  |  | WARMERGEL-Parker Labs-Thermasonic 8203 | Parker Labs | [7 empty] | Covered PM Repair - Lab Analyzers/Anesth | MHHS-TMC
NO | NO |  |  |  | CM-11093L07598 |  | PARKER LABORATORIES, INC. |  |  | 11093L07598 | TMC - RADIOLOGY - CHILDRENS HOSPITAL | MHHS-TMC |  |  |  | CM-11093L07598 |  | TMC |  | TMC - RADIOLOGY - CHILDRENS HOSPITAL | [5 empty] | WARMING UNITS, GEL |  | WARMERGEL-Parker Labs-Thermasonic 8203 |  |  |  |  | WARMERGEL-Parker Labs-Thermasonic 8203 | Parker Labs | [7 empty] | Covered PM Repair - Biomedical | MHHS-TMC
NO | NO |  |  |  | CM-11093L07600 |  | PARKER LABORATORIES, INC. |  |  | 11093L07600 | TMC - RADIOLOGY - CHILDRENS HOSPITAL | MHHS-TMC |  |  |  | CM-11093L07600 |  | TMC |  | TMC - RADIOLOGY - CHILDRENS HOSPITAL | [5 empty] | WARMING UNITS, GEL |  | WARMERGEL-Parker Labs-Thermasonic 8203 |  |  |  |  | WARMERGEL-Parker Labs-Thermasonic 8203 | Parker Labs | [7 empty] | Not Covered Vendor Only - Lab Ana/Anes | MHHS-TMC
NO | YES |  |  |  | 017-00989 | 017-00989 | PARKER LABORATORIES, INC. | THERMASONIC |  |  | MH MG-(STX)-South Texas-Wharton | MHHS-MG |  | Warmer, Gel |  | 017-00989 | 017-00989 | South | MHHS-MG | MH MG-(STX)-South Texas-Wharton | Exam 6 | 4/1/15 |  |  |  | WARMING UNITS, GEL | Warmer, Gel | WARMERGEL-Parker Labs-Thermasonic | WARMERGEL | Thermasonic |  |  |  | Parker Labs | Warmer, Gel |  | WARMERGEL-Parker Labs-Thermasonic |  | 6/30/20 |  |  | Not Covered Vendor Only - Biomedical | MHHS-MG | [8 empty] | WARMERGEL | Warmer, Gel | Parker Labs
NO | YES | [5 empty] | PARKER LABORATORIES, INC. | THERMASONIC |  | 10091L02792 | MHOSH-Radiology | MHHS Orthopedic & Spine |  | Warmer, Gel |  |  |  | Central & Greater Heights | MHHS-Orthopedic & Spine | MHOSH-Radiology | [5 empty] | WARMING UNITS, GEL | Warmer, Gel | WARMERGEL-Parker Labs-Thermasonic | WARMERGEL | Thermasonic |  |  |  | Parker Labs | Warmer, Gel |  | WARMERGEL-Parker Labs-Thermasonic |  | 1/15/19 | MHOSH Inventory Dec 2019 into 2020 - Copy.xls - Newly Verified |  | Covered PM Repair - Biomedical | MHHS Orthopedic & Spine | [8 empty] | WARMERGEL | Warmer, Gel | Parker Labs
NO | YES |  |  |  | 142-06981 | 142-06981 | PARKER LABORATORIES, INC. | THERMASONIC |  | 029508BH11 | NE-Radiology | MHHS-Northeast |  | Warmer, Gel |  | 142-06981 | 142-06981 | Katy | MHHS-Northeast | NE-Radiology | Ultrasound | 3/1/18 |  |  |  | WARMING UNITS, GEL | Warmer, Gel | WARMERGEL-Parker Labs-Thermasonic | WARMERGEL | Thermasonic |  |  |  | Parker Labs | Warmer, Gel |  | WARMERGEL-Parker Labs-Thermasonic |  | 8/3/20 |  |  | Not Covered Vendor Only - Biomedical | MHHS-Northeast | [8 empty] | WARMERGEL | Warmer, Gel | Parker Labs
NO | YES |  |  |  | 142-06982 | 142-06982 | PARKER LABORATORIES, INC. | THERMASONIC |  | 032508BH11 | Memorial Hermann - Humble - Radiology | MHHS-Northeast |  | Warmer, Gel |  | 142-06982 | 142-06982 | Katy | Memorial Hermann Northeast Hospital | Memorial Hermann - Humble - Radiology | Ultrasound |  |  |  | 1 time pm sticker | WARMING UNITS, GEL |  | WARMERGEL-Parker Labs-Thermasonic | WARMERGEL | Thermasonic |  |  |  | Parker Labs | Warmer, Gel |  | WARMERGEL-Parker Labs-Thermasonic |  |  |  |  | Not Covered Vendor Only - Biomedical | MHHS-Northeast
NO | YES |  |  |  | 142-06983 | 142-06983 | PARKER LABORATORIES, INC. | THERMASONIC |  | 030508BH11 | NE-Radiology | MHHS-Northeast |  | Warmer, Gel |  | 142-06983 | 142-06983 | Katy | MHHS-Northeast | NE-Radiology | Rad Room 2 | 2/1/18 |  |  |  | WARMING UNITS, GEL | Warmer, Gel | WARMERGEL-Parker Labs-Thermasonic | WARMERGEL | Thermasonic |  |  |  | Parker Labs | Warmer, Gel |  | WARMERGEL-Parker Labs-Thermasonic |  | 8/3/20 |  |  | Not Covered Vendor Only - Biomedical | MHHS-Northeast | [8 empty] | WARMERGEL | Warmer, Gel | Parker Labs
NO | YES |  |  |  | 041-20028 | 041-20028 | PARKER LABORATORIES, INC. | THERMASONIC |  | 159308BF12 | OPID - (CY) - CYPRESS - 427 (MP1) | MHHS-OPID |  | Warmer, Gel |  | 041-20028 | 041-20028 | Northwest | Memorial Hermann Cypress Hospital | OPID - (CY) - CYPRESS - 427 (MP1) | Imaging center |  |  |  | One time inspection | WARMING UNITS, GEL |  | WARMERGEL-Parker Labs-Thermasonic | WARMERGEL | Thermasonic |  |  |  | Parker Labs | Warmer, Gel |  | WARMERGEL-Parker Labs-Thermasonic |  |  |  |  | Not Covered Vendor Only - Biomedical | MHHS-OPID
NO | YES | [5 empty] | PARKER LABORATORIES, INC. | THERMASONIC |  | 035311BH12 | OPID-(NE)-Summer Creek CCC-444 | MHHS-OPID |  | Warmer, Gel |  |  |  | Katy | MHHS-Others | OPID-(NE)-Summer Creek CCC-444 |  | 3/1/18 | 3/1/19 |  |  | WARMING UNITS, GEL | Warmer, Gel | WARMERGEL-Parker Labs-Thermasonic | WARMERGEL | Thermasonic |  |  |  | Parker Labs | Warmer, Gel |  | WARMERGEL-Parker Labs-Thermasonic |  | 6/30/20 |  |  | Not Covered Vendor Only - Biomedical | MHHS-OPID | [8 empty] | WARMERGEL | Warmer, Gel | Parker Labs
NO | YES |  |  |  | 013-38832 | 013-38832 | PARKER LABORATORIES, INC. | THERMASONIC |  | 192305BE12 | MH MG-(SW)-SW Medical Plaza 4 (Mp4) | MHHS-OPID |  | Warmer, Gel |  | 013-38832 | 013-38832 | Southwest | MHHS-MG | MH MG-(SW)-SW Medical Plaza 4 (Mp4) | Suite 150 | 6/1/18 |  |  |  | WARMING UNITS, GEL | Warmer, Gel | WARMERGEL-Parker Labs-Thermasonic | WARMERGEL | Thermasonic |  |  |  | Parker Labs | Warmer, Gel |  | WARMERGEL-Parker Labs-Thermasonic |  | 1/1/00 |  |  | Covered PM Repair - Biomedical | MHHS-OPID | [8 empty] | WARMERGEL | Warmer, Gel | Parker Labs
NO | YES |  |  |  |  | 099-00225 | PARKER LABORATORIES, INC. | THERMASONIC |  | 392309BD12 | OPID - (TMC) - MH IMAGING CENTER - 417 | MHHS-OPID |  | Warmer, Gel |  |  | 099-00225 | TMC | IRONMAN Sports Medicine Institute at the Texas Medical Center 16th Floor | OPID - (TMC) - MH IMAGING CENTER - 417 | Suite 1600 |  |  |  | No pm sticker | WARMING UNITS, GEL |  | WARMERGEL-Parker Labs-Thermasonic | WARMERGEL | Thermasonic |  |  |  | Parker Labs | Warmer, Gel |  | WARMERGEL-Parker Labs-Thermasonic |  |  |  |  | Covered PM Repair - Biomedical | MHHS-OPID
YES | YES |  |  |  | 099-01177 | 099-01177 | PARKER LABORATORIES, INC. | THERMASONIC |  | 07103L10593T | NE - RADIOLOGY |  |  |  |  | 099-01177 | 099-01177 | Katy | Memorial Hermann Northeast Hospital | NE - RADIOLOGY | Ultrasound | [5 empty] | Warmer, Gel | WARMERGEL-Parker Labs-Thermasonic | [23 empty] | WARMERGEL | Warmer, Gel | Parker Labs
YES | YES |  |  |  | 099-01178 | 099-01178 | PARKER LABORATORIES, INC. | THERMASONIC |  | 07103L10888T | NE - RADIOLOGY |  |  |  |  | 099-01178 | 099-01178 | Katy | Memorial Hermann Northeast Hospital | NE - RADIOLOGY | Ultrasound | [5 empty] | Warmer, Gel | WARMERGEL-Parker Labs-Thermasonic | [23 empty] | WARMERGEL | Warmer, Gel | Parker Labs
YES | YES |  |  |  | 099-01141 | 099-01141 | PARKER LABORATORIES, INC. | THERMASONIC |  | 10113L15411T | NE - RADIOLOGY |  |  |  |  | 099-01141 | 099-01141 | Katy | Memorial Hermann Northeast Hospital | NE - RADIOLOGY | Ultrasound | [5 empty] | Warmer, Gel | WARMERGEL-Parker Labs-Thermasonic | [23 empty] | WARMERGEL | Warmer, Gel | Parker Labs
YES | YES |  |  |  | 099-01158 | 099-01158 | PARKER LABORATORIES, INC. | THERMASONIC |  | 272312BH12 | Cardiopulmonary |  |  |  |  | 099-01158 | 099-01158 | Katy | Memorial Hermann Northeast Hospital | Cardiopulmonary | Echo Exam | [5 empty] | Warmer, Gel | WARMERGEL-Parker Labs-Thermasonic | [23 empty] | WARMERGEL | Warmer, Gel | Parker Labs
YES | YES |  |  |  | 099-01388 | 099-01388 | PARKER LABORATORIES, INC. | THERMASONIC |  | 270312BH12 | Cardiopulmonary |  |  |  |  | 099-01388 | 099-01388 | Katy | Memorial Hermann Northeast Hospital | Cardiopulmonary | Echo Exam | [5 empty] | Warmer, Gel | WARMERGEL-Parker Labs-Thermasonic | [23 empty] | WARMERGEL | Warmer, Gel | Parker Labs
NO | NO |  |  |  | 041-32052 |  | PARKER LABORATORIES, INC. | THERMASONIC |  | 480307BD12 | CAHF - (MC) - MEMORIAL CITY [MP3-STE300] | MHHS - Heart Failure Clinics |  | Warmer, Gel |  | 041-32052 |  | West & Memorial City |  | CAHF - (MC) - MEMORIAL CITY [MP3-STE300] | [5 empty] | WARMING UNITS, GEL |  | WARMERGEL-Parker Labs-Thermasonic | WARMERGEL | Thermasonic |  |  |  | Parker Labs | Warmer, Gel |  | WARMERGEL-Parker Labs-Thermasonic |  |  |  |  | Covered PM Repair - Biomedical | MHHS - Heart Failure Clinics
NO | NO |  |  |  | 013-38831 |  | PARKER LABORATORIES, INC. | THERMASONIC |  | 052303BF12 | OPID - (SW) - SOUTHWEST - 433 (MP4) | MHHS-OPID |  | Warmer, Gel |  | 013-38831 |  | Southwest |  | OPID - (SW) - SOUTHWEST - 433 (MP4) | [5 empty] | WARMING UNITS, GEL |  | WARMERGEL-Parker Labs-Thermasonic | WARMERGEL | Thermasonic |  |  |  | Parker Labs | Warmer, Gel |  | WARMERGEL-Parker Labs-Thermasonic |  |  |  |  | Not Covered Vendor Only - Biomedical | MHHS-OPID
NO | NO | [5 empty] | PARKER LABORATORIES, INC. | THERMASONIC |  | 01083L00564 | OPID - (TMC) - BREAST CARE CENTER [MHMP-STE1600] - 453 | MHHS-OPID |  | Warmer, Gel |  |  |  | TMC |  | OPID - (TMC) - BREAST CARE CENTER [MHMP-STE1600] - 453 | [5 empty] | WARMING UNITS, GEL |  | WARMERGEL-Parker Labs-Thermasonic | WARMERGEL | Thermasonic |  |  |  | Parker Labs | Warmer, Gel |  | WARMERGEL-Parker Labs-Thermasonic |  |  |  |  | Covered PM Repair - Biomedical | MHHS-OPID
NO | NO | [5 empty] | PARKER LABORATORIES, INC. | THERMASONIC |  | 01083L01276 | OPID - (TMC) - MH IMAGING CENTER - 417 | MHHS-OPID |  | Warmer, Gel |  |  |  | TMC |  | OPID - (TMC) - MH IMAGING CENTER - 417 | [5 empty] | WARMING UNITS, GEL |  | WARMERGEL-Parker Labs-Thermasonic | WARMERGEL | Thermasonic |  |  |  | Parker Labs | Warmer, Gel |  | WARMERGEL-Parker Labs-Thermasonic |  |  |  |  | Covered PM Repair - Biomedical | MHHS-OPID
NO | NO |  |  |  | 000-03851 |  | PARKER LABORATORIES, INC. | THERMASONIC |  | 143312BH12 | SMR - (NE) - FALL CREEK | MHHS-SMR |  | Warmer, Gel |  | 000-03851 |  | Katy |  | SMR - (NE) - FALL CREEK | [5 empty] | WARMING UNITS, GEL |  | WARMERGEL-Parker Labs-Thermasonic | WARMERGEL | Thermasonic |  |  |  | Parker Labs | Warmer, Gel |  | WARMERGEL-Parker Labs-Thermasonic |  |  |  |  | Covered PM Repair - Biomedical | MHHS-SMR
NO | NO |  |  |  | 005-11233 |  | PARKER LABORATORIES, INC. | THERMASONIC |  | 099310BF12 | SMR - (SE) - SOUTHEAST (MP1) | MHHS-SMR |  | Warmer, Gel |  | 005-11233 |  | Southeast & Bay Area |  | SMR - (SE) - SOUTHEAST (MP1) | [5 empty] | WARMING UNITS, GEL |  | WARMERGEL-Parker Labs-Thermasonic | WARMERGEL | Thermasonic |  |  |  | Parker Labs | Warmer, Gel |  | WARMERGEL-Parker Labs-Thermasonic |  |  |  |  | Not Covered Vendor Only - Biomedical | MHHS-SMR
NO | YES | [5 empty] | PARKER LABORATORIES, INC. | THERMASONIC 8204 |  | 10123L18308T | SMR-(NE)-Summer Creek CCC | MHHS-SMR |  | Warmer, Gel |  |  |  | Katy | MHHS-Others | SMR-(NE)-Summer Creek CCC |  | 4/1/17 | 4/1/18 |  |  | WARMING UNITS, GEL | Warmer, Gel | WARMERGEL-Parker Labs-Thermasonic 8204 | WARMERGEL | Thermasonic 8204 |  |  |  | Parker Labs | Warmer, Gel |  | WARMERGEL-Parker Labs-Thermasonic 8204 |  | 4/1/18 |  |  | Covered PM Repair - Biomedical | MHHS-SMR | [8 empty] | WARMERGEL | Warmer, Gel | Parker Labs
NO | YES |  |  |  | 929-01425 | 929-01425 | PARKER LABORATORIES, INC. | THERMASONIC 8204 |  | 10123L18307T | SMR-(NE)-Summer Creek CCC | MHHS-SMR |  | Warmer, Gel |  | 929-01425 | 929-01425 | Katy | MHHS-Others | SMR-(NE)-Summer Creek CCC | Gym Floor |  |  |  |  | WARMING UNITS, GEL | Warmer, Gel | WARMERGEL-Parker Labs-Thermasonic 8204 | WARMERGEL | Thermasonic 8204 |  |  |  | Parker Labs | Warmer, Gel |  | WARMERGEL-Parker Labs-Thermasonic 8204 |  | 2/1/19 |  |  | Covered PM Repair - Biomedical | MHHS-SMR | [8 empty] | WARMERGEL | Warmer, Gel | Parker Labs
NO | YES |  |  |  | 005-12100 | 005-12100 | PARKER LABORATORIES, INC. | THERMASONIC 8204 |  |  | SE-Noninvasive Cardiology | MHHS-Southeast |  | Warmer, Gel |  | 005-12100 | 005-12100 | Southeast | MHHS-Southeast | SE-Noninvasive Cardiology | [5 empty] | WARMING UNITS, GEL |  | WARMERGEL-Parker Labs-Thermasonic 8204 | WARMERGEL | Thermasonic 8204 |  |  |  | Parker Labs | Warmer, Gel |  | WARMERGEL-Parker Labs-Thermasonic 8204 |  | 1/2/20 |  |  | Not Covered Vendor Only - Biomedical | MHHS-Southeast
NO | NO |  |  |  | 041-18882 |  | PARKER LABORATORIES, INC. | THERMASONIC 8204 |  |  | MEMORIAL CITY - RADIOLOGY - INPATIENT | MHHS-Mem City |  | Warmer, Gel |  | 041-18882 |  | West & Memorial City |  | MEMORIAL CITY - RADIOLOGY - INPATIENT | [5 empty] | WARMING UNITS, GEL |  | WARMERGEL-Parker Labs-Thermasonic 8204 | WARMERGEL | Thermasonic 8204 |  |  |  | Parker Labs | Warmer, Gel |  | WARMERGEL-Parker Labs-Thermasonic 8204 |  |  |  |  | Covered PM Repair - Biomedical | MHHS-Mem City
NO | NO | [5 empty] | PARKER LABORATORIES, INC. | THERMASONIC 8204 |  |  | MH MG - (MC) - COMPREHENSIVE HEART CARE | MHHS-MG |  | Warmer, Gel |  |  |  | West & Memorial City |  | MH MG - (MC) - COMPREHENSIVE HEART CARE | [5 empty] | WARMING UNITS, GEL |  | WARMERGEL-Parker Labs-Thermasonic 8204 | WARMERGEL | Thermasonic 8204 |  |  |  | Parker Labs | Warmer, Gel |  | WARMERGEL-Parker Labs-Thermasonic 8204 |  |  |  |  | Covered PM Repair - Biomedical | MHHS-MG
NO | NO |  |  |  | 041-9456 |  | PARKER LABORATORIES, INC. | THERMASONIC 8204 |  |  | OPID - (MC) - MEMORIAL CITY - 422 (MP4) | MHHS-OPID |  | Warmer, Gel |  | 041-9456 |  | West & Memorial City |  | OPID - (MC) - MEMORIAL CITY - 422 (MP4) | [5 empty] | WARMING UNITS, GEL |  | WARMERGEL-Parker Labs-Thermasonic 8204 | WARMERGEL | Thermasonic 8204 |  |  |  | Parker Labs | Warmer, Gel |  | WARMERGEL-Parker Labs-Thermasonic 8204 |  |  |  |  | Covered PM Repair - Biomedical | MHHS-OPID
NO | NO | [5 empty] | PARKER LABORATORIES, INC. | THERMASONIC 8204 |  |  | OPID - (MC) - MEMORIAL CITY - 422 (MP4) | MHHS-OPID |  | Warmer, Gel |  |  |  | West & Memorial City |  | OPID - (MC) - MEMORIAL CITY - 422 (MP4) | [5 empty] | WARMING UNITS, GEL |  | WARMERGEL-Parker Labs-Thermasonic 8204 | WARMERGEL | Thermasonic 8204 |  |  |  | Parker Labs | Warmer, Gel |  | WARMERGEL-Parker Labs-Thermasonic 8204 |  |  |  |  | Covered PM Repair - Biomedical | MHHS-OPID
NO | NO |  |  |  | 142-07134 |  | PARKER LABORATORIES, INC. | THERMASONIC 8204 |  | 10123L18208T | OPID - (NE) - SUMMER CREEK CCC - 444 | MHHS-OPID |  | Warmer, Gel |  | 142-07134 |  | Katy |  | OPID - (NE) - SUMMER CREEK CCC - 444 | [5 empty] | WARMING UNITS, GEL |  | WARMERGEL-Parker Labs-Thermasonic 8204 | WARMERGEL | Thermasonic 8204 |  |  |  | Parker Labs | Warmer, Gel |  | WARMERGEL-Parker Labs-Thermasonic 8204 |  |  |  |  | Covered PM Repair - Biomedical | MHHS-OPID
NO | NO |  |  |  | 005-06798 |  | PARKER LABORATORIES, INC. | THERMASONIC 8204 |  |  | OPID - (SE) - PASADENA - 465 | MHHS-OPID |  | Warmer, Gel |  | 005-06798 |  | Southeast & Bay Area |  | OPID - (SE) - PASADENA - 465 | [5 empty] | WARMING UNITS, GEL |  | WARMERGEL-Parker Labs-Thermasonic 8204 | WARMERGEL | Thermasonic 8204 |  |  |  | Parker Labs | Warmer, Gel |  | WARMERGEL-Parker Labs-Thermasonic 8204 |  |  |  |  | Covered PM Repair - Biomedical | MHHS-OPID
NO | NO | [5 empty] | PARKER LABORATORIES, INC. | THERMASONIC 8204 |  |  | OPID - (TMC) - UPPER KIRBY BC - 454 | MHHS-OPID |  | Warmer, Gel |  |  |  | TMC |  | OPID - (TMC) - UPPER KIRBY BC - 454 | [5 empty] | WARMING UNITS, GEL |  | WARMERGEL-Parker Labs-Thermasonic 8204 | WARMERGEL | Thermasonic 8204 |  |  |  | Parker Labs | Warmer, Gel |  | WARMERGEL-Parker Labs-Thermasonic 8204 |  |  |  |  | Covered PM Repair - Biomedical | MHHS-OPID
NO | YES |  |  |  | 099-14027 | 099-14027 | Parker Labs | 82-01 |  | 221105BG13 | SW-Labor |  |  |  |  | 099-14027 | 099-14027 | Southwest | MHHS-Southwest | SW-Labor | LDR 3
NO | YES |  |  |  | 099-14035 | 099-14035 | Parker Labs | 82-01 |  | 222105BG13 | SW-Labor |  |  |  |  | 099-14035 | 099-14035 | Southwest | MHHS-Southwest | SW-Labor | LDR8 |  |  |  | No p.m.
YES | YES |  |  |  | 099-14045 | 099-14045 | Parker Labs | 82-01 |  | 214105BG13 | SW - LABOR |  |  |  |  | 099-14045 | 099-14045 | Southwest | Memorial Hermann Southwest Hospital | SW - LABOR | LDR9
YES | YES | Asset Tag 099-14049 |  |  | 099-14049 | 099-14049 | Parker Labs | 82-01 |  | 213105BG13 | SW - LABOR |  |  |  |  | 099-14049 | 099-14049 | Southwest | Memorial Hermann Southwest Hospital | SW - LABOR | LDR12 |  |  | 3/1/20
YES | YES |  |  |  | 099-14054 | 099-14054 | Parker Labs | 82-01 |  | 220105BG13 | SW - LABOR |  |  |  |  | 099-14054 | 099-14054 | Southwest | Memorial Hermann Southwest Hospital | SW - LABOR | LDR10 |  |  | 3/1/20
YES | YES |  |  |  | 000-04489 | 000-04489 | Parker Labs | 82-03 |  | 274305BI12 | Imaging center |  |  |  |  | 000-04489 | 000-04489 | Kingwood | King wood town center | Imaging center | Imaging |  |  |  | One time safety inspection
YES | YES |  |  |  | 226305BH12 | 226305BH12 | Parker Labs | 82-03 |  | 226305BH12 | GH - RADIOLOGY |  |  |  |  | 226305BH12 | 226305BH12 | Central | GH- Radiology | GH - RADIOLOGY | GH - RADIOLOGY
YES | YES |  |  |  | 198312BG12 | 198312BG12 | Parker Labs | 82-03 |  | 198312BG12 | GH - LABOR |  |  |  |  | 198312BG12 | 198312BG12 | Central | Greater heights | GH - LABOR | GH - LABOR
YES | YES |  |  |  | 009-33152 | 009-33152 | Parker Labs | 82-03 |  | 070307BG12 | SW -Nuc Med |  |  |  |  | 009-33152 | 009-33152 | Southwest | Memorial Hermann Southwest Hospital | SW -Nuc Med | Ultrasound room 1 |  |  |  | No pm sticker | Gel warmer
YES | YES |  |  |  | 009-33153 | 009-33153 | Parker Labs | 82-03 |  | 145311BH12 | SW Ultrasound |  |  |  |  | 009-33153 | 009-33153 | Southwest | Memorial Hermann Southwest Hospital | SW Ultrasound | Ultrasound room 2 |  |  |  | No pm sticker/Gel Warmer
YES | YES |  |  |  |  | 074-06091 | Parker Labs | 82-03-A |  | 10113L15302T | TWL CARDO | [5 empty] | 074-06091 | Woodlands | Memorial Hermann The Woodlands Medical Center | TWL CARDO | TWL CARDIO | [6 empty] | WARMERGEL-Parker Labs-Thermasonic 8203
YES | YES |  |  |  | 009-33154 | 009-33154 | Parker Labs | 82-03-A |  | 02123L16036T | SW - ultrasound |  |  |  |  | 009-33154 | 009-33154 | Southwest | Memorial Hermann Southwest Hospital | SW - ultrasound | ultrasound room 3 |  |  |  | No pm sticker | Gel warmer
YES | YES |  |  |  | 099-14031 | 099-14031 | Parker Labs | 83-01 |  | 215105BG13 | SW-Labor and delivery |  |  |  |  | 099-14031 | 099-14031 | Southwest | Memorial Hermann Southwest Hospital | SW-Labor and delivery | LDR7
YES | YES |  |  |  | 151-04220 | 151-04220 | Parker Labs | Thermasonic |  | 114308BH12 | CY - CARDIOPULMONARY |  |  |  |  | 151-04220 | 151-04220 | Northwest | Memorial Hermann Cypress Hospital | CY - CARDIOPULMONARY | Echo Lab |  | 2/1/20 |  |  |  | Warmer, Gel | WARMERGEL-Parker Labs-Thermasonic | [22 empty] | Warmer, Gel | WARMERGEL | Warmer, Gel | Parker Labs
YES | YES |  |  |  | 151-05141 | 151-05141 | Parker Labs | Thermasonic |  | 053312BH12 | Ultrasound |  |  |  |  | 151-05141 | 151-05141 | Pearland | Memorial Hermann Imaging Center - Pearland (#104) | Ultrasound | [6 empty] | Warmer, Gel | WARMERGEL-Parker Labs-Thermasonic | [22 empty] | Warmer, Gel | WARMERGEL | Warmer, Gel | Parker Labs
YES | YES |  |  |  | 133-07565 | 133-07565 | Parker Labs | Thermasonic |  | 08101L03948T | Labor And Delivery |  |  |  |  | 133-07565 | 133-07565 | Katy | Memorial Hermann Katy Hospital | Labor And Delivery | LDR 7 | [5 empty] | Warmer, Gel | WARMERGEL-Parker Labs-Thermasonic | [22 empty] | Warmer, Gel | WARMERGEL | Warmer, Gel | Parker Labs
YES | YES |  |  |  | 099-00434 | 099-00434 | Parker Labs | Thermasonic |  | 210307BH12 | Emergency Center |  |  |  |  | 099-00434 | 099-00434 | Central | Memorial Hermann Urgent Care Greater Heights (#100) | Emergency Center | Nurses Station | [5 empty] | Warmer, Gel | WARMERGEL-Parker Labs-Thermasonic | [22 empty] | Warmer, Gel | WARMERGEL | Warmer, Gel | Parker Labs
YES | YES |  |  |  | 099-02731 | 099-02731 | Parker Labs | Thermasonic |  | 08111L05739T | KATY - ULTRASOUND |  |  |  |  | 099-02731 | 099-02731 | Katy | Plaza 1 - 305 | KATY - ULTRASOUND | Ex room b | 2/1/20 |  |  |  |  | Warmer, Gel | WARMERGEL-Parker Labs-Thermasonic | [22 empty] | Warmer, Gel | WARMERGEL | Warmer, Gel | Parker Labs
YES | YES |  |  |  | 099-00892 | 099-00892 | Parker Labs | Thermasonic |  | 08083L04335 | Labor and delivery |  |  |  |  | 099-00892 | 099-00892 | Katy | Memorial Hermann Northeast Hospital | Labor and delivery | Obed triage | [5 empty] | Warmer, Gel | WARMERGEL-Parker Labs-Thermasonic | [22 empty] | Warmer, Gel | WARMERGEL | Warmer, Gel | Parker Labs
YES | YES |  |  |  | 099-00738 | 099-00738 | Parker Labs | Thermasonic |  | 052312BH12 | SMR - (SL) - WILLIAMS TRACE |  |  |  |  | 099-00738 | 099-00738 | Sugar Land | Memorial Hermann Sports Medicine | SMR - (SL) - WILLIAMS TRACE | Gym Floor | [5 empty] | Warmer, Gel | WARMERGEL-Parker Labs-Thermasonic | [22 empty] | Warmer, Gel | WARMERGEL | Warmer, Gel | Parker Labs
YES | YES |  |  |  | 929-01083 | 929-01083 | Parker Labs | Thermasonic |  | 105306BG12 | SUGAR LAND - RADIOLOGY |  |  |  |  | 929-01083 | 929-01083 | Sugar Land | Sugar Land | SUGAR LAND - RADIOLOGY | Ultrasound 1 | [5 empty] | Warmer, Gel | WARMERGEL-Parker Labs-Thermasonic | [22 empty] | Warmer, Gel | WARMERGEL | Warmer, Gel | Parker Labs
YES | YES |  |  |  | 142-09227 | 142-09227 | Parker Labs | Thermasonic |  | 158312BH12 | SMR - (WDLS) - CONROE NORTH |  |  |  |  | 142-09227 | 142-09227 | Woodlands | Memorial Hermann Sports Medicine | SMR - (WDLS) - CONROE NORTH | Back room |  |  |  | New add |  | Warmer, Gel | WARMERGEL-Parker Labs-Thermasonic | [22 empty] | Warmer, Gel | WARMERGEL | Warmer, Gel | Parker Labs
YES | YES |  |  |  | 013-16891 | 013-16891 | Parker Labs | Thermasonic |  |  | Stress Testing |  |  |  |  | 013-16891 | 013-16891 | Southwest | Memorial Hermann Heart | Stress Testing | Echo 2 - X1 136 |  |  |  | New Add - ?AuOne Time Inspection?Au Sticker |  | Warmer, Gel | WARMERGEL-Parker Labs-Thermasonic | [22 empty] | Warmer, Gel | WARMERGEL | Warmer, Gel | Parker Labs
YES | YES |  |  |  | 013-39261 | 013-39261 | Parker Labs | Thermasonic |  | 056512BH11 | SW - Women?Aos Health |  |  |  |  | 013-39261 | 013-39261 | Southwest | Memorial Hermann Southwest Hospital | SW - Women?Aos Health | 5th Floor - D Wing - Nurses Station | 8/1/19 |  | 8/1/20 |  |  | Warmer, Gel | WARMERGEL-Parker Labs-Thermasonic | [22 empty] | Warmer, Gel | WARMERGEL | Warmer, Gel | Parker Labs
NO | YES |  |  |  | 099-13082 | 099-13082 | Parker Labs | Thermasonic |  | 188105BG13 | SW-Labor |  |  |  |  | 099-13082 | 099-13082 | Southwest | MHHS-Southwest | SW-Labor | LDR 2 | [5 empty] | Warmer, Gel | WARMERGEL-Parker Labs-Thermasonic | [22 empty] | Warmer, Gel | WARMERGEL | Warmer, Gel | Parker Labs
YES | YES |  |  |  | 099-13085 | 099-13085 | Parker Labs | Thermasonic |  | 217105BG13 | SW - LABOR |  |  |  |  | 099-13085 | 099-13085 | Southwest | Memorial Hermann Southwest Hospital | SW - LABOR | LDR | [5 empty] | Warmer, Gel | WARMERGEL-Parker Labs-Thermasonic | [22 empty] | Warmer, Gel | WARMERGEL | Warmer, Gel | Parker Labs
YES | YES |  |  |  | 099-13088 | 099-13088 | Parker Labs | Thermasonic |  | 219105BG13 | SW - LABOR |  |  |  |  | 099-13088 | 099-13088 | Southwest | Memorial Hermann Southwest Hospital | SW - LABOR | LDR 5 | [5 empty] | Warmer, Gel | WARMERGEL-Parker Labs-Thermasonic | [22 empty] | Warmer, Gel | WARMERGEL | Warmer, Gel | Parker Labs
YES | YES |  |  |  | 099-13093 | 099-13093 | Parker Labs | Thermasonic |  | 218105BG13 | SW - LABOR |  |  |  |  | 099-13093 | 099-13093 | Southwest | Memorial Hermann Southwest Hospital | SW - LABOR | OB A1 | [5 empty] | Warmer, Gel | WARMERGEL-Parker Labs-Thermasonic | [22 empty] | Warmer, Gel | WARMERGEL | Warmer, Gel | Parker Labs
YES | YES |  |  |  | 099-13094 | 099-13094 | Parker Labs | Thermasonic |  | 212105BG13 | SW - LABOR |  |  |  |  | 099-13094 | 099-13094 | Southwest | Memorial Hermann Southwest Hospital | SW - LABOR | OB A2 | [5 empty] | Warmer, Gel | WARMERGEL-Parker Labs-Thermasonic | [22 empty] | Warmer, Gel | WARMERGEL | Warmer, Gel | Parker Labs
YES | YES |  |  |  | 099-13064 | 099-13064 | Parker Labs | Thermasonic |  | 216105BG13 | SW - LABOR |  |  |  |  | 099-13064 | 099-13064 | Southwest | Memorial Hermann Southwest Hospital | SW - LABOR | OB A4 | [5 empty] | Warmer, Gel | WARMERGEL-Parker Labs-Thermasonic | [22 empty] | Warmer, Gel | WARMERGEL | Warmer, Gel | Parker Labs
YES | YES |  |  |  | 099-13065 | 099-13065 | Parker Labs | Thermasonic |  | 223105BG13 | SW - LABOR |  |  |  |  | 099-13065 | 099-13065 | Southwest | Memorial Hermann Southwest Hospital | SW - LABOR | OB A3 | [5 empty] | Warmer, Gel | WARMERGEL-Parker Labs-Thermasonic | [22 empty] | Warmer, Gel | WARMERGEL | Warmer, Gel | Parker Labs
YES | YES |  |  |  | 099-13068 | 099-13068 | Parker Labs | Thermasonic |  | 224105BG13 | SW - L |  |  |  |  | 099-13068 | 099-13068 | Southwest | Memorial Hermann Southwest Hospital | SW - L | Room 11 |  |  |  | No p.m. |  | Warmer, Gel | WARMERGEL-Parker Labs-Thermasonic | [22 empty] | Warmer, Gel | WARMERGEL | Warmer, Gel | Parker Labs
YES | YES |  |  |  | 099-13073 | 099-13073 | Parker Labs | Thermasonic |  | 209105BG13 | SW - LABOR |  |  |  |  | 099-13073 | 099-13073 | Southwest | Memorial Hermann Southwest Hospital | SW - LABOR | LDR 14 | [5 empty] | Warmer, Gel | WARMERGEL-Parker Labs-Thermasonic | [22 empty] | Warmer, Gel | WARMERGEL | Warmer, Gel | Parker Labs
NO | YES |  |  |  | 099-13760 | 099-13760 | Parker Labs | Thermasonic |  | 211105BG13 | SW-Labor |  |  |  |  | 099-13760 | 099-13760 | Southwest | MHHS-Southwest | SW-Labor | Room 15 |  |  |  | No p.m. |  | Warmer, Gel | WARMERGEL-Parker Labs-Thermasonic | [22 empty] | Warmer, Gel | WARMERGEL | Warmer, Gel | Parker Labs
YES | YES |  |  |  | 099-13767 | 099-13767 | Parker Labs | Thermasonic |  | 210105BG13 | SW - LABOR |  |  |  |  | 099-13767 | 099-13767 | Southwest | Memorial Hermann Southwest Hospital | SW - LABOR | LDR 6 | [5 empty] | Warmer, Gel | WARMERGEL-Parker Labs-Thermasonic | [22 empty] | Warmer, Gel | WARMERGEL | Warmer, Gel | Parker Labs
YES | YES |  |  |  | 099-14347 | 099-14347 | Parker Labs | Thermasonic |  | 054312BH12 | OPID - (SE) - LEAGUE CITY CCC - 409 |  |  |  |  | 099-14347 | 099-14347 | Southeast | Memorial Hermann Convenient Care Center in League City (League City CCC) | OPID - (SE) - LEAGUE CITY CCC - 409 | 309 Ultasound Biopsy | [5 empty] | Warmer, Gel | WARMERGEL-Parker Labs-Thermasonic | [22 empty] | Warmer, Gel | WARMERGEL | Warmer, Gel | Parker Labs
YES | YES |  |  |  | 099-13390 | 099-13390 | Parker Labs | Thermasonic |  | 055312BH12 | Suite 600 |  |  |  |  | 099-13390 | 099-13390 | Southeast | Memorial Hermann Convenient Care Center in League City (League City CCC) | Suite 600 | Ultrasound 2 | [5 empty] | Warmer, Gel | WARMERGEL-Parker Labs-Thermasonic | [22 empty] | Warmer, Gel | WARMERGEL | Warmer, Gel | Parker Labs
YES | YES |  |  |  | 099-14349 | 099-14349 | Parker Labs | Thermasonic |  | 160312BH12 | OPID - (SE) - LEAGUE CITY CCC - 409 |  |  |  |  | 099-14349 | 099-14349 | Southeast | Memorial Hermann Convenient Care Center in League City (League City CCC) | OPID - (SE) - LEAGUE CITY CCC - 409 | [6 empty] | Warmer, Gel | WARMERGEL-Parker Labs-Thermasonic | [22 empty] | Warmer, Gel | WARMERGEL | Warmer, Gel | Parker Labs
YES | YES |  |  |  | 099-14864 | 099-14864 | Parker Labs | Thermasonic |  | 067112BG13 | SE - CANCER CENTER |  |  |  |  | 099-14864 | 099-14864 | Southeast | Memorial Hermann Sports Medicine | SE - CANCER CENTER | #100 Plaza 2 | [5 empty] | Warmer, Gel | WARMERGEL-Parker Labs-Thermasonic | [22 empty] | Warmer, Gel | WARMERGEL | Warmer, Gel | Parker Labs
YES | YES |  |  |  | 099-14846 | 099-14846 | Parker Labs | Thermasonic |  | 102312BH12 | SE - BAYSHORE |  |  |  |  | 099-14846 | 099-14846 | Southeast | Memorial Hermann Southeast Hospital | SE - BAYSHORE | 11476 Space Center Blvd | [5 empty] | Warmer, Gel | WARMERGEL-Parker Labs-Thermasonic | [22 empty] | Warmer, Gel | WARMERGEL | Warmer, Gel | Parker Labs
YES | YES |  |  |  | 099-07813 | 099-07813 | Parker Labs | Thermasonic |  | 283301BE12 | SE - Radiology |  |  |  |  | 099-07813 | 099-07813 | Southeast | Memorial Hermann-Southeast Hosptal | SE - Radiology | W1 413 Radiology Work Room | [5 empty] | Warmer, Gel | WARMERGEL-Parker Labs-Thermasonic | [22 empty] | Warmer, Gel | WARMERGEL | Warmer, Gel | Parker Labs
YES | YES |  |  |  | 099-06483 | 099-06483 | Parker Labs | Thermasonic |  | 090307BG12 | Radiology |  |  |  |  | 099-06483 | 099-06483 | Southeast | Memorial Hermann Southeast Hospital | Radiology | W2 269 Patient Holding |  |  |  | No pm sticker |  | Warmer, Gel | WARMERGEL-Parker Labs-Thermasonic | [22 empty] | Warmer, Gel | WARMERGEL | Warmer, Gel | Parker Labs
YES | YES | Asset Tag 099-07296 |  |  | 099-07296 | 099-07296 | Parker Labs | Thermasonic |  | Cnf | Radiology |  |  |  |  | 099-07296 | 099-07296 | Southeast | Memorial Hermann Southeast Hospital | Radiology | Ultrasound 5 W2 265 | [5 empty] | Warmer, Gel | WARMERGEL-Parker Labs-Thermasonic | [22 empty] | Warmer, Gel | WARMERGEL | Warmer, Gel | Parker Labs
YES | YES |  |  |  | 099-09739 | 099-09739 | Parker Labs | Thermasonic |  |  | SE - Women Center |  |  |  |  | 099-09739 | 099-09739 | Southeast | Memorial Hermann Southeast Hospital | SE - Women Center | Women Center |  |  |  | Gel warmer |  | Warmer, Gel | WARMERGEL-Parker Labs-Thermasonic | [22 empty] | Warmer, Gel | WARMERGEL | Warmer, Gel | Parker Labs
YES | YES |  |  |  | 099-07299 | 099-07299 | Parker Labs | Thermasonic |  | 02093L05086 | SE - RADIOLOGY |  |  |  |  | 099-07299 | 099-07299 | Southeast | Memorial Hermann Southeast Hospital | SE - RADIOLOGY | CT 1 | [5 empty] | Warmer, Gel | WARMERGEL-Parker Labs-Thermasonic | [22 empty] | Warmer, Gel | WARMERGEL | Warmer, Gel | Parker Labs
YES | YES |  |  |  | 094312BH12 | 094312BH12 | Parker Labs | Thermasonic |  | 094312BH12 | Radiology |  |  |  |  | 094312BH12 | 094312BH12 | West | Memorial Hermann Memorial City Medical Center | Radiology | Memorial Hermann x-ray ultrasound 1 |  |  |  | No pm sticker
NO | YES |  |  |  | 041-34407 | 041-34407 | Parker Labs | Thermasonic |  | 098311BH12 | MEMORIAL CITY - Radiology - Inpatient |  |  |  |  | 041-34407 | 041-34407 | West | Memorial Hermann Memorial City Medical Center | MEMORIAL CITY - Radiology - Inpatient | X-Ray Ultrasound 2
YES | YES |  |  |  | 583-01525 | 583-01525 | Parker Labs | Thermasonic |  | 10123L18014 | [5 empty] | 583-01525 | 583-01525 | Suite 630
YES | YES |  |  |  | 151-04760 | 151-04760 | Parker Labs | Thermasonic 8201 |  | 269303BG12 | Cardiology |  |  |  |  | 151-04760 | 151-04760 | Northwest | Memorial Hermann Cypress Hospital | Cardiology | us room | 2/1/20 |  |  |  |  | Warmer, Gel | WARMERGEL-Parker Labs-Thermasonic 8201 | [22 empty] | Warmer, Gel | WARMERGEL | Warmer, Gel | Parker Labs
YES | YES | Asset Tag 099-14049 |  |  | 099-14049 | 099-14049 | Parker Labs | Thermasonic 8201 |  | 213105BG13 | L |  |  |  |  | 099-14049 | 099-14049 | Southwest | Memorial Hermann Southwest Hospital | L | Room 12 |  |  |  | No p.m.
YES | YES |  |  |  | 017-01034 | 017-01034 | Parker Labs | Thermasonic 8203 |  | 519302BF12 | Suite 104 imaging |  |  |  |  | 017-01034 | 017-01034 | Pearland | Memorial Hermann Medical Group Central Pearland | Suite 104 imaging | Ultrasound 1 | 2/1/20 |  |  | One time safety |  | Warmer, Gel | WARMERGEL-Parker Labs-Thermasonic 8203 | [22 empty] | Warmer, Gel | WARMERGEL | Warmer, Gel | Parker Labs
YES | YES |  |  |  | 009-34101 | 009-34101 | Parker Labs | Thermasonic 8203 |  | 03093L05388 | Cardiology |  |  |  |  | 009-34101 | 009-34101 | Central | Memorial Hermann Greater Heights Hospital | Cardiology | [6 empty] | Warmer, Gel | WARMERGEL-Parker Labs-Thermasonic 8203 | [22 empty] | Warmer, Gel | WARMERGEL | Warmer, Gel | Parker Labs
YES | YES |  |  |  | 099-08596 | 099-08596 | Parker Labs | Thermasonic 8203 |  | 279312BF12 | Ultrasound |  |  |  |  | 099-08596 | 099-08596 | Central | Memorial Hermann Greater Heights Hospital | Ultrasound | Rm 1 | [5 empty] | Warmer, Gel | WARMERGEL-Parker Labs-Thermasonic 8203 | [22 empty] | Warmer, Gel | WARMERGEL | Warmer, Gel | Parker Labs
YES | YES |  |  |  | 099-08597 | 099-08597 | Parker Labs | Thermasonic 8203 |  | 05083L03529 | Ultrasound |  |  |  |  | 099-08597 | 099-08597 | Central | Memorial Hermann Greater Heights Hospital | Ultrasound | Rm 3 | [5 empty] | Warmer, Gel | WARMERGEL-Parker Labs-Thermasonic 8203 | [22 empty] | Warmer, Gel | WARMERGEL | Warmer, Gel | Parker Labs
YES | YES |  |  |  | 069-45522 | 069-45522 | Parker Labs | Thermasonic 8203 |  | 092312BH12 | OPID - (TMC) - BREAST CARE CENTER [MHMP-STE1600] - 453 |  |  |  |  | 069-45522 | 069-45522 | TMC | Memorial Hermann Breast Care Center - Texas Medical Center (#1600) | OPID - (TMC) - BREAST CARE CENTER [MHMP-STE1600] - 453 | Ultrasound Room | [5 empty] | Warmer, Gel | WARMERGEL-Parker Labs-Thermasonic 8203 | [22 empty] | Warmer, Gel | WARMERGEL | Warmer, Gel | Parker Labs
YES | YES |  |  |  | 099-14416 | 099-14416 | Parker Labs | Thermasonic 8203 |  | 01083L01115 | HV |  |  |  |  | 099-14416 | 099-14416 | TMC-HV | CMH | HV | Echo 1 |  |  | 3/1/20 |  |  | Warmer, Gel | WARMERGEL-Parker Labs-Thermasonic 8203 | [22 empty] | Warmer, Gel | WARMERGEL | Warmer, Gel | Parker Labs
YES | YES |  |  |  | 099-09323 | 099-09323 | Parker Labs | Thermasonic 8203 |  | 145302BF12 | Ultrasound |  |  |  |  | 099-09323 | 099-09323 | TMC | Memorial Hermann-Texas Medical Center | Ultrasound | J2211 EAM RM 1 | 3/1/20 |  |  |  |  | Warmer, Gel | WARMERGEL-Parker Labs-Thermasonic 8203 | [22 empty] | Warmer, Gel | WARMERGEL | Warmer, Gel | Parker Labs
YES | YES |  |  |  | 005-12103 | 005-12103 | Parker Labs | Thermasonic 8203 |  | 282301BE12 | SE - RADIOLOGY |  |  |  |  | 005-12103 | 005-12103 | Southeast | Memorial Hermann Southeast Hospital | SE - RADIOLOGY | Ultrasound Rm 3 |  |  |  | No pm sticker |  | Warmer, Gel | WARMERGEL-Parker Labs-Thermasonic 8203 | [22 empty] | Warmer, Gel | WARMERGEL | Warmer, Gel | Parker Labs
YES | YES |  |  |  | 041-33390 | 041-33390 | Parker Labs | Thermasonic 8203 |  | 048301BI12 | MH MG - (MC) - MC CARDIOLOGY (MP4) STE400 |  |  |  |  | 041-33390 | 041-33390 | West | Memorial Hermann Medical Group Memorial City Cardiology (#400) | MH MG - (MC) - MC CARDIOLOGY (MP4) STE400 | ECHO Room 1
YES | YES |  |  |  | 041-33766 | 041-33766 | Parker Labs | Thermasonic 8203 |  | 009310BJ12 | WOODLANDS - RADIOLOGY |  |  |  |  | 041-33766 | 041-33766 | Woodlands | Memorial Hermann The Woodlands Medical Center | WOODLANDS - RADIOLOGY | Radiology |  |  |  | No pm sticker
YES | YES |  |  |  | 133-07569 | 133-07569 | Parker Labs | Thermasonic 8203-A |  | 08101L03943T | Labor and delivery |  |  |  |  | 133-07569 | 133-07569 | Katy | Memorial Hermann Katy Hospital | Labor and delivery | L and D 5 | [5 empty] | Warmer, Gel | WARMERGEL-Parker Labs-Thermasonic 8203-A | [22 empty] | Warmer, Gel | WARMERGEL | Warmer, Gel | Parker Labs
YES | YES |  |  |  | 129-02399 | 129-02399 | Parker Labs | Thermasonic 8204 |  |  | Sugar Land Endo |  |  |  |  | 129-02399 | 129-02399 | Sugar Land | Memorial Hermann Sugar Land Hospital | Sugar Land Endo | Echo | [5 empty] | Warmer, Gel | WARMERGEL-Parker Labs-Thermasonic 8204 | [22 empty] | Warmer, Gel | WARMERGEL | Warmer, Gel | Parker Labs
YES | YES |  |  |  | 069-14941 | 069-14941 | Parker Labs | Thermasonic 8204 |  |  | TMC - JONES - TRANSPLANT CLINIC (1J) |  |  |  |  | 069-14941 | 069-14941 | TMC | Memorial Hermann-Texas Medical Center | TMC - JONES - TRANSPLANT CLINIC (1J) | Supply Room J1427 | [5 empty] | Warmer, Gel | WARMERGEL-Parker Labs-Thermasonic 8204 | [22 empty] | Warmer, Gel | WARMERGEL | Warmer, Gel | Parker Labs
YES | YES |  |  |  | 005-12102 | 005-12102 | Parker Labs | Thermasonic 8204 |  |  | SE - Radiology |  |  |  |  | 005-12102 | 005-12102 | Southeast | Memorial Hermann Southeast Hospital | SE - Radiology | Ultrasound room 2 |  |  |  | No pm sticker |  | Warmer, Gel | WARMERGEL-Parker Labs-Thermasonic 8204 | [22 empty] | Warmer, Gel | WARMERGEL | Warmer, Gel | Parker Labs
YES | YES | Asset Tag 099-07296 |  |  | 099-07296 | 099-07296 | Parker Labs | Thermasonic 8204 |  | Check pic | Ultrasound 5 W2:265 |  |  |  |  | 099-07296 | 099-07296 | Southeast | Memorial Hermann Southeast Hospital | Ultrasound 5 W2:265 | Ultrasound 5 | [5 empty] | Warmer, Gel | WARMERGEL-Parker Labs-Thermasonic 8204 | [22 empty] | Warmer, Gel | WARMERGEL | Warmer, Gel | Parker Labs
YES | YES |  |  |  | 005-13180 | 005-13180 | Parker Labs | Thermasonic 8204 |  | E79864 | MEMORIAL CITY - CATH LAB |  |  |  |  | 005-13180 | 005-13180 | West | Memorial Hermann - Memorial City | MEMORIAL CITY - CATH LAB | Interventional Radiology Room 1
YES | YES |  |  |  | 000-04341 | 000-04341 | Parker Labs | Thermasonic 83-03 |  | 146311BH12 | CCC in spring |  |  |  |  | 000-04341 | 000-04341 | ccc spring |  | CCC in spring | Radiology | [5 empty] | Warmer, Gel | WARMERGEL-Parker Labs-Thermasonic 83-03 | [22 empty] | Warmer, Gel | WARMERGEL | Warmer, Gel | Parker Labs
YES | YES |  |  |  | 041-33822 | 041-33822 | Parker Labs | Thermasonic gel warmer |  | 291305BJ12 | MEMORIAL CITY - NUCLEAR MEDICINE |  |  |  |  | 041-33822 | 041-33822 | West | Memorial city - nuke med | MEMORIAL CITY - NUCLEAR MEDICINE | Pre admit testing |  |  |  | No pm sticker found
YES | YES |  |  |  | 133-07570 | 133-07570 | Parker Labs Inc. | 82-01-A |  | 08101L03942T | KATY - POSTPARTUM - 2W |  |  |  |  | 133-07570 | 133-07570 | Katy | Memorial Hermann Katy Hospital | KATY - POSTPARTUM - 2W | LDR4 | 2/1/20 | 2/1/20
YES | YES |  |  |  | 099-11590 | 099-11590 | Parks medical electronics | 811 ?Ai B |  | 811B-600003676 | TMC - MHTMC - CENTRAL SUPPLY |  |  |  |  | 099-11590 | 099-11590 | TMC | Memorial Hermann TMC | TMC - MHTMC - CENTRAL SUPPLY | Clean Utility
NO | YES |  |  |  | 133-06128 | 133-06128 | Parks Medical Electronics | 811-B |  | 811B-600004285 | Katy-OR |  |  |  |  | 133-06128 | 133-06128 | Katy | MHHS-Katy | Katy-OR | Bio med shop |  |  |  | No pm |  | Doppler, Blood Flow | DOPPLERBLOODFLOW-Parks Med-811-B | [23 empty] | DOPPLERBLOODFLOW | Doppler, Blood Flow | Parks Med
YES | YES |  |  |  | 133-02883 | 133-02883 | Parks Medical Electronics Inc | 2100-SX Top assembly |  |  | OPID - (KY) - KATY - 445 (MP1) |  |  |  |  | 133-02883 | 133-02883 | Katy | Katy | OPID - (KY) - KATY - 445 (MP1) |  | 6/1/18 | 6/1/19
YES | YES |  |  |  | 041-11031 | 042-11031 | Parks Medical Electronics Inc | 614-B |  | 614B-300001000 | MEMORIAL CITY MOR |  |  |  |  | 041-11031 | 042-11031 | West | Memorial Hermann Memorial City Medical Center | MEMORIAL CITY MOR | MEMORIAL CITY MOR
YES | YES | [5 empty] | Parks Medical Electronics Inc | 810-A |  | 810A-001001283 | SW - HVI - OR | [6 empty] | Southwest | Memorial Hermann Heart | SW - HVI - OR | HVI OR Core | 4/1/15 |  |  | PM Not Required
YES | YES | Serial Number Cnf |  |  | 133-00626 | 133-00626 | Parks Medical Electronics Inc |  |  | CNF | KATY - Biomed |  |  |  |  | 133-00626 | 133-00626 | Katy | Memorial Hermann Katy Hospital | KATY - Biomed | Biomed storage | 2/1/20 |  |  | Retired |  | Doppler, Blood Flow | DOPPLERBLOODFLOW-Parker Labs-811 | [23 empty] | DOPPLERBLOODFLOW | Doppler, Blood Flow | Parker Labs
NO | YES |  |  |  | 074-05063 | 074-05063 | Parks Medical Electronics Inc | 811-B |  | 811B-600019990 | TMC-HVI-Heart Failure ICU (5Hvi) | MHHS-TMC |  | Doppler, Blood Flow |  | 074-05063 | 074-05063 | TMC | MHHS-TMC | TMC-HVI-Heart Failure ICU (5Hvi) |  | 8/1/15 |  |  |  | DETECTORS, BLOOD FLOW/FETAL HEART, ULTRASONIC | Doppler, Blood Flow | DOPPLERBLOODFLOW-Parks Med-811-B | DOPPLERBLOODFLOW | 811-B |  |  |  | Parks Med | Doppler, Blood Flow |  | DOPPLERBLOODFLOW-Parks Med-811-B |  |  |  |  | Covered PM Repair - Biomedical | MHHS-TMC | [8 empty] | DOPPLERBLOODFLOW | Doppler, Blood Flow | Parks Med
YES | YES | Serial Number Cnf |  |  | 000-02772 | 000-02772 | Parks Medical Electronics Inc | 811-B |  | Cnf | MH MG - (STX) - SOUTH TEXAS - WHARTON |  |  |  |  | 000-02772 | 000-02772 | South | Specialties Clinic | MH MG - (STX) - SOUTH TEXAS - WHARTON | Exam 12 | 8/1/01 | 9/1/01 |  |  |  | Doppler, Blood Flow | DOPPLERBLOODFLOW-Parks Med-811-B | [23 empty] | DOPPLERBLOODFLOW | Doppler, Blood Flow | Parks Med
YES | YES |  |  |  | 099-01023 | 099-01023 | Parks Medical Electronics Inc | 811-B |  | 811B-600018198 | NE - OR |  |  |  |  | 099-01023 | 099-01023 | Katy | Memorial Hermann Northeast Hospital | NE - OR | OR Hybrid Room | [5 empty] | Doppler, Blood Flow | DOPPLERBLOODFLOW-Parks Med-811-B | [23 empty] | DOPPLERBLOODFLOW | Doppler, Blood Flow | Parks Med
YES | YES |  |  |  | 029-02781 | 029-02781 | Parks Medical Electronics Inc | 811-B |  | No SN Visible | WOODLANDS - OR |  |  |  |  | 029-02781 | 029-02781 | Woodlands | Memorial Hermann The Woodlands Medical Center | WOODLANDS - OR | Equipment Storage |  |  |  | New Add |  | Doppler, Blood Flow | DOPPLERBLOODFLOW-Parks Med-811-B | [23 empty] | DOPPLERBLOODFLOW | Doppler, Blood Flow | Parks Med
YES | YES |  |  |  | 029-04569 | 029-04569 | Parks Medical Electronics Inc | 811-B |  | 811B-099003746 | WOODLANDS - OR |  |  |  |  | 029-04569 | 029-04569 | Woodlands | Memorial Hermann in the woodlands | WOODLANDS - OR | PACU | [5 empty] | Doppler, Blood Flow | DOPPLERBLOODFLOW-Parks Med-811-B | [23 empty] | DOPPLERBLOODFLOW | Doppler, Blood Flow | Parks Med
YES | YES |  |  |  | 074-06372 | 074-06372 | Parks Medical Electronics Inc | 811-B |  | 811B-600019752 | West Tower 3 |  |  |  |  | 074-06372 | 074-06372 | Woodlands | Memorial Hermann Hospital Woodlands | West Tower 3 | Nurse Station | [6 empty] | DOPPLERBLOODFLOW-Parks Med-811-B
YES | YES |  |  |  | 009-02867 | 009-02867 | Parks Medical Electronics Inc | 811-B |  | 009-02867 | GH - OUTPATIENT TESTING |  |  |  |  | 009-02867 | 009-02867 | Central | TIIR | GH - OUTPATIENT TESTING | Vascular Lab S2 105.45 | [6 empty] | DOPPLERBLOODFLOW-Parks Med-811-B
YES | YES |  |  |  | 099-08317 | 099-08317 | Parks Medical Electronics Inc | 811-B |  | 811B-600025156 | MHOSH - OR |  |  |  |  | 099-08317 | 099-08317 | Central | Memorial Hermann Greater Heights Hospital | MHOSH - OR | MHOSH - OR | [6 empty] | DOPPLERBLOODFLOW-Parks Med-811-B
YES | YES |  |  |  | 013-36627 | 013-36627 | Parks Medical Electronics Inc | 811-B |  | 811B-600020924 | SW - HVI - OR |  |  |  |  | 013-36627 | 013-36627 | Southwest | Memorial Hermann Heart | SW - HVI - OR | HVI OR Core | 11/1/15 |  |  | PM Not Required |  |  | DOPPLERBLOODFLOW-Parks Med-811-B
YES | YES |  |  |  | 069-09678 | 069-09678 | Parks Medical Electronics Inc | 811-B |  |  | Biomed Shop |  |  |  |  | 069-09678 | 069-09678 | TMC | Memorial Hermann-Texas Medical Center | Biomed Shop | Biomed Shop | [6 empty] | DOPPLERBLOODFLOW-Parks Med-811-B
YES | YES |  |  |  | 074-06722 | 074-06722 | Parks Medical Electronics Inc | 811-B |  | 811B-600031706 | TMC - HVI - HEART FAILURE ICU (5HVI) |  |  |  |  | 074-06722 | 074-06722 | TMC | Memorial Hermann-Texas Medical Center | TMC - HVI - HEART FAILURE ICU (5HVI) | [7 empty] | DOPPLERBLOODFLOW-Parks Med-811-B
YES | YES |  |  |  | 074-06723 | 074-06723 | Parks Medical Electronics Inc | 811-B |  | 811b-600031690 | TMC - HVI - HEART FAILURE ICU (5HVI) |  |  |  |  | 074-06723 | 074-06723 | TMC | Memorial Hermann-Texas Medical Center | TMC - HVI - HEART FAILURE ICU (5HVI) | Dictation | [6 empty] | DOPPLERBLOODFLOW-Parks Med-811-B
YES | YES |  |  |  | 074-06713 | 074-06713 | Parks Medical Electronics Inc | 811-B |  | 811B-800031704 | TMC - HVI - HEART FAILURE ICU (5HVI) |  |  |  |  | 074-06713 | 074-06713 | TMC | Memorial Hermann-Texas Medical Center | TMC - HVI - HEART FAILURE ICU (5HVI) | [7 empty] | DOPPLERBLOODFLOW-Parks Med-811-B
YES | YES |  |  |  | 074-06714 | 074-06714 | Parks Medical Electronics Inc | 811-B |  | 811B-600031691 | ICU |  |  |  |  | 074-06714 | 074-06714 | TMC | Memorial Hermann-Texas Medical Center | ICU | Equipment storage | [6 empty] | DOPPLERBLOODFLOW-Parks Med-811-B
YES | YES |  |  |  | 069-21196 | 069-21196 | Parks Medical Electronics Inc | 811-B | [7 empty] | 069-21196 | 069-21196 | TMC | Memorial Hermann Heart |  | 14-101 | [6 empty] | DOPPLERBLOODFLOW-Parks Med-811-B
YES | YES |  |  |  | 099-11340 | 099-11340 | Parks Medical Electronics Inc | 811-B |  | 811b-600030804 | TMC - CULLEN - GENERAL MEDICINE (3C) |  |  |  |  | 099-11340 | 099-11340 | TMC | Memorial Hermann-Texas Medical Center | TMC - CULLEN - GENERAL MEDICINE (3C) | Nurse station | [6 empty] | DOPPLERBLOODFLOW-Parks Med-811-B
YES | YES |  |  |  | 099-13506 | 099-13506 | Parks Medical Electronics Inc | 811-B |  |  | TMC - CULLEN - MICU (2C) |  |  |  |  | 099-13506 | 099-13506 |  | Memorial Hermann-tmc | TMC - CULLEN - MICU (2C) | Clean utility |  |  |  | No PM Sticker |  |  | DOPPLERBLOODFLOW-Parks Med-811-B
YES | YES |  |  |  | 099-11689 | 099-11689 | Parks Medical Electronics Inc | 811-B |  | 811b-600011447 | TMC - DIALYSIS - ADULT (9J) |  |  |  |  | 099-11689 | 099-11689 | TMC | Memorial Hermann-Texas Medical Center | TMC - DIALYSIS - ADULT (9J) | Storage closet | [6 empty] | DOPPLERBLOODFLOW-Parks Med-811-B
YES | YES |  |  |  | 069-47985 | 069-47985 | Parks Medical Electronics Inc | 811-B |  | 811B-700008075 | TMC - SAROFIM 2 - OR |  |  |  |  | 069-47985 | 069-47985 |  | Memorial Hermann-tmc | TMC - SAROFIM 2 - OR | OR10 |  |  |  | PM Not Required |  |  | DOPPLERBLOODFLOW-Parks Med-811-B
YES | YES |  |  |  | 099-07125 | 099-07125 | Parks Medical Electronics Inc | 811-B |  | 811B-6000003682 | TMC - SAROFIM 3 - OR |  |  |  |  | 099-07125 | 099-07125 | TMC | Memorial Hermann-Texas Medical Center | TMC - SAROFIM 3 - OR | Anesthesia decontamination S3413 | [6 empty] | DOPPLERBLOODFLOW-Parks Med-811-B
YES | YES |  |  |  | 069-24124 | 069-24124 | Parks Medical Electronics Inc | 811-B |  | 811B-700004356 | TMC - SAROFIM 3 - OR |  |  |  |  | 069-24124 | 069-24124 | TMC | Memorial Hermann-Texas Medical Center | TMC - SAROFIM 3 - OR | Anesthesia decontamination S3413 | [6 empty] | DOPPLERBLOODFLOW-Parks Med-811-B
NO | YES |  |  |  | 069-38198 | 069-38198 | Parks Medical Electronics Inc | 811-B |  | 811B-700004355 | TMC-Sarofim 3-OR |  |  |  |  | 069-38198 | 069-38198 | TMC | MHHS-TMC | TMC-Sarofim 3-OR | Anesthesia decontamination S3413
YES | YES |  |  |  | 069-38199 | 069-38199 | Parks Medical Electronics Inc | 811-B |  | 8111B-700004353 | TMC - SAROFIM 3 - OR |  |  |  |  | 069-38199 | 069-38199 | TMC | Memorial Hermann-Texas Medical Center | TMC - SAROFIM 3 - OR | Anesthesia decontamination S3413 | [6 empty] | DOPPLERBLOODFLOW-Parks Med-811-B
YES | YES |  |  |  | 069-28573 | 069-28573 | Parks Medical Electronics Inc | 811-B |  | 811B-099005990 | TMC - SAROFIM 3 - OR |  |  |  |  | 069-28573 | 069-28573 | TMC | Memorial Hermann-Texas Medical Center | TMC - SAROFIM 3 - OR | Anesthesia decontamination S3413 | [6 empty] | DOPPLERBLOODFLOW-Parks Med-811-B
NO | YES |  |  |  | 005-06647 | 005-06647 | Parks Medical Electronics Inc | 811-B |  | 811B-600003534 | SE-Emergency Center |  |  |  |  | 005-06647 | 005-06647 | Southeast | MHHS-Southeast | SE-Emergency Center | Hallway
YES | YES |  |  |  | 005-04286 | 005-04286 | Parks Medical Electronics Inc | 811-B |  |  | SE - RADIOLOGY |  |  |  |  | 005-04286 | 005-04286 | Southeast | Memorial Hermann Southeast Hospital | SE - RADIOLOGY | Specials |  |  |  | No pm sticker |  |  | DOPPLERBLOODFLOW-Parks Med-811-B
NO | YES |  |  |  | 005-07334 | 005-07334 | Parks Medical Electronics Inc | 811-B |  | 811B-600006644 | SE-Cath Lab |  |  |  |  | 005-07334 | 005-07334 | Southeast | MHHS-Southeast | SE-Cath Lab | Room 2
YES | YES |  |  |  | 041-33288 | 041-33288 | Parks Medical Electronics Inc | 811-B |  | 190-001-0866 | OTAC |  |  |  |  | 041-33288 | 041-33288 | TMC | Memorial Hermann-Texas Medical Center | OTAC | S7 04 | [6 empty] | DOPPLERBLOODFLOW-Parks Med-811-B
YES | YES |  |  |  | 069-41135 | 069-41135 | Parks Medical Electronics Inc | 811-B |  | 811B Dash 600008681 | TMC - SAROFIM 7 - ORTHO TRAUMA |  |  |  |  | 069-41135 | 069-41135 | TMC | Memorial Hermann-Texas Medical Center | TMC - SAROFIM 7 - ORTHO TRAUMA | S725 |  |  |  | No pm |  |  | DOPPLERBLOODFLOW-Parks Med-811-B
NO | YES | Serial Number 811B-600030146 |  |  | 099-06700 | 099-06700 | Parks Medical Electronics Inc | 811-B |  | 811B-600030146 | TMC-Sarofim 2-OR |  |  |  |  | 099-06700 | 099-06700 | TMC | MHHS-TMC | TMC-Sarofim 2-OR | Biomed S3622
YES | YES |  |  |  | 099-06699 | 099-06699 | Parks Medical Electronics Inc | 811-B |  |  | TMC - SAROFIM 2 - OR |  |  |  |  | 099-06699 | 099-06699 | TMC | Memorial Hermann-Texas Medical Center | TMC - SAROFIM 2 - OR | Biomed S3622 | [6 empty] | DOPPLERBLOODFLOW-Parks Med-811-B
YES | YES |  |  |  | 009-01063 | 009-01063 | Parks Medical Electronics Inc | 811-BL |  |  | GH - PACU |  |  |  |  | 009-01063 | 009-01063 |  |  | GH - PACU | Nursing station | 3/1/20
NO | YES |  |  |  | 129-04280 | 129-04280 | Parks Medical Electronics Inc | 811-BTS |  | 811B-700002880 | Sugar Land - Cath Lab |  |  |  |  | 129-04280 | 129-04280 | Sugar Land | Memorial Hermann Sugar Land Hospital | Sugar Land - Cath Lab
YES | YES |  |  |  | 099-08197 | 099-08197 | Parks Medical Electronics Inc | 811-BTS |  | 811B-700006678 | CVICU |  |  |  |  | 099-08197 | 099-08197 | Central | Memorial Hermann Hospital greater heights | CVICU | Recovery Room 4 |  |  |  | No p.m.
YES | YES |  |  |  | 013-10896 | 013-10896 | Parks Medical Electronics Inc | 811-BTS |  |  | 8th floor |  |  |  |  | 013-10896 | 013-10896 | Southwest | Memorial Hermann Southwest Hospital | 8th floor | Evac chair room E wing
YES | YES |  |  |  | 069-34657 | 069-34657 | Parks Medical Electronics Inc | 811-BTS |  | 811B-700003906 | TMC - SAROFIM 3 - OR |  |  |  |  | 069-34657 | 069-34657 | TMC | Memorial Hermann Texas Medical Center | TMC - SAROFIM 3 - OR | Sarofim OR 3
YES | YES |  |  |  | 069-34660 | 069-34660 | Parks Medical Electronics Inc | 811-BTS |  | 811B-7000039232/12 | Surgery |  |  |  |  | 069-34660 | 069-34660 | TMC | Memorial Hermann-Texas Medical Center | Surgery |  | 2/1/12 |  | 4/1/20
NO | YES |  |  |  | 069-44425 | 069-44425 | Parks Medical Electronics Inc | 811-BTS |  | 811B-700003613 | TMC-OR-Hermann (2Hp) |  |  |  |  | 069-44425 | 069-44425 | TMC | MHHS-TMC | TMC-OR-Hermann (2Hp) | S412 storage
NO | YES |  |  |  | 099-08016 | 099-08016 | Parks Medical Electronics Inc | 811-BTS |  | 811B-700004928 | TMC-OR-Hermann (2Hp) |  |  |  |  | 099-08016 | 099-08016 | TMC | MHHS-TMC | TMC-OR-Hermann (2Hp) | S412 storage
NO | YES |  |  |  | 099-08015 | 099-08015 | Parks Medical Electronics Inc | 811-BTS |  | 811B-700003418 | TMC-OR-Hermann (2Hp) |  |  |  |  | 099-08015 | 099-08015 | TMC | MHHS-TMC | TMC-OR-Hermann (2Hp) | S412 storage
NO | YES |  |  |  | 069-44424 | 069-44424 | Parks Medical Electronics Inc | 811-BTS |  | 811B-700004457 | TMC-OR-Hermann (2Hp) |  |  |  |  | 069-44424 | 069-44424 | TMC | MHHS-TMC | TMC-OR-Hermann (2Hp) | S412 storage
YES | YES | Serial Number Cnf |  |  | 099-07126 | 099-07126 | Parks Medical Electronics Inc | 811-BTS |  | CNF | TMC - SAROFIM 3 - OR |  |  |  |  | 099-07126 | 099-07126 | TMC | Memorial Hermann-Texas Medical Center | TMC - SAROFIM 3 - OR | Anesthesia decontamination S3413
YES | YES |  |  |  | 005-33056 | 005-33056 | Parks Medical Electronics Inc | 82-03 |  |  | Ultrasound |  |  |  |  | 005-33056 | 005-33056 | Woodlands | Memorial Hermann 24-Hour Emergency Care | Ultrasound | Ultrasound | [6 empty] | WARMERGEL-Parker Labs-Thermasonic 8203
YES | YES |  |  |  | 013-07954 | 013-07954 | Parks Medical Electronics Inc | 915-BL |  | Nsn | Biomed shop |  |  |  |  | 013-07954 | 013-07954 | Southwest | Memorial Hermann Southwest Hospital | Biomed shop |  | 3/1/20 |  |  | No pm required, unit screwed down to stand blocking sn
NO | YES |  |  |  | 041-16271 | 041-16271 | Parks Medical Electronics Inc | Flo-Lab 2100-SX |  |  | SL OPID |  |  |  |  | 041-16271 | 041-16271 | Sugar Land | MH SL | SL OPID | SL, PB1, Suite 100, Room 174 | 10/1/19 | 10/1/20 |  |  | US Vascular Lab | [22 empty] | 3/1/05
YES | YES |  |  |  | 099-06290 | 099-06290 | Parks Medical Electronics Inc | Flo-Lab 2100-SX |  | RCHG-000001679 | Radiology |  |  |  |  | 099-06290 | 099-06290 | Southeast | Memorial Hermann Southeast Hospital | Radiology | Storage room |  |  |  | No pm
NO | YES | Serial Number 172693 |  |  | 099-07564 | 099-07564 | Parks Medical Electronics Inc | Flo-Lab 2100-SX |  |  | Ultrasound 5 W2:265 |  |  |  |  | 099-07564 | 099-07564 | Southeast | Memorial Hermann Southeast Hospital | Ultrasound 5 W2:265 | Ultrasound 5
NO | NO | [5 empty] | Parks Medical Electronics, Inc. | 1050-C |  |  | MEMORIAL CITY - MOR | MHHS-Mem City |  | Doppler, Fetal Ultrasound |  |  |  | West & Memorial City |  | MEMORIAL CITY - MOR | [5 empty] | DETECTORS, BLOOD FLOW/FETAL HEART, ULTRASONIC |  | DOPPLERFETALULTRASND-Parks Med-1050C | DOPPLERFETALULTRASND | 1050C |  |  |  | Parks Med | Doppler, Fetal Ultrasound |  |  | DOPPLERFETALULTRASND-Parks Med-1050C |  |  |  | Covered PM Repair - Biomedical | MHHS-Mem City
NO | NO |  |  |  | 009-09169 |  | Parks Medical Electronics, Inc. | 1052-C |  | 105X-C00001122 | GH - OUTPATIENT TESTING | MHHS-Greater Heights |  | Doppler, Fetal Ultrasound |  | 009-09169 |  | Central & Greater Heights |  | GH - OUTPATIENT TESTING | [5 empty] | DETECTORS, BLOOD FLOW/FETAL HEART, ULTRASONIC |  | DOPPLERFETALULTRASND-Parks Med-1052-C | DOPPLERFETALULTRASND | 1052-C |  |  |  | Parks Med | Doppler, Fetal Ultrasound |  | DOPPLERFETALULTRASND-Parks Med-1052-C |  |  |  |  | Covered PM Repair - Biomedical | MHHS-Greater Heights
NO | NO |  |  |  | 129-05166 |  | Parks Medical Electronics, Inc. | 3000LA |  |  | MH MG - (STX) - SOUTH TEXAS - WHARTON | MHHS-MG |  |  |  | 129-05166 |  | South |  | MH MG - (STX) - SOUTH TEXAS - WHARTON | [5 empty] | DETECTORS, BLOOD FLOW/FETAL HEART, ULTRASONIC |  | DOPPLERBLOODFLOW-Parks Med-3000 LA MiniLab IV |  |  |  |  | DOPPLERBLOODFLOW-Parks Med-3000 LA MiniLab IV | Parks Med | [7 empty] | Covered PM Repair - Biomedical | MHHS-MG
NO | NO | [5 empty] | Parks Medical Electronics, Inc. | 810-A |  |  | SW - HVI - OR | MHHS-Southwest |  | Doppler, Fetal Ultrasound |  |  |  | Southwest |  | SW - HVI - OR | [5 empty] | DETECTORS, BLOOD FLOW/FETAL HEART, ULTRASONIC |  | DOPPLERFETALULTRASND-Parks Med-810-A | DOPPLERFETALULTRASND | 810-A |  |  |  | Parks Med | Doppler, Fetal Ultrasound |  | DOPPLERFETALULTRASND-Parks Med-810-A |  |  |  |  | Covered PM Repair - Biomedical | MHHS-Southwest
NO | YES | Asset Tag 005-10612 |  |  | 005-10612 | 005-10612 | Parks Medical Electronics, Inc. |  |  | 811B-600018486 | Memorial Hermann- South East OR | MHHS-Southeast |  | Doppler, Blood Flow |  | 005-10612 | 005-10612 | Southeast & Bay Area | Memorial Hermann- South East | Memorial Hermann- South East OR | OR3 |  |  |  | No PM Sticker | DETECTORS, BLOOD FLOW/FETAL HEART, ULTRASONIC |  | DOPPLERBLOODFLOW-Parker Labs-811 | DOPPLERBLOODFLOW |  |  |  |  | Parker Labs | Doppler, Blood Flow |  |  | DOPPLERBLOODFLOW-Parker Labs-811 | 10/24/18 |  |  | Covered PM Repair - Lab Analyzers/Anesth | MHHS-Southeast
NO | YES |  |  |  | 074-04247 | 074-04247 | Parks Medical Electronics, Inc. |  |  | 811 BTS | TMC-Cath Lab-Adult (2Hvi) | MHHS-TMC |  | Doppler, Blood Flow |  | 074-04247 | 074-04247 | TMC | MHHS-TMC | TMC-Cath Lab-Adult (2Hvi) | TMC - CATH LAB - ADULT (2HVI) |  |  |  |  | DETECTORS, BLOOD FLOW/FETAL HEART, ULTRASONIC | Doppler, Blood Flow | DOPPLERBLOODFLOW-Parker Labs-811 | DOPPLERBLOODFLOW |  |  |  |  | Parker Labs | Doppler, Blood Flow |  |  | DOPPLERBLOODFLOW-Parker Labs-811 |  |  |  | Covered PM Repair - Lab Analyzers/Anesth | MHHS-TMC | [8 empty] | DOPPLERBLOODFLOW | Doppler, Blood Flow | Parker Labs
NO | YES |  |  |  | 069-15636 | 069-15636 | Parks Medical Electronics, Inc. |  |  |  | TMC-Dialysis-Adult (9J) | MHHS-TMC |  | Doppler, Blood Flow |  | 069-15636 | 069-15636 | TMC | MHHS-TMC | TMC-Dialysis-Adult (9J) | Nurse station |  |  |  |  | DETECTORS, BLOOD FLOW/FETAL HEART, ULTRASONIC | Doppler, Blood Flow | DOPPLERBLOODFLOW-Parker Labs-811 | DOPPLERBLOODFLOW |  |  |  |  | Parker Labs | Doppler, Blood Flow |  |  | DOPPLERBLOODFLOW-Parker Labs-811 |  |  |  | Covered PM Repair - Lab Analyzers/Anesth | MHHS-TMC | [8 empty] | DOPPLERBLOODFLOW | Doppler, Blood Flow | Parker Labs
NO | YES |  |  |  | 069-01325 | 069-01325 | Parks Medical Electronics, Inc. |  |  |  | TMC-Sarofim 7-Ortho Trauma | MHHS-TMC |  | Doppler, Blood Flow |  | 069-01325 | 069-01325 | TMC | MHHS-TMC | TMC-Sarofim 7-Ortho Trauma | Supply RM S7 213 | 2/1/20 |  | 2/1/21 |  | DETECTORS, BLOOD FLOW/FETAL HEART, ULTRASONIC |  | DOPPLERBLOODFLOW-Parker Labs-811 | DOPPLERBLOODFLOW |  |  |  |  | Parker Labs | Doppler, Blood Flow |  |  | DOPPLERBLOODFLOW-Parker Labs-811 |  |  |  | Covered PM Repair - Lab Analyzers/Anesth | MHHS-TMC
YES | YES | Serial Number Cnf |  |  | 099-06173 | 099-06173 | Parks Medical Electronics, Inc. |  |  | Cnf | SE - CATH LAB - RECOVERY |  |  |  |  | 099-06173 | 099-06173 | Southeast | Memorial Hermann Southeast Hospital | SE - CATH LAB - RECOVERY | Nurses Station | [6 empty] | DOPPLERBLOODFLOW-Parker Labs-811
NO | NO |  |  |  | 005-02299 |  | Parks Medical Electronics, Inc. |  |  | NSN | SE - CATH LAB - RECOVERY | MHHS-Southeast |  | Doppler, Blood Flow |  | 005-02299 |  | Southeast & Bay Area |  | SE - CATH LAB - RECOVERY | [5 empty] | DETECTORS, BLOOD FLOW/FETAL HEART, ULTRASONIC |  | DOPPLERBLOODFLOW-Parker Labs-811 | DOPPLERBLOODFLOW |  |  |  |  | Parker Labs | Doppler, Blood Flow |  |  | DOPPLERBLOODFLOW-Parker Labs-811 |  |  |  | Covered PM Repair - Biomedical | MHHS-Southeast
NO | NO |  |  |  | 069-07081 |  | Parks Medical Electronics, Inc. |  |  |  | TMC - MHTMC - CLINICAL ENGINEERING | MHHS-TMC |  | Doppler, Blood Flow |  | 069-07081 |  | TMC |  | TMC - MHTMC - CLINICAL ENGINEERING | [5 empty] | DETECTORS, BLOOD FLOW/FETAL HEART, ULTRASONIC |  | DOPPLERBLOODFLOW-Parker Labs-811 | DOPPLERBLOODFLOW |  |  |  |  | Parker Labs | Doppler, Blood Flow |  |  | DOPPLERBLOODFLOW-Parker Labs-811 |  |  |  | Covered PM Repair - Biomedical | MHHS-TMC
NO | NO |  |  |  | 069-06124 |  | Parks Medical Electronics, Inc. |  |  |  | TMC - OR - PEDI OR (2R) | MHHS-TMC |  | Doppler, Blood Flow |  | 069-06124 |  | TMC |  | TMC - OR - PEDI OR (2R) | [5 empty] | DETECTORS, BLOOD FLOW/FETAL HEART, ULTRASONIC |  | DOPPLERBLOODFLOW-Parker Labs-811 | DOPPLERBLOODFLOW |  |  |  |  | Parker Labs | Doppler, Blood Flow |  |  | DOPPLERBLOODFLOW-Parker Labs-811 |  |  |  | Covered PM Repair - Biomedical | MHHS-TMC
NO | YES |  |  |  | 151-02050 | 151-02050 | Parks Medical Electronics, Inc. | 811-B |  | 811B-600023763 | CY-OR | MHHS-Cypress |  | Doppler, Blood Flow |  | 151-02050 | 151-02050 | Northwest | MHHS-Cypress | CY-OR | Or storage |  |  |  |  | DETECTORS, BLOOD FLOW/FETAL HEART, ULTRASONIC | Doppler, Blood Flow | DOPPLERBLOODFLOW-Parks Med-811-B | DOPPLERBLOODFLOW | 811-B |  |  |  | Parks Med | Doppler, Blood Flow |  | DOPPLERBLOODFLOW-Parks Med-811-B |  |  |  |  | Covered PM Repair - Lab Analyzers/Anesth | MHHS-Cypress | [8 empty] | DOPPLERBLOODFLOW | Doppler, Blood Flow | Parks Med
NO | YES |  |  |  | 151-02051 | 151-02051 | Parks Medical Electronics, Inc. | 811-B |  | 811B-600023762 | CY-OR | MHHS-Cypress |  | Doppler, Blood Flow |  | 151-02051 | 151-02051 | Northwest | MHHS-Cypress | CY-OR | Or storage |  |  |  |  | DETECTORS, BLOOD FLOW/FETAL HEART, ULTRASONIC | Doppler, Blood Flow | DOPPLERBLOODFLOW-Parks Med-811-B | DOPPLERBLOODFLOW | 811-B |  |  |  | Parks Med | Doppler, Blood Flow |  | DOPPLERBLOODFLOW-Parks Med-811-B |  | 1/1/16 |  |  | Covered PM Repair - Lab Analyzers/Anesth | MHHS-Cypress | [8 empty] | DOPPLERBLOODFLOW | Doppler, Blood Flow | Parks Med
NO | YES |  |  |  | 151-02052 | 151-02052 | Parks Medical Electronics, Inc. | 811-B |  | 811B-600023761 | CY-PACU | MHHS-Cypress |  | Doppler, Blood Flow |  | 151-02052 | 151-02052 | Northwest | MHHS-Cypress | CY-PACU | Bay 7 | 2/1/20 |  |  |  | DETECTORS, BLOOD FLOW/FETAL HEART, ULTRASONIC | Doppler, Blood Flow | DOPPLERBLOODFLOW-Parks Med-811-B | DOPPLERBLOODFLOW | 811-B |  |  |  | Parks Med | Doppler, Blood Flow |  | DOPPLERBLOODFLOW-Parks Med-811-B |  |  |  |  | Covered PM Repair - Lab Analyzers/Anesth | MHHS-Cypress | [8 empty] | DOPPLERBLOODFLOW | Doppler, Blood Flow | Parks Med
NO | YES |  |  |  | 009-09077 | 009-09077 | Parks Medical Electronics, Inc. | 811-B |  | 811B-600007294 | GH-OR | MHHS-Greater Heights |  | Doppler, Blood Flow |  | 009-09077 | 009-09077 | Central | MHHS-Greater Heights | GH-OR | GH - OR |  |  |  |  | DETECTORS, BLOOD FLOW/FETAL HEART, ULTRASONIC | Doppler, Blood Flow | DOPPLERBLOODFLOW-Parks Med-811-B | DOPPLERBLOODFLOW | 811-B |  |  |  | Parks Med | Doppler, Blood Flow |  | DOPPLERBLOODFLOW-Parks Med-811-B |  |  |  |  | Covered PM Repair - Lab Analyzers/Anesth | MHHS-Greater Heights | [8 empty] | DOPPLERBLOODFLOW | Doppler, Blood Flow | Parks Med
NO | YES | [5 empty] | Parks Medical Electronics, Inc. | 811-B |  |  | GH-PACU | MHHS-Greater Heights |  | Doppler, Blood Flow |  |  |  | Central & Greater Heights | MHHS-Greater Heights | GH-PACU | Nursing station |  |  |  |  | DETECTORS, BLOOD FLOW/FETAL HEART, ULTRASONIC | Doppler, Blood Flow | DOPPLERBLOODFLOW-Parks Med-811-B | DOPPLERBLOODFLOW | 811-B |  |  |  | Parks Med | Doppler, Blood Flow |  | DOPPLERBLOODFLOW-Parks Med-811-B |  |  |  |  | Covered PM Repair - Lab Analyzers/Anesth | MHHS-Greater Heights | [8 empty] | DOPPLERBLOODFLOW | Doppler, Blood Flow | Parks Med
NO | YES |  |  |  | 133-09064 | 133-09064 | Parks Medical Electronics, Inc. | 811-B |  | 811B-600021248 | Katy-OR | MHHS-Katy |  | Doppler, Blood Flow |  | 133-09064 | 133-09064 | Katy | MHHS-Katy | Katy-OR | Medication Sterile Core W2 300.6 | 2/1/16 |  |  |  | DETECTORS, BLOOD FLOW/FETAL HEART, ULTRASONIC | Doppler, Blood Flow | DOPPLERBLOODFLOW-Parks Med-811-B | DOPPLERBLOODFLOW | 811-B |  |  |  | Parks Med | Doppler, Blood Flow |  | DOPPLERBLOODFLOW-Parks Med-811-B |  |  |  |  | Not Covered Vendor Only - Lab Ana/Anes | MHHS-Katy | [8 empty] | DOPPLERBLOODFLOW | Doppler, Blood Flow | Parks Med
NO | YES |  |  |  | 133-09065 | 133-09065 | Parks Medical Electronics, Inc. | 811-B |  | 811B-600021242 | Katy-Cath Lab | MHHS-Katy |  | Doppler, Blood Flow |  | 133-09065 | 133-09065 | Katy | MHHS-Katy | Katy-Cath Lab | Cathblab 1 | 1/1/16 |  |  |  | DETECTORS, BLOOD FLOW/FETAL HEART, ULTRASONIC | Doppler, Blood Flow | DOPPLERBLOODFLOW-Parks Med-811-B | DOPPLERBLOODFLOW | 811-B |  |  |  | Parks Med | Doppler, Blood Flow |  | DOPPLERBLOODFLOW-Parks Med-811-B |  |  |  |  | Covered PM Repair - Lab Analyzers/Anesth | MHHS-Katy | [8 empty] | DOPPLERBLOODFLOW | Doppler, Blood Flow | Parks Med
NO | YES |  |  |  | 133-09063 | 133-09063 | Parks Medical Electronics, Inc. | 811-B |  | 811B-600021250 | Katy-OR | MHHS-Katy |  | Doppler, Blood Flow |  | 133-09063 | 133-09063 | Katy | MHHS-Katy | Katy-OR | Medication Sterile Core W2 300.6 | 2/1/16 |  |  |  | DETECTORS, BLOOD FLOW/FETAL HEART, ULTRASONIC | Doppler, Blood Flow | DOPPLERBLOODFLOW-Parks Med-811-B | DOPPLERBLOODFLOW | 811-B |  |  |  | Parks Med | Doppler, Blood Flow |  | DOPPLERBLOODFLOW-Parks Med-811-B |  |  |  |  | Not Covered Vendor Only - Lab Ana/Anes | MHHS-Katy | [8 empty] | DOPPLERBLOODFLOW | Doppler, Blood Flow | Parks Med
NO | YES |  |  |  | 041-17399 | 041-17399 | Parks Medical Electronics, Inc. | 811-B |  | 811B-600025839 | MEMORIAL CITY - Orthopedics Surgery | MHHS-Mem City |  | Doppler, Blood Flow |  | 041-17399 | 041-17399 | West | Memorial City - Memorial Hermann Hospital | MEMORIAL CITY - Orthopedics Surgery | Nurse Station |  |  |  | No PM sticker | DETECTORS, BLOOD FLOW/FETAL HEART, ULTRASONIC |  | DOPPLERBLOODFLOW-Parks Med-811-B | DOPPLERBLOODFLOW | 811-B |  |  |  | Parks Med | Doppler, Blood Flow |  | DOPPLERBLOODFLOW-Parks Med-811-B |  |  |  |  | Covered PM Repair - Lab Analyzers/Anesth | MHHS-Mem City
NO | YES |  |  |  | 925-00927 | 925-00927 | Parks Medical Electronics, Inc. | 811-B |  | 811B-099004939 | MHOSH-Pre/Post Op | MHHS Orthopedic & Spine |  | Doppler, Blood Flow |  | 925-00927 | 925-00927 | TMC | MHHS-Orthopedic & Spine | MHOSH-Pre/Post Op | Bay 12 |  |  |  | No p.m. | DETECTORS, BLOOD FLOW/FETAL HEART, ULTRASONIC | Doppler, Blood Flow | DOPPLERBLOODFLOW-Parks Med-811-B | DOPPLERBLOODFLOW | 811-B |  |  |  | Parks Med | Doppler, Blood Flow |  | DOPPLERBLOODFLOW-Parks Med-811-B |  |  | MHOSH Inventory Dec 2019 into 2020 - Copy.xls - Already Verified |  | Covered PM Repair - Biomedical | MHHS Orthopedic & Spine | [8 empty] | DOPPLERBLOODFLOW | Doppler, Blood Flow | Parks Med
NO | YES |  |  |  |  | 099-01359 | Parks Medical Electronics, Inc. | 811-B |  | 811B-600017153 | NE-Biomedical Services | MHHS-Northeast |  | Doppler, Blood Flow |  |  | 099-01359 | Katy | MHHS-Northeast | NE-Biomedical Services | Biomed |  |  |  |  | DETECTORS, BLOOD FLOW/FETAL HEART, ULTRASONIC | Doppler, Blood Flow | DOPPLERBLOODFLOW-Parks Med-811-B | DOPPLERBLOODFLOW | 811-B |  |  |  | Parks Med | Doppler, Blood Flow |  | DOPPLERBLOODFLOW-Parks Med-811-B |  |  |  |  | Covered PM Repair - Lab Analyzers/Anesth | MHHS-Northeast | [8 empty] | DOPPLERBLOODFLOW | Doppler, Blood Flow | Parks Med
NO | YES |  |  |  |  | 099-03930 | Parks Medical Electronics, Inc. | 811-B |  | 811B-600004078 | NE-Cath Lab | MHHS-Northeast |  | Doppler, Blood Flow |  |  | 099-03930 | Katy | MHHS-Northeast | NE-Cath Lab | Room 1 |  |  |  |  | DETECTORS, BLOOD FLOW/FETAL HEART, ULTRASONIC | Doppler, Blood Flow | DOPPLERBLOODFLOW-Parks Med-811-B | DOPPLERBLOODFLOW | 811-B |  |  |  | Parks Med | Doppler, Blood Flow |  | DOPPLERBLOODFLOW-Parks Med-811-B |  |  |  |  | Covered PM Repair - Lab Analyzers/Anesth | MHHS-Northeast | [8 empty] | DOPPLERBLOODFLOW | Doppler, Blood Flow | Parks Med
NO | YES |  |  |  | 142-08028 | 142-08028 | Parks Medical Electronics, Inc. | 811-B |  | 811B-600010053 | NE-IMU1 | MHHS-Northeast |  | Doppler, Blood Flow |  | 142-08028 | 142-08028 | Katy | MHHS-Northeast | NE-IMU1 | Nurses Station | 8/1/11 |  |  |  | DETECTORS, BLOOD FLOW/FETAL HEART, ULTRASONIC | Doppler, Blood Flow | DOPPLERBLOODFLOW-Parks Med-811-B | DOPPLERBLOODFLOW | 811-B |  |  |  | Parks Med | Doppler, Blood Flow |  | DOPPLERBLOODFLOW-Parks Med-811-B |  |  |  |  | Covered PM Repair - Lab Analyzers/Anesth | MHHS-Northeast | [8 empty] | DOPPLERBLOODFLOW | Doppler, Blood Flow | Parks Med
NO | YES |  |  |  |  | 099-01022 | Parks Medical Electronics, Inc. | 811-B |  | 811B-600018065 | NE-OR | MHHS-Northeast |  | Doppler, Blood Flow |  |  | 099-01022 | Katy | MHHS-Northeast | NE-OR | OR Hybrid Room | 11/1/19 |  |  |  | DETECTORS, BLOOD FLOW/FETAL HEART, ULTRASONIC | Doppler, Blood Flow | DOPPLERBLOODFLOW-Parks Med-811-B | DOPPLERBLOODFLOW | 811-B |  |  |  | Parks Med | Doppler, Blood Flow |  | DOPPLERBLOODFLOW-Parks Med-811-B |  |  |  |  | Covered PM Repair - Lab Analyzers/Anesth | MHHS-Northeast | [8 empty] | DOPPLERBLOODFLOW | Doppler, Blood Flow | Parks Med
NO | YES |  |  |  | 005-04504 | 005-04504 | Parks Medical Electronics, Inc. | 811-B |  | 811B-099001232 | SE-Cath Lab-Recovery | MHHS-Southeast |  | Doppler, Blood Flow |  | 005-04504 | 005-04504 | Southeast | MHHS-Southeast | SE-Cath Lab-Recovery | Nurses Station |  |  |  |  | DETECTORS, BLOOD FLOW/FETAL HEART, ULTRASONIC |  | DOPPLERBLOODFLOW-Parks Med-811-B | DOPPLERBLOODFLOW | 811-B |  |  |  | Parks Med | Doppler, Blood Flow |  | DOPPLERBLOODFLOW-Parks Med-811-B |  | 9/1/13 |  |  | Covered PM Repair - Biomedical | MHHS-Southeast
NO | YES |  |  |  | 005-04253 | 005-04253 | Parks Medical Electronics, Inc. | 811-B |  | NSN | SE-Cath Lab | MHHS-Southeast |  | Doppler, Blood Flow |  | 005-04253 | 005-04253 | Southeast | MHHS-Southeast | SE-Cath Lab | Cath lab 3 |  |  |  | Cnf pm label | DETECTORS, BLOOD FLOW/FETAL HEART, ULTRASONIC |  | DOPPLERBLOODFLOW-Parks Med-811-B | DOPPLERBLOODFLOW | 811-B |  |  |  | Parks Med | Doppler, Blood Flow |  | DOPPLERBLOODFLOW-Parks Med-811-B |  | 1/27/15 |  |  | Covered PM Repair - Biomedical | MHHS-Southeast
NO | YES |  |  |  | 005-10020 | 005-10020 | Parks Medical Electronics, Inc. | 811-B |  | 811B-60009365 | SE-ICU | MHHS-Southeast |  | Doppler, Blood Flow |  | 005-10020 | 005-10020 | Southeast | MHHS-Southeast | SE-ICU | Storage 4th |  |  |  |  | DETECTORS, BLOOD FLOW/FETAL HEART, ULTRASONIC |  | DOPPLERBLOODFLOW-Parks Med-811-B | DOPPLERBLOODFLOW | 811-B |  |  |  | Parks Med | Doppler, Blood Flow |  | DOPPLERBLOODFLOW-Parks Med-811-B |  |  |  |  | Covered PM Repair - Lab Analyzers/Anesth | MHHS-Southeast
NO | YES |  |  |  | 005-10640 | 005-10640 | Parks Medical Electronics, Inc. | 811-B |  | 811B600019078 | SE-OR-Preop | MHHS-Southeast |  | Doppler, Blood Flow |  | 005-10640 | 005-10640 | Southeast | MHHS-Southeast | SE-OR-Preop | OR - PREOP |  |  |  |  | DETECTORS, BLOOD FLOW/FETAL HEART, ULTRASONIC |  | DOPPLERBLOODFLOW-Parks Med-811-B | DOPPLERBLOODFLOW | 811-B |  |  |  | Parks Med | Doppler, Blood Flow |  | DOPPLERBLOODFLOW-Parks Med-811-B |  |  |  |  | Covered PM Repair - Biomedical | MHHS-Southeast
NO | YES |  |  |  | 005-34329 | 005-34329 | Parks Medical Electronics, Inc. | 811-B |  | 811B-600013719 | SE-OR-PACU | MHHS-Southeast |  | Doppler, Blood Flow |  | 005-34329 | 005-34329 | Southeast | MHHS-Southeast | SE-OR-PACU | Bay 6 |  |  |  |  | DETECTORS, BLOOD FLOW/FETAL HEART, ULTRASONIC |  | DOPPLERBLOODFLOW-Parks Med-811-B | DOPPLERBLOODFLOW | 811-B |  |  |  | Parks Med | Doppler, Blood Flow |  | DOPPLERBLOODFLOW-Parks Med-811-B |  |  |  |  | Covered PM Repair - Lab Analyzers/Anesth | MHHS-Southeast
NO | YES |  |  |  | 013-38918 | 013-38918 | Parks Medical Electronics, Inc. | 811-B |  | 811B-099003404 | SW-OR | MHHS-Southwest |  | Doppler, Blood Flow |  | 013-38918 | 013-38918 | Southwest | MHHS-Southwest | SW-OR | Or 11.5 | 10/1/19 |  | 10/1/20 |  | DETECTORS, BLOOD FLOW/FETAL HEART, ULTRASONIC | Doppler, Blood Flow | DOPPLERBLOODFLOW-Parks Med-811-B | DOPPLERBLOODFLOW | 811-B |  |  |  | Parks Med | Doppler, Blood Flow |  | DOPPLERBLOODFLOW-Parks Med-811-B |  |  |  |  | Not Covered Vendor Only - Lab Ana/Anes | MHHS-Southwest | [8 empty] | DOPPLERBLOODFLOW | Doppler, Blood Flow | Parks Med
NO | YES |  |  |  | 129-00749 | 129-00749 | Parks Medical Electronics, Inc. | 811-B |  |  | Sugar Land-ICU | MHHS-Sugarland |  | Doppler, Blood Flow |  | 129-00749 | 129-00749 | Sugar Land | MHHS-Sugarland | Sugar Land-ICU | ICU |  |  |  |  | DETECTORS, BLOOD FLOW/FETAL HEART, ULTRASONIC | Doppler, Blood Flow | DOPPLERBLOODFLOW-Parks Med-811-B | DOPPLERBLOODFLOW | 811-B |  |  |  | Parks Med | Doppler, Blood Flow |  | DOPPLERBLOODFLOW-Parks Med-811-B |  |  |  |  | Not Covered Vendor Only - Lab Ana/Anes | MHHS-Sugarland | [8 empty] | DOPPLERBLOODFLOW | Doppler, Blood Flow | Parks Med
NO | YES |  |  |  |  | 069-22916 | Parks Medical Electronics, Inc. | 811-B |  | 811B-099004552 | TMC-HVI-CCU (4Hvi) | MHHS-TMC |  | Doppler, Blood Flow |  |  | 069-22916 | TMC | MHHS-TMC | TMC-HVI-CCU (4Hvi) |  | 8/1/06 |  |  | No PM Sticker | DETECTORS, BLOOD FLOW/FETAL HEART, ULTRASONIC | Doppler, Blood Flow | DOPPLERBLOODFLOW-Parks Med-811-B | DOPPLERBLOODFLOW | 811-B |  |  |  | Parks Med | Doppler, Blood Flow |  | DOPPLERBLOODFLOW-Parks Med-811-B |  | 8/15/14 |  |  | Covered PM Repair - Lab Analyzers/Anesth | MHHS-TMC | [8 empty] | DOPPLERBLOODFLOW | Doppler, Blood Flow | Parks Med
NO | YES |  |  |  | 069-46649 | 069-46649 | Parks Medical Electronics, Inc. | 811-B |  | 811B-600029742 | TWC | MHHS-TMC |  | Doppler, Blood Flow |  | 069-46649 | 069-46649 | TMC | Memorial Hermann-Texas Medical Center | TWC | 5 West Cullen |  |  |  |  | DETECTORS, BLOOD FLOW/FETAL HEART, ULTRASONIC | Doppler, Blood Flow | DOPPLERBLOODFLOW-Parks Med-811-B | DOPPLERBLOODFLOW | 811-B |  |  |  | Parks Med | Doppler, Blood Flow |  | DOPPLERBLOODFLOW-Parks Med-811-B |  | 10/22/14 |  |  | Covered PM Repair - Biomedical | MHHS-TMC | [8 empty] | DOPPLERBLOODFLOW | Doppler, Blood Flow | Parks Med
NO | YES |  |  |  | 069-14360 | 069-14360 | Parks Medical Electronics, Inc. | 811-B |  | NSN | TMC-Cullen-MICU (2C) | MHHS-TMC |  | Doppler, Blood Flow |  | 069-14360 | 069-14360 | TMC | MHHS-TMC | TMC-Cullen-MICU (2C) | MICU C2/21 |  |  |  |  | DETECTORS, BLOOD FLOW/FETAL HEART, ULTRASONIC | Doppler, Blood Flow | DOPPLERBLOODFLOW-Parks Med-811-B | DOPPLERBLOODFLOW | 811-B |  |  |  | Parks Med | Doppler, Blood Flow |  | DOPPLERBLOODFLOW-Parks Med-811-B |  |  |  |  | Not Covered Vendor Only - Biomedical | MHHS-TMC | [8 empty] | DOPPLERBLOODFLOW | Doppler, Blood Flow | Parks Med
NO | YES |  |  |  | 069-03204 | 069-03204 | Parks Medical Electronics, Inc. | 811-B |  |  | TMC-Cullen-MICU (2C) | MHHS-TMC |  | Doppler, Blood Flow |  | 069-03204 | 069-03204 | TMC | MHHS-TMC | TMC-Cullen-MICU (2C) | MICU C2/21 |  |  |  |  | DETECTORS, BLOOD FLOW/FETAL HEART, ULTRASONIC | Doppler, Blood Flow | DOPPLERBLOODFLOW-Parks Med-811-B | DOPPLERBLOODFLOW | 811-B |  |  |  | Parks Med | Doppler, Blood Flow |  | DOPPLERBLOODFLOW-Parks Med-811-B |  | 11/30/19 |  |  | Covered PM Repair - Biomedical | MHHS-TMC | [8 empty] | DOPPLERBLOODFLOW | Doppler, Blood Flow | Parks Med
NO | YES |  |  |  | 069-43700 | 069-43700 | Parks Medical Electronics, Inc. | 811-B |  |  | TMC-Cullen-MICU (2C) | MHHS-TMC |  | Doppler, Blood Flow |  | 069-43700 | 069-43700 | TMC | MHHS-TMC | TMC-Cullen-MICU (2C) | Clean utility |  |  |  | No PM Sticker | DETECTORS, BLOOD FLOW/FETAL HEART, ULTRASONIC | Doppler, Blood Flow | DOPPLERBLOODFLOW-Parks Med-811-B | DOPPLERBLOODFLOW | 811-B |  |  |  | Parks Med | Doppler, Blood Flow |  | DOPPLERBLOODFLOW-Parks Med-811-B |  |  |  |  | Not Covered Vendor Only - Lab Ana/Anes | MHHS-TMC | [8 empty] | DOPPLERBLOODFLOW | Doppler, Blood Flow | Parks Med
NO | YES |  |  |  | 069-43701 | 069-43701 | Parks Medical Electronics, Inc. | 811-B |  | 811b-600011750 | TMC-Cullen-MICU (2C) | MHHS-TMC |  | Doppler, Blood Flow |  | 069-43701 | 069-43701 | TMC | MHHS-TMC | TMC-Cullen-MICU (2C) | [5 empty] | DETECTORS, BLOOD FLOW/FETAL HEART, ULTRASONIC |  | DOPPLERBLOODFLOW-Parks Med-811-B | DOPPLERBLOODFLOW | 811-B |  |  |  | Parks Med | Doppler, Blood Flow |  | DOPPLERBLOODFLOW-Parks Med-811-B |  |  | Verified 3/29/2020 11:26:am (Central) |  | Not Covered Vendor Only - Biomedical | MHHS-TMC
NO | YES |  |  |  | 069-47690 | 069-47690 | Parks Medical Electronics, Inc. | 811-B |  |  | TMC-Cullen-MICU (2C) | MHHS-TMC |  | Doppler, Blood Flow |  | 069-47690 | 069-47690 | TMC | MHHS-TMC | TMC-Cullen-MICU (2C) | [5 empty] | DETECTORS, BLOOD FLOW/FETAL HEART, ULTRASONIC |  | DOPPLERBLOODFLOW-Parks Med-811-B | DOPPLERBLOODFLOW | 811-B |  |  |  | Parks Med | Doppler, Blood Flow |  | DOPPLERBLOODFLOW-Parks Med-811-B |  | 5/8/19 | Verified 3/29/2020 11:26:am (Central) |  | Covered PM Repair - Biomedical | MHHS-TMC
NO | YES |  |  |  | 069-28535 | 069-28535 | Parks Medical Electronics, Inc. | 811-B |  | NSN | TMC-Hermann-Adult ER (1Hp) | MHHS-TMC |  | Doppler, Blood Flow |  | 069-28535 | 069-28535 | TMC | MHHS-TMC | TMC-Hermann-Adult ER (1Hp) | Med room | 5/1/18 |  |  | No PM Sticker | DETECTORS, BLOOD FLOW/FETAL HEART, ULTRASONIC | Doppler, Blood Flow | DOPPLERBLOODFLOW-Parks Med-811-B | DOPPLERBLOODFLOW | 811-B |  |  |  | Parks Med | Doppler, Blood Flow |  | DOPPLERBLOODFLOW-Parks Med-811-B |  | 9/27/17 |  |  | Covered PM Repair - Biomedical | MHHS-TMC | [8 empty] | DOPPLERBLOODFLOW | Doppler, Blood Flow | Parks Med
NO | YES |  |  |  | 069-40052 | 069-40052 | Parks Medical Electronics, Inc. | 811-B |  | 811B-600020059 | TMC-Hermann-Adult ER (1Hp) | MHHS-TMC |  | Doppler, Blood Flow |  | 069-40052 | 069-40052 | TMC | MHHS-TMC | TMC-Hermann-Adult ER (1Hp) |  | 8/24/15 |  |  |  | DETECTORS, BLOOD FLOW/FETAL HEART, ULTRASONIC | Doppler, Blood Flow | DOPPLERBLOODFLOW-Parks Med-811-B | DOPPLERBLOODFLOW | 811-B |  |  |  | Parks Med | Doppler, Blood Flow |  | DOPPLERBLOODFLOW-Parks Med-811-B |  | 8/16/14 | Finished from Script 3/27/2020 12:11:52pm (Central) |  | Covered PM Repair - Biomedical | MHHS-TMC | [8 empty] | DOPPLERBLOODFLOW | Doppler, Blood Flow | Parks Med
NO | YES |  |  |  | 069-40057 | 069-40057 | Parks Medical Electronics, Inc. | 811-B |  | 811B-600019870 | TMC-Sarofim 3-OR | MHHS-TMC |  | Doppler, Blood Flow |  | 069-40057 | 069-40057 | TMC | MHHS-TMC | TMC-Sarofim 3-OR | OR3 | 8/1/15 |  |  |  | DETECTORS, BLOOD FLOW/FETAL HEART, ULTRASONIC |  | DOPPLERBLOODFLOW-Parks Med-811-B | DOPPLERBLOODFLOW | 811-B |  |  |  | Parks Med | Doppler, Blood Flow |  | DOPPLERBLOODFLOW-Parks Med-811-B |  | 3/6/17 |  |  | Covered PM Repair - Biomedical | MHHS-TMC
NO | YES |  |  |  | 074-00902 |  | Parks Medical Electronics, Inc. | 811-B |  | 81B-600011162 | TMC-HVI-CVICU (8Hvi) | MHHS-TMC |  | Doppler, Blood Flow |  | 074-00902 |  | TMC | MHHS-TMC | TMC-HVI-CVICU (8Hvi) | CVIMU (8HVI) |  |  |  |  | DETECTORS, BLOOD FLOW/FETAL HEART, ULTRASONIC | Doppler, Blood Flow | DOPPLERBLOODFLOW-Parks Med-811-B | DOPPLERBLOODFLOW | 811-B |  |  |  | Parks Med | Doppler, Blood Flow |  | DOPPLERBLOODFLOW-Parks Med-811-B |  | 11/24/15 |  |  | Covered PM Repair - Lab Analyzers/Anesth | MHHS-TMC | [8 empty] | DOPPLERBLOODFLOW | Doppler, Blood Flow | Parks Med
NO | YES |  |  |  | 074-03267 | 074-03267 | Parks Medical Electronics, Inc. | 811-B |  | 811b 800029754 | TMC-HVI-CCU (4Hvi) | MHHS-TMC |  | Doppler, Blood Flow |  | 074-03267 | 074-03267 | TMC | MHHS-TMC | TMC-HVI-CCU (4Hvi) |  | 5/1/19 |  |  | No PM Sticker | DETECTORS, BLOOD FLOW/FETAL HEART, ULTRASONIC | Doppler, Blood Flow | DOPPLERBLOODFLOW-Parks Med-811-B | DOPPLERBLOODFLOW | 811-B |  |  |  | Parks Med | Doppler, Blood Flow |  | DOPPLERBLOODFLOW-Parks Med-811-B |  | 11/24/15 |  |  | Covered PM Repair - Lab Analyzers/Anesth | MHHS-TMC | [8 empty] | DOPPLERBLOODFLOW | Doppler, Blood Flow | Parks Med
NO | YES |  |  |  | 074-03268 | 074-03268 | Parks Medical Electronics, Inc. | 811-B |  | 811B800029743 | TMC-HVI-CCU (4Hvi) | MHHS-TMC |  | Doppler, Blood Flow |  | 074-03268 | 074-03268 | TMC | MHHS-TMC | TMC-HVI-CCU (4Hvi) | CCU (4HVI) | 5/1/19 |  |  |  | DETECTORS, BLOOD FLOW/FETAL HEART, ULTRASONIC | Doppler, Blood Flow | DOPPLERBLOODFLOW-Parks Med-811-B | DOPPLERBLOODFLOW | 811-B |  |  |  | Parks Med | Doppler, Blood Flow |  | DOPPLERBLOODFLOW-Parks Med-811-B |  | 11/24/15 |  |  | Covered PM Repair - Lab Analyzers/Anesth | MHHS-TMC | [8 empty] | DOPPLERBLOODFLOW | Doppler, Blood Flow | Parks Med
NO | YES |  |  |  | 074-05056 | 074-05056 | Parks Medical Electronics, Inc. | 811-B |  | 811B-600019687 | TMC-HVI-CCU (4Hvi) | MHHS-TMC |  | Doppler, Blood Flow |  | 074-05056 | 074-05056 | TMC | MHHS-TMC | TMC-HVI-CCU (4Hvi) |  | 8/1/15 |  |  | No PM Sticker | DETECTORS, BLOOD FLOW/FETAL HEART, ULTRASONIC | Doppler, Blood Flow | DOPPLERBLOODFLOW-Parks Med-811-B | DOPPLERBLOODFLOW | 811-B |  |  |  | Parks Med | Doppler, Blood Flow |  | DOPPLERBLOODFLOW-Parks Med-811-B |  | 11/3/15 |  |  | Covered PM Repair - Biomedical | MHHS-TMC | [8 empty] | DOPPLERBLOODFLOW | Doppler, Blood Flow | Parks Med
NO | YES |  |  |  | 074-05057 | 074-05057 | Parks Medical Electronics, Inc. | 811-B |  | 811B-600019999 |  | MHHS-TMC |  | Doppler, Blood Flow |  | 074-05057 | 074-05057 | TMC | Memorial Hermann Heart |  | IMU Hallway | 8/1/15 |  |  |  | DETECTORS, BLOOD FLOW/FETAL HEART, ULTRASONIC | Doppler, Blood Flow | DOPPLERBLOODFLOW-Parks Med-811-B | DOPPLERBLOODFLOW | 811-B |  |  |  | Parks Med | Doppler, Blood Flow |  | DOPPLERBLOODFLOW-Parks Med-811-B |  | 11/3/15 |  |  | Covered PM Repair - Biomedical | MHHS-TMC | [8 empty] | DOPPLERBLOODFLOW | Doppler, Blood Flow | Parks Med
NO | YES |  |  |  | 074-05058 | 074-05058 | Parks Medical Electronics, Inc. | 811-B |  | 811B-600020000 |  | MHHS-TMC |  | Doppler, Blood Flow |  | 074-05058 | 074-05058 | TMC | Memorial Hermann Heart |  | 14-101 |  |  |  |  | DETECTORS, BLOOD FLOW/FETAL HEART, ULTRASONIC | Doppler, Blood Flow | DOPPLERBLOODFLOW-Parks Med-811-B | DOPPLERBLOODFLOW | 811-B |  |  |  | Parks Med | Doppler, Blood Flow |  | DOPPLERBLOODFLOW-Parks Med-811-B |  | 11/24/15 |  |  | Covered PM Repair - Lab Analyzers/Anesth | MHHS-TMC | [8 empty] | DOPPLERBLOODFLOW | Doppler, Blood Flow | Parks Med
NO | YES |  |  |  | 074-05054 | 074-05054 | Parks Medical Electronics, Inc. | 811-B |  | 811B-600019689 |  | MHHS-TMC |  | Doppler, Blood Flow |  | 074-05054 | 074-05054 | TMC | Memorial Hermann Heart |  | IMU Hallway |  |  |  |  | DETECTORS, BLOOD FLOW/FETAL HEART, ULTRASONIC | Doppler, Blood Flow | DOPPLERBLOODFLOW-Parks Med-811-B | DOPPLERBLOODFLOW | 811-B |  |  |  | Parks Med | Doppler, Blood Flow |  | DOPPLERBLOODFLOW-Parks Med-811-B |  | 7/30/16 |  |  | Covered PM Repair - Biomedical | MHHS-TMC | [8 empty] | DOPPLERBLOODFLOW | Doppler, Blood Flow | Parks Med
NO | YES |  |  |  | 074-05055 | 074-05055 | Parks Medical Electronics, Inc. | 811-B |  | 811B-600019677 |  | MHHS-TMC |  | Doppler, Blood Flow |  | 074-05055 | 074-05055 | TMC | Memorial Hermann Heart |  | 14-101 |  |  |  |  | DETECTORS, BLOOD FLOW/FETAL HEART, ULTRASONIC | Doppler, Blood Flow | DOPPLERBLOODFLOW-Parks Med-811-B | DOPPLERBLOODFLOW | 811-B |  |  |  | Parks Med | Doppler, Blood Flow |  | DOPPLERBLOODFLOW-Parks Med-811-B |  | 6/1/17 |  |  | Covered PM Repair - Biomedical | MHHS-TMC | [8 empty] | DOPPLERBLOODFLOW | Doppler, Blood Flow | Parks Med
NO | YES |  |  |  | 074-05869 | 074-05869 | Parks Medical Electronics, Inc. | 811-B |  | 811B-600013542 | TMC-HVI-CVICU (8Hvi) | MHHS-TMC |  | Doppler, Blood Flow |  | 074-05869 | 074-05869 | TMC | MHHS-TMC | TMC-HVI-CVICU (8Hvi) | Dictation | 5/1/18 |  |  |  | DETECTORS, BLOOD FLOW/FETAL HEART, ULTRASONIC | Doppler, Blood Flow | DOPPLERBLOODFLOW-Parks Med-811-B | DOPPLERBLOODFLOW | 811-B |  |  |  | Parks Med | Doppler, Blood Flow |  | DOPPLERBLOODFLOW-Parks Med-811-B |  | 6/1/17 |  |  | Covered PM Repair - Biomedical | MHHS-TMC | [8 empty] | DOPPLERBLOODFLOW | Doppler, Blood Flow | Parks Med
NO | YES |  |  |  | 074-01896 | 074-01896 | Parks Medical Electronics, Inc. | 811-B |  | 811B-600019868 | TMC-HVI-Heart Failure ICU (5Hvi) | MHHS-TMC |  | Doppler, Blood Flow |  | 074-01896 | 074-01896 | TMC | MHHS-TMC | TMC-HVI-Heart Failure ICU (5Hvi) |  | 8/25/15 |  |  |  | DETECTORS, BLOOD FLOW/FETAL HEART, ULTRASONIC | Doppler, Blood Flow | DOPPLERBLOODFLOW-Parks Med-811-B | DOPPLERBLOODFLOW | 811-B |  |  |  | Parks Med | Doppler, Blood Flow |  | DOPPLERBLOODFLOW-Parks Med-811-B |  | 9/1/17 | Finished from Script 3/27/2020 12:11:52pm (Central) |  | Covered PM Repair - Biomedical | MHHS-TMC | [8 empty] | DOPPLERBLOODFLOW | Doppler, Blood Flow | Parks Med
NO | YES |  |  |  | 074-01897 | 074-01897 | Parks Medical Electronics, Inc. | 811-B |  | 811B-600019858 | TMC-HVI-Heart Failure ICU (5Hvi) | MHHS-TMC |  | Doppler, Blood Flow |  | 074-01897 | 074-01897 | TMC | MHHS-TMC | TMC-HVI-Heart Failure ICU (5Hvi) |  | 8/1/15 |  |  |  | DETECTORS, BLOOD FLOW/FETAL HEART, ULTRASONIC | Doppler, Blood Flow | DOPPLERBLOODFLOW-Parks Med-811-B | DOPPLERBLOODFLOW | 811-B |  |  |  | Parks Med | Doppler, Blood Flow |  | DOPPLERBLOODFLOW-Parks Med-811-B |  | 5/1/17 |  |  | Covered PM Repair - Biomedical | MHHS-TMC | [8 empty] | DOPPLERBLOODFLOW | Doppler, Blood Flow | Parks Med
NO | YES |  |  |  | 074-01898 | 074-01898 | Parks Medical Electronics, Inc. | 811-B |  | 811B-600019861 | TMC-HVI-Heart Failure ICU (5Hvi) | MHHS-TMC |  | Doppler, Blood Flow |  | 074-01898 | 074-01898 | TMC | MHHS-TMC | TMC-HVI-Heart Failure ICU (5Hvi) |  | 8/25/15 |  |  |  | DETECTORS, BLOOD FLOW/FETAL HEART, ULTRASONIC | Doppler, Blood Flow | DOPPLERBLOODFLOW-Parks Med-811-B | DOPPLERBLOODFLOW | 811-B |  |  |  | Parks Med | Doppler, Blood Flow |  | DOPPLERBLOODFLOW-Parks Med-811-B |  | 3/21/17 | Finished from Script 3/27/2020 12:11:52pm (Central) |  | Covered PM Repair - Biomedical | MHHS-TMC | [8 empty] | DOPPLERBLOODFLOW | Doppler, Blood Flow | Parks Med
NO | YES |  |  |  | 074-03299 | 074-03299 | Parks Medical Electronics, Inc. | 811-B |  | 811B-600029893 | TMC-HVI-Heart Failure ICU (5Hvi) | MHHS-TMC |  | Doppler, Blood Flow |  | 074-03299 | 074-03299 | TMC | MHHS-TMC | TMC-HVI-Heart Failure ICU (5Hvi) | Suite 519 |  |  |  |  | DETECTORS, BLOOD FLOW/FETAL HEART, ULTRASONIC | Doppler, Blood Flow | DOPPLERBLOODFLOW-Parks Med-811-B | DOPPLERBLOODFLOW | 811-B |  |  |  | Parks Med | Doppler, Blood Flow |  | DOPPLERBLOODFLOW-Parks Med-811-B |  | 10/24/18 |  |  | Covered PM Repair - Biomedical | MHHS-TMC | [8 empty] | DOPPLERBLOODFLOW | Doppler, Blood Flow | Parks Med
NO | YES |  |  |  | 074-05059 | 074-05059 | Parks Medical Electronics, Inc. | 811-B |  | 811B-600020001 | TMC-HVI-Heart Failure ICU (5Hvi) | MHHS-TMC |  | Doppler, Blood Flow |  | 074-05059 | 074-05059 | TMC | MHHS-TMC | TMC-HVI-Heart Failure ICU (5Hvi) |  | 8/1/15 |  |  |  | DETECTORS, BLOOD FLOW/FETAL HEART, ULTRASONIC | Doppler, Blood Flow | DOPPLERBLOODFLOW-Parks Med-811-B | DOPPLERBLOODFLOW | 811-B |  |  |  | Parks Med | Doppler, Blood Flow |  | DOPPLERBLOODFLOW-Parks Med-811-B |  | 10/27/18 |  |  | Covered PM Repair - Biomedical | MHHS-TMC | [8 empty] | DOPPLERBLOODFLOW | Doppler, Blood Flow | Parks Med
NO | YES |  |  |  | 074-05061 | 074-05061 | Parks Medical Electronics, Inc. | 811-B |  | 811B-600019991 | TMC-HVI-Heart Failure ICU (5Hvi) | MHHS-TMC |  | Doppler, Blood Flow |  | 074-05061 | 074-05061 | TMC | MHHS-TMC | TMC-HVI-Heart Failure ICU (5Hvi) |  | 2/1/19 |  |  |  | DETECTORS, BLOOD FLOW/FETAL HEART, ULTRASONIC | Doppler, Blood Flow | DOPPLERBLOODFLOW-Parks Med-811-B | DOPPLERBLOODFLOW | 811-B |  |  |  | Parks Med | Doppler, Blood Flow |  | DOPPLERBLOODFLOW-Parks Med-811-B |  | 12/17/18 |  |  | Covered PM Repair - Biomedical | MHHS-TMC | [8 empty] | DOPPLERBLOODFLOW | Doppler, Blood Flow | Parks Med
NO | YES |  |  |  | 074-05062 | 074-05062 | Parks Medical Electronics, Inc. | 811-B |  | 811B-600019989 | TMC-HVI-Heart Failure ICU (5Hvi) | MHHS-TMC |  | Doppler, Blood Flow |  | 074-05062 | 074-05062 | TMC | MHHS-TMC | TMC-HVI-Heart Failure ICU (5Hvi) |  | 8/1/15 |  |  |  | DETECTORS, BLOOD FLOW/FETAL HEART, ULTRASONIC | Doppler, Blood Flow | DOPPLERBLOODFLOW-Parks Med-811-B | DOPPLERBLOODFLOW | 811-B |  |  |  | Parks Med | Doppler, Blood Flow |  | DOPPLERBLOODFLOW-Parks Med-811-B |  | 12/17/18 |  |  | Covered PM Repair - Biomedical | MHHS-TMC | [8 empty] | DOPPLERBLOODFLOW | Doppler, Blood Flow | Parks Med
NO | YES |  |  |  | 074-05064 | 074-05064 | Parks Medical Electronics, Inc. | 811-B |  | 811B-600019988 | TMC-HVI-Heart Failure ICU (5Hvi) | MHHS-TMC |  | Doppler, Blood Flow |  | 074-05064 | 074-05064 | TMC | MHHS-TMC | TMC-HVI-Heart Failure ICU (5Hvi) |  | 8/1/15 |  |  |  | DETECTORS, BLOOD FLOW/FETAL HEART, ULTRASONIC | Doppler, Blood Flow | DOPPLERBLOODFLOW-Parks Med-811-B | DOPPLERBLOODFLOW | 811-B |  |  |  | Parks Med | Doppler, Blood Flow |  | DOPPLERBLOODFLOW-Parks Med-811-B |  | 5/8/19 |  |  | Covered PM Repair - Biomedical | MHHS-TMC | [8 empty] | DOPPLERBLOODFLOW | Doppler, Blood Flow | Parks Med
NO | YES |  |  |  | 074-05065 | 074-05065 | Parks Medical Electronics, Inc. | 811-B |  | 811B-600020002 | TMC-HVI-Heart Failure ICU (5Hvi) | MHHS-TMC |  | Doppler, Blood Flow |  | 074-05065 | 074-05065 | TMC | MHHS-TMC | TMC-HVI-Heart Failure ICU (5Hvi) |  | 8/1/15 |  |  |  | DETECTORS, BLOOD FLOW/FETAL HEART, ULTRASONIC | Doppler, Blood Flow | DOPPLERBLOODFLOW-Parks Med-811-B | DOPPLERBLOODFLOW | 811-B |  |  |  | Parks Med | Doppler, Blood Flow |  | DOPPLERBLOODFLOW-Parks Med-811-B |  | 10/10/15 |  |  | Covered PM Repair - Lab Analyzers/Anesth | MHHS-TMC | [8 empty] | DOPPLERBLOODFLOW | Doppler, Blood Flow | Parks Med
NO | YES |  |  |  | 074-05066 | 074-05066 | Parks Medical Electronics, Inc. | 811-B |  | 811B-600019998 | TMC-HVI-Heart Failure ICU (5Hvi) | MHHS-TMC |  | Doppler, Blood Flow |  | 074-05066 | 074-05066 | TMC | MHHS-TMC | TMC-HVI-Heart Failure ICU (5Hvi) |  | 8/1/15 |  |  |  | DETECTORS, BLOOD FLOW/FETAL HEART, ULTRASONIC | Doppler, Blood Flow | DOPPLERBLOODFLOW-Parks Med-811-B | DOPPLERBLOODFLOW | 811-B |  |  |  | Parks Med | Doppler, Blood Flow |  | DOPPLERBLOODFLOW-Parks Med-811-B |  |  |  |  | Covered PM Repair - Biomedical | MHHS-TMC | [8 empty] | DOPPLERBLOODFLOW | Doppler, Blood Flow | Parks Med
NO | YES |  |  |  | 074-03300 | 074-03300 | Parks Medical Electronics, Inc. | 811-B |  | 811B-600029895 | TMC-HVI-Heart Failure ICU (5Hvi) | MHHS-TMC |  | Doppler, Blood Flow |  | 074-03300 | 074-03300 | TMC | MHHS-TMC | TMC-HVI-Heart Failure ICU (5Hvi) | [5 empty] | DETECTORS, BLOOD FLOW/FETAL HEART, ULTRASONIC | Doppler, Blood Flow | DOPPLERBLOODFLOW-Parks Med-811-B | DOPPLERBLOODFLOW | 811-B |  |  |  | Parks Med | Doppler, Blood Flow |  | DOPPLERBLOODFLOW-Parks Med-811-B |  | 10/22/14 |  |  | Covered PM Repair - Biomedical | MHHS-TMC | [8 empty] | DOPPLERBLOODFLOW | Doppler, Blood Flow | Parks Med
NO | YES |  |  |  | 074-05832 | 074-05832 | Parks Medical Electronics, Inc. | 811-B |  | 811B-600026786 | TMC-HVI-Heart Failure ICU (5Hvi) | MHHS-TMC |  | Doppler, Blood Flow |  | 074-05832 | 074-05832 | TMC | MHHS-TMC | TMC-HVI-Heart Failure ICU (5Hvi) | Equipment storage |  |  |  |  | DETECTORS, BLOOD FLOW/FETAL HEART, ULTRASONIC | Doppler, Blood Flow | DOPPLERBLOODFLOW-Parks Med-811-B | DOPPLERBLOODFLOW | 811-B |  |  |  | Parks Med | Doppler, Blood Flow |  | DOPPLERBLOODFLOW-Parks Med-811-B |  | 5/1/17 |  |  | Covered PM Repair - Biomedical | MHHS-TMC | [8 empty] | DOPPLERBLOODFLOW | Doppler, Blood Flow | Parks Med
NO | YES |  |  |  | 069-44355 | 069-44355 | Parks Medical Electronics, Inc. | 811-B |  |  | OTC 7 | MHHS-TMC |  | Doppler, Blood Flow |  | 069-44355 | 069-44355 | TMC | Memorial Hermann-Texas Medical Center | OTC 7 | S7 216 | 2/1/20 |  | 2/1/21 |  | DETECTORS, BLOOD FLOW/FETAL HEART, ULTRASONIC |  | DOPPLERBLOODFLOW-Parks Med-811-B | DOPPLERBLOODFLOW | 811-B |  |  |  | Parks Med | Doppler, Blood Flow |  | DOPPLERBLOODFLOW-Parks Med-811-B |  | 5/8/19 |  |  | Covered PM Repair - Biomedical | MHHS-TMC
NO | YES | Asset Tag 099-06860 |  |  | 099-06860 | 099-06860 | Parks Medical Electronics, Inc. | 811-B |  |  | (null) | MHHS-TMC |  | Doppler, Blood Flow |  | 099-06860 | 099-06860 | (null) | MHHS-TMC | (null) | (null) |  |  |  | (null) | DETECTORS, BLOOD FLOW/FETAL HEART, ULTRASONIC |  | DOPPLERBLOODFLOW-Parks Med-811-B | DOPPLERBLOODFLOW | 811-B |  |  |  | Parks Med | Doppler, Blood Flow |  | DOPPLERBLOODFLOW-Parks Med-811-B |  | 11/3/15 |  |  | Covered PM Repair - Lab Analyzers/Anesth | MHHS-TMC
NO | YES |  |  |  | 069-29818 | 069-29818 | Parks Medical Electronics, Inc. | 811-B |  |  | TMC-Sarofim 3-OR | MHHS-TMC |  | Doppler, Blood Flow |  | 069-29818 | 069-29818 | TMC | MHHS-TMC | TMC-Sarofim 3-OR | Anesthesia decontamination S3413 |  |  |  |  | DETECTORS, BLOOD FLOW/FETAL HEART, ULTRASONIC |  | DOPPLERBLOODFLOW-Parks Med-811-B | DOPPLERBLOODFLOW | 811-B |  |  |  | Parks Med | Doppler, Blood Flow |  | DOPPLERBLOODFLOW-Parks Med-811-B |  | 10/22/14 |  |  | Covered PM Repair - Biomedical | MHHS-TMC
NO | YES |  |  |  | 069-48074 | 069-48074 | Parks Medical Electronics, Inc. | 811-B |  | 811B-600030140 | TMC-Hermann-Pedi ER (1Hp) | MHHS-TMC |  | Doppler, Blood Flow |  | 069-48074 | 069-48074 | TMC | MHHS-TMC | TMC-Hermann-Pedi ER (1Hp) | Nursing |  |  |  |  | DETECTORS, BLOOD FLOW/FETAL HEART, ULTRASONIC | Doppler, Blood Flow | DOPPLERBLOODFLOW-Parks Med-811-B | DOPPLERBLOODFLOW | 811-B |  |  |  | Parks Med | Doppler, Blood Flow |  | DOPPLERBLOODFLOW-Parks Med-811-B |  | 11/24/15 |  |  | Covered PM Repair - Lab Analyzers/Anesth | MHHS-TMC | [8 empty] | DOPPLERBLOODFLOW | Doppler, Blood Flow | Parks Med
NO | YES |  |  |  | 069-48072 | 069-48072 | Parks Medical Electronics, Inc. | 811-B |  | 811B-600030135 | TMC-Sarofim 2-Adult PACU | MHHS-TMC |  | Doppler, Blood Flow |  | 069-48072 | 069-48072 | TMC | MHHS-TMC | TMC-Sarofim 2-Adult PACU | Pre-op 56 |  |  |  | No pm | DETECTORS, BLOOD FLOW/FETAL HEART, ULTRASONIC |  | DOPPLERBLOODFLOW-Parks Med-811-B | DOPPLERBLOODFLOW | 811-B |  |  |  | Parks Med | Doppler, Blood Flow |  | DOPPLERBLOODFLOW-Parks Med-811-B |  | 11/24/15 |  |  | Covered PM Repair - Lab Analyzers/Anesth | MHHS-TMC
NO | YES |  |  |  | 069-48075 | 069-48075 | Parks Medical Electronics, Inc. | 811-B |  | 811B-600030139 | Floo 5 Sarefin | MHHS-TMC |  | Doppler, Blood Flow |  | 069-48075 | 069-48075 | TMC | Memorial Hermann- Texas Medical Center - 5floor | Floo 5 Sarefin | S5216 |  |  |  | PM Not Required | DETECTORS, BLOOD FLOW/FETAL HEART, ULTRASONIC |  | DOPPLERBLOODFLOW-Parks Med-811-B | DOPPLERBLOODFLOW | 811-B |  |  |  | Parks Med | Doppler, Blood Flow |  | DOPPLERBLOODFLOW-Parks Med-811-B |  | 11/25/15 |  |  | Covered PM Repair - Lab Analyzers/Anesth | MHHS-TMC
NO | YES |  |  |  | 069-48334 | 069-48334 | Parks Medical Electronics, Inc. | 811-B |  | 811B-600030133 | OTC 7 | MHHS-TMC |  | Doppler, Blood Flow |  | 069-48334 | 069-48334 | TMC | Memorial Hermann-Texas Medical Center | OTC 7 | S7 216 |  |  |  | No pm | DETECTORS, BLOOD FLOW/FETAL HEART, ULTRASONIC |  | DOPPLERBLOODFLOW-Parks Med-811-B | DOPPLERBLOODFLOW | 811-B |  |  |  | Parks Med | Doppler, Blood Flow |  | DOPPLERBLOODFLOW-Parks Med-811-B |  | 11/30/19 |  |  | Covered PM Repair - Lab Analyzers/Anesth | MHHS-TMC
NO | YES |  |  |  | 069-48068 | 069-48068 | Parks Medical Electronics, Inc. | 811-B |  | 811B-600028869 | TMC-Sarofim 8-HVI ICU | MHHS-TMC |  | Doppler, Blood Flow |  | 069-48068 | 069-48068 | TMC | MHHS-TMC | TMC-Sarofim 8-HVI ICU | S3622 |  |  |  |  | DETECTORS, BLOOD FLOW/FETAL HEART, ULTRASONIC |  | DOPPLERBLOODFLOW-Parks Med-811-B | DOPPLERBLOODFLOW | 811-B |  |  |  | Parks Med | Doppler, Blood Flow |  | DOPPLERBLOODFLOW-Parks Med-811-B |  | 12/17/18 |  |  | Covered PM Repair - Lab Analyzers/Anesth | MHHS-TMC
NO | YES | Serial Number 811B-600030146 |  |  | 069-48071 | 069-48071 | Parks Medical Electronics, Inc. | 811-B |  | 811B-600030146 | TMC-Sarofim 8-HVI ICU | MHHS-TMC |  | Doppler, Blood Flow |  | 069-48071 | 069-48071 | TMC | MHHS-TMC | TMC-Sarofim 8-HVI ICU | S3622 |  |  |  |  | DETECTORS, BLOOD FLOW/FETAL HEART, ULTRASONIC |  | DOPPLERBLOODFLOW-Parks Med-811-B | DOPPLERBLOODFLOW | 811-B |  |  |  | Parks Med | Doppler, Blood Flow |  | DOPPLERBLOODFLOW-Parks Med-811-B |  | 12/17/18 |  |  | Covered PM Repair - Lab Analyzers/Anesth | MHHS-TMC
NO | YES |  |  |  |  | 029-01449 | Parks Medical Electronics, Inc. | 811-B |  |  | Woodlands-OR | MHHS-Woodlands |  | Doppler, Blood Flow |  |  | 029-01449 | Woodlands | MHHS-Woodlands | Woodlands-OR | OR | 1/1/19 |  |  |  | DETECTORS, BLOOD FLOW/FETAL HEART, ULTRASONIC | Doppler, Blood Flow | DOPPLERBLOODFLOW-Parks Med-811-B | DOPPLERBLOODFLOW | 811-B |  |  |  | Parks Med | Doppler, Blood Flow |  | DOPPLERBLOODFLOW-Parks Med-811-B |  |  |  |  | Covered PM Repair - Biomedical | MHHS-Woodlands | [8 empty] | DOPPLERBLOODFLOW | Doppler, Blood Flow | Parks Med
NO | YES |  |  |  |  | 029-08074 | Parks Medical Electronics, Inc. | 811-B |  | 811B-600011004 | Woodlands-OR | MHHS-Woodlands |  | Doppler, Blood Flow |  |  | 029-08074 | Woodlands | MHHS-Woodlands | Woodlands-OR | OR |  |  |  |  | DETECTORS, BLOOD FLOW/FETAL HEART, ULTRASONIC | Doppler, Blood Flow | DOPPLERBLOODFLOW-Parks Med-811-B | DOPPLERBLOODFLOW | 811-B |  |  |  | Parks Med | Doppler, Blood Flow |  | DOPPLERBLOODFLOW-Parks Med-811-B |  |  |  |  | Not Covered Vendor Only - Lab Ana/Anes | MHHS-Woodlands | [8 empty] | DOPPLERBLOODFLOW | Doppler, Blood Flow | Parks Med
NO | YES |  |  |  | 029-08669 | 029-08669 | Parks Medical Electronics, Inc. | 811-B |  |  | Woodlands-PCU5 | MHHS-Woodlands |  | Doppler, Blood Flow |  | 029-08669 | 029-08669 | Woodlands | MHHS-Woodlands | Woodlands-PCU5 | PUXIS Room |  |  |  | No p.m. | DETECTORS, BLOOD FLOW/FETAL HEART, ULTRASONIC | Doppler, Blood Flow | DOPPLERBLOODFLOW-Parks Med-811-B | DOPPLERBLOODFLOW | 811-B |  |  |  | Parks Med | Doppler, Blood Flow |  | DOPPLERBLOODFLOW-Parks Med-811-B |  | 1/1/16 |  |  | Covered PM Repair - Lab Analyzers/Anesth | MHHS-Woodlands | [8 empty] | DOPPLERBLOODFLOW | Doppler, Blood Flow | Parks Med
NO | YES |  |  |  | 029-06490 | 029-06490 | Parks Medical Electronics, Inc. | 811-B |  | 811B600005595 | Woodlands-PCU6 | MHHS-Woodlands |  | Doppler, Blood Flow |  | 029-06490 | 029-06490 | Woodlands | MHHS-Woodlands | Woodlands-PCU6 | PCU6 |  |  |  |  | DETECTORS, BLOOD FLOW/FETAL HEART, ULTRASONIC | Doppler, Blood Flow | DOPPLERBLOODFLOW-Parks Med-811-B | DOPPLERBLOODFLOW | 811-B |  |  |  | Parks Med | Doppler, Blood Flow |  | DOPPLERBLOODFLOW-Parks Med-811-B |  |  |  |  | Covered PM Repair - Biomedical | MHHS-Woodlands | [8 empty] | DOPPLERBLOODFLOW | Doppler, Blood Flow | Parks Med
YES | YES |  |  |  |  | 099-01021 | Parks Medical Electronics, Inc. | 811-B |  | 811B-600031116 | NE - OR | [5 empty] | 099-01021 | Katy | Memorial Hermann Northeast Hospital | NE - OR | OR Hybrid Room | [5 empty] | Doppler, Blood Flow | DOPPLERBLOODFLOW-Parks Med-811-B | [23 empty] | DOPPLERBLOODFLOW | Doppler, Blood Flow | Parks Med
YES | YES |  |  |  | 005-33087 | 005-33087 | Parks Medical Electronics, Inc. | 811-B |  | 811B-600021597 | WOODLANDS - ER |  |  |  |  | 005-33087 | 005-33087 | Woodlands | Memorial Hermann The Woodlands Medical Center | WOODLANDS - ER | Nurses Station |  |  |  | ?AuNo pm required?Au sticker |  | Doppler, Blood Flow | DOPPLERBLOODFLOW-Parks Med-811-B | [23 empty] | DOPPLERBLOODFLOW | Doppler, Blood Flow | Parks Med
YES | YES |  |  |  | 009-09002 | 009-09002 | Parks Medical Electronics, Inc. | 811-B |  |  | GH - OR |  |  |  |  | 009-09002 | 009-09002 | Central | Memorial Hermann Greater Heights Hospital | GH - OR | GH - OR | [6 empty] | DOPPLERBLOODFLOW-Parks Med-811-B
YES | YES |  |  |  | 925-01908 | 925-01908 | Parks Medical Electronics, Inc. | 811-B |  | 811B-600025144 | Recovery |  |  |  |  | 925-01908 | 925-01908 | TMC | Herman memorial spine and orthopedic Hospital | Recovery | Bay 12 |  |  |  | No p.m. |  |  | DOPPLERBLOODFLOW-Parks Med-811-B
YES | YES |  |  |  | 074-03311 | 074-03311 | Parks Medical Electronics, Inc. | 811-B |  | 811B-600030814 | TMC - HVI - CVIMU (8HVI) |  |  |  |  | 074-03311 | 074-03311 | TMC | Memorial Hermann-Texas Medical Center | TMC - HVI - CVIMU (8HVI) | Dictation |  |  |  | No PM Sticker |  |  | DOPPLERBLOODFLOW-Parks Med-811-B
YES | YES |  |  |  | 074-04916 | 074-04916 | Parks Medical Electronics, Inc. | 811-B |  |  | TMC - HVI - CVIMU (8HVI) |  |  |  |  | 074-04916 | 074-04916 | TMC | Memorial Hermann-Texas Medical Center | TMC - HVI - CVIMU (8HVI) | Dictation |  |  |  | No PM Sticker |  |  | DOPPLERBLOODFLOW-Parks Med-811-B
YES | YES |  |  |  | 069-15337 | 069-15337 | Parks Medical Electronics, Inc. | 811-B |  |  | TMC - HVI - CVICU (5HVI) |  |  |  |  | 069-15337 | 069-15337 | TMC | Memorial Hermann-Texas Medical Center | TMC - HVI - CVICU (5HVI) | CVIMU (8HVI) | [6 empty] | DOPPLERBLOODFLOW-Parks Med-811-B
YES | YES |  |  |  | 811B-600020000 | 811B-600020000 | Parks Medical Electronics, Inc. | 811-B | [7 empty] | 811B-600020000 | 811B-600020000 | TMC | Memorial Hermann Heart |  | 14-101 | [6 empty] | DOPPLERBLOODFLOW-Parks Med-811-B
YES | YES |  |  |  | 074-04917 | 074-04917 | Parks Medical Electronics, Inc. | 811-B |  |  | TMC - HVI - CCU (4HVI) |  |  |  |  | 074-04917 | 074-04917 | TMC | Memorial Hermann-Texas Medical Center | TMC - HVI - CCU (4HVI) |  |  |  |  | PM Not Required |  |  | DOPPLERBLOODFLOW-Parks Med-811-B
YES | YES |  |  |  | 074-04248 | 074-04248 | Parks Medical Electronics, Inc. | 811-B |  | 811B-700005215 | TMC - HVI - CCU (4HVI) |  |  |  |  | 074-04248 | 074-04248 | TMC | Memorial Hermann-Texas Medical Center | TMC - HVI - CCU (4HVI) |  |  |  |  | No PM Sticker |  |  | DOPPLERBLOODFLOW-Parks Med-811-B
NO | NO |  |  |  | 009-02865 |  | Parks Medical Electronics, Inc. | 811-B |  | None | GH - CATH LAB | MHHS-Greater Heights |  | Doppler, Blood Flow |  | 009-02865 |  | Central & Greater Heights |  | GH - CATH LAB | [5 empty] | DETECTORS, BLOOD FLOW/FETAL HEART, ULTRASONIC |  | DOPPLERBLOODFLOW-Parks Med-811-B | DOPPLERBLOODFLOW | 811-B |  |  |  | Parks Med | Doppler, Blood Flow |  | DOPPLERBLOODFLOW-Parks Med-811-B |  |  |  |  | Covered PM Repair - Lab Analyzers/Anesth | MHHS-Greater Heights
NO | NO |  |  |  | 009-06677 |  | Parks Medical Electronics, Inc. | 811-B |  | 811B-700002751 | GH - CV ICU | MHHS-Greater Heights |  | Doppler, Blood Flow |  | 009-06677 |  | Central & Greater Heights |  | GH - CV ICU | [5 empty] | DETECTORS, BLOOD FLOW/FETAL HEART, ULTRASONIC |  | DOPPLERBLOODFLOW-Parks Med-811-B | DOPPLERBLOODFLOW | 811-B |  |  |  | Parks Med | Doppler, Blood Flow |  | DOPPLERBLOODFLOW-Parks Med-811-B |  |  |  |  | Covered PM Repair - Lab Analyzers/Anesth | MHHS-Greater Heights
NO | NO |  |  |  | 009-02626 |  | Parks Medical Electronics, Inc. | 811-B |  |  | GH - MED SURG 6 | MHHS-Greater Heights |  | Doppler, Blood Flow |  | 009-02626 |  | Central & Greater Heights |  | GH - MED SURG 6 | [5 empty] | DETECTORS, BLOOD FLOW/FETAL HEART, ULTRASONIC |  | DOPPLERBLOODFLOW-Parks Med-811-B | DOPPLERBLOODFLOW | 811-B |  |  |  | Parks Med | Doppler, Blood Flow |  | DOPPLERBLOODFLOW-Parks Med-811-B |  |  |  |  | Covered PM Repair - Lab Analyzers/Anesth | MHHS-Greater Heights
NO | NO | [5 empty] | Parks Medical Electronics, Inc. | 811-B |  | Unknown | GH - PACU | MHHS-Greater Heights |  | Doppler, Blood Flow |  |  |  | Central & Greater Heights |  | GH - PACU | [5 empty] | DETECTORS, BLOOD FLOW/FETAL HEART, ULTRASONIC |  | DOPPLERBLOODFLOW-Parks Med-811-B | DOPPLERBLOODFLOW | 811-B |  |  |  | Parks Med | Doppler, Blood Flow |  | DOPPLERBLOODFLOW-Parks Med-811-B |  |  |  |  | Covered PM Repair - Lab Analyzers/Anesth | MHHS-Greater Heights
NO | NO |  |  |  | 133-07334 |  | Parks Medical Electronics, Inc. | 811-B |  | 811B-600017184 | KATY - ER | MHHS-Katy |  | Doppler, Blood Flow |  | 133-07334 |  | Katy |  | KATY - ER | [5 empty] | DETECTORS, BLOOD FLOW/FETAL HEART, ULTRASONIC |  | DOPPLERBLOODFLOW-Parks Med-811-B | DOPPLERBLOODFLOW | 811-B |  |  |  | Parks Med | Doppler, Blood Flow |  | DOPPLERBLOODFLOW-Parks Med-811-B |  |  |  |  | Covered PM Repair - Lab Analyzers/Anesth | MHHS-Katy
NO | NO |  |  |  | 133-02500 |  | Parks Medical Electronics, Inc. | 811-B |  | 811B-099001289 | KATY - MED/SURG 5TH FLOOR | MHHS-Katy |  | Doppler, Blood Flow |  | 133-02500 |  | Katy |  | KATY - MED/SURG 5TH FLOOR | [5 empty] | DETECTORS, BLOOD FLOW/FETAL HEART, ULTRASONIC |  | DOPPLERBLOODFLOW-Parks Med-811-B | DOPPLERBLOODFLOW | 811-B |  |  |  | Parks Med | Doppler, Blood Flow |  | DOPPLERBLOODFLOW-Parks Med-811-B |  |  |  |  | Covered PM Repair - Lab Analyzers/Anesth | MHHS-Katy
NO | NO | [5 empty] | Parks Medical Electronics, Inc. | 811-B |  |  | MEMORIAL CITY - CATH LAB | MHHS-Mem City |  | Doppler, Blood Flow |  |  |  | West & Memorial City |  | MEMORIAL CITY - CATH LAB | [5 empty] | DETECTORS, BLOOD FLOW/FETAL HEART, ULTRASONIC |  | DOPPLERBLOODFLOW-Parks Med-811-B | DOPPLERBLOODFLOW | 811-B |  |  |  | Parks Med | Doppler, Blood Flow |  | DOPPLERBLOODFLOW-Parks Med-811-B |  |  |  |  | Covered PM Repair - Lab Analyzers/Anesth | MHHS-Mem City
NO | NO | [5 empty] | Parks Medical Electronics, Inc. | 811-B |  | 811B-600002195 | MEMORIAL CITY - MOR | MHHS-Mem City |  | Doppler, Blood Flow |  |  |  | West & Memorial City |  | MEMORIAL CITY - MOR | [5 empty] | DETECTORS, BLOOD FLOW/FETAL HEART, ULTRASONIC |  | DOPPLERBLOODFLOW-Parks Med-811-B | DOPPLERBLOODFLOW | 811-B |  |  |  | Parks Med | Doppler, Blood Flow |  | DOPPLERBLOODFLOW-Parks Med-811-B |  |  |  |  | Covered PM Repair - Lab Analyzers/Anesth | MHHS-Mem City
NO | NO | [5 empty] | Parks Medical Electronics, Inc. | 811-B |  | 811B-600009635 | MEMORIAL CITY - MOR | MHHS-Mem City |  | Doppler, Blood Flow |  |  |  | West & Memorial City |  | MEMORIAL CITY - MOR | [5 empty] | DETECTORS, BLOOD FLOW/FETAL HEART, ULTRASONIC |  | DOPPLERBLOODFLOW-Parks Med-811-B | DOPPLERBLOODFLOW | 811-B |  |  |  | Parks Med | Doppler, Blood Flow |  | DOPPLERBLOODFLOW-Parks Med-811-B |  |  |  |  | Covered PM Repair - Biomedical | MHHS-Mem City
NO | NO |  |  |  | 041-14866 |  | Parks Medical Electronics, Inc. | 811-B |  | 811B-600006117 | MEMORIAL CITY - OUTPATIENT SURGERY | MHHS-Mem City |  | Doppler, Blood Flow |  | 041-14866 |  | West & Memorial City |  | MEMORIAL CITY - OUTPATIENT SURGERY | [5 empty] | DETECTORS, BLOOD FLOW/FETAL HEART, ULTRASONIC |  | DOPPLERBLOODFLOW-Parks Med-811-B | DOPPLERBLOODFLOW | 811-B |  |  |  | Parks Med | Doppler, Blood Flow |  | DOPPLERBLOODFLOW-Parks Med-811-B |  |  |  |  | Covered PM Repair - Biomedical | MHHS-Mem City
NO | NO |  |  |  | 041-17411 |  | Parks Medical Electronics, Inc. | 811-B |  | 811B-800025988 | MEMORIAL CITY - OUTPATIENT SURGERY | MHHS-Mem City |  | Doppler, Blood Flow |  | 041-17411 |  | West & Memorial City |  | MEMORIAL CITY - OUTPATIENT SURGERY | [5 empty] | DETECTORS, BLOOD FLOW/FETAL HEART, ULTRASONIC |  | DOPPLERBLOODFLOW-Parks Med-811-B | DOPPLERBLOODFLOW | 811-B |  |  |  | Parks Med | Doppler, Blood Flow |  | DOPPLERBLOODFLOW-Parks Med-811-B |  |  |  |  | Covered PM Repair - Lab Analyzers/Anesth | MHHS-Mem City
NO | NO |  |  |  | 142-08039 |  | Parks Medical Electronics, Inc. | 811-B |  | 811B-600021535 | NE - CLINICAL DECISION UNIT | MHHS-Northeast |  | Doppler, Blood Flow |  | 142-08039 |  | Katy |  | NE - CLINICAL DECISION UNIT | [5 empty] | DETECTORS, BLOOD FLOW/FETAL HEART, ULTRASONIC |  | DOPPLERBLOODFLOW-Parks Med-811-B | DOPPLERBLOODFLOW | 811-B |  |  |  | Parks Med | Doppler, Blood Flow |  | DOPPLERBLOODFLOW-Parks Med-811-B |  |  |  |  | Covered PM Repair - Lab Analyzers/Anesth | MHHS-Northeast
NO | NO |  |  |  | 142-07035 |  | Parks Medical Electronics, Inc. | 811-B |  | 811B-600006661 | NE - OR | MHHS-Northeast |  | Doppler, Blood Flow |  | 142-07035 |  | Katy |  | NE - OR | [5 empty] | DETECTORS, BLOOD FLOW/FETAL HEART, ULTRASONIC |  | DOPPLERBLOODFLOW-Parks Med-811-B | DOPPLERBLOODFLOW | 811-B |  |  |  | Parks Med | Doppler, Blood Flow |  | DOPPLERBLOODFLOW-Parks Med-811-B |  |  |  |  | Covered PM Repair - Lab Analyzers/Anesth | MHHS-Northeast
NO | NO |  |  |  | 811B-600006661 |  | Parks Medical Electronics, Inc. | 811-B |  | 811B-600006661 | NE - OR | MHHS-Northeast |  | Doppler, Blood Flow |  | 811B-600006661 |  | Katy |  | NE - OR | [5 empty] | DETECTORS, BLOOD FLOW/FETAL HEART, ULTRASONIC |  | DOPPLERBLOODFLOW-Parks Med-811-B | DOPPLERBLOODFLOW | 811-B |  |  |  | Parks Med | Doppler, Blood Flow |  | DOPPLERBLOODFLOW-Parks Med-811-B |  |  |  |  | Covered PM Repair - Biomedical | MHHS-Northeast
NO | NO |  |  |  | 142-08165 |  | Parks Medical Electronics, Inc. | 811-B |  | 811B-600020903 | NE - OR HOLDING | MHHS-Northeast |  | Doppler, Blood Flow |  | 142-08165 |  | Katy |  | NE - OR HOLDING | [5 empty] | DETECTORS, BLOOD FLOW/FETAL HEART, ULTRASONIC |  | DOPPLERBLOODFLOW-Parks Med-811-B | DOPPLERBLOODFLOW | 811-B |  |  |  | Parks Med | Doppler, Blood Flow |  | DOPPLERBLOODFLOW-Parks Med-811-B |  |  |  |  | Covered PM Repair - Lab Analyzers/Anesth | MHHS-Northeast
NO | NO |  |  |  | 005-11733 |  | Parks Medical Electronics, Inc. | 811-B |  | 811B-600013512 | SE - EMERGENCY CENTER | MHHS-Southeast |  | Doppler, Blood Flow |  | 005-11733 |  | Southeast & Bay Area |  | SE - EMERGENCY CENTER | [5 empty] | DETECTORS, BLOOD FLOW/FETAL HEART, ULTRASONIC |  | DOPPLERBLOODFLOW-Parks Med-811-B | DOPPLERBLOODFLOW | 811-B |  |  |  | Parks Med | Doppler, Blood Flow |  | DOPPLERBLOODFLOW-Parks Med-811-B |  |  |  |  | Covered PM Repair - Biomedical | MHHS-Southeast
NO | NO |  |  |  | 005-08942 |  | Parks Medical Electronics, Inc. | 811-B |  | 811B-60001168 | SE - ICU | MHHS-Southeast |  | Doppler, Blood Flow |  | 005-08942 |  | Southeast & Bay Area |  | SE - ICU | [5 empty] | DETECTORS, BLOOD FLOW/FETAL HEART, ULTRASONIC |  | DOPPLERBLOODFLOW-Parks Med-811-B | DOPPLERBLOODFLOW | 811-B |  |  |  | Parks Med | Doppler, Blood Flow |  | DOPPLERBLOODFLOW-Parks Med-811-B |  |  |  |  | Not Covered Vendor Only - Lab Ana/Anes | MHHS-Southeast
NO | NO |  |  |  | 005-12964 |  | Parks Medical Electronics, Inc. | 811-B |  | 811B-600028665 | SE - ICU | MHHS-Southeast |  | Doppler, Blood Flow |  | 005-12964 |  | Southeast & Bay Area |  | SE - ICU | [5 empty] | DETECTORS, BLOOD FLOW/FETAL HEART, ULTRASONIC |  | DOPPLERBLOODFLOW-Parks Med-811-B | DOPPLERBLOODFLOW | 811-B |  |  |  | Parks Med | Doppler, Blood Flow |  | DOPPLERBLOODFLOW-Parks Med-811-B |  |  |  |  | Covered PM Repair - Lab Analyzers/Anesth | MHHS-Southeast
NO | NO |  |  |  | 005-12965 |  | Parks Medical Electronics, Inc. | 811-B |  | 811B-600028724 | SE - ICU | MHHS-Southeast |  | Doppler, Blood Flow |  | 005-12965 |  | Southeast & Bay Area |  | SE - ICU | [5 empty] | DETECTORS, BLOOD FLOW/FETAL HEART, ULTRASONIC |  | DOPPLERBLOODFLOW-Parks Med-811-B | DOPPLERBLOODFLOW | 811-B |  |  |  | Parks Med | Doppler, Blood Flow |  | DOPPLERBLOODFLOW-Parks Med-811-B |  |  |  |  | Covered PM Repair - Lab Analyzers/Anesth | MHHS-Southeast
NO | NO |  |  |  | 005-12966 |  | Parks Medical Electronics, Inc. | 811-B |  | 811B-600028725 | SE - ICU - CVICU | MHHS-Southeast |  | Doppler, Blood Flow |  | 005-12966 |  | Southeast & Bay Area |  | SE - ICU - CVICU | [5 empty] | DETECTORS, BLOOD FLOW/FETAL HEART, ULTRASONIC |  | DOPPLERBLOODFLOW-Parks Med-811-B | DOPPLERBLOODFLOW | 811-B |  |  |  | Parks Med | Doppler, Blood Flow |  | DOPPLERBLOODFLOW-Parks Med-811-B |  |  |  |  | Covered PM Repair - Lab Analyzers/Anesth | MHHS-Southeast
NO | NO |  |  |  | 005-12967 |  | Parks Medical Electronics, Inc. | 811-B |  | 811B-600028726 | SE - ICU - CVICU | MHHS-Southeast |  | Doppler, Blood Flow |  | 005-12967 |  | Southeast & Bay Area |  | SE - ICU - CVICU | [5 empty] | DETECTORS, BLOOD FLOW/FETAL HEART, ULTRASONIC |  | DOPPLERBLOODFLOW-Parks Med-811-B | DOPPLERBLOODFLOW | 811-B |  |  |  | Parks Med | Doppler, Blood Flow |  | DOPPLERBLOODFLOW-Parks Med-811-B |  |  |  |  | Covered PM Repair - Lab Analyzers/Anesth | MHHS-Southeast
NO | NO |  |  |  | 005-06674 |  | Parks Medical Electronics, Inc. | 811-B |  |  | SE - OR | MHHS-Southeast |  | Doppler, Blood Flow |  | 005-06674 |  | Southeast & Bay Area |  | SE - OR | [5 empty] | DETECTORS, BLOOD FLOW/FETAL HEART, ULTRASONIC |  | DOPPLERBLOODFLOW-Parks Med-811-B | DOPPLERBLOODFLOW | 811-B |  |  |  | Parks Med | Doppler, Blood Flow |  | DOPPLERBLOODFLOW-Parks Med-811-B |  |  |  |  | Covered PM Repair - Lab Analyzers/Anesth | MHHS-Southeast
NO | NO |  |  |  | 005-08941 |  | Parks Medical Electronics, Inc. | 811-B |  |  | SE - UNIT 1B (MED/SURG) | MHHS-Southeast |  | Doppler, Blood Flow |  | 005-08941 |  | Southeast & Bay Area |  | SE - UNIT 1B (MED/SURG) | [5 empty] | DETECTORS, BLOOD FLOW/FETAL HEART, ULTRASONIC |  | DOPPLERBLOODFLOW-Parks Med-811-B | DOPPLERBLOODFLOW | 811-B |  |  |  | Parks Med | Doppler, Blood Flow |  | DOPPLERBLOODFLOW-Parks Med-811-B |  |  |  |  | Covered PM Repair - Lab Analyzers/Anesth | MHHS-Southeast
NO | NO |  |  |  | 005-07594 |  | Parks Medical Electronics, Inc. | 811-B |  | 811B-600006565 | SE - UNIT 2A (INPATIENT REHAB) | MHHS-Southeast |  | Doppler, Blood Flow |  | 005-07594 |  | Southeast & Bay Area |  | SE - UNIT 2A (INPATIENT REHAB) | [5 empty] | DETECTORS, BLOOD FLOW/FETAL HEART, ULTRASONIC |  | DOPPLERBLOODFLOW-Parks Med-811-B | DOPPLERBLOODFLOW | 811-B |  |  |  | Parks Med | Doppler, Blood Flow |  | DOPPLERBLOODFLOW-Parks Med-811-B |  |  |  |  | Covered PM Repair - Lab Analyzers/Anesth | MHHS-Southeast
NO | NO |  |  |  | 005-06872 |  | Parks Medical Electronics, Inc. | 811-B |  | 811B-600004996 | SE - UNIT 2B (ONCOLOGY) | MHHS-Southeast |  | Doppler, Blood Flow |  | 005-06872 |  | Southeast & Bay Area |  | SE - UNIT 2B (ONCOLOGY) | [5 empty] | DETECTORS, BLOOD FLOW/FETAL HEART, ULTRASONIC |  | DOPPLERBLOODFLOW-Parks Med-811-B | DOPPLERBLOODFLOW | 811-B |  |  |  | Parks Med | Doppler, Blood Flow |  | DOPPLERBLOODFLOW-Parks Med-811-B |  |  |  |  | Covered PM Repair - Lab Analyzers/Anesth | MHHS-Southeast
NO | NO |  |  |  | 005-02208 |  | Parks Medical Electronics, Inc. | 811-B |  | OB9613 | SE - UNIT 3B (SCU) | MHHS-Southeast |  | Doppler, Blood Flow |  | 005-02208 |  | Southeast & Bay Area |  | SE - UNIT 3B (SCU) | [5 empty] | DETECTORS, BLOOD FLOW/FETAL HEART, ULTRASONIC |  | DOPPLERBLOODFLOW-Parks Med-811-B | DOPPLERBLOODFLOW | 811-B |  |  |  | Parks Med | Doppler, Blood Flow |  | DOPPLERBLOODFLOW-Parks Med-811-B |  |  |  |  | Covered PM Repair - Lab Analyzers/Anesth | MHHS-Southeast
NO | NO |  |  |  | 013-38953 |  | Parks Medical Electronics, Inc. | 811-B |  | 811B-600018477 | SW - ICU | MHHS-Southwest |  | Doppler, Blood Flow |  | 013-38953 |  | Southwest |  | SW - ICU | [5 empty] | DETECTORS, BLOOD FLOW/FETAL HEART, ULTRASONIC |  | DOPPLERBLOODFLOW-Parks Med-811-B | DOPPLERBLOODFLOW | 811-B |  |  |  | Parks Med | Doppler, Blood Flow |  | DOPPLERBLOODFLOW-Parks Med-811-B |  |  |  |  | Covered PM Repair - Lab Analyzers/Anesth | MHHS-Southwest
NO | NO |  |  |  | 129-03340 |  | Parks Medical Electronics, Inc. | 811-B |  | 811B-600003247 | SUGAR LAND - OR | MHHS-Sugarland |  | Doppler, Blood Flow |  | 129-03340 |  | Sugar Land |  | SUGAR LAND - OR | [5 empty] | DETECTORS, BLOOD FLOW/FETAL HEART, ULTRASONIC |  | DOPPLERBLOODFLOW-Parks Med-811-B | DOPPLERBLOODFLOW | 811-B |  |  |  | Parks Med | Doppler, Blood Flow |  | DOPPLERBLOODFLOW-Parks Med-811-B |  |  |  |  | Not Covered Vendor Only - Lab Ana/Anes | MHHS-Sugarland
NO | NO |  |  |  | 077-06733 |  | Parks Medical Electronics, Inc. | 811-B |  | 811B600007474 | TMC - CHILDRENS - PICU (9HP) | MHHS-TMC |  | Doppler, Blood Flow |  | 077-06733 |  | TMC |  | TMC - CHILDRENS - PICU (9HP) | [5 empty] | DETECTORS, BLOOD FLOW/FETAL HEART, ULTRASONIC |  | DOPPLERBLOODFLOW-Parks Med-811-B | DOPPLERBLOODFLOW | 811-B |  |  |  | Parks Med | Doppler, Blood Flow |  | DOPPLERBLOODFLOW-Parks Med-811-B |  |  |  |  | Covered PM Repair - Lab Analyzers/Anesth | MHHS-TMC
NO | NO |  |  |  | 077-07866 |  | Parks Medical Electronics, Inc. | 811-B |  | 811B-600016742 | TMC - CHILDRENS - PICU (9HP) | MHHS-TMC |  | Doppler, Blood Flow |  | 077-07866 |  | TMC |  | TMC - CHILDRENS - PICU (9HP) | [5 empty] | DETECTORS, BLOOD FLOW/FETAL HEART, ULTRASONIC |  | DOPPLERBLOODFLOW-Parks Med-811-B | DOPPLERBLOODFLOW | 811-B |  |  |  | Parks Med | Doppler, Blood Flow |  | DOPPLERBLOODFLOW-Parks Med-811-B |  |  |  |  | Covered PM Repair - Biomedical | MHHS-TMC
NO | NO | [5 empty] | Parks Medical Electronics, Inc. | 811-B |  |  | TMC - CULLEN - MICU (2C) | MHHS-TMC |  | Doppler, Blood Flow |  |  |  | TMC |  | TMC - CULLEN - MICU (2C) | [5 empty] | DETECTORS, BLOOD FLOW/FETAL HEART, ULTRASONIC |  | DOPPLERBLOODFLOW-Parks Med-811-B | DOPPLERBLOODFLOW | 811-B |  |  |  | Parks Med | Doppler, Blood Flow |  | DOPPLERBLOODFLOW-Parks Med-811-B |  |  |  |  | Covered PM Repair - Biomedical | MHHS-TMC
NO | NO |  |  |  | 069-38796 |  | Parks Medical Electronics, Inc. | 811-B |  |  | TMC - CULLEN - MIMU (2C) | MHHS-TMC |  | Doppler, Blood Flow |  | 069-38796 |  | TMC |  | TMC - CULLEN - MIMU (2C) | [5 empty] | DETECTORS, BLOOD FLOW/FETAL HEART, ULTRASONIC |  | DOPPLERBLOODFLOW-Parks Med-811-B | DOPPLERBLOODFLOW | 811-B |  |  |  | Parks Med | Doppler, Blood Flow |  | DOPPLERBLOODFLOW-Parks Med-811-B |  |  |  |  | Covered PM Repair - Biomedical | MHHS-TMC
NO | NO |  |  |  | 069-29703 |  | Parks Medical Electronics, Inc. | 811-B |  | NONE | TMC - HERMANN - ADULT ER (1HP) | MHHS-TMC |  | Doppler, Blood Flow |  | 069-29703 |  | TMC |  | TMC - HERMANN - ADULT ER (1HP) | [5 empty] | DETECTORS, BLOOD FLOW/FETAL HEART, ULTRASONIC |  | DOPPLERBLOODFLOW-Parks Med-811-B | DOPPLERBLOODFLOW | 811-B |  |  |  | Parks Med | Doppler, Blood Flow |  | DOPPLERBLOODFLOW-Parks Med-811-B |  |  |  |  | Covered PM Repair - Biomedical | MHHS-TMC
NO | NO |  |  |  | 069-40050 |  | Parks Medical Electronics, Inc. | 811-B |  | 811B-600020062 | TMC - HERMANN - ADULT ER (1HP) | MHHS-TMC |  | Doppler, Blood Flow |  | 069-40050 |  | TMC |  | TMC - HERMANN - ADULT ER (1HP) | [5 empty] | DETECTORS, BLOOD FLOW/FETAL HEART, ULTRASONIC |  | DOPPLERBLOODFLOW-Parks Med-811-B | DOPPLERBLOODFLOW | 811-B |  |  |  | Parks Med | Doppler, Blood Flow |  | DOPPLERBLOODFLOW-Parks Med-811-B |  |  |  |  | Covered PM Repair - Biomedical | MHHS-TMC
NO | NO |  |  |  | 069-40051 |  | Parks Medical Electronics, Inc. | 811-B |  | 811B-600020063 | TMC - HERMANN - ADULT ER (1HP) | MHHS-TMC |  | Doppler, Blood Flow |  | 069-40051 |  | TMC |  | TMC - HERMANN - ADULT ER (1HP) | [5 empty] | DETECTORS, BLOOD FLOW/FETAL HEART, ULTRASONIC |  | DOPPLERBLOODFLOW-Parks Med-811-B | DOPPLERBLOODFLOW | 811-B |  |  |  | Parks Med | Doppler, Blood Flow |  | DOPPLERBLOODFLOW-Parks Med-811-B |  |  |  |  | Covered PM Repair - Biomedical | MHHS-TMC
NO | NO |  |  |  | 069-40053 |  | Parks Medical Electronics, Inc. | 811-B |  | 811B-600020061 | TMC - HERMANN - ADULT ER (1HP) | MHHS-TMC |  | Doppler, Blood Flow |  | 069-40053 |  | TMC |  | TMC - HERMANN - ADULT ER (1HP) | [5 empty] | DETECTORS, BLOOD FLOW/FETAL HEART, ULTRASONIC |  | DOPPLERBLOODFLOW-Parks Med-811-B | DOPPLERBLOODFLOW | 811-B |  |  |  | Parks Med | Doppler, Blood Flow |  | DOPPLERBLOODFLOW-Parks Med-811-B |  |  |  |  | Covered PM Repair - Biomedical | MHHS-TMC
NO | NO |  |  |  | 069-40054 |  | Parks Medical Electronics, Inc. | 811-B |  | 811B-600019688 | TMC - HERMANN - ADULT ER (1HP) | MHHS-TMC |  | Doppler, Blood Flow |  | 069-40054 |  | TMC |  | TMC - HERMANN - ADULT ER (1HP) | [5 empty] | DETECTORS, BLOOD FLOW/FETAL HEART, ULTRASONIC |  | DOPPLERBLOODFLOW-Parks Med-811-B | DOPPLERBLOODFLOW | 811-B |  |  |  | Parks Med | Doppler, Blood Flow |  | DOPPLERBLOODFLOW-Parks Med-811-B |  |  |  |  | Covered PM Repair - Biomedical | MHHS-TMC
NO | NO |  |  |  | 069-40055 |  | Parks Medical Electronics, Inc. | 811-B |  | 811B-600019859 | TMC - HERMANN - ADULT ER (1HP) | MHHS-TMC |  | Doppler, Blood Flow |  | 069-40055 |  | TMC |  | TMC - HERMANN - ADULT ER (1HP) | [5 empty] | DETECTORS, BLOOD FLOW/FETAL HEART, ULTRASONIC |  | DOPPLERBLOODFLOW-Parks Med-811-B | DOPPLERBLOODFLOW | 811-B |  |  |  | Parks Med | Doppler, Blood Flow |  | DOPPLERBLOODFLOW-Parks Med-811-B |  |  |  |  | Covered PM Repair - Lab Analyzers/Anesth | MHHS-TMC
NO | NO |  |  |  | 069-40056 |  | Parks Medical Electronics, Inc. | 811-B |  | 811B-600019871 | TMC - HERMANN - ADULT ER (1HP) | MHHS-TMC |  | Doppler, Blood Flow |  | 069-40056 |  | TMC |  | TMC - HERMANN - ADULT ER (1HP) | [5 empty] | DETECTORS, BLOOD FLOW/FETAL HEART, ULTRASONIC |  | DOPPLERBLOODFLOW-Parks Med-811-B | DOPPLERBLOODFLOW | 811-B |  |  |  | Parks Med | Doppler, Blood Flow |  | DOPPLERBLOODFLOW-Parks Med-811-B |  |  |  |  | Covered PM Repair - Lab Analyzers/Anesth | MHHS-TMC
NO | NO |  |  |  | 069-42325 |  | Parks Medical Electronics, Inc. | 811-B |  | 811B-600007467 | TMC - HERMANN - ADULT ER (1HP) | MHHS-TMC |  | Doppler, Blood Flow |  | 069-42325 |  | TMC |  | TMC - HERMANN - ADULT ER (1HP) | [5 empty] | DETECTORS, BLOOD FLOW/FETAL HEART, ULTRASONIC |  | DOPPLERBLOODFLOW-Parks Med-811-B | DOPPLERBLOODFLOW | 811-B |  |  |  | Parks Med | Doppler, Blood Flow |  | DOPPLERBLOODFLOW-Parks Med-811-B |  |  |  |  | Covered PM Repair - Lab Analyzers/Anesth | MHHS-TMC
NO | NO |  |  |  | 811B-600007467 |  | Parks Medical Electronics, Inc. | 811-B |  | 811B-600007467 | TMC - HERMANN - ADULT ER (1HP) | MHHS-TMC |  | Doppler, Blood Flow |  | 811B-600007467 |  | TMC |  | TMC - HERMANN - ADULT ER (1HP) | [5 empty] | DETECTORS, BLOOD FLOW/FETAL HEART, ULTRASONIC |  | DOPPLERBLOODFLOW-Parks Med-811-B | DOPPLERBLOODFLOW | 811-B |  |  |  | Parks Med | Doppler, Blood Flow |  | DOPPLERBLOODFLOW-Parks Med-811-B |  |  |  |  | Covered PM Repair - Lab Analyzers/Anesth | MHHS-TMC
NO | NO |  |  |  | 811B-600004999 |  | Parks Medical Electronics, Inc. | 811-B |  | 811B-600004999 | TMC - HERMANN - STICU (3HP) | MHHS-TMC |  | Doppler, Blood Flow |  | 811B-600004999 |  | TMC |  | TMC - HERMANN - STICU (3HP) | [5 empty] | DETECTORS, BLOOD FLOW/FETAL HEART, ULTRASONIC |  | DOPPLERBLOODFLOW-Parks Med-811-B | DOPPLERBLOODFLOW | 811-B |  |  |  | Parks Med | Doppler, Blood Flow |  | DOPPLERBLOODFLOW-Parks Med-811-B |  |  |  |  | Covered PM Repair - Lab Analyzers/Anesth | MHHS-TMC
NO | NO |  |  |  | 811B-600011072 |  | Parks Medical Electronics, Inc. | 811-B |  | 811B-600011072 | TMC - HERMANN - STICU (3HP) | MHHS-TMC |  | Doppler, Blood Flow |  | 811B-600011072 |  | TMC |  | TMC - HERMANN - STICU (3HP) | [5 empty] | DETECTORS, BLOOD FLOW/FETAL HEART, ULTRASONIC |  | DOPPLERBLOODFLOW-Parks Med-811-B | DOPPLERBLOODFLOW | 811-B |  |  |  | Parks Med | Doppler, Blood Flow |  | DOPPLERBLOODFLOW-Parks Med-811-B |  |  |  |  | Covered PM Repair - Biomedical | MHHS-TMC
NO | NO |  |  |  | 074-03265 |  | Parks Medical Electronics, Inc. | 811-B |  | 811B-800029748 | TMC - HVI - CCU (4HVI) | MHHS-TMC |  | Doppler, Blood Flow |  | 074-03265 |  | TMC |  | TMC - HVI - CCU (4HVI) | [5 empty] | DETECTORS, BLOOD FLOW/FETAL HEART, ULTRASONIC |  | DOPPLERBLOODFLOW-Parks Med-811-B | DOPPLERBLOODFLOW | 811-B |  |  |  | Parks Med | Doppler, Blood Flow |  | DOPPLERBLOODFLOW-Parks Med-811-B |  |  |  |  | Covered PM Repair - Lab Analyzers/Anesth | MHHS-TMC
NO | NO |  |  |  | 074-03266 |  | Parks Medical Electronics, Inc. | 811-B |  |  | TMC - HVI - CCU (4HVI) | MHHS-TMC |  | Doppler, Blood Flow |  | 074-03266 |  | TMC |  | TMC - HVI - CCU (4HVI) | [5 empty] | DETECTORS, BLOOD FLOW/FETAL HEART, ULTRASONIC |  | DOPPLERBLOODFLOW-Parks Med-811-B | DOPPLERBLOODFLOW | 811-B |  |  |  | Parks Med | Doppler, Blood Flow |  | DOPPLERBLOODFLOW-Parks Med-811-B |  |  |  |  | Covered PM Repair - Lab Analyzers/Anesth | MHHS-TMC
NO | NO |  |  |  | 074-03269 |  | Parks Medical Electronics, Inc. | 811-B |  | 811b 800029738 | TMC - HVI - CCU (4HVI) | MHHS-TMC |  | Doppler, Blood Flow |  | 074-03269 |  | TMC |  | TMC - HVI - CCU (4HVI) | [5 empty] | DETECTORS, BLOOD FLOW/FETAL HEART, ULTRASONIC |  | DOPPLERBLOODFLOW-Parks Med-811-B | DOPPLERBLOODFLOW | 811-B |  |  |  | Parks Med | Doppler, Blood Flow |  | DOPPLERBLOODFLOW-Parks Med-811-B |  |  |  |  | Covered PM Repair - Lab Analyzers/Anesth | MHHS-TMC
NO | NO |  |  |  | 074-05053 |  | Parks Medical Electronics, Inc. | 811-B |  | 811B-600019751 | TMC - HVI - CIMU (4HVI) | MHHS-TMC |  | Doppler, Blood Flow |  | 074-05053 |  | TMC |  | TMC - HVI - CIMU (4HVI) | [5 empty] | DETECTORS, BLOOD FLOW/FETAL HEART, ULTRASONIC |  | DOPPLERBLOODFLOW-Parks Med-811-B | DOPPLERBLOODFLOW | 811-B |  |  |  | Parks Med | Doppler, Blood Flow |  | DOPPLERBLOODFLOW-Parks Med-811-B |  |  |  |  | Covered PM Repair - Biomedical | MHHS-TMC
NO | NO |  |  |  | 074-01895 |  | Parks Medical Electronics, Inc. | 811-B |  | 811B-600019862 | TMC - HVI - HEART FAILURE ICU (5HVI) | MHHS-TMC |  | Doppler, Blood Flow |  | 074-01895 |  | TMC |  | TMC - HVI - HEART FAILURE ICU (5HVI) | [5 empty] | DETECTORS, BLOOD FLOW/FETAL HEART, ULTRASONIC |  | DOPPLERBLOODFLOW-Parks Med-811-B | DOPPLERBLOODFLOW | 811-B |  |  |  | Parks Med | Doppler, Blood Flow |  | DOPPLERBLOODFLOW-Parks Med-811-B |  |  |  |  | Covered PM Repair - Biomedical | MHHS-TMC
NO | NO |  |  |  | 074-05060 |  | Parks Medical Electronics, Inc. | 811-B |  | 811B-600019987 | TMC - HVI - HEART FAILURE ICU (5HVI) | MHHS-TMC |  | Doppler, Blood Flow |  | 074-05060 |  | TMC |  | TMC - HVI - HEART FAILURE ICU (5HVI) | [5 empty] | DETECTORS, BLOOD FLOW/FETAL HEART, ULTRASONIC |  | DOPPLERBLOODFLOW-Parks Med-811-B | DOPPLERBLOODFLOW | 811-B |  |  |  | Parks Med | Doppler, Blood Flow |  | DOPPLERBLOODFLOW-Parks Med-811-B |  |  |  |  | Covered PM Repair - Biomedical | MHHS-TMC
NO | NO | [5 empty] | Parks Medical Electronics, Inc. | 811-B |  | 811B-099002476 | TMC - JONES - ENT CLINIC (JB) | MHHS-TMC |  | Doppler, Blood Flow |  |  |  | TMC |  | TMC - JONES - ENT CLINIC (JB) | [5 empty] | DETECTORS, BLOOD FLOW/FETAL HEART, ULTRASONIC |  | DOPPLERBLOODFLOW-Parks Med-811-B | DOPPLERBLOODFLOW | 811-B |  |  |  | Parks Med | Doppler, Blood Flow |  | DOPPLERBLOODFLOW-Parks Med-811-B |  |  |  |  | Covered PM Repair - Biomedical | MHHS-TMC
NO | NO | [5 empty] | Parks Medical Electronics, Inc. | 811-B |  | 811B-099005616 | TMC - JONES - NEURO ACUTE CARE (5J) | MHHS-TMC |  | Doppler, Blood Flow |  |  |  | TMC |  | TMC - JONES - NEURO ACUTE CARE (5J) | [5 empty] | DETECTORS, BLOOD FLOW/FETAL HEART, ULTRASONIC |  | DOPPLERBLOODFLOW-Parks Med-811-B | DOPPLERBLOODFLOW | 811-B |  |  |  | Parks Med | Doppler, Blood Flow |  | DOPPLERBLOODFLOW-Parks Med-811-B |  |  |  |  | Not Covered Vendor Only - Biomedical | MHHS-TMC
NO | NO | [5 empty] | Parks Medical Electronics, Inc. | 811-B |  | 811B-600003683 | TMC - JONES - NEURO ACUTE CARE (5J) | MHHS-TMC |  | Doppler, Blood Flow |  |  |  | TMC |  | TMC - JONES - NEURO ACUTE CARE (5J) | [5 empty] | DETECTORS, BLOOD FLOW/FETAL HEART, ULTRASONIC |  | DOPPLERBLOODFLOW-Parks Med-811-B | DOPPLERBLOODFLOW | 811-B |  |  |  | Parks Med | Doppler, Blood Flow |  | DOPPLERBLOODFLOW-Parks Med-811-B |  |  |  |  | Not Covered Vendor Only - Biomedical | MHHS-TMC
NO | NO | [5 empty] | Parks Medical Electronics, Inc. | 811-B |  |  | TMC - JONES - NEURO ACUTE CARE (5J) | MHHS-TMC |  | Doppler, Blood Flow |  |  |  | TMC |  | TMC - JONES - NEURO ACUTE CARE (5J) | [5 empty] | DETECTORS, BLOOD FLOW/FETAL HEART, ULTRASONIC |  | DOPPLERBLOODFLOW-Parks Med-811-B | DOPPLERBLOODFLOW | 811-B |  |  |  | Parks Med | Doppler, Blood Flow |  | DOPPLERBLOODFLOW-Parks Med-811-B |  |  |  |  | Not Covered Vendor Only - Biomedical | MHHS-TMC
NO | NO |  |  |  | 069-44356 |  | Parks Medical Electronics, Inc. | 811-B |  |  | TMC - JONES - TX TRAUMA (6J) | MHHS-TMC |  | Doppler, Blood Flow |  | 069-44356 |  | TMC |  | TMC - JONES - TX TRAUMA (6J) | [5 empty] | DETECTORS, BLOOD FLOW/FETAL HEART, ULTRASONIC |  | DOPPLERBLOODFLOW-Parks Med-811-B | DOPPLERBLOODFLOW | 811-B |  |  |  | Parks Med | Doppler, Blood Flow |  | DOPPLERBLOODFLOW-Parks Med-811-B |  |  |  |  | Covered PM Repair - Biomedical | MHHS-TMC
NO | NO |  |  |  | 069-45753 |  | Parks Medical Electronics, Inc. | 811-B |  | 811B-600012239 | TMC - JONES - TX TRAUMA (6J) | MHHS-TMC |  | Doppler, Blood Flow |  | 069-45753 |  | TMC |  | TMC - JONES - TX TRAUMA (6J) | [5 empty] | DETECTORS, BLOOD FLOW/FETAL HEART, ULTRASONIC |  | DOPPLERBLOODFLOW-Parks Med-811-B | DOPPLERBLOODFLOW | 811-B |  |  |  | Parks Med | Doppler, Blood Flow |  | DOPPLERBLOODFLOW-Parks Med-811-B |  |  |  |  | Covered PM Repair - Lab Analyzers/Anesth | MHHS-TMC
NO | NO |  |  |  | 069-00770 |  | Parks Medical Electronics, Inc. | 811-B |  |  | TMC - MHTMC - CLINICAL ENGINEERING | MHHS-TMC |  | Doppler, Blood Flow |  | 069-00770 |  | TMC |  | TMC - MHTMC - CLINICAL ENGINEERING | [5 empty] | DETECTORS, BLOOD FLOW/FETAL HEART, ULTRASONIC |  | DOPPLERBLOODFLOW-Parks Med-811-B | DOPPLERBLOODFLOW | 811-B |  |  |  | Parks Med | Doppler, Blood Flow |  | DOPPLERBLOODFLOW-Parks Med-811-B |  |  |  |  | Covered PM Repair - Biomedical | MHHS-TMC
NO | NO | [5 empty] | Parks Medical Electronics, Inc. | 811-B |  |  | TMC - MHTMC - CLINICAL ENGINEERING | MHHS-TMC |  | Doppler, Blood Flow |  |  |  | TMC |  | TMC - MHTMC - CLINICAL ENGINEERING | [5 empty] | DETECTORS, BLOOD FLOW/FETAL HEART, ULTRASONIC |  | DOPPLERBLOODFLOW-Parks Med-811-B | DOPPLERBLOODFLOW | 811-B |  |  |  | Parks Med | Doppler, Blood Flow |  | DOPPLERBLOODFLOW-Parks Med-811-B |  |  |  |  | Covered PM Repair - Biomedical | MHHS-TMC
NO | NO |  |  |  | 069-44496 |  | Parks Medical Electronics, Inc. | 811-B |  | 811B-70007020 | TMC - OR - HERMANN (2HP) | MHHS-TMC |  | Doppler, Blood Flow |  | 069-44496 |  | TMC |  | TMC - OR - HERMANN (2HP) | [5 empty] | DETECTORS, BLOOD FLOW/FETAL HEART, ULTRASONIC |  | DOPPLERBLOODFLOW-Parks Med-811-B | DOPPLERBLOODFLOW | 811-B |  |  |  | Parks Med | Doppler, Blood Flow |  | DOPPLERBLOODFLOW-Parks Med-811-B |  |  |  |  | Covered PM Repair - Biomedical | MHHS-TMC
NO | NO |  |  |  | 811B-600010866 |  | Parks Medical Electronics, Inc. | 811-B |  | 811B-600010866 | TMC - OR - HERMANN (2HP) | MHHS-TMC |  | Doppler, Blood Flow |  | 811B-600010866 |  | TMC |  | TMC - OR - HERMANN (2HP) | [5 empty] | DETECTORS, BLOOD FLOW/FETAL HEART, ULTRASONIC |  | DOPPLERBLOODFLOW-Parks Med-811-B | DOPPLERBLOODFLOW | 811-B |  |  |  | Parks Med | Doppler, Blood Flow |  | DOPPLERBLOODFLOW-Parks Med-811-B |  |  |  |  | Covered PM Repair - Lab Analyzers/Anesth | MHHS-TMC
NO | NO |  |  |  | 069-29387 |  | Parks Medical Electronics, Inc. | 811-B |  | 069-29387 | TMC - PACU - ADULT (2HP) | MHHS-TMC |  | Doppler, Blood Flow |  | 069-29387 |  | TMC |  | TMC - PACU - ADULT (2HP) | [5 empty] | DETECTORS, BLOOD FLOW/FETAL HEART, ULTRASONIC |  | DOPPLERBLOODFLOW-Parks Med-811-B | DOPPLERBLOODFLOW | 811-B |  |  |  | Parks Med | Doppler, Blood Flow |  | DOPPLERBLOODFLOW-Parks Med-811-B |  |  |  |  | Covered PM Repair - Lab Analyzers/Anesth | MHHS-TMC
NO | NO |  |  |  | 811B-600021593 |  | Parks Medical Electronics, Inc. | 811-B |  | 811B-600021593 | TMC - PACU - ROBERTSON (2R) | MHHS-TMC |  | Doppler, Blood Flow |  | 811B-600021593 |  | TMC |  | TMC - PACU - ROBERTSON (2R) | [5 empty] | DETECTORS, BLOOD FLOW/FETAL HEART, ULTRASONIC |  | DOPPLERBLOODFLOW-Parks Med-811-B | DOPPLERBLOODFLOW | 811-B |  |  |  | Parks Med | Doppler, Blood Flow |  | DOPPLERBLOODFLOW-Parks Med-811-B |  |  |  |  | Covered PM Repair - Lab Analyzers/Anesth | MHHS-TMC
NO | NO |  |  |  | 069-48073 |  | Parks Medical Electronics, Inc. | 811-B |  | 811B-600030137 | TMC - SAROFIM 1 - PEDI ER | MHHS-TMC |  | Doppler, Blood Flow |  | 069-48073 |  | TMC |  | TMC - SAROFIM 1 - PEDI ER | [5 empty] | DETECTORS, BLOOD FLOW/FETAL HEART, ULTRASONIC |  | DOPPLERBLOODFLOW-Parks Med-811-B | DOPPLERBLOODFLOW | 811-B |  |  |  | Parks Med | Doppler, Blood Flow |  | DOPPLERBLOODFLOW-Parks Med-811-B |  |  |  |  | Covered PM Repair - Lab Analyzers/Anesth | MHHS-TMC
NO | NO |  |  |  | 069-48076 |  | Parks Medical Electronics, Inc. | 811-B |  | 811B-600030128 | TMC - SAROFIM 2 - ADULT PACU | MHHS-TMC |  | Doppler, Blood Flow |  | 069-48076 |  | TMC |  | TMC - SAROFIM 2 - ADULT PACU | [5 empty] | DETECTORS, BLOOD FLOW/FETAL HEART, ULTRASONIC |  | DOPPLERBLOODFLOW-Parks Med-811-B | DOPPLERBLOODFLOW | 811-B |  |  |  | Parks Med | Doppler, Blood Flow |  | DOPPLERBLOODFLOW-Parks Med-811-B |  |  |  |  | Covered PM Repair - Lab Analyzers/Anesth | MHHS-TMC
NO | NO |  |  |  | 069-48077 |  | Parks Medical Electronics, Inc. | 811-B |  | 811B-600030144 | TMC - SAROFIM 2 - ADULT PACU | MHHS-TMC |  | Doppler, Blood Flow |  | 069-48077 |  | TMC |  | TMC - SAROFIM 2 - ADULT PACU | [5 empty] | DETECTORS, BLOOD FLOW/FETAL HEART, ULTRASONIC |  | DOPPLERBLOODFLOW-Parks Med-811-B | DOPPLERBLOODFLOW | 811-B |  |  |  | Parks Med | Doppler, Blood Flow |  | DOPPLERBLOODFLOW-Parks Med-811-B |  |  |  |  | Covered PM Repair - Lab Analyzers/Anesth | MHHS-TMC
NO | NO |  |  |  | 069-48079 |  | Parks Medical Electronics, Inc. | 811-B |  | 811B-600030127 | TMC - SAROFIM 5 - BURN UNIT | MHHS-TMC |  | Doppler, Blood Flow |  | 069-48079 |  | TMC |  | TMC - SAROFIM 5 - BURN UNIT | [5 empty] | DETECTORS, BLOOD FLOW/FETAL HEART, ULTRASONIC |  | DOPPLERBLOODFLOW-Parks Med-811-B | DOPPLERBLOODFLOW | 811-B |  |  |  | Parks Med | Doppler, Blood Flow |  | DOPPLERBLOODFLOW-Parks Med-811-B |  |  |  |  | Covered PM Repair - Lab Analyzers/Anesth | MHHS-TMC
NO | NO |  |  |  | 069-48330 |  | Parks Medical Electronics, Inc. | 811-B |  | 811B-600030138 | TMC - SAROFIM 5 - BURN UNIT | MHHS-TMC |  | Doppler, Blood Flow |  | 069-48330 |  | TMC |  | TMC - SAROFIM 5 - BURN UNIT | [5 empty] | DETECTORS, BLOOD FLOW/FETAL HEART, ULTRASONIC |  | DOPPLERBLOODFLOW-Parks Med-811-B | DOPPLERBLOODFLOW | 811-B |  |  |  | Parks Med | Doppler, Blood Flow |  | DOPPLERBLOODFLOW-Parks Med-811-B |  |  |  |  | Covered PM Repair - Lab Analyzers/Anesth | MHHS-TMC
NO | NO |  |  |  | 069-48331 |  | Parks Medical Electronics, Inc. | 811-B |  | 811B-600030132 | TMC - SAROFIM 5 - SILVER | MHHS-TMC |  | Doppler, Blood Flow |  | 069-48331 |  | TMC |  | TMC - SAROFIM 5 - SILVER | [5 empty] | DETECTORS, BLOOD FLOW/FETAL HEART, ULTRASONIC |  | DOPPLERBLOODFLOW-Parks Med-811-B | DOPPLERBLOODFLOW | 811-B |  |  |  | Parks Med | Doppler, Blood Flow |  | DOPPLERBLOODFLOW-Parks Med-811-B |  |  |  |  | Covered PM Repair - Lab Analyzers/Anesth | MHHS-TMC
NO | NO |  |  |  | 069-48078 |  | Parks Medical Electronics, Inc. | 811-B |  | 811B-600030142 | TMC - SAROFIM 6 - SIMU | MHHS-TMC |  | Doppler, Blood Flow |  | 069-48078 |  | TMC |  | TMC - SAROFIM 6 - SIMU | [5 empty] | DETECTORS, BLOOD FLOW/FETAL HEART, ULTRASONIC |  | DOPPLERBLOODFLOW-Parks Med-811-B | DOPPLERBLOODFLOW | 811-B |  |  |  | Parks Med | Doppler, Blood Flow |  | DOPPLERBLOODFLOW-Parks Med-811-B |  |  |  |  | Covered PM Repair - Biomedical | MHHS-TMC
NO | NO |  |  |  | 069-48080 |  | Parks Medical Electronics, Inc. | 811-B |  | 811B-600030141 | TMC - SAROFIM 6 - SIMU | MHHS-TMC |  | Doppler, Blood Flow |  | 069-48080 |  | TMC |  | TMC - SAROFIM 6 - SIMU | [5 empty] | DETECTORS, BLOOD FLOW/FETAL HEART, ULTRASONIC |  | DOPPLERBLOODFLOW-Parks Med-811-B | DOPPLERBLOODFLOW | 811-B |  |  |  | Parks Med | Doppler, Blood Flow |  | DOPPLERBLOODFLOW-Parks Med-811-B |  |  |  |  | Covered PM Repair - Biomedical | MHHS-TMC
NO | NO |  |  |  | 069-48081 |  | Parks Medical Electronics, Inc. | 811-B |  | 811B-600030143 | TMC - SAROFIM 6 - STICU | MHHS-TMC |  | Doppler, Blood Flow |  | 069-48081 |  | TMC |  | TMC - SAROFIM 6 - STICU | [5 empty] | DETECTORS, BLOOD FLOW/FETAL HEART, ULTRASONIC |  | DOPPLERBLOODFLOW-Parks Med-811-B | DOPPLERBLOODFLOW | 811-B |  |  |  | Parks Med | Doppler, Blood Flow |  | DOPPLERBLOODFLOW-Parks Med-811-B |  |  |  |  | Covered PM Repair - Biomedical | MHHS-TMC
NO | NO |  |  |  | 069-48082 |  | Parks Medical Electronics, Inc. | 811-B |  | 811B-600030145 | TMC - SAROFIM 6 - STICU | MHHS-TMC |  | Doppler, Blood Flow |  | 069-48082 |  | TMC |  | TMC - SAROFIM 6 - STICU | [5 empty] | DETECTORS, BLOOD FLOW/FETAL HEART, ULTRASONIC |  | DOPPLERBLOODFLOW-Parks Med-811-B | DOPPLERBLOODFLOW | 811-B |  |  |  | Parks Med | Doppler, Blood Flow |  | DOPPLERBLOODFLOW-Parks Med-811-B |  |  |  |  | Covered PM Repair - Biomedical | MHHS-TMC
NO | NO |  |  |  | 069-48332 |  | Parks Medical Electronics, Inc. | 811-B |  | 811B-600030136 | TMC - SAROFIM 7 - ORTHO TRAUMA | MHHS-TMC |  | Doppler, Blood Flow |  | 069-48332 |  | TMC |  | TMC - SAROFIM 7 - ORTHO TRAUMA | [5 empty] | DETECTORS, BLOOD FLOW/FETAL HEART, ULTRASONIC |  | DOPPLERBLOODFLOW-Parks Med-811-B | DOPPLERBLOODFLOW | 811-B |  |  |  | Parks Med | Doppler, Blood Flow |  | DOPPLERBLOODFLOW-Parks Med-811-B |  |  |  |  | Not Covered Vendor Only - Lab Ana/Anes | MHHS-TMC
NO | NO |  |  |  | 069-48333 |  | Parks Medical Electronics, Inc. | 811-B |  | 811B-600030129 | TMC - SAROFIM 7 - ORTHO TRAUMA | MHHS-TMC |  | Doppler, Blood Flow |  | 069-48333 |  | TMC |  | TMC - SAROFIM 7 - ORTHO TRAUMA | [5 empty] | DETECTORS, BLOOD FLOW/FETAL HEART, ULTRASONIC |  | DOPPLERBLOODFLOW-Parks Med-811-B | DOPPLERBLOODFLOW | 811-B |  |  |  | Parks Med | Doppler, Blood Flow |  | DOPPLERBLOODFLOW-Parks Med-811-B |  |  |  |  | Not Covered Vendor Only - Lab Ana/Anes | MHHS-TMC
NO | NO |  |  |  | 069-48335 |  | Parks Medical Electronics, Inc. | 811-B |  | 811B-600030125 | TMC - SAROFIM 7 - ORTHO TRAUMA | MHHS-TMC |  | Doppler, Blood Flow |  | 069-48335 |  | TMC |  | TMC - SAROFIM 7 - ORTHO TRAUMA | [5 empty] | DETECTORS, BLOOD FLOW/FETAL HEART, ULTRASONIC |  | DOPPLERBLOODFLOW-Parks Med-811-B | DOPPLERBLOODFLOW | 811-B |  |  |  | Parks Med | Doppler, Blood Flow |  | DOPPLERBLOODFLOW-Parks Med-811-B |  |  |  |  | Covered PM Repair - Lab Analyzers/Anesth | MHHS-TMC
NO | NO |  |  |  | 069-48069 |  | Parks Medical Electronics, Inc. | 811-B |  | 811B-600028882 | TMC - SAROFIM 8 - TSCU | MHHS-TMC |  | Doppler, Blood Flow |  | 069-48069 |  | TMC |  | TMC - SAROFIM 8 - TSCU | [5 empty] | DETECTORS, BLOOD FLOW/FETAL HEART, ULTRASONIC |  | DOPPLERBLOODFLOW-Parks Med-811-B | DOPPLERBLOODFLOW | 811-B |  |  |  | Parks Med | Doppler, Blood Flow |  | DOPPLERBLOODFLOW-Parks Med-811-B |  |  |  |  | Covered PM Repair - Lab Analyzers/Anesth | MHHS-TMC
NO | NO |  |  |  | 029-12132 |  | Parks Medical Electronics, Inc. | 811-B |  | 811B-600021590 | WOODLANDS - ER | MHHS-Woodlands |  | Doppler, Blood Flow |  | 029-12132 |  | Woodlands |  | WOODLANDS - ER | [5 empty] | DETECTORS, BLOOD FLOW/FETAL HEART, ULTRASONIC |  | DOPPLERBLOODFLOW-Parks Med-811-B | DOPPLERBLOODFLOW | 811-B |  |  |  | Parks Med | Doppler, Blood Flow |  | DOPPLERBLOODFLOW-Parks Med-811-B |  |  |  |  | Covered PM Repair - Biomedical | MHHS-Woodlands
NO | NO |  |  |  | 029-12133 |  | Parks Medical Electronics, Inc. | 811-B |  | 811B-800022372 | WOODLANDS - ER | MHHS-Woodlands |  | Doppler, Blood Flow |  | 029-12133 |  | Woodlands |  | WOODLANDS - ER | [5 empty] | DETECTORS, BLOOD FLOW/FETAL HEART, ULTRASONIC |  | DOPPLERBLOODFLOW-Parks Med-811-B | DOPPLERBLOODFLOW | 811-B |  |  |  | Parks Med | Doppler, Blood Flow |  | DOPPLERBLOODFLOW-Parks Med-811-B |  |  |  |  | Covered PM Repair - Biomedical | MHHS-Woodlands
NO | NO |  |  |  | 029-12134 |  | Parks Medical Electronics, Inc. | 811-B |  | 811-B60022374 | WOODLANDS - ER | MHHS-Woodlands |  | Doppler, Blood Flow |  | 029-12134 |  | Woodlands |  | WOODLANDS - ER | [5 empty] | DETECTORS, BLOOD FLOW/FETAL HEART, ULTRASONIC |  | DOPPLERBLOODFLOW-Parks Med-811-B | DOPPLERBLOODFLOW | 811-B |  |  |  | Parks Med | Doppler, Blood Flow |  | DOPPLERBLOODFLOW-Parks Med-811-B |  |  |  |  | Covered PM Repair - Biomedical | MHHS-Woodlands
NO | NO | [5 empty] | Parks Medical Electronics, Inc. | 811-B |  |  | WOODLANDS - OR | MHHS-Woodlands |  | Doppler, Blood Flow |  |  |  | Woodlands |  | WOODLANDS - OR | [5 empty] | DETECTORS, BLOOD FLOW/FETAL HEART, ULTRASONIC |  | DOPPLERBLOODFLOW-Parks Med-811-B | DOPPLERBLOODFLOW | 811-B |  |  |  | Parks Med | Doppler, Blood Flow |  | DOPPLERBLOODFLOW-Parks Med-811-B |  |  |  |  | Covered PM Repair - Biomedical | MHHS-Woodlands
NO | NO | [5 empty] | Parks Medical Electronics, Inc. | 811-B |  |  | WOODLANDS - PACU | MHHS-Woodlands |  | Doppler, Blood Flow |  |  |  | Woodlands |  | WOODLANDS - PACU | [5 empty] | DETECTORS, BLOOD FLOW/FETAL HEART, ULTRASONIC |  | DOPPLERBLOODFLOW-Parks Med-811-B | DOPPLERBLOODFLOW | 811-B |  |  |  | Parks Med | Doppler, Blood Flow |  | DOPPLERBLOODFLOW-Parks Med-811-B |  |  |  |  | Covered PM Repair - Biomedical | MHHS-Woodlands
NO | NO | [5 empty] | Parks Medical Electronics, Inc. | 811-B |  | 811B-600010997 | WOODLANDS - PACU | MHHS-Woodlands |  | Doppler, Blood Flow |  |  |  | Woodlands |  | WOODLANDS - PACU | [5 empty] | DETECTORS, BLOOD FLOW/FETAL HEART, ULTRASONIC |  | DOPPLERBLOODFLOW-Parks Med-811-B | DOPPLERBLOODFLOW | 811-B |  |  |  | Parks Med | Doppler, Blood Flow |  | DOPPLERBLOODFLOW-Parks Med-811-B |  |  |  |  | Covered PM Repair - Biomedical | MHHS-Woodlands
NO | NO |  |  |  | 029-05612 |  | Parks Medical Electronics, Inc. | 811-B |  | 811B-600003778 | WOODLANDS - SICU | MHHS-Woodlands |  | Doppler, Blood Flow |  | 029-05612 |  | Woodlands |  | WOODLANDS - SICU | [5 empty] | DETECTORS, BLOOD FLOW/FETAL HEART, ULTRASONIC |  | DOPPLERBLOODFLOW-Parks Med-811-B | DOPPLERBLOODFLOW | 811-B |  |  |  | Parks Med | Doppler, Blood Flow |  | DOPPLERBLOODFLOW-Parks Med-811-B |  |  |  |  | Covered PM Repair - Lab Analyzers/Anesth | MHHS-Woodlands
NO | YES |  |  |  |  | 005-33085 | Parks Medical Electronics, Inc. | 811-BL |  | 811B-800002471 | Woodlands-ER | MHHS-Woodlands |  | Doppler, Fetal Ultrasound |  |  | 005-33085 | Woodlands | MHHS-Woodlands | Woodlands-ER | Nurses Station | 8/1/16 |  |  | ?AuNo pm required?Au sticker | DETECTORS, BLOOD FLOW/FETAL HEART, ULTRASONIC | Doppler, Fetal Ultrasound | DOPPLERFETALULTRASND-Parks Med-811-BL | DOPPLERFETALULTRASND | 811-BL |  |  |  | Parks Med | Doppler, Fetal Ultrasound |  | DOPPLERFETALULTRASND-Parks Med-811-BL |  |  |  |  | Covered PM Repair - Lab Analyzers/Anesth | MHHS-Woodlands | [8 empty] | DOPPLERFETALULTRASND | Doppler, Fetal Ultrasound | Parks Med
NO | NO | [5 empty] | Parks Medical Electronics, Inc. | 811-BL |  | QCOB9825 | GH - OR | MHHS-Greater Heights |  | Doppler, Fetal Ultrasound |  |  |  | Central & Greater Heights |  | GH - OR | [5 empty] | DETECTORS, BLOOD FLOW/FETAL HEART, ULTRASONIC |  | DOPPLERFETALULTRASND-Parks Med-811-BL | DOPPLERFETALULTRASND | 811-BL |  |  |  | Parks Med | Doppler, Fetal Ultrasound |  | DOPPLERFETALULTRASND-Parks Med-811-BL |  |  |  |  | Covered PM Repair - Lab Analyzers/Anesth | MHHS-Greater Heights
NO | NO |  |  |  | 005-11360 |  | Parks Medical Electronics, Inc. | 811-BL |  | 811B-800002378 | PEARLAND - CARDIAC CATH LAB | MHHS-Pearland Hospital |  | Doppler, Fetal Ultrasound |  | 005-11360 |  | Pearland |  | PEARLAND - CARDIAC CATH LAB | [5 empty] | DETECTORS, BLOOD FLOW/FETAL HEART, ULTRASONIC |  | DOPPLERFETALULTRASND-Parks Med-811-BL | DOPPLERFETALULTRASND | 811-BL |  |  |  | Parks Med | Doppler, Fetal Ultrasound |  | DOPPLERFETALULTRASND-Parks Med-811-BL |  |  |  |  | Covered PM Repair - Lab Analyzers/Anesth | MHHS-Pearland Hospital
NO | NO | [5 empty] | Parks Medical Electronics, Inc. | 811-BL |  | 81B-600011161 | TMC - HVI - CCU (4HVI) | MHHS-TMC |  | Doppler, Fetal Ultrasound |  |  |  | TMC |  | TMC - HVI - CCU (4HVI) | [5 empty] | DETECTORS, BLOOD FLOW/FETAL HEART, ULTRASONIC |  | DOPPLERFETALULTRASND-Parks Med-811-BL | DOPPLERFETALULTRASND | 811-BL |  |  |  | Parks Med | Doppler, Fetal Ultrasound |  | DOPPLERFETALULTRASND-Parks Med-811-BL |  |  |  |  | Covered PM Repair - Lab Analyzers/Anesth | MHHS-TMC
NO | YES |  |  |  | 009-34319 | 009-34319 | Parks Medical Electronics, Inc. | 811-BTS |  | 811B-700007832 | GH-IMU | MHHS-Greater Heights |  | Doppler, Blood Flow |  | 009-34319 | 009-34319 | Central | MHHS-Greater Heights | GH-IMU | IMU |  |  |  |  | DETECTORS, BLOOD FLOW/FETAL HEART, ULTRASONIC | Doppler, Blood Flow | DOPPLERBLOODFLOW-Parks Med-811-BTS | DOPPLERBLOODFLOW | 811-BTS |  |  |  | Parks Med | Doppler, Blood Flow |  | DOPPLERBLOODFLOW-Parks Med-811-BTS |  | 1/27/15 |  |  | Covered PM Repair - Lab Analyzers/Anesth | MHHS-Greater Heights | [8 empty] | DOPPLERBLOODFLOW | Doppler, Blood Flow | Parks Med
NO | YES | [5 empty] | Parks Medical Electronics, Inc. | 811-BTS |  | 811b-700002586 | GH-PACU | MHHS-Greater Heights |  | Doppler, Blood Flow |  |  |  | Central & Greater Heights | MHHS-Greater Heights | GH-PACU | Nursing station |  |  |  |  | DETECTORS, BLOOD FLOW/FETAL HEART, ULTRASONIC | Doppler, Blood Flow | DOPPLERBLOODFLOW-Parks Med-811-BTS | DOPPLERBLOODFLOW | 811-BTS |  |  |  | Parks Med | Doppler, Blood Flow |  | DOPPLERBLOODFLOW-Parks Med-811-BTS |  |  |  |  | Covered PM Repair - Lab Analyzers/Anesth | MHHS-Greater Heights | [8 empty] | DOPPLERBLOODFLOW | Doppler, Blood Flow | Parks Med
NO | YES |  |  |  | 009-33639 | 009-33639 | Parks Medical Electronics, Inc. | 811-BTS |  | 811B700007199 | GH-OR | MHHS-Greater Heights |  | Doppler, Blood Flow |  | 009-33639 | 009-33639 | Central | MHHS-Greater Heights | GH-OR | OR | 11/1/18 |  |  |  | DETECTORS, BLOOD FLOW/FETAL HEART, ULTRASONIC | Doppler, Blood Flow | DOPPLERBLOODFLOW-Parks Med-811-BTS | DOPPLERBLOODFLOW | 811-BTS |  |  |  | Parks Med | Doppler, Blood Flow |  | DOPPLERBLOODFLOW-Parks Med-811-BTS |  | 1/1/16 |  |  | Covered PM Repair - Lab Analyzers/Anesth | MHHS-Greater Heights | [8 empty] | DOPPLERBLOODFLOW | Doppler, Blood Flow | Parks Med
NO | YES |  |  |  | 009-33640 | 009-33640 | Parks Medical Electronics, Inc. | 811-BTS |  | 811B700007203 | GH-PACU | MHHS-Greater Heights |  | Doppler, Blood Flow |  | 009-33640 | 009-33640 | Central & Greater Heights | MHHS-Greater Heights | GH-PACU | Nursing station | 11/1/18 |  |  |  | DETECTORS, BLOOD FLOW/FETAL HEART, ULTRASONIC | Doppler, Blood Flow | DOPPLERBLOODFLOW-Parks Med-811-BTS | DOPPLERBLOODFLOW | 811-BTS |  |  |  | Parks Med | Doppler, Blood Flow |  | DOPPLERBLOODFLOW-Parks Med-811-BTS |  |  |  |  | Covered PM Repair - Lab Analyzers/Anesth | MHHS-Greater Heights | [8 empty] | DOPPLERBLOODFLOW | Doppler, Blood Flow | Parks Med
NO | YES |  |  |  | 013-37514 | 013-37514 | Parks Medical Electronics, Inc. | 811-BTS |  | 811-BTS-700006179 | SW-ER | MHHS-Southwest |  | Doppler, Blood Flow |  | 013-37514 | 013-37514 | Southwest | MHHS-Southwest | SW-ER | Pod A Nurses Station | 3/1/16 |  |  |  | DETECTORS, BLOOD FLOW/FETAL HEART, ULTRASONIC | Doppler, Blood Flow | DOPPLERBLOODFLOW-Parks Med-811-BTS | DOPPLERBLOODFLOW | 811-BTS |  |  |  | Parks Med | Doppler, Blood Flow |  | DOPPLERBLOODFLOW-Parks Med-811-BTS |  |  |  |  | Covered PM Repair - Lab Analyzers/Anesth | MHHS-Southwest | [8 empty] | DOPPLERBLOODFLOW | Doppler, Blood Flow | Parks Med
NO | YES |  |  |  | 013-37515 | 013-37515 | Parks Medical Electronics, Inc. | 811-BTS |  | 811-BTS-700006178 | SW-ER | MHHS-Southwest |  | Doppler, Blood Flow |  | 013-37515 | 013-37515 | Southwest | MHHS-Southwest | SW-ER | Pod A Nurses Station | 3/1/16 |  |  | Per Note - broken | DETECTORS, BLOOD FLOW/FETAL HEART, ULTRASONIC | Doppler, Blood Flow | DOPPLERBLOODFLOW-Parks Med-811-BTS | DOPPLERBLOODFLOW | 811-BTS |  |  |  | Parks Med | Doppler, Blood Flow |  | DOPPLERBLOODFLOW-Parks Med-811-BTS |  | 10/10/15 |  |  | Covered PM Repair - Lab Analyzers/Anesth | MHHS-Southwest | [8 empty] | DOPPLERBLOODFLOW | Doppler, Blood Flow | Parks Med
NO | YES |  |  |  | 013-04549 | 013-04549 | Parks Medical Electronics, Inc. | 811-BTS |  |  | SW-Cath Lab | MHHS-Southwest |  | Doppler, Blood Flow |  | 013-04549 | 013-04549 | Southwest | MHHS-Southwest | SW-Cath Lab | Cath Lab |  |  |  |  | DETECTORS, BLOOD FLOW/FETAL HEART, ULTRASONIC | Doppler, Blood Flow | DOPPLERBLOODFLOW-Parks Med-811-BTS | DOPPLERBLOODFLOW | 811-BTS |  |  |  | Parks Med | Doppler, Blood Flow |  | DOPPLERBLOODFLOW-Parks Med-811-BTS |  |  |  |  | Covered PM Repair - Lab Analyzers/Anesth | MHHS-Southwest | [8 empty] | DOPPLERBLOODFLOW | Doppler, Blood Flow | Parks Med
NO | YES |  |  |  | 013-18215 | 013-18215 | Parks Medical Electronics, Inc. | 811-BTS |  | 811B-700003206 | SW-HVI-Holding | MHHS-Southwest |  | Doppler, Blood Flow |  | 013-18215 | 013-18215 | Southwest | MHHS-Southwest | SW-HVI-Holding | Nurses Station |  |  |  | No PM Sticker | DETECTORS, BLOOD FLOW/FETAL HEART, ULTRASONIC | Doppler, Blood Flow | DOPPLERBLOODFLOW-Parks Med-811-BTS | DOPPLERBLOODFLOW | 811-BTS |  |  |  | Parks Med | Doppler, Blood Flow |  | DOPPLERBLOODFLOW-Parks Med-811-BTS |  |  |  |  | Not Covered Vendor Only - Lab Ana/Anes | MHHS-Southwest | [8 empty] | DOPPLERBLOODFLOW | Doppler, Blood Flow | Parks Med
NO | YES |  |  |  | 013-07960 | 013-07960 | Parks Medical Electronics, Inc. | 811-BTS |  |  | SW-OR | MHHS-Southwest |  | Doppler, Blood Flow |  | 013-07960 | 013-07960 | Southwest | MHHS-Southwest | SW-OR | Or 11.5 | 10/1/19 |  | 10/1/20 |  | DETECTORS, BLOOD FLOW/FETAL HEART, ULTRASONIC | Doppler, Blood Flow | DOPPLERBLOODFLOW-Parks Med-811-BTS | DOPPLERBLOODFLOW | 811-BTS |  |  |  | Parks Med | Doppler, Blood Flow |  | DOPPLERBLOODFLOW-Parks Med-811-BTS |  |  |  |  | Covered PM Repair - Lab Analyzers/Anesth | MHHS-Southwest | [8 empty] | DOPPLERBLOODFLOW | Doppler, Blood Flow | Parks Med
NO | YES |  |  |  | 077-06737 | 077-06737 | Parks Medical Electronics, Inc. | 811-BTS |  | 811B-700005837 | TMC-Children's-RCW (8Hp) | MHHS-TMC |  | Doppler, Blood Flow |  | 077-06737 | 077-06737 | TMC | MHHS-TMC | TMC-Children's-RCW (8Hp) | [5 empty] | DETECTORS, BLOOD FLOW/FETAL HEART, ULTRASONIC |  | DOPPLERBLOODFLOW-Parks Med-811-BTS | DOPPLERBLOODFLOW | 811-BTS |  |  |  | Parks Med | Doppler, Blood Flow |  | DOPPLERBLOODFLOW-Parks Med-811-BTS |  | 11/24/15 | Verified 3/30/2020 4:07pm (Central) |  | Covered PM Repair - Lab Analyzers/Anesth | MHHS-TMC
NO | YES |  |  |  | 077-06744 | 077-06744 | Parks Medical Electronics, Inc. | 811-BTS |  | 811B-700005844 | TMC-Children's-RCW (8Hp) | MHHS-TMC |  | Doppler, Blood Flow |  | 077-06744 | 077-06744 | TMC | MHHS-TMC | TMC-Children's-RCW (8Hp) | [5 empty] | DETECTORS, BLOOD FLOW/FETAL HEART, ULTRASONIC |  | DOPPLERBLOODFLOW-Parks Med-811-BTS | DOPPLERBLOODFLOW | 811-BTS |  |  |  | Parks Med | Doppler, Blood Flow |  | DOPPLERBLOODFLOW-Parks Med-811-BTS |  |  | Verified 3/30/2020 4:07pm (Central) |  | Covered PM Repair - Biomedical | MHHS-TMC
NO | YES |  |  |  | 077-06746 | 077-06746 | Parks Medical Electronics, Inc. | 811-BTS |  | 811B-700005846 | TMC-Children's-RCW (8Hp) | MHHS-TMC |  | Doppler, Blood Flow |  | 077-06746 | 077-06746 | TMC | MHHS-TMC | TMC-Children's-RCW (8Hp) | [5 empty] | DETECTORS, BLOOD FLOW/FETAL HEART, ULTRASONIC |  | DOPPLERBLOODFLOW-Parks Med-811-BTS | DOPPLERBLOODFLOW | 811-BTS |  |  |  | Parks Med | Doppler, Blood Flow |  | DOPPLERBLOODFLOW-Parks Med-811-BTS |  | 11/24/15 | Verified 3/30/2020 4:07pm (Central) |  | Covered PM Repair - Lab Analyzers/Anesth | MHHS-TMC
NO | YES | [5 empty] | Parks Medical Electronics, Inc. | 811-BTS |  | 811B-700004463 | TMC-Cath Lab-Holding (2Hvi) | MHHS-TMC |  | Doppler, Blood Flow |  |  |  | TMC | MHHS-TMC | TMC-Cath Lab-Holding (2Hvi) | HOLDING (2HVI) |  |  |  |  | DETECTORS, BLOOD FLOW/FETAL HEART, ULTRASONIC | Doppler, Blood Flow | DOPPLERBLOODFLOW-Parks Med-811-BTS | DOPPLERBLOODFLOW | 811-BTS |  |  |  | Parks Med | Doppler, Blood Flow |  | DOPPLERBLOODFLOW-Parks Med-811-BTS |  | 11/25/15 |  |  | Covered PM Repair - Lab Analyzers/Anesth | MHHS-TMC | [8 empty] | DOPPLERBLOODFLOW | Doppler, Blood Flow | Parks Med
NO | YES |  |  |  | 069-38623 | 069-38623 | Parks Medical Electronics, Inc. | 811-BTS |  |  | Memorial Hermann- Texas Medcal Center- OR | MHHS-TMC |  | Doppler, Blood Flow |  | 069-38623 | 069-38623 | TMC | TMC | Memorial Hermann- Texas Medcal Center- OR | OR34 |  |  |  | No PM Sticker | DETECTORS, BLOOD FLOW/FETAL HEART, ULTRASONIC |  | DOPPLERBLOODFLOW-Parks Med-811-BTS | DOPPLERBLOODFLOW | 811-BTS |  |  |  | Parks Med | Doppler, Blood Flow |  | DOPPLERBLOODFLOW-Parks Med-811-BTS |  |  |  |  | Not Covered Vendor Only - Lab Ana/Anes | MHHS-TMC
NO | YES |  |  |  | 069-41441 | 069-41441 | Parks Medical Electronics, Inc. | 811-BTS |  | 811B-700005765 | TMC-Sarofim 2-OR | MHHS-TMC |  | Doppler, Blood Flow |  | 069-41441 | 069-41441 | TMC | MHHS-TMC | TMC-Sarofim 2-OR | OR15 | 1/1/16 |  |  | No PM Sticker | DETECTORS, BLOOD FLOW/FETAL HEART, ULTRASONIC |  | DOPPLERBLOODFLOW-Parks Med-811-BTS | DOPPLERBLOODFLOW | 811-BTS |  |  |  | Parks Med | Doppler, Blood Flow |  | DOPPLERBLOODFLOW-Parks Med-811-BTS |  |  |  |  | Not Covered Vendor Only - Lab Ana/Anes | MHHS-TMC
NO | YES |  |  |  |  | 069-37906 | Parks Medical Electronics, Inc. | 811-BTS |  | 811B-700003994 | TMC-OR-Robertson (2R) | MHHS-TMC |  | Doppler, Blood Flow |  |  | 069-37906 | TMC | MHHS-TMC | TMC-OR-Robertson (2R) |  | 5/1/16 |  |  |  | DETECTORS, BLOOD FLOW/FETAL HEART, ULTRASONIC |  | DOPPLERBLOODFLOW-Parks Med-811-BTS | DOPPLERBLOODFLOW | 811-BTS |  |  |  | Parks Med | Doppler, Blood Flow |  | DOPPLERBLOODFLOW-Parks Med-811-BTS |  |  |  |  | Covered PM Repair - Biomedical | MHHS-TMC
NO | NO |  |  |  | 009-34320 |  | Parks Medical Electronics, Inc. | 811-BTS |  | 811B-700007833 | GH - CARDIAC CARE UNIT (CCU) 3N | MHHS-Greater Heights |  | Doppler, Blood Flow |  | 009-34320 |  | Central & Greater Heights |  | GH - CARDIAC CARE UNIT (CCU) 3N | [5 empty] | DETECTORS, BLOOD FLOW/FETAL HEART, ULTRASONIC |  | DOPPLERBLOODFLOW-Parks Med-811-BTS | DOPPLERBLOODFLOW | 811-BTS |  |  |  | Parks Med | Doppler, Blood Flow |  | DOPPLERBLOODFLOW-Parks Med-811-BTS |  |  |  |  | Covered PM Repair - Lab Analyzers/Anesth | MHHS-Greater Heights
NO | NO |  |  |  | 009-10971 |  | Parks Medical Electronics, Inc. | 811-BTS |  | 811B-700006679 | GH - ICU | MHHS-Greater Heights |  | Doppler, Blood Flow |  | 009-10971 |  | Central & Greater Heights |  | GH - ICU | [5 empty] | DETECTORS, BLOOD FLOW/FETAL HEART, ULTRASONIC |  | DOPPLERBLOODFLOW-Parks Med-811-BTS | DOPPLERBLOODFLOW | 811-BTS |  |  |  | Parks Med | Doppler, Blood Flow |  | DOPPLERBLOODFLOW-Parks Med-811-BTS |  |  |  |  | Covered PM Repair - Lab Analyzers/Anesth | MHHS-Greater Heights
NO | NO |  |  |  | 009-33319 |  | Parks Medical Electronics, Inc. | 811-BTS |  | 811B-700007088 | GH - ICU | MHHS-Greater Heights |  | Doppler, Blood Flow |  | 009-33319 |  | Central & Greater Heights |  | GH - ICU | [5 empty] | DETECTORS, BLOOD FLOW/FETAL HEART, ULTRASONIC |  | DOPPLERBLOODFLOW-Parks Med-811-BTS | DOPPLERBLOODFLOW | 811-BTS |  |  |  | Parks Med | Doppler, Blood Flow |  | DOPPLERBLOODFLOW-Parks Med-811-BTS |  |  |  |  | Covered PM Repair - Lab Analyzers/Anesth | MHHS-Greater Heights
NO | NO |  |  |  | 009-33548 |  | Parks Medical Electronics, Inc. | 811-BTS |  | 811B-700007201 | GH - ICU | MHHS-Greater Heights |  | Doppler, Blood Flow |  | 009-33548 |  | Central & Greater Heights |  | GH - ICU | [5 empty] | DETECTORS, BLOOD FLOW/FETAL HEART, ULTRASONIC |  | DOPPLERBLOODFLOW-Parks Med-811-BTS | DOPPLERBLOODFLOW | 811-BTS |  |  |  | Parks Med | Doppler, Blood Flow |  | DOPPLERBLOODFLOW-Parks Med-811-BTS |  |  |  |  | Covered PM Repair - Lab Analyzers/Anesth | MHHS-Greater Heights
NO | NO |  |  |  | 009-33549 |  | Parks Medical Electronics, Inc. | 811-BTS |  | 811B-700007086 | GH - ICU | MHHS-Greater Heights |  | Doppler, Blood Flow |  | 009-33549 |  | Central & Greater Heights |  | GH - ICU | [5 empty] | DETECTORS, BLOOD FLOW/FETAL HEART, ULTRASONIC |  | DOPPLERBLOODFLOW-Parks Med-811-BTS | DOPPLERBLOODFLOW | 811-BTS |  |  |  | Parks Med | Doppler, Blood Flow |  | DOPPLERBLOODFLOW-Parks Med-811-BTS |  |  |  |  | Not Covered Vendor Only - Lab Ana/Anes | MHHS-Greater Heights
NO | NO |  |  |  | 009-07739 |  | Parks Medical Electronics, Inc. | 811-BTS |  | 811B-700003140 | GH - OR | MHHS-Greater Heights |  | Doppler, Blood Flow |  | 009-07739 |  | Central & Greater Heights |  | GH - OR | [5 empty] | DETECTORS, BLOOD FLOW/FETAL HEART, ULTRASONIC |  | DOPPLERBLOODFLOW-Parks Med-811-BTS | DOPPLERBLOODFLOW | 811-BTS |  |  |  | Parks Med | Doppler, Blood Flow |  | DOPPLERBLOODFLOW-Parks Med-811-BTS |  |  |  |  | Covered PM Repair - Lab Analyzers/Anesth | MHHS-Greater Heights
NO | NO |  |  |  | 009-09843 |  | Parks Medical Electronics, Inc. | 811-BTS |  | 811B-700005752 | GH - OR | MHHS-Greater Heights |  | Doppler, Blood Flow |  | 009-09843 |  | Central & Greater Heights |  | GH - OR | [5 empty] | DETECTORS, BLOOD FLOW/FETAL HEART, ULTRASONIC |  | DOPPLERBLOODFLOW-Parks Med-811-BTS | DOPPLERBLOODFLOW | 811-BTS |  |  |  | Parks Med | Doppler, Blood Flow |  | DOPPLERBLOODFLOW-Parks Med-811-BTS |  |  |  |  | Covered PM Repair - Lab Analyzers/Anesth | MHHS-Greater Heights
NO | NO |  |  |  | 005-00007 |  | Parks Medical Electronics, Inc. | 811-BTS |  |  | SE - ICU | MHHS-Southeast |  | Doppler, Blood Flow |  | 005-00007 |  | Southeast & Bay Area |  | SE - ICU | [5 empty] | DETECTORS, BLOOD FLOW/FETAL HEART, ULTRASONIC |  | DOPPLERBLOODFLOW-Parks Med-811-BTS | DOPPLERBLOODFLOW | 811-BTS |  |  |  | Parks Med | Doppler, Blood Flow |  | DOPPLERBLOODFLOW-Parks Med-811-BTS |  |  |  |  | Covered PM Repair - Lab Analyzers/Anesth | MHHS-Southeast
NO | NO |  |  |  | 005-08337 |  | Parks Medical Electronics, Inc. | 811-BTS |  |  | SE - UNIT 1B (MED/SURG) | MHHS-Southeast |  | Doppler, Blood Flow |  | 005-08337 |  | Southeast & Bay Area |  | SE - UNIT 1B (MED/SURG) | [5 empty] | DETECTORS, BLOOD FLOW/FETAL HEART, ULTRASONIC |  | DOPPLERBLOODFLOW-Parks Med-811-BTS | DOPPLERBLOODFLOW | 811-BTS |  |  |  | Parks Med | Doppler, Blood Flow |  | DOPPLERBLOODFLOW-Parks Med-811-BTS |  |  |  |  | Covered PM Repair - Lab Analyzers/Anesth | MHHS-Southeast
NO | NO |  |  |  | 013-19243 |  | Parks Medical Electronics, Inc. | 811-BTS |  | 811B-700003517 | SW - OR | MHHS-Southwest |  | Doppler, Blood Flow |  | 013-19243 |  | Southwest |  | SW - OR | [5 empty] | DETECTORS, BLOOD FLOW/FETAL HEART, ULTRASONIC |  | DOPPLERBLOODFLOW-Parks Med-811-BTS | DOPPLERBLOODFLOW | 811-BTS |  |  |  | Parks Med | Doppler, Blood Flow |  | DOPPLERBLOODFLOW-Parks Med-811-BTS |  |  |  |  | Covered PM Repair - Lab Analyzers/Anesth | MHHS-Southwest
NO | NO |  |  |  | 129-05781 |  | Parks Medical Electronics, Inc. | 811-BTS |  | 811B-700005423 | SUGAR LAND - OR | MHHS-Sugarland |  | Doppler, Blood Flow |  | 129-05781 |  | Sugar Land |  | SUGAR LAND - OR | [5 empty] | DETECTORS, BLOOD FLOW/FETAL HEART, ULTRASONIC |  | DOPPLERBLOODFLOW-Parks Med-811-BTS | DOPPLERBLOODFLOW | 811-BTS |  |  |  | Parks Med | Doppler, Blood Flow |  | DOPPLERBLOODFLOW-Parks Med-811-BTS |  |  |  |  | Covered PM Repair - Lab Analyzers/Anesth | MHHS-Sugarland
NO | NO |  |  |  | 074-04894 |  | Parks Medical Electronics, Inc. | 811-BTS |  | 811B-70002337 | TMC - CATH LAB - ADULT (2HVI) | MHHS-TMC |  | Doppler, Blood Flow |  | 074-04894 |  | TMC |  | TMC - CATH LAB - ADULT (2HVI) | [5 empty] | DETECTORS, BLOOD FLOW/FETAL HEART, ULTRASONIC |  | DOPPLERBLOODFLOW-Parks Med-811-BTS | DOPPLERBLOODFLOW | 811-BTS |  |  |  | Parks Med | Doppler, Blood Flow |  | DOPPLERBLOODFLOW-Parks Med-811-BTS |  |  |  |  | Covered PM Repair - Lab Analyzers/Anesth | MHHS-TMC
NO | NO | [5 empty] | Parks Medical Electronics, Inc. | 811-BTS |  |  | TMC - CATH LAB - ADULT (2HVI) | MHHS-TMC |  | Doppler, Blood Flow |  |  |  | TMC |  | TMC - CATH LAB - ADULT (2HVI) | [5 empty] | DETECTORS, BLOOD FLOW/FETAL HEART, ULTRASONIC |  | DOPPLERBLOODFLOW-Parks Med-811-BTS | DOPPLERBLOODFLOW | 811-BTS |  |  |  | Parks Med | Doppler, Blood Flow |  | DOPPLERBLOODFLOW-Parks Med-811-BTS |  |  |  |  | Covered PM Repair - Lab Analyzers/Anesth | MHHS-TMC
NO | NO |  |  |  | 811B-700005210 |  | Parks Medical Electronics, Inc. | 811-BTS |  | 811B-700005210 | TMC - CATH LAB - ADULT (2HVI) | MHHS-TMC |  | Doppler, Blood Flow |  | 811B-700005210 |  | TMC |  | TMC - CATH LAB - ADULT (2HVI) | [5 empty] | DETECTORS, BLOOD FLOW/FETAL HEART, ULTRASONIC |  | DOPPLERBLOODFLOW-Parks Med-811-BTS | DOPPLERBLOODFLOW | 811-BTS |  |  |  | Parks Med | Doppler, Blood Flow |  | DOPPLERBLOODFLOW-Parks Med-811-BTS |  |  |  |  | Covered PM Repair - Lab Analyzers/Anesth | MHHS-TMC
NO | NO |  |  |  | 811B-700002337 |  | Parks Medical Electronics, Inc. | 811-BTS |  | 811B-700002337 | TMC - CATH LAB - PEDI (GHP) | MHHS-TMC |  | Doppler, Blood Flow |  | 811B-700002337 |  | TMC |  | TMC - CATH LAB - PEDI (GHP) | [5 empty] | DETECTORS, BLOOD FLOW/FETAL HEART, ULTRASONIC |  | DOPPLERBLOODFLOW-Parks Med-811-BTS | DOPPLERBLOODFLOW | 811-BTS |  |  |  | Parks Med | Doppler, Blood Flow |  | DOPPLERBLOODFLOW-Parks Med-811-BTS |  |  |  |  | Covered PM Repair - Lab Analyzers/Anesth | MHHS-TMC
NO | NO | [5 empty] | Parks Medical Electronics, Inc. | 811-BTS |  |  | TMC - CHILDRENS - PICU (9HP) | MHHS-TMC |  | Doppler, Blood Flow |  |  |  | TMC |  | TMC - CHILDRENS - PICU (9HP) | [5 empty] | DETECTORS, BLOOD FLOW/FETAL HEART, ULTRASONIC |  | DOPPLERBLOODFLOW-Parks Med-811-BTS | DOPPLERBLOODFLOW | 811-BTS |  |  |  | Parks Med | Doppler, Blood Flow |  | DOPPLERBLOODFLOW-Parks Med-811-BTS |  |  |  |  | Covered PM Repair - Lab Analyzers/Anesth | MHHS-TMC
NO | NO |  |  |  | 077-06745 |  | Parks Medical Electronics, Inc. | 811-BTS |  | 811B-700005845 | TMC - CHILDRENS - RCW (8HP) | MHHS-TMC |  | Doppler, Blood Flow |  | 077-06745 |  | TMC |  | TMC - CHILDRENS - RCW (8HP) | [5 empty] | DETECTORS, BLOOD FLOW/FETAL HEART, ULTRASONIC |  | DOPPLERBLOODFLOW-Parks Med-811-BTS | DOPPLERBLOODFLOW | 811-BTS |  |  |  | Parks Med | Doppler, Blood Flow |  | DOPPLERBLOODFLOW-Parks Med-811-BTS |  |  |  |  | Covered PM Repair - Lab Analyzers/Anesth | MHHS-TMC
NO | NO |  |  |  | 077-07890 |  | Parks Medical Electronics, Inc. | 811-BTS |  | 811B-700005830 | TMC - CHILDRENS - RCW (8HP) | MHHS-TMC |  | Doppler, Blood Flow |  | 077-07890 |  | TMC |  | TMC - CHILDRENS - RCW (8HP) | [5 empty] | DETECTORS, BLOOD FLOW/FETAL HEART, ULTRASONIC |  | DOPPLERBLOODFLOW-Parks Med-811-BTS | DOPPLERBLOODFLOW | 811-BTS |  |  |  | Parks Med | Doppler, Blood Flow |  | DOPPLERBLOODFLOW-Parks Med-811-BTS |  |  |  |  | Covered PM Repair - Lab Analyzers/Anesth | MHHS-TMC
NO | NO |  |  |  | 811B-700003937 |  | Parks Medical Electronics, Inc. | 811-BTS |  | 811B-700003937 | TMC - CHILDRENS - RCW (8HP) | MHHS-TMC |  | Doppler, Blood Flow |  | 811B-700003937 |  | TMC |  | TMC - CHILDRENS - RCW (8HP) | [5 empty] | DETECTORS, BLOOD FLOW/FETAL HEART, ULTRASONIC |  | DOPPLERBLOODFLOW-Parks Med-811-BTS | DOPPLERBLOODFLOW | 811-BTS |  |  |  | Parks Med | Doppler, Blood Flow |  | DOPPLERBLOODFLOW-Parks Med-811-BTS |  |  |  |  | Covered PM Repair - Lab Analyzers/Anesth | MHHS-TMC
NO | NO |  |  |  | 811B-700002997 |  | Parks Medical Electronics, Inc. | 811-BTS |  | 811B-700002997 | TMC - CULLEN - SIG SUITES (5C) | MHHS-TMC |  | Doppler, Blood Flow |  | 811B-700002997 |  | TMC |  | TMC - CULLEN - SIG SUITES (5C) | [5 empty] | DETECTORS, BLOOD FLOW/FETAL HEART, ULTRASONIC |  | DOPPLERBLOODFLOW-Parks Med-811-BTS | DOPPLERBLOODFLOW | 811-BTS |  |  |  | Parks Med | Doppler, Blood Flow |  | DOPPLERBLOODFLOW-Parks Med-811-BTS |  |  |  |  | Covered PM Repair - Lab Analyzers/Anesth | MHHS-TMC
NO | NO |  |  |  | 069-07846 |  | Parks Medical Electronics, Inc. | 811-BTS |  | N/A | TMC - DIALYSIS - ADULT (9J) | MHHS-TMC |  | Doppler, Blood Flow |  | 069-07846 |  | TMC |  | TMC - DIALYSIS - ADULT (9J) | [5 empty] | DETECTORS, BLOOD FLOW/FETAL HEART, ULTRASONIC |  | DOPPLERBLOODFLOW-Parks Med-811-BTS | DOPPLERBLOODFLOW | 811-BTS |  |  |  | Parks Med | Doppler, Blood Flow |  | DOPPLERBLOODFLOW-Parks Med-811-BTS |  |  |  |  | Covered PM Repair - Lab Analyzers/Anesth | MHHS-TMC
NO | NO |  |  |  | 069-01624 |  | Parks Medical Electronics, Inc. | 811-BTS |  |  | TMC - HERMANN - ADULT ER (1HP) | MHHS-TMC |  | Doppler, Blood Flow |  | 069-01624 |  | TMC |  | TMC - HERMANN - ADULT ER (1HP) | [5 empty] | DETECTORS, BLOOD FLOW/FETAL HEART, ULTRASONIC |  | DOPPLERBLOODFLOW-Parks Med-811-BTS | DOPPLERBLOODFLOW | 811-BTS |  |  |  | Parks Med | Doppler, Blood Flow |  | DOPPLERBLOODFLOW-Parks Med-811-BTS |  |  |  |  | Covered PM Repair - Lab Analyzers/Anesth | MHHS-TMC
NO | NO |  |  |  | 069-43141 |  | Parks Medical Electronics, Inc. | 811-BTS |  | 811B-700003610 | TMC - OR - HERMANN (2HP) | MHHS-TMC |  | Doppler, Blood Flow |  | 069-43141 |  | TMC |  | TMC - OR - HERMANN (2HP) | [5 empty] | DETECTORS, BLOOD FLOW/FETAL HEART, ULTRASONIC |  | DOPPLERBLOODFLOW-Parks Med-811-BTS | DOPPLERBLOODFLOW | 811-BTS |  |  |  | Parks Med | Doppler, Blood Flow |  | DOPPLERBLOODFLOW-Parks Med-811-BTS |  |  |  |  | Covered PM Repair - Lab Analyzers/Anesth | MHHS-TMC
NO | NO |  |  |  | 069-43142 |  | Parks Medical Electronics, Inc. | 811-BTS |  | 811B70004456 | TMC - OR - HERMANN (2HP) | MHHS-TMC |  | Doppler, Blood Flow |  | 069-43142 |  | TMC |  | TMC - OR - HERMANN (2HP) | [5 empty] | DETECTORS, BLOOD FLOW/FETAL HEART, ULTRASONIC |  | DOPPLERBLOODFLOW-Parks Med-811-BTS | DOPPLERBLOODFLOW | 811-BTS |  |  |  | Parks Med | Doppler, Blood Flow |  | DOPPLERBLOODFLOW-Parks Med-811-BTS |  |  |  |  | Covered PM Repair - Biomedical | MHHS-TMC
NO | NO |  |  |  | 069-45727 |  | Parks Medical Electronics, Inc. | 811-BTS |  |  | TMC - OR - HERMANN (2HP) | MHHS-TMC |  | Doppler, Blood Flow |  | 069-45727 |  | TMC |  | TMC - OR - HERMANN (2HP) | [5 empty] | DETECTORS, BLOOD FLOW/FETAL HEART, ULTRASONIC |  | DOPPLERBLOODFLOW-Parks Med-811-BTS | DOPPLERBLOODFLOW | 811-BTS |  |  |  | Parks Med | Doppler, Blood Flow |  | DOPPLERBLOODFLOW-Parks Med-811-BTS |  |  |  |  | Covered PM Repair - Biomedical | MHHS-TMC
NO | NO |  |  |  | 069-45727 |  | Parks Medical Electronics, Inc. | 811-BTS |  |  | TMC - OR - HERMANN (2HP) | MHHS-TMC |  | Doppler, Blood Flow |  | 069-45727 |  | TMC |  | TMC - OR - HERMANN (2HP) | [5 empty] | DETECTORS, BLOOD FLOW/FETAL HEART, ULTRASONIC |  | DOPPLERBLOODFLOW-Parks Med-811-BTS | DOPPLERBLOODFLOW | 811-BTS |  |  |  | Parks Med | Doppler, Blood Flow |  | DOPPLERBLOODFLOW-Parks Med-811-BTS |  |  |  |  | Covered PM Repair - Lab Analyzers/Anesth | MHHS-TMC
NO | NO |  |  |  | 069-46345 |  | Parks Medical Electronics, Inc. | 811-BTS |  |  | TMC - OR - HERMANN (2HP) | MHHS-TMC |  | Doppler, Blood Flow |  | 069-46345 |  | TMC |  | TMC - OR - HERMANN (2HP) | [5 empty] | DETECTORS, BLOOD FLOW/FETAL HEART, ULTRASONIC |  | DOPPLERBLOODFLOW-Parks Med-811-BTS | DOPPLERBLOODFLOW | 811-BTS |  |  |  | Parks Med | Doppler, Blood Flow |  | DOPPLERBLOODFLOW-Parks Med-811-BTS |  |  |  |  | Covered PM Repair - Lab Analyzers/Anesth | MHHS-TMC
NO | NO |  |  |  | 811B-700003907 |  | Parks Medical Electronics, Inc. | 811-BTS |  | 811B-700003907 | TMC - OR - HERMANN (2HP) | MHHS-TMC |  | Doppler, Blood Flow |  | 811B-700003907 |  | TMC |  | TMC - OR - HERMANN (2HP) | [5 empty] | DETECTORS, BLOOD FLOW/FETAL HEART, ULTRASONIC |  | DOPPLERBLOODFLOW-Parks Med-811-BTS | DOPPLERBLOODFLOW | 811-BTS |  |  |  | Parks Med | Doppler, Blood Flow |  | DOPPLERBLOODFLOW-Parks Med-811-BTS |  |  |  |  | Covered PM Repair - Lab Analyzers/Anesth | MHHS-TMC
NO | NO |  |  |  | 811B-700003908 |  | Parks Medical Electronics, Inc. | 811-BTS |  | 811B-700003908 | TMC - OR - HERMANN (2HP) | MHHS-TMC |  | Doppler, Blood Flow |  | 811B-700003908 |  | TMC |  | TMC - OR - HERMANN (2HP) | [5 empty] | DETECTORS, BLOOD FLOW/FETAL HEART, ULTRASONIC |  | DOPPLERBLOODFLOW-Parks Med-811-BTS | DOPPLERBLOODFLOW | 811-BTS |  |  |  | Parks Med | Doppler, Blood Flow |  | DOPPLERBLOODFLOW-Parks Med-811-BTS |  |  |  |  | Covered PM Repair - Lab Analyzers/Anesth | MHHS-TMC
NO | NO |  |  |  | 811B-700004608 |  | Parks Medical Electronics, Inc. | 811-BTS |  | 811B-700004608 | TMC - OR - HERMANN (2HP) | MHHS-TMC |  | Doppler, Blood Flow |  | 811B-700004608 |  | TMC |  | TMC - OR - HERMANN (2HP) | [5 empty] | DETECTORS, BLOOD FLOW/FETAL HEART, ULTRASONIC |  | DOPPLERBLOODFLOW-Parks Med-811-BTS | DOPPLERBLOODFLOW | 811-BTS |  |  |  | Parks Med | Doppler, Blood Flow |  | DOPPLERBLOODFLOW-Parks Med-811-BTS |  |  |  |  | Covered PM Repair - Lab Analyzers/Anesth | MHHS-TMC
NO | NO |  |  |  | 069-41440 |  | Parks Medical Electronics, Inc. | 811-BTS |  | 811B-700005884 | TMC - OR - PEDI OR (2R) | MHHS-TMC |  | Doppler, Blood Flow |  | 069-41440 |  | TMC |  | TMC - OR - PEDI OR (2R) | [5 empty] | DETECTORS, BLOOD FLOW/FETAL HEART, ULTRASONIC |  | DOPPLERBLOODFLOW-Parks Med-811-BTS | DOPPLERBLOODFLOW | 811-BTS |  |  |  | Parks Med | Doppler, Blood Flow |  | DOPPLERBLOODFLOW-Parks Med-811-BTS |  |  |  |  | Not Covered Vendor Only - Lab Ana/Anes | MHHS-TMC
NO | NO |  |  |  | 069-41442 |  | Parks Medical Electronics, Inc. | 811-BTS |  | 811B-700005954 | TMC - OR - PEDI OR (2R) | MHHS-TMC |  | Doppler, Blood Flow |  | 069-41442 |  | TMC |  | TMC - OR - PEDI OR (2R) | [5 empty] | DETECTORS, BLOOD FLOW/FETAL HEART, ULTRASONIC |  | DOPPLERBLOODFLOW-Parks Med-811-BTS | DOPPLERBLOODFLOW | 811-BTS |  |  |  | Parks Med | Doppler, Blood Flow |  | DOPPLERBLOODFLOW-Parks Med-811-BTS |  |  |  |  | Not Covered Vendor Only - Lab Ana/Anes | MHHS-TMC
NO | NO | [5 empty] | Parks Medical Electronics, Inc. | 811-BTS |  | 811B-700004353 | TMC - OR - PEDI OR (2R) | MHHS-TMC |  | Doppler, Blood Flow |  |  |  | TMC |  | TMC - OR - PEDI OR (2R) | [5 empty] | DETECTORS, BLOOD FLOW/FETAL HEART, ULTRASONIC |  | DOPPLERBLOODFLOW-Parks Med-811-BTS | DOPPLERBLOODFLOW | 811-BTS |  |  |  | Parks Med | Doppler, Blood Flow |  | DOPPLERBLOODFLOW-Parks Med-811-BTS |  |  |  |  | Not Covered Vendor Only - Lab Ana/Anes | MHHS-TMC
NO | NO | [5 empty] | Parks Medical Electronics, Inc. | 811-BTS |  | 811B-70004356 | TMC - OR - PEDI OR (2R) | MHHS-TMC |  | Doppler, Blood Flow |  |  |  | TMC |  | TMC - OR - PEDI OR (2R) | [5 empty] | DETECTORS, BLOOD FLOW/FETAL HEART, ULTRASONIC |  | DOPPLERBLOODFLOW-Parks Med-811-BTS | DOPPLERBLOODFLOW | 811-BTS |  |  |  | Parks Med | Doppler, Blood Flow |  | DOPPLERBLOODFLOW-Parks Med-811-BTS |  |  |  |  | Covered PM Repair - Biomedical | MHHS-TMC
NO | NO |  |  |  | 129-02815 |  | Parks Medical Electronics, Inc. | 915-BL |  | 915B-00001432 | SUGAR LAND - CENTRAL SUPPLY | MHHS-Sugarland |  | Doppler, Fetal Ultrasound |  | 129-02815 |  | Sugar Land |  | SUGAR LAND - CENTRAL SUPPLY | [5 empty] | DETECTORS, BLOOD FLOW/FETAL HEART, ULTRASONIC |  | DOPPLERFETALULTRASND-Parks Med-915-BL | DOPPLERFETALULTRASND | 915-BL |  |  |  | Parks Med | Doppler, Fetal Ultrasound |  | DOPPLERFETALULTRASND-Parks Med-915-BL |  |  |  |  | Covered PM Repair - Biomedical | MHHS-Sugarland
NO | YES |  |  |  | 013-36644 | 013-36644 | Parks Medical Electronics, Inc. | DOPPLER |  | 811B-700006150 | SW-OR | MHHS-Southwest |  |  |  | 013-36644 | 013-36644 | Southwest | MHHS-Southwest | SW-OR | OR | 8/1/19 |  | 10/1/20 |  | DETECTORS, BLOOD FLOW/FETAL HEART, ULTRASONIC |  | .needs class |  |  |  |  | .needs class | Parks Med |  |  |  |  | 5/1/19 |  |  | Covered PM Repair - Biomedical | MHHS-Southwest
NO | YES |  |  |  | 013-36646 | 013-36646 | Parks Medical Electronics, Inc. | DOPPLER |  | 811B-700006143 | SW-OR | MHHS-Southwest |  |  |  | 013-36646 | 013-36646 | Southwest | MHHS-Southwest | SW-OR | OR | 10/1/19 |  | 10/1/20 |  | DETECTORS, BLOOD FLOW/FETAL HEART, ULTRASONIC |  | .needs class |  |  |  |  | .needs class | Parks Med |  |  |  |  | 5/1/19 |  |  | Covered PM Repair - Biomedical | MHHS-Southwest
NO | YES |  |  |  | 074-04717 | 074-04717 | Parks Medical Electronics, Inc. | DOPPLER |  | 811B-600022786 | TMC-OR-CVOR (7Hvi) | MHHS-TMC |  |  |  | 074-04717 | 074-04717 | TMC | MHHS-TMC | TMC-OR-CVOR (7Hvi) | Cv OR 4 | 1/1/17 |  |  | No PM Sticker | DETECTORS, BLOOD FLOW/FETAL HEART, ULTRASONIC |  | .needs class |  |  |  |  | .needs class | Parks Med | [7 empty] | Covered PM Repair - Biomedical | MHHS-TMC
NO | YES |  |  |  | 074-04525 | 074-04525 | Parks Medical Electronics, Inc. | DOPPLER |  | 811B-600021587 | TMC-HVI-Heart Failure ICU (5Hvi) | MHHS-TMC |  |  |  | 074-04525 | 074-04525 | TMC | MHHS-TMC | TMC-HVI-Heart Failure ICU (5Hvi) |  | 7/18/16 |  |  |  | DETECTORS, BLOOD FLOW/FETAL HEART, ULTRASONIC |  | .needs class |  |  |  |  | .needs class | Parks Med | [5 empty] | Finished from Script 3/27/2020 12:11:52pm (Central) |  | Covered PM Repair - Biomedical | MHHS-TMC
NO | YES |  |  |  | 074-04527 | 074-04527 | Parks Medical Electronics, Inc. | DOPPLER |  | 811B-600021595 | TMC-HVI-Heart Failure ICU (5Hvi) | MHHS-TMC |  |  |  | 074-04527 | 074-04527 | TMC | MHHS-TMC | TMC-HVI-Heart Failure ICU (5Hvi) |  | 7/1/16 |  |  |  | DETECTORS, BLOOD FLOW/FETAL HEART, ULTRASONIC |  | .needs class |  |  |  |  | .needs class | Parks Med |  |  |  |  | 7/15/13 |  |  | Covered PM Repair - Biomedical | MHHS-TMC
NO | YES |  |  |  | 074-04973 | 074-04973 | Parks Medical Electronics, Inc. | DOPPLER |  | 811B-600021585 | TMC-HVI-Heart Failure ICU (5Hvi) | MHHS-TMC |  |  |  | 074-04973 | 074-04973 | TMC | MHHS-TMC | TMC-HVI-Heart Failure ICU (5Hvi) |  | 6/1/16 |  |  |  | DETECTORS, BLOOD FLOW/FETAL HEART, ULTRASONIC |  | .needs class |  |  |  |  | .needs class | Parks Med | [7 empty] | Covered PM Repair - Biomedical | MHHS-TMC
NO | YES |  |  |  | 074-04974 | 074-04974 | Parks Medical Electronics, Inc. | DOPPLER |  | 811B-600021588 | TMC-HVI-Heart Failure ICU (5Hvi) | MHHS-TMC |  |  |  | 074-04974 | 074-04974 | TMC | MHHS-TMC | TMC-HVI-Heart Failure ICU (5Hvi) |  | 6/28/16 |  |  |  | DETECTORS, BLOOD FLOW/FETAL HEART, ULTRASONIC |  | .needs class |  |  |  |  | .needs class | Parks Med | [5 empty] | Finished from Script 3/27/2020 12:11:52pm (Central) |  | Covered PM Repair - Biomedical | MHHS-TMC
NO | YES |  |  |  | 074-04975 | 074-04975 | Parks Medical Electronics, Inc. | DOPPLER |  | 811B-600021591 | ICU | MHHS-TMC |  |  |  | 074-04975 | 074-04975 | TMC | Memorial Hermann-Texas Medical Center | ICU | Suite 501 |  |  |  |  | DETECTORS, BLOOD FLOW/FETAL HEART, ULTRASONIC |  | .needs class |  |  |  |  | .needs class | Parks Med | [7 empty] | Covered PM Repair - Biomedical | MHHS-TMC
NO | YES |  |  |  | 074-05837 | 074-05837 | Parks Medical Electronics, Inc. | DOPPLER |  | 811B-600026781 | TMC-HVI-CIMU (4Hvi) | MHHS-TMC |  |  |  | 074-05837 | 074-05837 | TMC | MHHS-TMC | TMC-HVI-CIMU (4Hvi) |  | 5/1/18 |  | 5/1/19 |  | DETECTORS, BLOOD FLOW/FETAL HEART, ULTRASONIC |  | .needs class |  |  |  |  | .needs class | Parks Med | [7 empty] | Covered PM Repair - Biomedical | MHHS-TMC
NO | YES |  |  |  | 029-10158 | 029-10158 | Parks Medical Electronics, Inc. | DOPPLER |  | 811B-600020508 | Woodlands-ER | MHHS-Woodlands |  |  |  | 029-10158 | 029-10158 | Woodlands | MHHS-Woodlands | Woodlands-ER | Room 1 | 1/1/16 |  |  |  | DETECTORS, BLOOD FLOW/FETAL HEART, ULTRASONIC |  | .needs class |  |  |  |  | .needs class | Parks Med |  |  |  |  | 5/1/19 |  |  | Covered PM Repair - Biomedical | MHHS-Woodlands
YES | YES |  |  |  | 013-36628 | 013-36628 | Parks Medical Electronics, Inc. | DOPPLER |  | 811B-600020923 | OR |  |  |  |  | 013-36628 | 013-36628 | Southwest | Memorial Hermann Southwest Hospital | OR | OR | 10/1/19 |  | 10/1/20
NO | NO |  |  |  | 013-36643 |  | Parks Medical Electronics, Inc. | DOPPLER |  | 811B-700006145 | SW - OR | MHHS-Southwest |  |  |  | 013-36643 |  | Southwest |  | SW - OR | [5 empty] | DETECTORS, BLOOD FLOW/FETAL HEART, ULTRASONIC |  | .needs class |  |  |  |  | .needs class | Parks Med | [7 empty] | Not Covered Vendor Only - Biomedical | MHHS-Southwest
NO | NO |  |  |  | 013-36645 |  | Parks Medical Electronics, Inc. | DOPPLER |  | 811B-700006144 | SW - OR | MHHS-Southwest |  |  |  | 013-36645 |  | Southwest |  | SW - OR | [5 empty] | DETECTORS, BLOOD FLOW/FETAL HEART, ULTRASONIC |  | .needs class |  |  |  |  | .needs class | Parks Med | [7 empty] | Covered PM Repair - Biomedical | MHHS-Southwest
NO | NO |  |  |  | 074-04526 |  | Parks Medical Electronics, Inc. | DOPPLER |  | 811B-600021589 | TMC - HVI - HEART FAILURE ICU (5HVI) | MHHS-TMC |  |  |  | 074-04526 |  | TMC |  | TMC - HVI - HEART FAILURE ICU (5HVI) | [5 empty] | DETECTORS, BLOOD FLOW/FETAL HEART, ULTRASONIC |  | .needs class |  |  |  |  | .needs class | Parks Med | [7 empty] | Covered PM Repair - Biomedical | MHHS-TMC
NO | NO |  |  |  | 074-04528 |  | Parks Medical Electronics, Inc. | DOPPLER |  | 811B-600021596 | TMC - HVI - HEART FAILURE ICU (5HVI) | MHHS-TMC |  |  |  | 074-04528 |  | TMC |  | TMC - HVI - HEART FAILURE ICU (5HVI) | [5 empty] | DETECTORS, BLOOD FLOW/FETAL HEART, ULTRASONIC |  | .needs class |  |  |  |  | .needs class | Parks Med | [7 empty] | Covered PM Repair - Biomedical | MHHS-TMC
NO | NO |  |  |  | 074-04972 |  | Parks Medical Electronics, Inc. | DOPPLER |  | 811B-600021592 | TMC - HVI - HEART FAILURE ICU (5HVI) | MHHS-TMC |  |  |  | 074-04972 |  | TMC |  | TMC - HVI - HEART FAILURE ICU (5HVI) | [5 empty] | DETECTORS, BLOOD FLOW/FETAL HEART, ULTRASONIC |  | .needs class |  |  |  |  | .needs class | Parks Med | [7 empty] | Covered PM Repair - Biomedical | MHHS-TMC
NO | NO |  |  |  | 069-38793 |  | Parks Medical Electronics, Inc. | DOPPLER |  | 811B-600019690 | TMC - JONES - TRANSPLANT (9WJ) | MHHS-TMC |  |  |  | 069-38793 |  | TMC |  | TMC - JONES - TRANSPLANT (9WJ) | [5 empty] | DETECTORS, BLOOD FLOW/FETAL HEART, ULTRASONIC |  | .needs class |  |  |  |  | .needs class | Parks Med | [7 empty] | Covered PM Repair - Biomedical | MHHS-TMC
NO | NO | [5 empty] | Parks Medical Electronics, Inc. | FD1 |  |  | WOODLANDS - BIRTH CENTER | MHHS-Woodlands |  | Doppler, Fetal Ultrasound |  |  |  | Woodlands |  | WOODLANDS - BIRTH CENTER | [5 empty] | ULTRASONIC UNITS, DIAGNOSTIC |  | DOPPLERFETALULTRASND-Huntleigh-FD1 | DOPPLERFETALULTRASND | FD1 |  |  |  | Huntleigh | Doppler, Fetal Ultrasound |  |  | DOPPLERFETALULTRASND-Huntleigh-FD1 |  |  |  | Covered PM Repair - Biomedical | MHHS-Woodlands
NO | YES |  |  |  | 133-00553 | 133-00553 | Parks Medical Electronics, Inc. | FLO-LAB 2100-SX |  |  | KATY - RADIOLOGY | MHHS-Katy |  | Doppler, Blood Flow |  | 133-00553 | 133-00553 | Katy | MHHS - KATY | KATY - RADIOLOGY | Equipment Storage |  |  |  |  | DETECTORS, BLOOD FLOW/FETAL HEART, ULTRASONIC |  | DOPPLERBLOODFLOW-Parks Med-Flo-Lab 2100-SX | DOPPLERBLOODFLOW | Flo-Lab 2100-SX |  |  |  | Parks Med | Doppler, Blood Flow |  | DOPPLERBLOODFLOW-Parks Med-Flo-Lab 2100-SX |  |  |  |  | Covered PM Repair - Biomedical | MHHS-Katy
NO | YES | [5 empty] | Parks Medical Electronics, Inc. | FLO-LAB 2100-SX |  |  | OPID - (MC) - MEMORIAL CITY - 422 (MP4). | MHHS-OPID |  | Doppler, Blood Flow |  |  |  | West & Memorial City | Memorial Hermann- medical plaza 3 | OPID - (MC) - MEMORIAL CITY - 422 (MP4). | Ultrasound 3 | 12/1/18 |  |  | No PM Sticker | DETECTORS, BLOOD FLOW/FETAL HEART, ULTRASONIC |  | DOPPLERBLOODFLOW-Parks Med-Flo-Lab 2100-SX | DOPPLERBLOODFLOW | Flo-Lab 2100-SX |  |  |  | Parks Med | Doppler, Blood Flow |  | DOPPLERBLOODFLOW-Parks Med-Flo-Lab 2100-SX |  | 1/1/16 |  |  | Covered PM Repair - Biomedical | MHHS-OPID
NO | YES |  |  |  | 142-01311 | 142-01311 | Parks Medical Electronics, Inc. | FLO-LAB 2100-SX |  |  | OPID-(PL)-Pearland-406 (Mp1) | MHHS-OPID |  | Doppler, Blood Flow |  | 142-01311 | 142-01311 | Pearland | MHHS-Others | OPID-(PL)-Pearland-406 (Mp1) | By mri 1 | 12/1/18 | 12/1/19 |  |  | DETECTORS, BLOOD FLOW/FETAL HEART, ULTRASONIC | Doppler, Blood Flow | DOPPLERBLOODFLOW-Parks Med-Flo-Lab 2100-SX | DOPPLERBLOODFLOW | Flo-Lab 2100-SX |  |  |  | Parks Med | Doppler, Blood Flow |  | DOPPLERBLOODFLOW-Parks Med-Flo-Lab 2100-SX |  | 1/1/16 |  |  | Covered PM Repair - Biomedical | MHHS-OPID | [8 empty] | DOPPLERBLOODFLOW | Doppler, Blood Flow | Parks Med
NO | YES |  |  |  | 005-06795 | 005-06795 | Parks Medical Electronics, Inc. | FLO-LAB 2100-SX |  |  | OPID-(SE)-Pasadena-465 | MHHS-OPID |  | Doppler, Blood Flow |  | 005-06795 | 005-06795 | Southeast & Bay Area | MHHS-Others | OPID-(SE)-Pasadena-465 | C1 227 ultrasound | 9/1/19 |  |  |  | DETECTORS, BLOOD FLOW/FETAL HEART, ULTRASONIC | Doppler, Blood Flow | DOPPLERBLOODFLOW-Parks Med-Flo-Lab 2100-SX | DOPPLERBLOODFLOW | Flo-Lab 2100-SX |  |  |  | Parks Med | Doppler, Blood Flow |  | DOPPLERBLOODFLOW-Parks Med-Flo-Lab 2100-SX |  | 1/1/16 |  |  | Covered PM Repair - Biomedical | MHHS-OPID | [8 empty] | DOPPLERBLOODFLOW | Doppler, Blood Flow | Parks Med
NO | YES |  |  |  | 013-14592 | 013-14592 | Parks Medical Electronics, Inc. | FLO-LAB 2100-SX |  |  | MH MG-(SW)-SW Medical Plaza 4 (Mp4) | MHHS-OPID |  | Doppler, Blood Flow |  | 013-14592 | 013-14592 | Southwest | MHHS-MG | MH MG-(SW)-SW Medical Plaza 4 (Mp4) | Suite 150 | 12/1/18 |  | 12/1/19 |  | DETECTORS, BLOOD FLOW/FETAL HEART, ULTRASONIC | Doppler, Blood Flow | DOPPLERBLOODFLOW-Parks Med-Flo-Lab 2100-SX | DOPPLERBLOODFLOW | Flo-Lab 2100-SX |  |  |  | Parks Med | Doppler, Blood Flow |  | DOPPLERBLOODFLOW-Parks Med-Flo-Lab 2100-SX |  | 1/1/15 |  |  | Covered PM Repair - Biomedical | MHHS-OPID | [8 empty] | DOPPLERBLOODFLOW | Doppler, Blood Flow | Parks Med
NO | YES |  |  |  |  | 005-07616 | Parks Medical Electronics, Inc. | FLO-LAB 2100-SX |  |  | OPID - (TMC) - MH IMAGING CENTER - 417 | MHHS-OPID |  | Doppler, Blood Flow |  |  | 005-07616 | TMC | Hermann- Memorial Hermann Medical center | OPID - (TMC) - MH IMAGING CENTER - 417 | Ultrasound |  |  |  |  | DETECTORS, BLOOD FLOW/FETAL HEART, ULTRASONIC |  | DOPPLERBLOODFLOW-Parks Med-Flo-Lab 2100-SX | DOPPLERBLOODFLOW | Flo-Lab 2100-SX |  |  |  | Parks Med | Doppler, Blood Flow |  | DOPPLERBLOODFLOW-Parks Med-Flo-Lab 2100-SX |  |  |  |  | Covered PM Repair - Biomedical | MHHS-OPID
NO | YES |  |  |  | 145-00787 | 145-00787 | Parks Medical Electronics, Inc. | FLO-LAB 2100-SX |  |  | Pearland-Radiology | MHHS-Pearland Hospital |  | Doppler, Blood Flow |  | 145-00787 | 145-00787 | Pearland | MHHS-Pearland Hospital | Pearland-Radiology | Probe cleaning | 7/1/19 | 7/1/20 |  |  | DETECTORS, BLOOD FLOW/FETAL HEART, ULTRASONIC | Doppler, Blood Flow | DOPPLERBLOODFLOW-Parks Med-Flo-Lab 2100-SX | DOPPLERBLOODFLOW | Flo-Lab 2100-SX |  |  |  | Parks Med | Doppler, Blood Flow |  | DOPPLERBLOODFLOW-Parks Med-Flo-Lab 2100-SX |  |  |  |  | Covered PM Repair - Biomedical | MHHS-Pearland Hospital | [5 empty] | 1/1/14 |  |  | DOPPLERBLOODFLOW | Doppler, Blood Flow | Parks Med
NO | YES | Serial Number 172693 |  |  | 005-06656 | 005-06656 | Parks Medical Electronics, Inc. | FLO-LAB 2100-SX |  |  | SE-Noninvasive Cardiology | MHHS-Southeast |  | Doppler, Blood Flow |  | 005-06656 | 005-06656 | Southeast | MHHS-Southeast | SE-Noninvasive Cardiology | Ultrasound 5 | 11/1/19 |  | 11/1/20 |  | DETECTORS, BLOOD FLOW/FETAL HEART, ULTRASONIC |  | DOPPLERBLOODFLOW-Parks Med-Flo-Lab 2100-SX | DOPPLERBLOODFLOW | Flo-Lab 2100-SX |  |  |  | Parks Med | Doppler, Blood Flow |  | DOPPLERBLOODFLOW-Parks Med-Flo-Lab 2100-SX |  | 1/1/16 |  |  | Covered PM Repair - Biomedical | MHHS-Southeast
NO | YES |  |  |  | 013-14590 | 013-14590 | Parks Medical Electronics, Inc. | FLO-LAB 2100-SX |  |  | SW -Nuc Med | MHHS-Southwest |  | Doppler, Blood Flow |  | 013-14590 | 013-14590 | Southwest | Memorial Hermann Southwest Hospital | SW -Nuc Med | Ultrasound probe cleaning room |  |  |  |  | DETECTORS, BLOOD FLOW/FETAL HEART, ULTRASONIC |  | DOPPLERBLOODFLOW-Parks Med-Flo-Lab 2100-SX | DOPPLERBLOODFLOW | Flo-Lab 2100-SX |  |  |  | Parks Med | Doppler, Blood Flow |  | DOPPLERBLOODFLOW-Parks Med-Flo-Lab 2100-SX |  |  |  |  | Covered PM Repair - Biomedical | MHHS-Southwest
NO | YES | Serial Number Cnf |  |  |  | 241-02246 | Parks Medical Electronics, Inc. | FLO-LAB 2100-SX |  | CNF | TIRR-RADIOLOGY | MHHS-TIRR |  | Doppler, Blood Flow |  |  | 241-02246 | TIRR | MHHS-TIRR | TIRR-RADIOLOGY | Ultrasound |  |  |  |  | DETECTORS, BLOOD FLOW/FETAL HEART, ULTRASONIC |  | DOPPLERBLOODFLOW-Parks Med-Flo-Lab 2100-SX | DOPPLERBLOODFLOW | Flo-Lab 2100-SX |  |  |  | Parks Med | Doppler, Blood Flow |  | DOPPLERBLOODFLOW-Parks Med-Flo-Lab 2100-SX |  |  |  |  | Covered PM Repair - Biomedical | MHHS-TIRR
NO | YES |  |  |  | 069-20598 | 069-20598 | Parks Medical Electronics, Inc. | FLO-LAB 2100-SX |  |  | TMC-HVI-Cardiology (3Hvi) | MHHS-TMC |  | Doppler, Blood Flow |  | 069-20598 | 069-20598 | TMC | MHHS-TMC | TMC-HVI-Cardiology (3Hvi) | HVI3144 | 9/1/13 |  |  |  | DETECTORS, BLOOD FLOW/FETAL HEART, ULTRASONIC | Doppler, Blood Flow | DOPPLERBLOODFLOW-Parks Med-Flo-Lab 2100-SX | DOPPLERBLOODFLOW | Flo-Lab 2100-SX |  |  |  | Parks Med | Doppler, Blood Flow |  | DOPPLERBLOODFLOW-Parks Med-Flo-Lab 2100-SX |  | 1/1/16 |  |  | Covered PM Repair - Biomedical | MHHS-TMC | [8 empty] | DOPPLERBLOODFLOW | Doppler, Blood Flow | Parks Med
NO | YES | [5 empty] | Parks Medical Electronics, Inc. | FLO-LAB 2100-SX |  |  | TMC-HVI-Cardiology (3Hvi) | MHHS-TMC |  | Doppler, Blood Flow |  |  |  | TMC | MHHS-TMC | TMC-HVI-Cardiology (3Hvi) |  | 11/15/19 |  |  |  | DETECTORS, BLOOD FLOW/FETAL HEART, ULTRASONIC | Doppler, Blood Flow | DOPPLERBLOODFLOW-Parks Med-Flo-Lab 2100-SX | DOPPLERBLOODFLOW | Flo-Lab 2100-SX |  |  |  | Parks Med | Doppler, Blood Flow |  | DOPPLERBLOODFLOW-Parks Med-Flo-Lab 2100-SX |  | 1/1/16 | Finished from Script 3/27/2020 12:11:52pm (Central) |  | Covered PM Repair - Biomedical | MHHS-TMC | [8 empty] | DOPPLERBLOODFLOW | Doppler, Blood Flow | Parks Med
NO | NO |  |  |  | 583-00530 |  | Parks Medical Electronics, Inc. | FLO-LAB 2100-SX |  |  | OPID - (KY) - KATY REHAB - 585 | MHHS-OPID |  | Doppler, Blood Flow |  | 583-00530 |  | Katy |  | OPID - (KY) - KATY REHAB - 585 | [5 empty] | DETECTORS, BLOOD FLOW/FETAL HEART, ULTRASONIC |  | DOPPLERBLOODFLOW-Parks Med-Flo-Lab 2100-SX | DOPPLERBLOODFLOW | Flo-Lab 2100-SX |  |  |  | Parks Med | Doppler, Blood Flow |  | DOPPLERBLOODFLOW-Parks Med-Flo-Lab 2100-SX |  |  |  |  | Covered PM Repair - Biomedical | MHHS-OPID
NO | NO | [5 empty] | Parks Medical Electronics, Inc. | FLO-LAB 2100-SX |  |  | OPID - (TMC) - UPPER KIRBY - 467 | MHHS-OPID |  | Doppler, Blood Flow |  |  |  | TMC |  | OPID - (TMC) - UPPER KIRBY - 467 | [5 empty] | DETECTORS, BLOOD FLOW/FETAL HEART, ULTRASONIC |  | DOPPLERBLOODFLOW-Parks Med-Flo-Lab 2100-SX | DOPPLERBLOODFLOW | Flo-Lab 2100-SX |  |  |  | Parks Med | Doppler, Blood Flow |  | DOPPLERBLOODFLOW-Parks Med-Flo-Lab 2100-SX |  |  |  |  | Covered PM Repair - Biomedical | MHHS-OPID
NO | NO |  |  |  | 009-06618 |  | Pathway Medical Technologies | PVCN100 |  | 0908-1321 | GH - CATH LAB | MHHS-Greater Heights |  | Controller, Radiographic |  | 009-06618 |  | Central & Greater Heights |  | GH - CATH LAB | [5 empty] | INFUSION PUMPS |  | CONTROLLERRADIOGRAPHIC-Pathway Medi-PVCN100 | CONTROLLERRADIOGRAPHIC | PVCN100 |  |  |  | Pathway Med Tech | Controller, Radiographic |  | CONTROLLERRADIOGRAPHIC-Pathway Medi-PVCN100 |  |  |  |  | Covered PM Repair - Biomedical | MHHS-Greater Heights
YES | YES |  |  |  | 129-00278 | 129-00278 | Pathway Medical Technologies Inc | TR-10 |  |  | SMR - (SL) - WILLIAMS TRACE |  |  |  |  | 129-00278 | 129-00278 | Sugar Land | Memorial Hermann Sports Medicine | SMR - (SL) - WILLIAMS TRACE
YES | YES | Serial Number Cnf |  |  | 133-04175 | 133-04175 | Patient transfer system inc | Air pal |  | Cnf | KATY - CENTRAL SUPPLY |  |  |  |  | 133-04175 | 133-04175 | Katy | Memorial Hermann Katy Hospital | KATY - CENTRAL SUPPLY | W6:144.7 clean workroom | 2/1/20
NO | YES |  |  |  | TCK766 |  | PATTERSON MED |  |  |  | Rental | MHHS-Orthopedic & Spine |  |  |  | TCK766 |  | Central & Greater Heights |  | Rental | [7 empty] | EXERCISERCPMMACHINE-KineticConcepts-Spectra |  | SPECTRA CPM - KNEE |  |  | EXERCISERCPMMACHINE-KineticConcepts-Spectra | [6 empty] | Verified as Rental |  |  | MHHS-Orthopedic & Spine
NO | YES |  |  |  | TCK1514 |  | PATTERSON MED |  |  |  | Rental | MHHS-Orthopedic & Spine |  |  |  | TCK1514 |  | Central & Greater Heights |  | Rental | [7 empty] | EXERCISERCPMMACHINE-KineticConcepts-Spectra |  | SPECTRA CPM - KNEE |  |  | EXERCISERCPMMACHINE-KineticConcepts-Spectra | [6 empty] | Verified as Rental |  |  | MHHS-Orthopedic & Spine
NO | YES |  |  |  | TCK1784 |  | PATTERSON MED |  |  |  | Rental | MHHS-Orthopedic & Spine |  |  |  | TCK1784 |  | Central & Greater Heights |  | Rental | [7 empty] | EXERCISERCPMMACHINE-KineticConcepts-Spectra |  | SPECTRA CPM - KNEE |  |  | EXERCISERCPMMACHINE-KineticConcepts-Spectra | [6 empty] | Verified as Rental |  |  | MHHS-Orthopedic & Spine
NO | YES |  |  |  | TCK1749 |  | PATTERSON MED |  |  |  | Rental | MHHS-Woodlands |  |  |  | TCK1749 |  | Woodlands |  | Rental | [7 empty] | EXERCISERCPMMACHINE-KineticConcepts-Spectra |  | SPECTRA CPM - KNEE |  |  | EXERCISERCPMMACHINE-KineticConcepts-Spectra | [6 empty] | Verified as Rental |  |  | MHHS-Woodlands
NO | YES |  |  |  | TCK1809 |  | PATTERSON MED |  |  |  | Rental | MHHS-Woodlands |  |  |  | TCK1809 |  | Woodlands |  | Rental | [7 empty] | EXERCISERCPMMACHINE-KineticConcepts-Spectra |  | SPECTRA CPM - KNEE |  |  | EXERCISERCPMMACHINE-KineticConcepts-Spectra | [6 empty] | Verified as Rental |  |  | MHHS-Woodlands
NO | YES |  |  |  | TCK1817 |  | PATTERSON MED |  |  |  | Rental | MHHS-Woodlands |  |  |  | TCK1817 |  | Woodlands |  | Rental | [7 empty] | EXERCISERCPMMACHINE-KineticConcepts-Spectra |  | SPECTRA CPM - KNEE |  |  | EXERCISERCPMMACHINE-KineticConcepts-Spectra | [6 empty] | Verified as Rental |  |  | MHHS-Woodlands
NO | YES |  |  |  | TCK1889 |  | PATTERSON MED |  |  |  | Rental | MHHS-Woodlands |  |  |  | TCK1889 |  | Woodlands |  | Rental | [7 empty] | EXERCISERCPMMACHINE-KineticConcepts-Spectra |  | SPECTRA CPM - KNEE |  |  | EXERCISERCPMMACHINE-KineticConcepts-Spectra | [6 empty] | Verified as Rental |  |  | MHHS-Woodlands
NO | YES |  |  |  | 009-10364 | 009-10364 | Patterson Medical | 551412E MIDLAND ELECTRIC PARALLEL BARS |  |  | TIRR-Greater Heights | MHHS-TIRR |  |  |  | 009-10364 | 009-10364 | Central | MHHS-Others | TIRR-Greater Heights | TIRR | 8/1/19 |  | 8/1/20 |  | EXERCISERS, PARALLEL BARS |  | .needs class |  |  |  |  | .needs class | Patterson Medical | [7 empty] | Covered PM Repair - Biomedical | MHHS-TIRR
NO | YES |  |  |  |  | 029-13533 | Patterson Medical | ACTIVE PASSIVE PRO |  | 52A3232 | TIRR-Woodlands Inpatient | MHHS-TIRR |  |  |  |  | 029-13533 | Woodlands | MHHS-Others | TIRR-Woodlands Inpatient | TIRR |  |  |  |  | EXERCISERS, CONTINUOUS PASSIVE MOTION |  | .needs class |  |  |  |  | .needs class | Patterson Medical | [7 empty] | Covered PM Repair - Biomedical | MHHS-TIRR
NO | YES |  |  |  | 009-10139 | 009-10139 | Patterson Medical | HH-US-A ROLYAN SPLINT PAN |  | CL201603010 | GH-Therapy Services | MHHS-Greater Heights |  |  |  | 009-10139 | 009-10139 | Central | MHHS-Greater Heights | GH-Therapy Services | TIRR |  |  | 3/1/20 |  | BATHS, PARAFFIN, PHYSICAL THERAPY |  | .needs class | [5 empty] | Patterson Medical |  |  |  |  | 1/1/08 |  |  | Covered PM Repair - Biomedical | MHHS-Greater Heights
NO | YES |  |  |  | 005-10815 | 005-10815 | Patterson Medical | HH-US-A ROLYAN SPLINT PAN |  | CL201605062 | Rehabilition | MHHS-Southeast |  |  |  | 005-10815 | 005-10815 | Southeast | Memorial Hermann Southeast Hospital | Rehabilition | Ocvupational therapy |  |  |  |  | BATHS, PARAFFIN, PHYSICAL THERAPY |  | .needs class | [5 empty] | Patterson Medical |  |  |  |  | 5/24/17 |  |  | Covered PM Repair - Radiology, Low End | MHHS-Southeast
NO | YES |  |  |  |  | 099-14798 | Patterson Medical | HH-US-A ROLYAN SPLINT PAN |  | MU201508029A | TIRR-Kirby Glenn | MHHS-TIRR |  |  |  |  | 099-14798 | TMC | MHHS-Others | TIRR-Kirby Glenn | Cast room | 4/1/19 |  | 4/1/20 |  | BATHS, PARAFFIN, PHYSICAL THERAPY |  | .needs class | [5 empty] | Patterson Medical | [7 empty] | Covered PM Repair - Biomedical | MHHS-TIRR
NO | NO |  |  |  | 241-03210 |  | Patterson Medical | HH-US-A ROLYAN SPLINT PAN |  | CL201603052 | TIRR - OP - WEST UNIVERSITY CLINIC | MHHS-TIRR |  |  |  | 241-03210 |  | TMC |  | TIRR - OP - WEST UNIVERSITY CLINIC | [5 empty] | BATHS, PARAFFIN, PHYSICAL THERAPY |  | .needs class | [5 empty] | Patterson Medical | [7 empty] | Covered PM Repair - Biomedical | MHHS-TIRR
NO | NO |  |  |  | 145-00647 |  | Patterson Medical | HH-US-B |  | MU201503036B | PEARLAND - REHAB SERVICES | MHHS-Pearland Hospital |  |  |  | 145-00647 |  | Pearland |  | PEARLAND - REHAB SERVICES | [5 empty] | BATHS, PARAFFIN, PHYSICAL THERAPY |  | .needs class | [5 empty] | Patterson Medical | [7 empty] | Covered PM Repair - Radiology, Low End | MHHS-Pearland Hospital
NO | NO |  |  |  | 241-02843 |  | Patterson Medical | HH-US-B |  | CL201401042B | TIRR - KIRBY GLENN | MHHS-TIRR |  |  |  | 241-02843 |  | TMC |  | TIRR - KIRBY GLENN | [5 empty] | BATHS, PARAFFIN, PHYSICAL THERAPY |  | .needs class | [5 empty] | Patterson Medical | [7 empty] | Covered PM Repair - Biomedical | MHHS-TIRR
YES | YES |  |  |  | 099-11554 | 099-11554 | Patterson Medical | JAMAR |  | Nsn | Inpation rehab gym |  |  |  |  | 099-11554 | 099-11554 |  | TMC | Inpation rehab gym | TMC - 4Johns | 3/1/20 |  |  | No PM Sticker |  | Dynamometer | DYNAMOMETER-Patterson Medical-JAMAR | [22 empty] | Dynamometer | DYNAMOMETER | Dynamometer | Patterson Medical
YES | YES | [5 empty] | Patterson Medical | Jamar |  |  | GH - THERAPY | [6 empty] | Central | GH- THERAPY | GH - THERAPY | GH - THERAPY
NO | NO |  |  |  | 133-07685 |  | Patterson Medical | JAMAR PINCH GAUGE |  |  | KATY - PHYSICAL THERAPY | MHHS-Katy |  |  |  | 133-07685 |  | Katy |  | KATY - PHYSICAL THERAPY | [5 empty] | EXERCISERS |  | DYNAMOMETER-Patterson Medical-JAMAR |  |  |  |  | DYNAMOMETER-Patterson Medical-JAMAR | Patterson Medical | [7 empty] | Covered PM Repair - Biomedical | MHHS-Katy
NO | NO |  |  |  | 241-03562 |  | Patterson Medical | JAMAR PINCH GAUGE |  | 241-03562 | TIRR - KIRBY GLENN | MHHS-TIRR |  |  |  | 241-03562 |  | TMC |  | TIRR - KIRBY GLENN | [5 empty] | EXERCISERS |  | DYNAMOMETER-Patterson Medical-JAMAR |  |  |  |  | DYNAMOMETER-Patterson Medical-JAMAR | Patterson Medical | [7 empty] | Covered PM Repair - Biomedical | MHHS-TIRR
NO | NO | [5 empty] | Patterson Medical | JAMAR PINCH GAUGE |  |  | TIRR - OP - WOODLANDS (MP2, STE 200) | MHHS-TIRR | [5 empty] | Woodlands |  | TIRR - OP - WOODLANDS (MP2, STE 200) | [5 empty] | EXERCISERS |  | DYNAMOMETER-Patterson Medical-JAMAR |  |  |  |  | DYNAMOMETER-Patterson Medical-JAMAR | Patterson Medical | [7 empty] | Covered PM Repair - Biomedical | MHHS-TIRR
NO | NO |  |  |  | 929-01456 |  | Patterson Medical | JAMAR PINCH GAUGE |  | NO S/N | TIRR - OP - WOODLANDS (MP2, STE 200) | MHHS-TIRR |  |  |  | 929-01456 |  | Woodlands |  | TIRR - OP - WOODLANDS (MP2, STE 200) | [5 empty] | EXERCISERS |  | DYNAMOMETER-Patterson Medical-JAMAR |  |  |  |  | DYNAMOMETER-Patterson Medical-JAMAR | Patterson Medical | [7 empty] | Covered PM Repair - Biomedical | MHHS-TIRR
NO | NO |  |  |  | R3A015 |  | Patterson Medical | JAMAR PINCH GAUGE |  | R3A015 | TMC - REHAB - THERAPY GYM (JG) | MHHS-TMC |  |  |  | R3A015 |  | TMC |  | TMC - REHAB - THERAPY GYM (JG) | [5 empty] | EXERCISERS |  | DYNAMOMETER-Patterson Medical-JAMAR |  |  |  |  | DYNAMOMETER-Patterson Medical-JAMAR | Patterson Medical | [7 empty] | Covered PM Repair - Biomedical | MHHS-TMC
NO | YES |  |  |  | 241-02619 | 241-02619 | Patterson Medical | KINETEC PRIMA XL |  | MT2014040390 | TIRR-Kirby Glenn | MHHS-TIRR |  |  |  | 241-02619 | 241-02619 | TMC | MHHS-Others | TIRR-Kirby Glenn | Rehab | 7/1/18 |  |  |  | EXERCISERS, CONTINUOUS PASSIVE MOTION |  | .needs class | [5 empty] | Patterson Medical |  |  |  |  | 4/2/16 |  |  | Covered PM Repair - Biomedical | MHHS-TIRR
NO | YES |  |  |  | 009-10387 | 009-10387 | Patterson Medical | METRON ELITE |  | BD0216070149 | TIRR-Greater Heights | MHHS-TIRR |  | Table, Traction |  | 009-10387 | 009-10387 | Central | MHHS-Others | TIRR-Greater Heights | TIRR | 8/1/19 |  | 8/1/20 |  | TABLES, EXAMINATION/TREATMENT | Table, Traction | TABLETRACTION-Metron-Elite | TABLETRACTION | Metron Elite |  |  |  | Metron Med | Table, Traction |  |  | TABLETRACTION-Metron-Elite |  |  |  | Covered PM Repair - Biomedical | MHHS-TIRR | [8 empty] | TABLETRACTION | Table, Traction | Metron Med
NO | YES |  |  |  | 129-05886 | 129-05886 | Patterson Medical | METRON ELITE |  | BD2015010101 | TIRR-Sugar Land | MHHS-TIRR |  | Table, Traction |  | 129-05886 | 129-05886 | Sugar Land | MHHS-Others | TIRR-Sugar Land | Gym | 2/1/17 | 2/1/18 |  |  | TABLES, EXAMINATION/TREATMENT | Table, Traction | TABLETRACTION-Metron-Elite | TABLETRACTION | Metron Elite |  |  |  | Metron Med | Table, Traction |  |  | TABLETRACTION-Metron-Elite |  |  |  | Covered PM Repair - Biomedical | MHHS-TIRR | [8 empty] | TABLETRACTION | Table, Traction | Metron Med
NO | YES |  |  |  | 129-05887 | 129-05887 | Patterson Medical | METRON ELITE |  | BD20150101012 | TIRR-Sugar Land | MHHS-TIRR |  | Table, Traction |  | 129-05887 | 129-05887 | Sugar Land | MHHS-Others | TIRR-Sugar Land | Gym | 2/1/17 | 2/1/18 |  |  | TABLES, EXAMINATION/TREATMENT | Table, Traction | TABLETRACTION-Metron-Elite | TABLETRACTION | Metron Elite |  |  |  | Metron Med | Table, Traction |  |  | TABLETRACTION-Metron-Elite | 9/24/19 |  |  | Covered PM Repair - Biomedical | MHHS-TIRR | [8 empty] | TABLETRACTION | Table, Traction | Metron Med
NO | YES |  |  |  | 129-05888 | 129-05888 | Patterson Medical | METRON ELITE |  | BD2015010098 | TIRR-Sugar Land | MHHS-TIRR |  | Table, Traction |  | 129-05888 | 129-05888 | Sugar Land | MHHS-Others | TIRR-Sugar Land | Gym | 2/1/17 | 2/1/18 |  |  | TABLES, EXAMINATION/TREATMENT | Table, Traction | TABLETRACTION-Metron-Elite | TABLETRACTION | Metron Elite |  |  |  | Metron Med | Table, Traction |  |  | TABLETRACTION-Metron-Elite | 1/16/19 |  |  | Covered PM Repair - Biomedical | MHHS-TIRR | [8 empty] | TABLETRACTION | Table, Traction | Metron Med
NO | YES |  |  |  | 129-05889 | 129-05889 | Patterson Medical | METRON ELITE |  | BD2015010100 | TIRR-Sugar Land | MHHS-TIRR |  | Table, Traction |  | 129-05889 | 129-05889 | Sugar Land | MHHS-Others | TIRR-Sugar Land | Gym | 2/1/17 | 2/1/18 |  |  | TABLES, EXAMINATION/TREATMENT | Table, Traction | TABLETRACTION-Metron-Elite | TABLETRACTION | Metron Elite |  |  |  | Metron Med | Table, Traction |  |  | TABLETRACTION-Metron-Elite | 10/23/16 |  |  | Covered PM Repair - Biomedical | MHHS-TIRR | [8 empty] | TABLETRACTION | Table, Traction | Metron Med
NO | YES |  |  |  | 129-05890 | 129-05890 | Patterson Medical | METRON ELITE |  | BD2015010096 | TIRR-Sugar Land | MHHS-TIRR |  | Table, Traction |  | 129-05890 | 129-05890 | Sugar Land | MHHS-Others | TIRR-Sugar Land | Gym Floor | 2/1/17 |  |  |  | TABLES, EXAMINATION/TREATMENT | Table, Traction | TABLETRACTION-Metron-Elite | TABLETRACTION | Metron Elite |  |  |  | Metron Med | Table, Traction |  |  | TABLETRACTION-Metron-Elite |  |  |  | Covered PM Repair - Biomedical | MHHS-TIRR | [8 empty] | TABLETRACTION | Table, Traction | Metron Med
NO | YES |  |  |  | 129-05891 | 129-05891 | Patterson Medical | METRON ELITE |  | BD2015010097 | TIRR-Sugar Land | MHHS-TIRR |  | Table, Traction |  | 129-05891 | 129-05891 | Sugar Land | MHHS-Others | TIRR-Sugar Land | Gym | 2/1/17 | 2/1/18 |  |  | TABLES, EXAMINATION/TREATMENT | Table, Traction | TABLETRACTION-Metron-Elite | TABLETRACTION | Metron Elite |  |  |  | Metron Med | Table, Traction |  |  | TABLETRACTION-Metron-Elite |  |  |  | Covered PM Repair - Biomedical | MHHS-TIRR | [8 empty] | TABLETRACTION | Table, Traction | Metron Med
NO | YES |  |  |  | 129-05895 | 129-05895 | Patterson Medical | METRON ELITE |  | BD2015010094 | TIRR-Sugar Land | MHHS-TIRR |  | Table, Traction |  | 129-05895 | 129-05895 | Sugar Land | MHHS-Others | TIRR-Sugar Land | Balance/Treatment | 2/1/17 |  |  |  | TABLES, EXAMINATION/TREATMENT | Table, Traction | TABLETRACTION-Metron-Elite | TABLETRACTION | Metron Elite |  |  |  | Metron Med | Table, Traction |  |  | TABLETRACTION-Metron-Elite |  |  |  | Covered PM Repair - Biomedical | MHHS-TIRR | [8 empty] | TABLETRACTION | Table, Traction | Metron Med
NO | YES |  |  |  | 129-05900 | 129-05900 | Patterson Medical | METRON ELITE |  | BD2015010099 | TIRR-Sugar Land | MHHS-TIRR |  | Table, Traction |  | 129-05900 | 129-05900 | Sugar Land | MHHS-Others | TIRR-Sugar Land |  | 2/1/17 | 2/1/18 |  |  | TABLES, EXAMINATION/TREATMENT | Table, Traction | TABLETRACTION-Metron-Elite | TABLETRACTION | Metron Elite |  |  |  | Metron Med | Table, Traction |  |  | TABLETRACTION-Metron-Elite |  |  |  | Covered PM Repair - Biomedical | MHHS-TIRR | [8 empty] | TABLETRACTION | Table, Traction | Metron Med
NO | YES |  |  |  | 009-10389 | 009-10389 | Patterson Medical | METRON PLUS DELUXE HI-LO MAT PLATFORM (22264BL) |  | BD0216070152 | GH-Therapy Services | MHHS-Greater Heights |  |  |  | 009-10389 | 009-10389 | Central & Greater Heights | MHHS-Greater Heights | GH-Therapy Services | 2nd floor | 8/1/19 |  | 8/1/20 |  | TABLES, EXAMINATION/TREATMENT |  | .needs class | [5 empty] | Patterson Medical | [7 empty] | Covered PM Repair - Biomedical | MHHS-Greater Heights
NO | YES |  |  |  | 009-10155 | 009-10155 | Patterson Medical | METRON PLUS DELUXE HI-LO MAT PLATFORM (22264BL) |  | BD2016050132 | TIRR-Greater Heights | MHHS-TIRR |  |  |  | 009-10155 | 009-10155 | Central & Greater Heights | MHHS-Others | TIRR-Greater Heights |  | 8/1/19 |  | 8/1/20 |  | TABLES, EXAMINATION/TREATMENT |  | .needs class | [5 empty] | Patterson Medical | [7 empty] | Covered PM Repair - Biomedical | MHHS-TIRR
NO | YES |  |  |  | 009-10367 | 009-10367 | Patterson Medical | METRON PLUS DELUXE HI-LO MAT PLATFORM (22264BL) |  | BD2016070154 | TIRR-Greater Heights | MHHS-TIRR |  |  |  | 009-10367 | 009-10367 | Central & Greater Heights | MHHS-Others | TIRR-Greater Heights |  | 8/1/19 |  | 8/1/20 |  | TABLES, EXAMINATION/TREATMENT |  | .needs class | [5 empty] | Patterson Medical | [7 empty] | Covered PM Repair - Biomedical | MHHS-TIRR
NO | YES |  |  |  | 009-10390 | 009-10390 | Patterson Medical | METRON PLUS DELUXE HI-LO MAT PLATFORM (22264BL) |  | BD2016070153 | TIRR-Greater Heights | MHHS-TIRR |  |  |  | 009-10390 | 009-10390 | Central | MHHS-Others | TIRR-Greater Heights | TIRR | 8/1/19 |  | 8/1/20 |  | TABLES, EXAMINATION/TREATMENT |  | .needs class | [5 empty] | Patterson Medical |  |  |  |  | 11/13/19 |  |  | Covered PM Repair - Biomedical | MHHS-TIRR
NO | NO |  |  |  | 009-10156 |  | Patterson Medical | METRON PLUS DELUXE HI-LO MAT PLATFORM (22264BL) |  |  | TIRR - GREATER HEIGHTS | MHHS-TIRR |  |  |  | 009-10156 |  | Central & Greater Heights |  | TIRR - GREATER HEIGHTS | [5 empty] | TABLES, EXAMINATION/TREATMENT |  | .needs class | [5 empty] | Patterson Medical | [7 empty] | Covered PM Repair - Biomedical | MHHS-TIRR
NO | NO |  |  |  | 009-10388 |  | Patterson Medical | METRON PLUS DELUXE HI-LO MAT PLATFORM (22264BL) |  |  | TIRR - GREATER HEIGHTS | MHHS-TIRR |  |  |  | 009-10388 |  | Central & Greater Heights |  | TIRR - GREATER HEIGHTS | [5 empty] | TABLES, EXAMINATION/TREATMENT |  | .needs class | [5 empty] | Patterson Medical | [7 empty] | Clinical Miscellaneous | MHHS-TIRR
NO | NO |  |  |  | 241-03262 |  | Patterson Medical | METRON PLUS DELUXE HI-LO MAT PLATFORM (22264BL) |  | BD2016050098 | TIRR - OP - WEST UNIVERSITY CLINIC | MHHS-TIRR |  |  |  | 241-03262 |  | TMC |  | TIRR - OP - WEST UNIVERSITY CLINIC | [5 empty] | TABLES, EXAMINATION/TREATMENT |  | .needs class | [5 empty] | Patterson Medical | [7 empty] | Covered PM Repair - Biomedical | MHHS-TIRR
NO | NO |  |  |  | 241-03263 |  | Patterson Medical | METRON PLUS DELUXE HI-LO MAT PLATFORM (22264BL) |  | BD2016050103 | TIRR - OP - WEST UNIVERSITY CLINIC | MHHS-TIRR |  |  |  | 241-03263 |  | TMC |  | TIRR - OP - WEST UNIVERSITY CLINIC | [5 empty] | TABLES, EXAMINATION/TREATMENT |  | .needs class | [5 empty] | Patterson Medical | [7 empty] | Covered PM Repair - Biomedical | MHHS-TIRR
NO | NO |  |  |  | 129-05901 |  | Patterson Medical | METRON PLUS DELUXE HI-LO MAT PLATFORM (22264BL) |  | BD2015010093 | TIRR - SUGAR LAND | MHHS-TIRR |  |  |  | 129-05901 |  | Sugar Land |  | TIRR - SUGAR LAND | [5 empty] | TABLES, EXAMINATION/TREATMENT |  | .needs class | [5 empty] | Patterson Medical | [7 empty] | Covered PM Repair - Biomedical | MHHS-TIRR
YES | YES |  |  |  | 099-00439 | 099-00439 | Patterson Medical | Performa Mat Platform |  |  | Katy - Inpatient Rehab |  |  |  |  | 099-00439 | 099-00439 | Katy | Memorial Hermann Katy Hospital | Katy - Inpatient Rehab | Katy - Inpatient Rehab |  | 2/1/20
YES | YES |  |  |  | 069-44731 | 069-44731 | Patterson Medical | Trimmer |  |  | TMC - JONES - ENT CLINIC (JB) |  |  |  |  | 069-44731 | 069-44731 | TMC | Memorial Hermann-Texas Medical Center | TMC - JONES - ENT CLINIC (JB) | Audiology |  |  |  | No pm
YES | YES |  |  |  | 029-11384 | 029-11384 | Patterson Medical | TSB86EB39DG |  | BD20116020185 | TIRR - WOODLANDS INPATIENT |  |  |  |  | 029-11384 | 029-11384 | Woodlands | Memorial Hermann The Woodlands Medical Center | TIRR - WOODLANDS INPATIENT | TIRR
YES | YES |  |  |  | 069-44730 | 069-44730 | Patterson Medical | V70 |  |  | TMC - JONES - ENT CLINIC (JB) |  |  |  |  | 069-44730 | 069-44730 | TMC | Memorial Hermann-Texas Medical Center | TMC - JONES - ENT CLINIC (JB) | Audiology |  |  |  | No pm
YES | YES |  |  |  | 270-7179 |  | PCF-Q180AL |  |  |  | MEMORIAL CITY - DIGESTIVE DISEASE CENTER |  |  |  |  | 270-7179 |  | West | Memorial Hermann Memorial City Medical Center | MEMORIAL CITY - DIGESTIVE DISEASE CENTER | W1 Scope Room
NO | YES |  |  |  | 041-20555 | 041-20555 | PCI Medical Inc | ASTRA TEE |  | 160-00097 | Memorial City - Nuclear Medicine | MHHS-Mem City |  | Washer, Endoscope |  | 041-20555 | 041-20555 | West | Memorial City - Nuke Med | Memorial City - Nuclear Medicine | E8 111 |  |  |  | ?AuNO PM REQUIRED?Au sticker found on unit | ULTRASOUND CLEANING SYSTEMS |  | WASHERENDOSCOPE-Civco Medical-ASTRA TEE | WASHERENDOSCOPE | ASTRA TEE |  |  |  | Civco Medical | Washer, Endoscope |  |  | WASHERENDOSCOPE-Civco Medical-ASTRA TEE |  |  |  | Not Covered Vendor Only - Biomedical | MHHS-Mem City
NO | YES |  |  |  | 142-08034 | 142-08034 | PCI Medical Inc | ASTRA TEE |  | 160-10138 | NE-Respiratory | MHHS-Northeast |  | Washer, Endoscope |  | 142-08034 | 142-08034 | Katy | MHHS-Northeast | NE-Respiratory | Scope Cleaning | 11/1/18 | 11/1/19 |  |  | ULTRASOUND CLEANING SYSTEMS | Washer, Endoscope | WASHERENDOSCOPE-Civco Medical-ASTRA TEE | WASHERENDOSCOPE | ASTRA TEE |  |  |  | Civco Medical | Washer, Endoscope |  |  | WASHERENDOSCOPE-Civco Medical-ASTRA TEE | 1/1/20 |  | WE-A | Not Covered Vendor Only - Biomedical | MHHS-Northeast | [8 empty] | WASHERENDOSCOPE | Washer, Endoscope | Civco Medical
NO | YES |  |  |  | 069-46760 | 069-46760 | PCI Medical Inc | ASTRA TEE |  | 160-10142 | TMC-OR-Anesthesia (2Hp) | MHHS-TMC |  | Washer, Endoscope |  | 069-46760 | 069-46760 | TMC | MHHS-TMC | TMC-OR-Anesthesia (2Hp) | Cleaning room | 7/1/19 |  | 7/1/20 |  | ULTRASOUND CLEANING SYSTEMS |  | WASHERENDOSCOPE-Civco Medical-ASTRA TEE | WASHERENDOSCOPE | ASTRA TEE |  |  |  | Civco Medical | Washer, Endoscope |  |  | WASHERENDOSCOPE-Civco Medical-ASTRA TEE | 1/1/20 |  |  | Not Covered Vendor Only - Biomedical | MHHS-TMC
NO | NO |  |  |  | 069-46133 |  | PCI Medical Inc | ASTRA TEE |  | 160-10132 | TMC - OR - ANESTHESIA (2HP) | MHHS-TMC |  | Washer, Endoscope |  | 069-46133 |  | TMC |  | TMC - OR - ANESTHESIA (2HP) | [5 empty] | ULTRASOUND CLEANING SYSTEMS |  | WASHERENDOSCOPE-Civco Medical-ASTRA TEE | WASHERENDOSCOPE | ASTRA TEE |  |  |  | Civco Medical | Washer, Endoscope |  |  | WASHERENDOSCOPE-Civco Medical-ASTRA TEE |  |  |  | Not Covered Vendor Only - Biomedical | MHHS-TMC
NO | YES |  |  |  | 041-18920 | 041-18920 | PCI Medical Inc | CAB-TEE GUS STORAGE SYSTEM ULTRASOUND PROBE CABINE |  | 150-00124 | Memorial city nuke med | MHHS-Mem City |  |  |  | 041-18920 | 041-18920 | West | Memorial Hermann Memorial City Medical Center | Memorial city nuke med | E8:110 |  |  |  |  | CABINETS, BIOLOGICAL SAFETY, CLASS I |  | .needs class | [5 empty] | PCI Medical Inc | [7 empty] | No Coverage Specified | MHHS-Mem City
NO | NO | [5 empty] | PCI Medical Inc | EFP-250 |  |  | GH - OR ENDOSCOPY | MHHS-Greater Heights |  | Pump, Lavage |  |  |  | Central & Greater Heights |  | GH - OR ENDOSCOPY | [5 empty] | PUMPS, NON-PATIENT CARE |  | PUMPLAVAGE-PCI Medical Inc-EFP250 | PUMPLAVAGE | EFP250 |  |  |  | PCI Medical Inc | Pump, Lavage |  | PUMPLAVAGE-PCI Medical Inc-EFP250 |  |  |  |  | Not Covered Vendor Only - Biomedical | MHHS-Greater Heights
NO | YES |  |  |  | 041-20870 | 041-20870 | PCI Medical Inc | G10VP |  |  | MH MG - (MC) - MEMORIAL CITY (MP3) | MHHS-Mem City |  | Washer, Disinfector |  | 041-20870 | 041-20870 | West | MHHS-MG | MH MG - (MC) - MEMORIAL CITY (MP3) | Soiled Utility | 1/1/19 |  | 7/1/20 |  | HOODS, CHEMICAL FUME |  | WASHERDISINFECTOR-PCI Medical Inc-G10VP | WASHERDISINFECTOR | G10VP |  |  |  | PCI Medical Inc | Washer, Disinfector |  | WASHERDISINFECTOR-PCI Medical Inc-G10VP |  |  |  |  | Not Covered Vendor Only - Biomedical | MHHS-Mem City
NO | YES |  |  |  | 145-00840 | 145-00840 | PCI Medical Inc | G10VP |  |  | Pearland-Radiology | MHHS-Pearland Hospital |  | Washer, Disinfector |  | 145-00840 | 145-00840 | Pearland | MHHS-Pearland Hospital | Pearland-Radiology | Probe cleaning room | 11/1/19 | 11/1/20 |  |  | HOODS, CHEMICAL FUME | Washer, Disinfector | WASHERDISINFECTOR-PCI Medical Inc-G10VP | WASHERDISINFECTOR | G10VP |  |  |  | PCI Medical Inc | Washer, Disinfector |  | WASHERDISINFECTOR-PCI Medical Inc-G10VP |  | 11/13/13 |  | WD-A | Covered PM Repair - Biomedical | MHHS-Pearland Hospital | [7 empty] | Washer, Disinfector | WASHERDISINFECTOR | Washer, Disinfector | PCI Medical Inc
YES | YES |  |  |  | 099-08999 | 099-08999 | PCI Medical Inc | G10VP |  |  | SW Endoscopy |  |  |  |  | 099-08999 | 099-08999 | Southwest | Memorial Hermann Southwest Hospital | SW Endoscopy | SW Endoscopy scope cleaning room
NO | NO |  |  |  | 009-09227 |  | PCI Medical Inc | G10VP |  |  | GH - OUTPATIENT RADIOLOGY | MHHS-Greater Heights |  | Washer, Disinfector |  | 009-09227 |  | Central & Greater Heights |  | GH - OUTPATIENT RADIOLOGY | [5 empty] | HOODS, CHEMICAL FUME |  | WASHERDISINFECTOR-PCI Medical Inc-G10VP | WASHERDISINFECTOR | G10VP |  |  |  | PCI Medical Inc | Washer, Disinfector |  | WASHERDISINFECTOR-PCI Medical Inc-G10VP |  |  |  |  | Not Covered Vendor Only - Biomedical | MHHS-Greater Heights
NO | NO |  |  |  | 041-32992 |  | PCI Medical Inc | G10VP |  |  | MEMORIAL CITY - PELVIC CENTER | MHHS-Mem City |  | Washer, Disinfector |  | 041-32992 |  | West & Memorial City |  | MEMORIAL CITY - PELVIC CENTER | [5 empty] | HOODS, CHEMICAL FUME |  | WASHERDISINFECTOR-PCI Medical Inc-G10VP | WASHERDISINFECTOR | G10VP |  |  |  | PCI Medical Inc | Washer, Disinfector |  | WASHERDISINFECTOR-PCI Medical Inc-G10VP |  |  |  |  | Not Covered Vendor Only - Biomedical | MHHS-Mem City
NO | NO |  |  |  | 142-07209 |  | PCI Medical Inc | G10VP |  |  | NE - RADIOLOGY | MHHS-Northeast |  | Washer, Disinfector |  | 142-07209 |  | Katy |  | NE - RADIOLOGY | [5 empty] | HOODS, CHEMICAL FUME |  | WASHERDISINFECTOR-PCI Medical Inc-G10VP | WASHERDISINFECTOR | G10VP |  |  |  | PCI Medical Inc | Washer, Disinfector |  | WASHERDISINFECTOR-PCI Medical Inc-G10VP |  |  |  |  | Covered PM Repair - Biomedical | MHHS-Northeast
NO | NO |  |  |  | R-005-ERGUS |  | PCI Medical Inc | G10VP |  |  | SE - EMERGENCY CENTER | MHHS-Southeast |  | Washer, Disinfector |  | R-005-ERGUS |  | Southeast & Bay Area |  | SE - EMERGENCY CENTER | [5 empty] | HOODS, CHEMICAL FUME |  | WASHERDISINFECTOR-PCI Medical Inc-G10VP | WASHERDISINFECTOR | G10VP |  |  |  | PCI Medical Inc | Washer, Disinfector |  | WASHERDISINFECTOR-PCI Medical Inc-G10VP |  |  |  |  | Not Covered Vendor Only - Biomedical | MHHS-Southeast
NO | NO |  |  |  | R-005-GUS |  | PCI Medical Inc | G10VP |  |  | SE - RADIOLOGY | MHHS-Southeast |  | Washer, Disinfector |  | R-005-GUS |  | Southeast & Bay Area |  | SE - RADIOLOGY | [5 empty] | HOODS, CHEMICAL FUME |  | WASHERDISINFECTOR-PCI Medical Inc-G10VP | WASHERDISINFECTOR | G10VP |  |  |  | PCI Medical Inc | Washer, Disinfector |  | WASHERDISINFECTOR-PCI Medical Inc-G10VP |  |  |  |  | Not Covered Vendor Only - Biomedical | MHHS-Southeast
NO | NO |  |  |  | 069-43549 |  | PCI Medical Inc | G10VPL GUS DISINFECTION SOAK STATION |  |  | MH MG - (TMC) - VANGUARD UROLOGY (STE 2300) | MHHS-MG |  |  |  | 069-43549 |  | TMC |  | MH MG - (TMC) - VANGUARD UROLOGY (STE 2300) | [5 empty] | WASHER/DECONTAMINATION UNITS |  | .needs class | [5 empty] | PCI Medical Inc | [7 empty] | Covered PM Repair - Biomedical | MHHS-MG
YES | YES | Serial Number Cnf |  |  | 133-07647 | 133-07647 | PCI Medical Inc | G14-SD |  | CNF | KATY - PACU |  |  |  |  | 133-07647 | 133-07647 | Katy | Memorial Hermann Katy Hospital | KATY - PACU | Endoscopy 1
YES | YES |  |  |  | 133-07648 | 133-07648 | PCI Medical Inc | G14-T2 G14VC-3 |  |  | KATY - OR |  |  |  |  | 133-07648 | 133-07648 | Katy | Memorial Hermann Katy Hospital | KATY - OR | Bronchoscopy |  |  |  | No pm |  | Washer, Disinfector | WASHERDISINFECTOR-PCI Medical Inc-G14-T2 G14VC-3 | [12 empty] | WD-A | [9 empty] | Washer, Disinfector | WASHERDISINFECTOR | Washer, Disinfector | PCI Medical Inc
NO | YES |  |  |  | 041-32995 | 041-32995 | PCI Medical Inc | G14KA |  | G14-898 | Memorial City - Nuclear Medicine | MHHS-Mem City |  | Cleaner, Air |  | 041-32995 | 041-32995 | West | Memorial City - Nuke Med | Memorial City - Nuclear Medicine | E8 111 |  |  |  | PM past due | HOODS, CHEMICAL FUME |  | CLEANERAIR-PCI Medical Inc-G14KA | CLEANERAIR | G14KA |  |  |  | PCI Medical Inc | Cleaner, Air |  | CLEANERAIR-PCI Medical Inc-G14KA |  |  |  |  | Covered PM Repair - Biomedical | MHHS-Mem City
NO | NO |  |  |  | 142-06971 |  | PCI Medical Inc | G14KA |  |  | OPID - (NE) - SUMMER CREEK CCC - 444 | MHHS-OPID |  | Cleaner, Air |  | 142-06971 |  | Katy |  | OPID - (NE) - SUMMER CREEK CCC - 444 | [5 empty] | HOODS, CHEMICAL FUME |  | CLEANERAIR-PCI Medical Inc-G14KA | CLEANERAIR | G14KA |  |  |  | PCI Medical Inc | Cleaner, Air |  | CLEANERAIR-PCI Medical Inc-G14KA |  |  |  |  | Covered PM Repair - Biomedical | MHHS-OPID
NO | NO |  |  |  | R-005-GUS2 |  | PCI Medical Inc | G14KA |  |  | SE - RADIOLOGY | MHHS-Southeast |  | Cleaner, Air |  | R-005-GUS2 |  | Southeast & Bay Area |  | SE - RADIOLOGY | [5 empty] | HOODS, CHEMICAL FUME |  | CLEANERAIR-PCI Medical Inc-G14KA | CLEANERAIR | G14KA |  |  |  | PCI Medical Inc | Cleaner, Air |  | CLEANERAIR-PCI Medical Inc-G14KA |  |  |  |  | Not Covered Vendor Only - Biomedical | MHHS-Southeast
YES | YES |  |  |  | 099-10631 | 099-10631 | PCI Medical Inc | G14TC/GUS |  |  | SW - HVI - NONINVASIVE CARDIOLOGY |  |  |  |  | 099-10631 | 099-10631 | Southwest | Memorial Hermann Heart | SW - HVI - NONINVASIVE CARDIOLOGY | Soiled Utility | 3/1/20 |  | 1/1/21 | New Add |  | Washer, Endoscope | WASHERENDOSCOPE-PCI Medical Inc-G14TC GUS | [12 empty] | WE-A | [9 empty] | Washer, Endoscope | WASHERENDOSCOPE | Washer, Endoscope | PCI Medical Inc
YES | YES |  |  |  | 929-01165 | 929-01165 | PCI Medical Inc | G17 |  |  | MH MG - (STX) - SOUTH TEXAS - WHARTON |  |  |  |  | 929-01165 | 929-01165 | South | Specialties Clinic | MH MG - (STX) - SOUTH TEXAS - WHARTON | Exam 11 | [5 empty] | Hood, Fume | HOODFUME-PCI Medical Inc-G17 | [12 empty] | HF-A | [9 empty] | Hood, Fume | HOODFUME | Hood, Fume | PCI Medical Inc
YES | YES |  |  |  | 129-06804 | 129-06804 | PCI Medical Inc | G17 |  |  | MH MG - (SL) - SUGAR LAND MULTI-SPECIALTY (MP1) |  |  |  |  | 129-06804 | 129-06804 | Sugar Land | Memorial Hermann Medical Group Sugar Land Multi-Specialty (#350) | MH MG - (SL) - SUGAR LAND MULTI-SPECIALTY (MP1) | High level disinfectant | 4/1/19 | 4/1/20 |  |  |  | Hood, Fume | HOODFUME-PCI Medical Inc-G17 | [12 empty] | HF-A | [9 empty] | Hood, Fume | HOODFUME | Hood, Fume | PCI Medical Inc
NO | YES |  |  |  | 145-00653 | 145-00653 | PCI Medical Inc | G17HS |  |  | MH MG-(PL)-Pearland Multi-Specialty (Mp 2) | MHHS-MG |  | Hood, Fume |  | 145-00653 | 145-00653 | Pearland | MHHS-MG | MH MG-(PL)-Pearland Multi-Specialty (Mp 2) | HLD LAB | 9/1/19 | 9/1/20 |  |  | HOODS, CHEMICAL FUME | Hood, Fume | HOODFUME-PCI Medical Inc-G17HS | HOODFUME | G17HS |  |  |  | PCI Medical Inc | Hood, Fume |  | HOODFUME-PCI Medical Inc-G17HS |  | 9/9/19 |  | HF-A | Covered PM Repair - Biomedical | MHHS-MG | [7 empty] | Hood, Fume | HOODFUME | Hood, Fume | PCI Medical Inc
NO | YES |  |  |  | 583-00793 | 583-00793 | PCI Medical Inc | G17HS |  |  | MH MG-(KY)-Katy Urology (Mp2) | MHHS-MG |  | Hood, Fume |  | 583-00793 | 583-00793 | Katy | MHHS-MG | MH MG-(KY)-Katy Urology (Mp2) | HLD | 6/1/19 | 6/1/20 |  |  | HOODS, CHEMICAL FUME | Hood, Fume | HOODFUME-PCI Medical Inc-G17HS | HOODFUME | G17HS |  |  |  | PCI Medical Inc | Hood, Fume |  | HOODFUME-PCI Medical Inc-G17HS |  | 12/26/18 |  | HF-A | Covered PM Repair - Biomedical | MHHS-MG | [7 empty] | Hood, Fume | HOODFUME | Hood, Fume | PCI Medical Inc
NO | YES |  |  |  | 005-33034 | 005-33034 | PCI Medical Inc | G17HS |  |  | MH MG-(SL)-Sugar Land Multi-Specialty (Mp1) | MHHS-MG |  | Hood, Fume |  | 005-33034 | 005-33034 | Sugar Land | MHHS-MG | MH MG-(SL)-Sugar Land Multi-Specialty (Mp1) | Holding | 3/1/19 |  | 3/1/20 |  | HOODS, CHEMICAL FUME | Hood, Fume | HOODFUME-PCI Medical Inc-G17HS | HOODFUME | G17HS |  |  |  | PCI Medical Inc | Hood, Fume |  | HOODFUME-PCI Medical Inc-G17HS |  | 9/9/19 |  | HF-A | Covered PM Repair - Biomedical | MHHS-MG | [7 empty] | Hood, Fume | HOODFUME | Hood, Fume | PCI Medical Inc
NO | NO |  |  |  | 041-20156 |  | PCI Medical Inc | G17HS |  |  | MH MG - (MC) - UROLOGY MC (MP3) | MHHS-MG |  | Hood, Fume |  | 041-20156 |  | West & Memorial City |  | MH MG - (MC) - UROLOGY MC (MP3) | [5 empty] | HOODS, CHEMICAL FUME |  | HOODFUME-PCI Medical Inc-G17HS | HOODFUME | G17HS |  |  |  | PCI Medical Inc | Hood, Fume |  | HOODFUME-PCI Medical Inc-G17HS |  |  |  |  | Covered PM Repair - Biomedical | MHHS-MG
NO | NO |  |  |  | 009-10238 |  | PCI Medical Inc | G17HS |  |  | MH MG - (GH) - GH UROLOGY [MP1-STE500] | MHHS-MG |  | Hood, Fume |  | 009-10238 |  | Central & Greater Heights |  | MH MG - (GH) - GH UROLOGY [MP1-STE500] | [5 empty] | HOODS, CHEMICAL FUME |  | HOODFUME-PCI Medical Inc-G17HS | HOODFUME | G17HS |  |  |  | PCI Medical Inc | Hood, Fume |  | HOODFUME-PCI Medical Inc-G17HS |  |  |  |  | Covered PM Repair - Biomedical | MHHS-MG
NO | NO |  |  |  | 069-37571 |  | PCI Medical Inc | G17HS |  |  | MH MG - (TMC) - VANGUARD UROLOGY (STE 2300) | MHHS-MG |  | Hood, Fume |  | 069-37571 |  | TMC |  | MH MG - (TMC) - VANGUARD UROLOGY (STE 2300) | [5 empty] | HOODS, CHEMICAL FUME |  | HOODFUME-PCI Medical Inc-G17HS | HOODFUME | G17HS |  |  |  | PCI Medical Inc | Hood, Fume |  | HOODFUME-PCI Medical Inc-G17HS |  |  |  |  | Not Covered Vendor Only - Biomedical | MHHS-MG
NO | NO | [5 empty] | PCI Medical Inc | G22FS |  |  | SW - ENDOSCOPY | MHHS-Southwest |  | Hood, Fume |  |  |  | Southwest |  | SW - ENDOSCOPY | [5 empty] | STERILIZING UNITS |  | HOODFUME-PCI Medical Inc-G22-FS | HOODFUME | G22-FS |  |  |  | PCI Medical Inc | Hood, Fume |  | HOODFUME-PCI Medical Inc-G22-FS |  |  |  |  | Not Covered Vendor Only - Biomedical | MHHS-Southwest
YES | YES |  |  |  | 013-38140 | 013-38140 | PCI Medical Inc | GUS |  | 150-00486 | SW - HVI - NONINVASIVE CARDIOLOGY |  |  |  |  | 013-38140 | 013-38140 | Southwest | Memorial Hermann Heart | SW - HVI - NONINVASIVE CARDIOLOGY | Clean Utility | 1/1/18 |  | 1/1/19 | New Add |  | Hood, Fume | HOODFUME-PCI Medical Inc-GUS | [12 empty] | HF-A | [9 empty] | Hood, Fume | HOODFUME | Hood, Fume | PCI Medical Inc
NO | NO |  |  |  | 069-41398 |  | PCI Medical Inc | GUS DISINFECTION SOAK STATION |  | 120-40396 | SMR - (TMC) - SHEPHERD SQUARE | MHHS-SMR |  |  |  | 069-41398 |  | TMC |  | SMR - (TMC) - SHEPHERD SQUARE | [5 empty] | HOODS, CHEMICAL FUME |  | .needs class | [5 empty] | PCI Medical Inc | [7 empty] | Not Covered Vendor Only - Biomedical | MHHS-SMR
NO | YES |  |  |  | 013-15999 | 013-15999 | PCI Medical Inc | TD-100 |  |  | SW-HVI-OR | MHHS-Southwest |  | Washer, Endoscope |  | 013-15999 | 013-15999 | Southwest | MHHS-Southwest | SW-HVI-OR | CVOR Core | 3/1/20 |  | 9/1/20 |  | STERILIZING UNITS | Washer, Endoscope | WASHERENDOSCOPE-CS Medical-TD 100 | WASHERENDOSCOPE | TD 100 |  |  |  | CS Medical | Washer, Endoscope |  |  | WASHERENDOSCOPE-CS Medical-TD 100 | 5/20/16 |  | WE-A | Covered PM Repair - Biomedical | MHHS-Southwest | [8 empty] | WASHERENDOSCOPE | Washer, Endoscope | CS Medical
YES | YES |  |  |  | 029-05912 | 029-05912 | PCI Medical Inc | THERMASONIC |  |  | Ultrasound |  |  |  |  | 029-05912 | 029-05912 | Woodlands | Memorial Hermann 24-Hour Emergency Care | Ultrasound | Ultrasound
YES | YES |  |  |  | 013-12326 | 013-12326 | PCI Medical Incl | N/A |  | N/A | SW Endoscopy |  |  |  |  | 013-12326 | 013-12326 | Southwest | Memorial Hermann Southwest Hospital | SW Endoscopy | SW Endoscopy scope cleaning riom
YES | YES |  |  |  | 029-04613 | 029-04613 | PDi | PDI-P10LCDD |  | 0847-A003-053547-A | WOODLANDS - ENDOSCOPY |  |  |  |  | 029-04613 | 029-04613 |  |  | WOODLANDS - ENDOSCOPY | Pre/post
YES | YES | [5 empty] | PDI communication system | Pdi-p10lcd |  | 0523-305568-B | Biomed | [6 empty] | Mem city | Memorial city - Memorial herman hospital | Biomed | Biomed shop |  |  |  | One time pm
NO | NO | [5 empty] | PDI Communication Systems | PDI-DVD-SH |  | 1050-D028-A04085 | WOODLANDS - OR | MHHS-Woodlands |  | DVD, Player/Recorder |  |  |  | Woodlands |  | WOODLANDS - OR | [5 empty] | NON-CLINICAL EQUIPMENT |  | DVD-PDI-PDI-DVD-SH | DVD | PDI-DVD-SH |  |  |  | PDI | DVD, Player/Recorder |  | DVD-PDI-PDI-DVD-SH |  |  |  |  | Not Covered Vendor Only - Biomedical | MHHS-Woodlands
NO | NO | [5 empty] | PDI Communication Systems | PDI-DVD-SH |  | 1050-D028-A03780 | WOODLANDS - OR | MHHS-Woodlands |  | DVD, Player/Recorder |  |  |  | Woodlands |  | WOODLANDS - OR | [5 empty] | NON-CLINICAL EQUIPMENT |  | DVD-PDI-PDI-DVD-SH | DVD | PDI-DVD-SH |  |  |  | PDI | DVD, Player/Recorder |  | DVD-PDI-PDI-DVD-SH |  |  |  |  | Not Covered Vendor Only - Biomedical | MHHS-Woodlands
NO | NO | [5 empty] | PDI Communication Systems | PDI-DVD-SH |  | 1050-D028-A04345 | WOODLANDS - OR | MHHS-Woodlands |  | DVD, Player/Recorder |  |  |  | Woodlands |  | WOODLANDS - OR | [5 empty] | NON-CLINICAL EQUIPMENT |  | DVD-PDI-PDI-DVD-SH | DVD | PDI-DVD-SH |  |  |  | PDI | DVD, Player/Recorder |  | DVD-PDI-PDI-DVD-SH |  |  |  |  | Not Covered Vendor Only - Biomedical | MHHS-Woodlands
NO | NO | [5 empty] | PDI Communication Systems | PDI-DVD-SH |  | 1050-D028-A04302 | WOODLANDS - OR | MHHS-Woodlands |  | DVD, Player/Recorder |  |  |  | Woodlands |  | WOODLANDS - OR | [5 empty] | NON-CLINICAL EQUIPMENT |  | DVD-PDI-PDI-DVD-SH | DVD | PDI-DVD-SH |  |  |  | PDI | DVD, Player/Recorder |  | DVD-PDI-PDI-DVD-SH |  |  |  |  | Not Covered Vendor Only - Biomedical | MHHS-Woodlands
NO | NO | [5 empty] | PDI Communication Systems | PDI-DVD-SH |  | 1041-D028-A01443 | WOODLANDS - PREOP | MHHS-Woodlands |  | DVD, Player/Recorder |  |  |  | Woodlands |  | WOODLANDS - PREOP | [5 empty] | NON-CLINICAL EQUIPMENT |  | DVD-PDI-PDI-DVD-SH | DVD | PDI-DVD-SH |  |  |  | PDI | DVD, Player/Recorder |  | DVD-PDI-PDI-DVD-SH |  |  |  |  | Not Covered Vendor Only - Biomedical | MHHS-Woodlands
NO | NO | [5 empty] | PDI Communication Systems | PDI-DVD-SH |  | 1041-D028-A01468 | WOODLANDS - PREOP | MHHS-Woodlands |  | DVD, Player/Recorder |  |  |  | Woodlands |  | WOODLANDS - PREOP | [5 empty] | NON-CLINICAL EQUIPMENT |  | DVD-PDI-PDI-DVD-SH | DVD | PDI-DVD-SH |  |  |  | PDI | DVD, Player/Recorder |  | DVD-PDI-PDI-DVD-SH |  |  |  |  | Not Covered Vendor Only - Biomedical | MHHS-Woodlands
YES | YES |  |  |  | 099-00176 | 099-00176 | PDI Communications Systems | PDI-P14W-CA |  | 1553-A050-G18501 | Decision Unit |  |  |  |  | 099-00176 | 099-00176 |  |  | Decision Unit | Decision Unit |  |  |  | No pm
YES | YES |  |  |  | 099-00175 | 099-00175 | PDI Communications Systems | PDI-P14W-CA |  | 1553-A050-G18493 | Decision Unit |  |  |  |  | 099-00175 | 099-00175 |  |  | Decision Unit | Decision Unit |  |  |  | No pm
YES | YES |  |  |  | 099-00173 | 099-00173 | PDI Communications Systems | PDI-P14W-CA |  | 1553-A050-G18523 | Decision Unit |  |  |  |  | 099-00173 | 099-00173 |  |  | Decision Unit | Decision Unit |  |  |  | No pm
YES | YES |  |  |  | 099-02025 | 099-02025 | PDI Communications Systems | PDI-P14W-CA |  | 1553-A050-G18509 | Decision Unit |  |  |  |  | 099-02025 | 099-02025 |  |  | Decision Unit | Decision Unit |  |  |  | No pm
YES | YES |  |  |  | 099-02024 | 099-02024 | PDI Communications Systems | PDI-P14W-CA |  | 1553-A050-G18516 | Decision Unit |  |  |  |  | 099-02024 | 099-02024 |  |  | Decision Unit | Decision Unit |  |  |  | No pm
YES | YES |  |  |  | 099-02017 | 099-02017 | PDI Communications Systems | PDI-P14W-CA |  | 1553-A050-G18511 | NE - CLINICAL DECISION UNIT |  |  |  |  | 099-02017 | 099-02017 | NorthEast |  | NE - CLINICAL DECISION UNIT |  |  |  |  | No pm
YES | YES |  |  |  | 099-02016 | 099-02016 | PDI Communications Systems | PDI-P14W-CA |  | 1553-A050-G18504 | NE - CLINICAL DECISION UNIT |  |  |  |  | 099-02016 | 099-02016 | NorthEast |  | NE - CLINICAL DECISION UNIT |  |  |  |  | No pm
YES | YES |  |  |  | 099-02015 | 099-02015 | PDI Communications Systems | PDI-P14W-CA |  | 1553-A050-G18513 | NE - CLINICAL DECISION UNIT |  |  |  |  | 099-02015 | 099-02015 | NorthEast |  | NE - CLINICAL DECISION UNIT |  |  |  |  | No pm
YES | YES |  |  |  | 099-02012 | 099-02012 | PDI Communications Systems | PDI-P14W-CA |  | 1553-A050-G18527 | NE - CLINICAL DECISION UNIT |  |  |  |  | 099-02012 | 099-02012 | NorthEast |  | NE - CLINICAL DECISION UNIT |  | 2/1/20 |  |  | No pm
YES | YES |  |  |  | 099-02011 | 099-02011 | PDI Communications Systems | PDI-P14W-CA |  | 1553-A050-G18497 | NE - CLINICAL DECISION UNIT |  |  |  |  | 099-02011 | 099-02011 | NorthEast |  | NE - CLINICAL DECISION UNIT
YES | YES |  |  |  | 099-02009 | 099-02009 | PDI Communications Systems | PDI-P14W-CA |  | 1553-A050-G18496 | NE - CLINICAL DECISION UNIT |  |  |  |  | 099-02009 | 099-02009 | NorthEast |  | NE - CLINICAL DECISION UNIT |  |  |  |  | No pm
YES | YES |  |  |  | 099-02006 | 099-02006 | PDI Communications Systems | PDI-P14W-CA |  | 1553-A050-G18506 | NE - CLINICAL DECISION UNIT |  |  |  |  | 099-02006 | 099-02006 | NorthEast |  | NE - CLINICAL DECISION UNIT |  |  |  |  | No pm
YES | YES |  |  |  | 099-02003 | 099-02003 | PDI Communications Systems | PDI-P14W-CA |  | 1553-A050-G18508 | NE - CLINICAL DECISION UNIT |  |  |  |  | 099-02003 | 099-02003 | NorthEast |  | NE - CLINICAL DECISION UNIT |  |  |  |  | No pm
YES | YES |  |  |  | 099-02000 | 099-02000 | PDI Communications Systems | PDI-P14W-CA |  | 1553-A050-G18510 | NE - TELEMETRY |  |  |  |  | 099-02000 | 099-02000 | NorthEast |  | NE - TELEMETRY |  | 2/1/20 |  |  | No pm
NO | YES |  |  |  | 009-07726 | 009-07726 | PEDIGO | P-2010-S |  | 880179-000 | GH-ER | MHHS-Greater Heights |  | Warmer, Blanket |  | 009-07726 | 009-07726 | Central | MHHS-Greater Heights | GH-ER | Nurse Station | 8/1/19 |  | 8/1/20 |  | WARMING UNITS, MULTIPURPOSE | Warmer, Blanket | WARMERBLANKET-Pedigo Prod-P-2010-S | WARMERBLANKET | P-2010-S |  |  |  | Pedigo Prod | Warmer, Blanket |  | WARMERBLANKET-Pedigo Prod-P-2010-S |  |  |  |  | Covered PM Repair - Biomedical | MHHS-Greater Heights | [8 empty] | WARMERBLANKET | Warmer, Blanket | Pedigo Prod
NO | YES |  |  |  | 009-07727 | 009-07727 | PEDIGO | P-2010-S |  | 880177-000 | GH-ER | MHHS-Greater Heights |  | Warmer, Blanket |  | 009-07727 | 009-07727 | Central | MHHS-Greater Heights | GH-ER | Rm 21 | 8/1/19 |  | 8/1/20 |  | WARMING UNITS, MULTIPURPOSE | Warmer, Blanket | WARMERBLANKET-Pedigo Prod-P-2010-S | WARMERBLANKET | P-2010-S |  |  |  | Pedigo Prod | Warmer, Blanket |  | WARMERBLANKET-Pedigo Prod-P-2010-S |  | 2/16/17 |  |  | Covered PM Repair - Biomedical | MHHS-Greater Heights | [8 empty] | WARMERBLANKET | Warmer, Blanket | Pedigo Prod
NO | YES |  |  |  | 145-00788 | 145-00788 | PEDIGO | P-2010-S |  | 1929101-000 | Pearland-Cardiac Cath Lab | MHHS-Pearland Hospital |  | Warmer, Blanket |  | 145-00788 | 145-00788 | Pearland | MHHS-Pearland Hospital | Pearland-Cardiac Cath Lab | Procedure Room S2 225 | 5/1/19 | 5/1/20 |  |  | WARMING UNITS, MULTIPURPOSE | Warmer, Blanket | WARMERBLANKET-Pedigo Prod-P-2010-S | WARMERBLANKET | P-2010-S |  |  |  | Pedigo Prod | Warmer, Blanket |  | WARMERBLANKET-Pedigo Prod-P-2010-S |  | 12/1/15 |  |  | Covered PM Repair - Biomedical | MHHS-Pearland Hospital | [8 empty] | WARMERBLANKET | Warmer, Blanket | Pedigo Prod
YES | YES |  |  |  | 005-34857 | 005-34857 | Pedigo | P-2010-s |  | 251-2603 -000 | Mamo |  |  |  |  | 005-34857 | 005-34857 | Southeast | Memorial Hermann Southeast Hospital | Mamo | Office
NO | NO |  |  |  | 583-00815 |  | PEDIGO | P-2010-S |  | 1711503-000 | KATY REHAB - NURSING | MHHS-Katy Rehab |  | Warmer, Blanket |  | 583-00815 |  | Katy |  | KATY REHAB - NURSING | [5 empty] | WARMING UNITS, MULTIPURPOSE |  | WARMERBLANKET-Pedigo Prod-P-2010-S | WARMERBLANKET | P-2010-S |  |  |  | Pedigo Prod | Warmer, Blanket |  | WARMERBLANKET-Pedigo Prod-P-2010-S |  |  |  |  | Covered PM Repair - Radiology, Low End | MHHS-Katy Rehab
NO | NO | [5 empty] | PEDIGO | P-2020 |  | 1045813-000 | GH - MED SURG 6 | MHHS-Greater Heights |  | Warming Cabinet |  |  |  | Central & Greater Heights |  | GH - MED SURG 6 | [5 empty] | WARMING UNITS, MULTIPURPOSE |  | WARMINGCABINET-Pedigo Prod-P-2020 | WARMINGCABINET | P-2020 |  |  |  | Pedigo Prod | Warming Cabinet |  | WARMINGCABINET-Pedigo Prod-P-2020 |  |  |  |  | Covered PM Repair - Radiology, Low End | MHHS-Greater Heights
NO | YES |  |  |  | 041-20262 | 041-20262 | PEDIGO | P-2030 |  |  | Bldg 925 suite 100 | MHHS-Mem City |  | Warmer, Blanket |  | 041-20262 | 041-20262 | West | Memorial Hermann Medical Group Memorial City Cardiology (#400) | Bldg 925 suite 100 | CT SIMULATOR | 5/1/19 |  | 5/1/20 |  | WARMING UNITS, MULTIPURPOSE |  | WARMERBLANKET-Pedigo Prod-P-2030 | WARMERBLANKET | P-2030 |  |  |  | Pedigo Prod | Warmer, Blanket |  | WARMERBLANKET-Pedigo Prod-P-2030 |  |  |  |  | Covered PM Repair - Biomedical | MHHS-Mem City
NO | NO |  |  |  | 241-02089 |  | PEDIGO | P-2030 |  | 745014-000 | TIRR - UROLOGY/SPEC PROC (17) | MHHS-TIRR |  | Warmer, Blanket |  | 241-02089 |  | TMC |  | TIRR - UROLOGY/SPEC PROC (17) | [5 empty] | WARMING UNITS, MULTIPURPOSE |  | WARMERBLANKET-Pedigo Prod-P-2030 | WARMERBLANKET | P-2030 |  |  |  | Pedigo Prod | Warmer, Blanket |  | WARMERBLANKET-Pedigo Prod-P-2030 |  |  |  |  | Not Covered Vendor Only - Rad, Low End | MHHS-TIRR
NO | NO |  |  |  | 241-02134 |  | PEDIGO | P-2030 |  | 745015-000 | TIRR - UROLOGY/SPEC PROC (17) | MHHS-TIRR |  | Warmer, Blanket |  | 241-02134 |  | TMC |  | TIRR - UROLOGY/SPEC PROC (17) | [5 empty] | WARMING UNITS, MULTIPURPOSE |  | WARMERBLANKET-Pedigo Prod-P-2030 | WARMERBLANKET | P-2030 |  |  |  | Pedigo Prod | Warmer, Blanket |  | WARMERBLANKET-Pedigo Prod-P-2030 |  |  |  |  | Covered PM Repair - Biomedical | MHHS-TIRR
NO | YES |  |  |  | 029-05256 | 029-05256 | PEDIGO | P-2030-S |  | 97711-0999 | Woodlands-PCU3 | MHHS-Woodlands |  |  |  | 029-05256 | 029-05256 | Woodlands | MHHS-Woodlands | Woodlands-PCU3 | Equipment Storage | 8/1/19 |  | 8/1/20 |  | WARMING UNITS, MULTIPURPOSE |  | .needs class | [5 empty] | Pedigo Prod |  |  |  |  | 3/1/16 |  |  | Covered PM Repair - Biomedical | MHHS-Woodlands
NO | YES |  |  |  | 041-20417 | 041-20417 | PEDIGO | P-2040 |  | 1730236-000 | Medical Plaza 4 Pelvic Floor Health Center | MHHS-Mem City |  |  |  | 041-20417 | 041-20417 | West | Memorial Hermann Memorial City Medical Center | Medical Plaza 4 Pelvic Floor Health Center | Suite 350, Hallway. Women?Aos Dressing Room |  |  |  |  | WARMING UNITS, MULTIPURPOSE |  | .needs class | [5 empty] | Pedigo Prod | [7 empty] | Covered PM Repair - Biomedical | MHHS-Mem City
NO | NO | [5 empty] | PEDIGO | P-2040 |  |  | OPID - (MC) - BOBETTA LINDIG BREAST CARE [MP4-STE300] - 452 | MHHS-OPID | [5 empty] | West & Memorial City |  | OPID - (MC) - BOBETTA LINDIG BREAST CARE [MP4-STE300] - 452 | [5 empty] | WARMING UNITS, MULTIPURPOSE |  | .needs class | [5 empty] | Pedigo Prod | [7 empty] | Covered PM Repair - Biomedical | MHHS-OPID
NO | NO |  |  |  | 009-10288 |  | PEDIGO | P-2110 |  | 1763266-000 | GH - ER | MHHS-Greater Heights |  | Warming Cabinet |  | 009-10288 |  | Central & Greater Heights |  | GH - ER | [5 empty] | WARMING UNITS, BLOOD/INTRAVENOUS SOLUTION |  | WARMINGCABINET-Pedigo Prod-P-2110 | WARMINGCABINET | P-2110 |  |  |  | Pedigo Prod | Warming Cabinet |  | WARMINGCABINET-Pedigo Prod-P-2110 |  |  |  |  | Covered PM Repair - Biomedical | MHHS-Greater Heights
NO | YES |  |  |  | 029-32219 | 029-32219 | PEDIGO | P-2205 BLANKET WARMER |  | 2358596-000 | Woodlands-Cath Lab | MHHS-Woodlands |  |  |  | 029-32219 | 029-32219 | Woodlands | MHHS-Woodlands | Woodlands-Cath Lab | Cath Lab 2 | 11/1/19 |  | 11/1/20 |  | WARMING UNITS, MULTIPURPOSE |  | .needs class | [5 empty] | Pedigo Prod |  |  |  |  | 5/2/17 |  |  | Covered PM Repair - Biomedical | MHHS-Woodlands
NO | YES |  |  |  | 077-09765 | 077-09765 | PEDIGO | P-2220 |  | 2587393-000 | TMC-Children's-NICU (7Hp) | MHHS-TMC |  | Warming Cabinet |  | 077-09765 | 077-09765 | TMC | MHHS-TMC | TMC-Children's-NICU (7Hp) | [5 empty] | WARMING UNITS, MULTIPURPOSE |  | WARMINGCABINET-Pedigo Prod-P-2220 | WARMINGCABINET | P-2220 |  |  |  | Pedigo Prod | Warming Cabinet |  | WARMINGCABINET-Pedigo Prod-P-2220 |  | 2/16/17 | Verified 3/30/2020 4:07pm (Central) |  | Covered PM Repair - Biomedical | MHHS-TMC
NO | YES |  |  |  | 077-09781 | 077-09781 | PEDIGO | P-2220 |  | 2607381-000 | TMC-Children's-NICU (7Hp) | MHHS-TMC |  | Warming Cabinet |  | 077-09781 | 077-09781 | TMC | MHHS-TMC | TMC-Children's-NICU (7Hp) | [5 empty] | WARMING UNITS, MULTIPURPOSE |  | WARMINGCABINET-Pedigo Prod-P-2220 | WARMINGCABINET | P-2220 |  |  |  | Pedigo Prod | Warming Cabinet |  | WARMINGCABINET-Pedigo Prod-P-2220 |  | 2/19/18 | Verified 3/30/2020 4:07pm (Central) |  | Covered PM Repair - Biomedical | MHHS-TMC
NO | YES |  |  |  | 077-09926 | 077-09926 | PEDIGO | P-2220 |  | 2537610-000 | TMC-Children's-NICU (7Hp) | MHHS-TMC |  | Warming Cabinet |  | 077-09926 | 077-09926 | TMC | MHHS-TMC | TMC-Children's-NICU (7Hp) |  | 6/27/19 |  |  |  | WARMING UNITS, MULTIPURPOSE |  | WARMINGCABINET-Pedigo Prod-P-2220 | WARMINGCABINET | P-2220 |  |  |  | Pedigo Prod | Warming Cabinet |  | WARMINGCABINET-Pedigo Prod-P-2220 |  | 2/13/18 | Verified 3/30/2020 4:07pm (Central) |  | Covered PM Repair - Biomedical | MHHS-TMC
NO | YES |  |  |  | 077-09928 | 077-09928 | PEDIGO | P-2220 |  | 2565658-000 | TMC-Children's-NICU (7Hp) | MHHS-TMC |  | Warming Cabinet |  | 077-09928 | 077-09928 | TMC | MHHS-TMC | TMC-Children's-NICU (7Hp) |  | 8/16/19 |  |  |  | WARMING UNITS, MULTIPURPOSE |  | WARMINGCABINET-Pedigo Prod-P-2220 | WARMINGCABINET | P-2220 |  |  |  | Pedigo Prod | Warming Cabinet |  | WARMINGCABINET-Pedigo Prod-P-2220 |  | 2/13/18 | Verified 3/30/2020 4:07pm (Central) |  | Covered PM Repair - Biomedical | MHHS-TMC
NO | YES |  |  |  | 241-03279 | 241-03279 | PEDIGO | WARMER, CABINET |  | 1793382-000 | TIRR-PCU 5 | MHHS-TIRR |  |  |  | 241-03279 | 241-03279 | TMC | MHHS-Others | TIRR-PCU 5 | TIRR - PCU 5 | 7/1/19 |  | 7/1/20 |  | WARMING UNITS, MULTIPURPOSE |  | .needs class | [5 empty] | Pedigo Prod |  |  |  |  | 4/4/17 |  |  | Covered PM Repair - Biomedical | MHHS-TIRR
YES | YES |  |  |  | 009-34099 | 009-34099 | Pedigo Prod | 750-N |  |  | Wound care |  |  |  |  | 009-34099 | 009-34099 | Central | Memorial Hermann Greater Heights Hospital | Wound care | Room 4
YES | YES |  |  |  | 005-13289 | 005-13289 | Pedigo Prod | P-2012 |  | 272767-000 | Nuc med |  |  |  |  | 005-13289 | 005-13289 | Southeast | Memorial Hermann Southeast Hospital | Nuc med | Rm tech area
YES | YES |  |  |  | 009-08262 | 009-08262 | Pedigo Prod | P-2020 |  |  | 6N |  |  |  |  | 009-08262 | 009-08262 | Central | Memorial Hermann Hospital greater heights | 6N | Pyxis Room | 12/1/19 |  | 12/1/20 |  |  | Warming Cabinet | WARMINGCABINET-Pedigo Prod-P-2020 | [22 empty] | Warming Cabinet | WARMINGCABINET | Warming Cabinet | Pedigo Prod
YES | YES | Serial Number Cnf |  |  | 069-35907 | 069-35907 | Pedigo Prod | P-2020 |  | Cnf | TMC - PLAZA - CANCER CENTER (STE 2900) |  |  |  |  | 069-35907 | 069-35907 | TMC |  | TMC - PLAZA - CANCER CENTER (STE 2900) | Nurse station |  |  |  | Cant pull out unit |  | Warming Cabinet | WARMINGCABINET-Pedigo Prod-P-2020 | [22 empty] | Warming Cabinet | WARMINGCABINET | Warming Cabinet | Pedigo Prod
YES | YES |  |  |  | 069-47026 | 069-47026 | Pedigo Prod | P-2022 |  |  | TMC - PLAZA - CANCER CENTER (STE 2900) |  |  |  |  | 069-47026 | 069-47026 | TMC | Memorial Hermann Cancer Center - Texas Medical Center (#2900) | TMC - PLAZA - CANCER CENTER (STE 2900) | Storage Room | 11/1/19 |  | 11/1/20 | New Add |  | Warmer, Blanket | WARMERBLANKET-Pedigo Prod-P-2022 | [22 empty] | Warmer, Blanket | WARMERBLANKET | Warmer, Blanket | Pedigo Prod
YES | YES |  |  |  | 005-34856 | 005-34856 | Pedigo Prod | P-2032 |  | 2719349-000 | Radiology/ specials lab |  |  |  |  | 005-34856 | 005-34856 | South East | Memorial Hermann South East | Radiology/ specials lab | Specials lab |  |  |  | Warming cabinet |  | Warmer, Blanket | WARMERBLANKET-Pedigo Prod-P-2032 | [22 empty] | Warmer, Blanket | WARMERBLANKET | Warmer, Blanket | Pedigo Prod
YES | YES |  |  |  | 142-08463 | 142-08463 | Pedigo Prod | P-2055 |  |  | NE - IMU2 |  |  |  |  | 142-08463 | 142-08463 | Katy | Memorial Hermann Cancer Center - Northeast | NE - IMU2 | Nursin | 2/1/20 | 2/1/21 |  |  |  | Warming Cabinet | WARMINGCABINET-Pedigo Prod-P-2055 | [22 empty] | Warming Cabinet | WARMINGCABINET | Warming Cabinet | Pedigo Prod
NO | NO |  |  |  | R-005-HDRCCD |  | PELCO | KBD300A |  |  | SE - CANCER CENTER | MHHS-Southeast |  | Controller, Keypad |  | R-005-HDRCCD |  | Southeast & Bay Area |  | SE - CANCER CENTER | [5 empty] | CAMERAS |  | CONTROLLERKEYPAD-PELCO-KBD300A | CONTROLLERKEYPAD | KBD300A |  |  |  | PELCO | Controller, Keypad |  | CONTROLLERKEYPAD-PELCO-KBD300A |  |  |  |  | Covered PM Repair - Biomedical | MHHS-Southeast
NO | NO |  |  |  | R-005-LINACCCD |  | PELCO | KBD300A |  |  | SE - CANCER CENTER | MHHS-Southeast |  | Controller, Keypad |  | R-005-LINACCCD |  | Southeast & Bay Area |  | SE - CANCER CENTER | [5 empty] | CAMERAS |  | CONTROLLERKEYPAD-PELCO-KBD300A | CONTROLLERKEYPAD | KBD300A |  |  |  | PELCO | Controller, Keypad |  | CONTROLLERKEYPAD-PELCO-KBD300A |  |  |  |  | Not Covered Vendor Only - Rad, Low End | MHHS-Southeast
YES | YES |  |  |  | 041-14752 | 041-14752 | Pelco | MCS 16-10B |  | 898-5866 | Memorial City - Pediatrics |  |  |  |  | 041-14752 | 041-14752 | West | Memorial City - Memorial Hermann Hospital | Memorial City - Pediatrics | MH4:403.2 AIDF |  |  |  | One time PM sticker
YES | YES |  |  |  | 041-14753 | 041-14753 | Pelco | MCS 16-10B |  | A27-4199 | Memorial City - Pediatrics |  |  |  |  | 041-14753 | 041-14753 | West | Memorial City - Memorial Hermann Hospital | Memorial City - Pediatrics | MH4:403.2 AIDF |  |  |  | One time inspection sticker
YES | YES |  |  |  | 041-14744 | 041-14744 | Pelco | MCS16-10 |  | A873893 | MEMORIAL CITY |  |  |  |  | 041-14744 | 041-14744 | West | Memorial Hermann Memorial City Medical Center | MEMORIAL CITY | MEMORIAL CITY MH7:403.2
YES | YES |  |  |  | 041-14741 | 041-14741 | Pelco | MCS16-10 |  | S87-3835 | MEMORIAL CITY |  |  |  |  | 041-14741 | 041-14741 | West | Memorial Hermann Memorial City Medical Center | MEMORIAL CITY | MEMORIAL CITY MH7:403.2
YES | YES |  |  |  | 133-07216 | 133-07216 | Pelouze |  |  |  | Biomed Shop |  |  |  |  | 133-07216 | 133-07216 | Katy | Memorial Hermann Katy Hospital | Biomed Shop | Biomed Shop | 7/1/19 | 2/1/20
YES | YES |  |  |  | 099-10477 | 099-10477 | Pelstar LLC | 160KL |  |  | 5th Floor |  |  |  |  | 099-10477 | 099-10477 | Southwest | University Place Senior Living | 5th Floor | 5th Floor |  |  |  | New Add
YES | YES |  |  |  | 099-04390 | 099-04390 | Penco LLC | LS |  | 1215-181-7593 | Pearland - Sterile Processing |  |  |  |  | 099-04390 | 099-04390 | Pearland | Memorial Hermann Pearland Hospital | Pearland - Sterile Processing | Sterile Processing | [6 empty] | HEATSEALER-Rennco Inc-LS
NO | YES |  |  |  | 005-11630 | 005-11630 | Penlon America | ANESTHESIA UNIT VAPORIZER |  | D0207 0264 | SE-Labor & Delivery | MHHS-Southeast |  |  |  | 005-11630 | 005-11630 | Southeast | MHHS-Southeast | SE-Labor & Delivery | 4 floor storage |  |  |  | No pm | ANESTHESIA UNIT VAPORIZERS |  | .needs class |  |  |  |  | .needs class | Penlon |  |  |  |  | 5/2/19 |  |  | Covered PM Repair - Radiology, Low End | MHHS-Southeast
YES | YES |  |  |  |  | 041-09961 | Pentax | El-400C |  | P1380JH | MEMORIAL CITY - MEMORIAL CITY 10TH FLOOR STORAGE | [5 empty] | 041-09961 | West | MEMORIAL CITY - MEMORIAL HERMANN HOSPITAL | MEMORIAL CITY - MEMORIAL CITY 10TH FLOOR STORAGE | 10th floor storage
NO | NO | [5 empty] | PENTAX MEDICAL | NASOMETER II |  | 36641-31 | TIRR - SPEECH DEPARTMENT | MHHS-TIRR | [5 empty] | TMC |  | TIRR - SPEECH DEPARTMENT | [5 empty] | DICTATION SYSTEMS, DIGITAL, SPEECH RECOGNITION/TRA |  | .needs class | [5 empty] | PENTAX Medical | [7 empty] | Covered PM Repair - Lab Analyzers/Anesth | MHHS-TIRR
NO | YES |  |  |  | 005-08932 | 005-08932 | PENTAX MEDICAL | VISI-PITCH IV |  | 38277-25 | SMR - (SE) - SOUTHEAST (620 | MHHS-SMR |  | Speech Diagnostic System |  | 005-08932 | 005-08932 | Southeast | Memorial Hermann Sports Medicine | SMR - (SE) - SOUTHEAST (620 | Sports |  |  |  |  | BIOFEEDBACK SYSTEMS | Speech Diagnostic System | SPEECH-Kay Elemetrics-Visi-Pitch IV | SPEECH | Visi-Pitch IV |  |  |  | Kay Elemetrics | Speech Diagnostic System |  |  | SPEECH-Kay Elemetrics-Visi-Pitch IV |  |  |  | Covered PM Repair - Biomedical | MHHS-SMR | [8 empty] | SPEECH | Speech Diagnostic System | Kay Elemetrics
NO | YES |  |  |  |  | 099-14797 | PENTAX MEDICAL | VISI-PITCH IV |  | 38532-42 | TIRR-Kirby Glenn | MHHS-TIRR |  | Speech Diagnostic System |  |  | 099-14797 | TMC | MHHS-Others | TIRR-Kirby Glenn | Rehab |  |  |  |  | BIOFEEDBACK SYSTEMS | Speech Diagnostic System | SPEECH-Kay Elemetrics-Visi-Pitch IV | SPEECH | Visi-Pitch IV |  |  |  | Kay Elemetrics | Speech Diagnostic System |  |  | SPEECH-Kay Elemetrics-Visi-Pitch IV |  |  |  | Covered PM Repair - Biomedical | MHHS-TIRR | [8 empty] | SPEECH | Speech Diagnostic System | Kay Elemetrics
YES | YES |  |  |  | g110303 | g110303 | PENTAX Medical Co | Cnf |  | G110303 | MEMORIAL CITY - DIGESTIVE DISEASE CENTER |  |  |  |  | g110303 | g110303 | West | Endoscopy | MEMORIAL CITY - DIGESTIVE DISEASE CENTER | Next to storage 150 |  |  |  | Pm not found
YES | YES |  |  |  | h110506 | h110506 | PENTAX Medical Co | Cnf |  | H110506 | MEMORIAL CITY - DIGESTIVE DISEASE CENTER |  |  |  |  | h110506 | h110506 | West | Endoscopy | MEMORIAL CITY - DIGESTIVE DISEASE CENTER | Next to storage 150 |  |  |  | Pm not found
YES | YES |  |  |  | g110289 | g110289 | PENTAX Medical Co | Cnf |  | G110289 | MEMORIAL CITY - DIGESTIVE DISEASE CENTER |  |  |  |  | g110289 | g110289 | West | Endoscopy | MEMORIAL CITY - DIGESTIVE DISEASE CENTER | Next to storage 150 |  |  |  | No pm found
YES | YES |  |  |  | H110250 | H110250 | PENTAX Medical Co | EC-2990Li |  |  | GI Clinic |  |  |  |  | H110250 | H110250 | TMC | Memorial Hermann-Texas Medical Center | GI Clinic | Scope Room
YES | YES | [5 empty] | PENTAX Medical Co | EC-2990Li |  |  | GI Clinic | [6 empty] | TMC | Memorial Hermann-Texas Medical Center | GI Clinic | Scope Room
YES | YES | [5 empty] | PENTAX Medical Co | EC-2990Li |  |  | GI Clinic | [6 empty] | TMC | Memorial Hermann-Texas Medical Center | GI Clinic | Scope Room
YES | YES |  |  |  | A111626 | A111626 | PENTAX Medical Co | EC-2990Li |  | A111626 | GI Clinic |  |  |  |  | A111626 | A111626 | TMC | Memorial Hermann-Texas Medical Center | GI Clinic | Scope Room
YES | YES |  |  |  | H110348 | H110348 | PENTAX Medical Co | EC-3490TLi |  | H110348 | GI Clinic |  |  |  |  | H110348 | H110348 | TMC | Memorial Hermann-Texas Medical Center | GI Clinic | Scope Room
YES | YES |  |  |  | A113178 | A113178 | PENTAX Medical Co | EC34-i10L |  | A113178 | GI Clinic |  |  |  |  | A113178 | A113178 | TMC | Memorial Hermann-Texas Medical Center | GI Clinic | Scope Room
YES | YES |  |  |  | K110624 | K110624 | PENTAX Medical Co | EC38-i10L |  | K110624 | GI Clinic |  |  |  |  | K110624 | K110624 | TMC | Memorial Hermann-Texas Medical Center | GI Clinic | Scope Room
YES | YES |  |  |  | H110578 | H110578 | PENTAX Medical Co | EG-1690K |  | H110578 | GI Clinic |  |  |  |  | H110578 | H110578 | TMC | Memorial Hermann-Texas Medical Center | GI Clinic | Scope Room
YES | YES |  |  |  | H110171 | H110171 | PENTAX Medical Co | EG-1690K |  | H110171 | GI Clinic |  |  |  |  | H110171 | H110171 | TMC | Memorial Hermann-Texas Medical Center | GI Clinic | Scope Room
YES | YES |  |  |  | H110267 | H110167 | PENTAX Medical Co | EG-2490K |  | H110267 | GI Clinic |  |  |  |  | H110267 | H110167 | TMC | Memorial Hermann-Texas Medical Center | GI Clinic | Scope Room
YES | YES |  |  |  | E01063 | E01063 | PENTAX Medical Co | Eg-3630U |  | E01063 | MEMORIAL CITY - DIGESTIVE DISEASE CENTER |  |  |  |  | E01063 | E01063 | West | Memorial Hermann Memorial City Medical Center | MEMORIAL CITY - DIGESTIVE DISEASE CENTER | Soiled workroom W1-120
YES | YES | [5 empty] | PENTAX Medical Co | EG-3870UTK |  |  | MEMORIAL CITY - DIGESTIVE DISEASE CENTER | [6 empty] | West | Memorial Hermann Memorial City Medical Center | MEMORIAL CITY - DIGESTIVE DISEASE CENTER | Soiled workroom W1-120
YES | YES |  |  |  | K110003 | K110003 | PENTAX Medical Co | EG-3890TK |  | K110003 | GI Clinic |  |  |  |  | K110003 | K110003 | TMC | Memorial Hermann-Texas Medical Center | GI Clinic | Scope Room
YES | YES |  |  |  | A110163 | A110163 | PENTAX Medical Co | EG34 |  | A110163 | GI Clinic |  |  |  |  | A110163 | A110163 | TMC | Memorial Hermann-Texas Medical Center | GI Clinic | Scope Room
YES | YES |  |  |  | A110153 | A110153 | PENTAX Medical Co | EG34-10i |  | A110153 | GI Clinic |  |  |  |  | A110153 | A110153 | TMC | Memorial Hermann-Texas Medical Center | GI Clinic | Scope Room
YES | YES |  |  |  | A110173 | A110173 | PENTAX Medical Co | EG34-i10 |  | A110173 | GI Clinic |  |  |  |  | A110173 | A110173 | TMC | Memorial Hermann-Texas Medical Center | GI Clinic | Scope Room
YES | YES |  |  |  | A110177 | A110177 | PENTAX Medical Co | EG34-i10 |  | A110177 | GI Clinic |  |  |  |  | A110177 | A110177 | TMC | Memorial Hermann-Texas Medical Center | GI Clinic | Scope Room
YES | YES |  |  |  | A110056 | A110056 | PENTAX Medical Co | EG34-i10TL |  | A110056 | GI Clinic |  |  |  |  | A110056 | A110056 | TMC | Memorial Hermann-Texas Medical Center | GI Clinic | Scope Room
NO | YES |  |  |  | 069-42412 | 069-42412 | PENTAX Medical Co | Epk-i7010 |  | Ua010205 | Gi lab |  |  |  |  | 069-42412 | 069-42412 | TMC | Memorial Hermann-Texas Medical Center | Gi lab | Storage area
NO | NO | [5 empty] | Pentax Precision Instrument Corp |  |  | KD3764.4 | TMC - RESPIRATORY - ADULT | MHHS-TMC | [5 empty] | TMC |  | TMC - RESPIRATORY - ADULT | [5 empty] | CARTS |  | .needs class |  |  |  |  | .needs class | Pentax | [7 empty] | Not Covered Vendor Only - Lab Ana/Anes | MHHS-TMC
NO | NO |  |  |  | a01172 |  | Pentax Precision Instrument Corp | EB-1530T3 |  | a01172 | TMC - RESPIRATORY - ADULT | MHHS-TMC |  | Bronchoscope |  | a01172 |  | TMC |  | TMC - RESPIRATORY - ADULT | [5 empty] | BRONCHOSCOPES, FLEXIBLE, VIDEO |  | BRONCHOSCOPE-Pentax-EB-1530T3 | BRONCHOSCOPE | EB-1530T3 |  |  |  | Pentax | Bronchoscope |  | BRONCHOSCOPE-Pentax-EB-1530T3 |  |  |  |  | Covered PM Repair - Biomedical | MHHS-TMC
NO | NO |  |  |  | G111138 |  | Pentax Precision Instrument Corp | EB-1570K |  | G111138 | TMC - GI/ENDO - ADULT (1J) | MHHS-TMC |  | Bronchoscope |  | G111138 |  | TMC |  | TMC - GI/ENDO - ADULT (1J) | [5 empty] | ENDOSCOPES, FLEXIBLE |  | BRONCHOSCOPE-Pentax-EB-1570K | BRONCHOSCOPE | EB-1570K |  |  |  | Pentax | Bronchoscope |  | BRONCHOSCOPE-Pentax-EB-1570K |  |  |  |  | Covered PM Repair - Biomedical | MHHS-TMC
NO | NO |  |  |  | A112144 |  | Pentax Precision Instrument Corp | EC-3890LI |  | A112144 | TMC - GI/ENDO - ADULT (1J) | MHHS-TMC |  | Colonoscope |  | A112144 |  | TMC |  | TMC - GI/ENDO - ADULT (1J) | [5 empty] | ENDOSCOPES, FLEXIBLE |  | COLONOSCOPE-Pentax-EC-3890Li | COLONOSCOPE | EC-3890Li |  |  |  | Pentax | Colonoscope |  | COLONOSCOPE-Pentax-EC-3890Li |  |  |  |  | Covered PM Repair - Biomedical | MHHS-TMC
NO | NO |  |  |  | A112150 |  | Pentax Precision Instrument Corp | EC-3890LI |  | A112150 | TMC - GI/ENDO - ADULT (1J) | MHHS-TMC |  | Colonoscope |  | A112150 |  | TMC |  | TMC - GI/ENDO - ADULT (1J) | [5 empty] | ENDOSCOPES, FLEXIBLE |  | COLONOSCOPE-Pentax-EC-3890Li | COLONOSCOPE | EC-3890Li |  |  |  | Pentax | Colonoscope |  | COLONOSCOPE-Pentax-EC-3890Li |  |  |  |  | Covered PM Repair - Biomedical | MHHS-TMC
NO | NO |  |  |  | A112461 |  | Pentax Precision Instrument Corp | EC-3890LI |  | A112461 | TMC - GI/ENDO - ADULT (1J) | MHHS-TMC |  | Colonoscope |  | A112461 |  | TMC |  | TMC - GI/ENDO - ADULT (1J) | [5 empty] | ENDOSCOPES, FLEXIBLE |  | COLONOSCOPE-Pentax-EC-3890Li | COLONOSCOPE | EC-3890Li |  |  |  | Pentax | Colonoscope |  | COLONOSCOPE-Pentax-EC-3890Li |  |  |  |  | Covered PM Repair - Biomedical | MHHS-TMC
NO | NO |  |  |  | A111703 |  | Pentax Precision Instrument Corp | EC-3890LI |  | A111703 | TMC - PLAZA - ERTAN DDC (STE 1400) | MHHS-TMC |  | Colonoscope |  | A111703 |  | TMC |  | TMC - PLAZA - ERTAN DDC (STE 1400) | [5 empty] | ENDOSCOPES, FLEXIBLE |  | COLONOSCOPE-Pentax-EC-3890Li | COLONOSCOPE | EC-3890Li |  |  |  | Pentax | Colonoscope |  | COLONOSCOPE-Pentax-EC-3890Li |  |  |  |  | Covered PM Repair - Biomedical | MHHS-TMC
YES | YES |  |  |  | H111172 | H111172 | Pentax Precision Instrument Corp | ED-3490TK |  | H111172 | GI Clinic |  |  |  |  | H111172 | H111172 | TMC | Memorial Hermann-Texas Medical Center | GI Clinic | Scope Room
NO | NO |  |  |  | a110247 |  | Pentax Precision Instrument Corp | EG-1690K |  | a110247 | TMC - GI/ENDO - ADULT (1J) | MHHS-TMC |  | Gastroscope |  | a110247 |  | TMC |  | TMC - GI/ENDO - ADULT (1J) | [5 empty] | ENDOSCOPES, FLEXIBLE |  | GASTROSCOPE-Pentax-EG-1690K | GASTROSCOPE | EG-1690K |  |  |  | Pentax | Gastroscope |  | GASTROSCOPE-Pentax-EG-1690K |  |  |  |  | Not Covered Vendor Only - Biomedical | MHHS-TMC
NO | NO |  |  |  | e111567 |  | Pentax Precision Instrument Corp | EG-2931K |  | e111567 | MEMORIAL CITY - MOR | MHHS-Mem City |  |  |  | e111567 |  | West & Memorial City |  | MEMORIAL CITY - MOR | [5 empty] | ENDOSCOPES, FLEXIBLE |  | .needs class | [5 empty] | Pentax | [7 empty] | Not Covered Vendor Only - Biomedical | MHHS-Mem City
NO | NO |  |  |  | A113100 |  | Pentax Precision Instrument Corp | EG-2990I |  | A113100 | TMC - GI/ENDO - ADULT (1J) | MHHS-TMC |  | Gastroscope |  | A113100 |  | TMC |  | TMC - GI/ENDO - ADULT (1J) | [5 empty] | ENDOSCOPES, FLEXIBLE |  | GASTROSCOPE-Pentax-EG-2990i | GASTROSCOPE | EG-2990i |  |  |  | Pentax | Gastroscope |  | GASTROSCOPE-Pentax-EG-2990i |  |  |  |  | Not Covered Vendor Only - Biomedical | MHHS-TMC
NO | NO |  |  |  | A110157 |  | Pentax Precision Instrument Corp | EG-2990I |  | A110157 | TMC - PLAZA - ERTAN DDC (STE 1400) | MHHS-TMC |  | Gastroscope |  | A110157 |  | TMC |  | TMC - PLAZA - ERTAN DDC (STE 1400) | [5 empty] | ENDOSCOPES, FLEXIBLE |  | GASTROSCOPE-Pentax-EG-2990i | GASTROSCOPE | EG-2990i |  |  |  | Pentax | Gastroscope |  | GASTROSCOPE-Pentax-EG-2990i |  |  |  |  | Not Covered Vendor Only - Biomedical | MHHS-TMC
NO | NO |  |  |  | A112723 |  | Pentax Precision Instrument Corp | EG-2990I |  | A112723 | TMC - PLAZA - ERTAN DDC (STE 1400) | MHHS-TMC |  | Gastroscope |  | A112723 |  | TMC |  | TMC - PLAZA - ERTAN DDC (STE 1400) | [5 empty] | ENDOSCOPES, FLEXIBLE |  | GASTROSCOPE-Pentax-EG-2990i | GASTROSCOPE | EG-2990i |  |  |  | Pentax | Gastroscope |  | GASTROSCOPE-Pentax-EG-2990i |  |  |  |  | Not Covered Vendor Only - Biomedical | MHHS-TMC
NO | YES | Asset Tag 041-20167 |  |  | 041-20167 | 041-20167 | Pentax Precision Instrument Corp | EG-3490K |  | A110036 | (null) | MHHS-TMC |  | Gastroscope |  | 041-20167 | 041-20167 | (null) | MHHS-TMC | (null) | (null) |  |  |  | (null) | ENDOSCOPES, FLEXIBLE |  | GASTROSCOPE-Pentax-EG-3490K | GASTROSCOPE | EG-3490K |  |  |  | Pentax | Gastroscope |  | GASTROSCOPE-Pentax-EG-3490K |  | 2/6/20 |  |  | Not Covered Vendor Only - Biomedical | MHHS-TMC
NO | YES |  |  |  | A110013 | A110013 | Pentax Precision Instrument Corp | EG-3490K |  | A110013 | GI Clinic | MHHS-TMC |  | Gastroscope |  | A110013 | A110013 | TMC | Memorial Hermann-Texas Medical Center | GI Clinic | Scope Room |  |  |  |  | ENDOSCOPES, FLEXIBLE |  | GASTROSCOPE-Pentax-EG-3490K | GASTROSCOPE | EG-3490K |  |  |  | Pentax | Gastroscope |  | GASTROSCOPE-Pentax-EG-3490K |  | 2/6/20 |  |  | Not Covered Vendor Only - Biomedical | MHHS-TMC
YES | YES |  |  |  | A110032 | A110032 | Pentax Precision Instrument Corp | EG-3490K |  | A110032 | GI Clinic |  |  |  |  | A110032 | A110032 | TMC | Memorial Hermann-Texas Medical Center | GI Clinic | Scope Room
NO | NO | [5 empty] | Pentax Precision Instrument Corp | EG-3490K |  |  | TMC - GI/ENDO - ADULT (1J) | MHHS-TMC |  | Gastroscope |  |  |  | TMC |  | TMC - GI/ENDO - ADULT (1J) | [5 empty] | ENDOSCOPES, FLEXIBLE |  | GASTROSCOPE-Pentax-EG-3490K | GASTROSCOPE | EG-3490K |  |  |  | Pentax | Gastroscope |  | GASTROSCOPE-Pentax-EG-3490K |  |  |  |  | Not Covered Vendor Only - Biomedical | MHHS-TMC
NO | NO |  |  |  | A110100 |  | Pentax Precision Instrument Corp | EG-3490K |  | A110100 | TMC - GI/ENDO - ADULT (1J) | MHHS-TMC |  | Gastroscope |  | A110100 |  | TMC |  | TMC - GI/ENDO - ADULT (1J) | [5 empty] | ENDOSCOPES, FLEXIBLE |  | GASTROSCOPE-Pentax-EG-3490K | GASTROSCOPE | EG-3490K |  |  |  | Pentax | Gastroscope |  | GASTROSCOPE-Pentax-EG-3490K |  |  |  |  | Not Covered Vendor Only - Biomedical | MHHS-TMC
NO | NO |  |  |  | A113101 |  | Pentax Precision Instrument Corp | EG-3490K |  | A113101 | TMC - PLAZA - ERTAN DDC (STE 1400) | MHHS-TMC |  | Gastroscope |  | A113101 |  | TMC |  | TMC - PLAZA - ERTAN DDC (STE 1400) | [5 empty] | ENDOSCOPES, FLEXIBLE |  | GASTROSCOPE-Pentax-EG-3490K | GASTROSCOPE | EG-3490K |  |  |  | Pentax | Gastroscope |  | GASTROSCOPE-Pentax-EG-3490K |  |  |  |  | Not Covered Vendor Only - Biomedical | MHHS-TMC
NO | NO |  |  |  | A113118 |  | Pentax Precision Instrument Corp | EG-3490K |  | A113118 | TMC - PLAZA - ERTAN DDC (STE 1400) | MHHS-TMC |  | Gastroscope |  | A113118 |  | TMC |  | TMC - PLAZA - ERTAN DDC (STE 1400) | [5 empty] | ENDOSCOPES, FLEXIBLE |  | GASTROSCOPE-Pentax-EG-3490K | GASTROSCOPE | EG-3490K |  |  |  | Pentax | Gastroscope |  | GASTROSCOPE-Pentax-EG-3490K |  |  |  |  | Covered PM Repair - Biomedical | MHHS-TMC
YES | YES |  |  |  | A110432 | A110432 | Pentax Precision Instrument Corp | EG-3870UTK |  |  | GI Clinic |  |  |  |  | A110432 | A110432 | TMC | Memorial Hermann-Texas Medical Center | GI Clinic | Scope Room
NO | YES |  |  |  | 041-10864 | 041-10864 | Pentax Precision Instrument Corp | EPK-1000 |  | UE014209 | MEMORIAL CITY - DIGESTIVE DISEASE CENTER | MHHS-Mem City |  | Processor, Video |  | 041-10864 | 041-10864 | West | Memorial Hermann Memorial City Medical Center | MEMORIAL CITY - DIGESTIVE DISEASE CENTER | Endo procedure room 3 |  |  |  |  | ENDOSCOPIC EQUIPMENT |  | PROCVID-Pentax-EPK-1000 | PROCVID | EPK-1000 |  |  |  | Pentax | Processor, Video |  | PROCVID-Pentax-EPK-1000 |  |  |  |  | Covered PM Repair - Biomedical | MHHS-Mem City
NO | YES |  |  |  |  | 041-09958 | Pentax Precision Instrument Corp | EPK-1000 |  | UC012112 | MEMORIAL CITY - MOR | MHHS-Mem City |  | Processor, Video |  |  | 041-09958 | West | Memorial City - Memorial Hermann Hospital | MEMORIAL CITY - MOR | Hallway |  |  |  | ?AuNO PM REQUIRED STICKER?Au found on unit | ENDOSCOPIC EQUIPMENT |  | PROCVID-Pentax-EPK-1000 | PROCVID | EPK-1000 |  |  |  | Pentax | Processor, Video |  | PROCVID-Pentax-EPK-1000 |  |  |  |  | Covered PM Repair - Biomedical | MHHS-Mem City
NO | YES |  |  |  |  | 041-08054 | Pentax Precision Instrument Corp | EPK-1000 |  | UB011214 | Memorial City - 10th Floor Storage | MHHS-Mem City |  | Processor, Video |  |  | 041-08054 | West | Memorial City - Memorial Hermann Hospital | Memorial City - 10th Floor Storage | 10th Floor Storage |  |  |  |  | ENDOSCOPIC EQUIPMENT |  | PROCVID-Pentax-EPK-1000 | PROCVID | EPK-1000 |  |  |  | Pentax | Processor, Video |  | PROCVID-Pentax-EPK-1000 |  |  |  |  | Covered PM Repair - Biomedical | MHHS-Mem City
NO | YES |  |  |  |  | 041-13563 | Pentax Precision Instrument Corp | EPK-1000 |  | ud013166 | Memorial City - 10th Floor Storage | MHHS-Mem City |  | Processor, Video |  |  | 041-13563 | West | Memorial City - Memorial Hermann Hospital | Memorial City - 10th Floor Storage | 10th Floor Storage |  |  |  |  | ENDOSCOPIC EQUIPMENT |  | PROCVID-Pentax-EPK-1000 | PROCVID | EPK-1000 |  |  |  | Pentax | Processor, Video |  | PROCVID-Pentax-EPK-1000 |  |  |  |  | Covered PM Repair - Biomedical | MHHS-Mem City
NO | YES |  |  |  |  | 041-17023 | Pentax Precision Instrument Corp | EPK-1000 |  | ud013154 | Memorial City - 10th Floor Storage | MHHS-Mem City |  | Processor, Video |  |  | 041-17023 | West | Memorial City - Memorial Hermann Hospital | Memorial City - 10th Floor Storage | 10th Floor Storage |  |  |  |  | ENDOSCOPIC EQUIPMENT |  | PROCVID-Pentax-EPK-1000 | PROCVID | EPK-1000 |  |  |  | Pentax | Processor, Video |  | PROCVID-Pentax-EPK-1000 |  |  |  |  | Covered PM Repair - Biomedical | MHHS-Mem City
NO | NO |  |  |  | 069-29654 |  | Pentax Precision Instrument Corp | EPK-I |  | UE011454 | TMC - RESPIRATORY - ADULT | MHHS-TMC |  | Processor, Video |  | 069-29654 |  | TMC |  | TMC - RESPIRATORY - ADULT | [5 empty] | ENDOSCOPIC EQUIPMENT |  | PROCVID-Pentax-EPK-i | PROCVID | EPK-i |  |  |  | Pentax | Processor, Video |  | PROCVID-Pentax-EPK-i |  |  |  |  | Covered PM Repair - Biomedical | MHHS-TMC
NO | YES |  |  |  | 009-08343 | 009-08343 | Pentax Precision Instrument Corp | EPK-i7010 |  | UA010365 | GH-OR | MHHS-Greater Heights |  | Processor, Video |  | 009-08343 | 009-08343 | Central Greater Heights | MHHS-Greater Heights | GH-OR | Storage | 7/1/19 |  | 7/1/20 |  | ENDOSCOPIC EQUIPMENT, VIDEO PROCESSOR | Processor, Video | PROCVID-Pentax-EPK-i7010 | PROCVID | EPK-i7010 |  |  |  | PENTAX | Processor, Video |  | PROCVID-Pentax-EPK-i7010 |  |  |  |  | Covered PM Repair - Biomedical | MHHS-Greater Heights | [8 empty] | PROCVID | Processor, Video | PENTAX
NO | YES |  |  |  | 069-42070 | 069-42070 | Pentax Precision Instrument Corp | EPK-i7010 |  | UA010227 | Gi lab | MHHS-TMC |  | Processor, Video |  | 069-42070 | 069-42070 | TMC | Memorial Hermann-Texas Medical Center | Gi lab | J1. 482 | 4/1/19 |  | 4/1/20 |  | ENDOSCOPIC EQUIPMENT, VIDEO PROCESSOR |  | PROCVID-Pentax-EPK-i7010 | PROCVID | EPK-i7010 |  |  |  | PENTAX | Processor, Video |  | PROCVID-Pentax-EPK-i7010 |  |  |  |  | Covered PM Repair - Biomedical | MHHS-TMC
NO | YES |  |  |  | 069-42072 | 069-42072 | Pentax Precision Instrument Corp | EPK-i7010 |  | UA010230 | TMC - Jones - GI lab | MHHS-TMC |  | Processor, Video |  | 069-42072 | 069-42072 | TMC | Memorial Hermann-Texas Medical Center | TMC - Jones - GI lab | GI Lab |  |  |  |  | ENDOSCOPIC EQUIPMENT, VIDEO PROCESSOR |  | PROCVID-Pentax-EPK-i7010 | PROCVID | EPK-i7010 |  |  |  | PENTAX | Processor, Video |  | PROCVID-Pentax-EPK-i7010 |  |  |  |  | Covered PM Repair - Biomedical | MHHS-TMC
NO | YES |  |  |  | 069-44256 | 069-44256 | Pentax Precision Instrument Corp | EPK-i7010 |  | UA010516 | TMC-Gi/Endo-Adult (1J) | MHHS-TMC |  | Processor, Video |  | 069-44256 | 069-44256 | TMC | MHHS-TMC | TMC-Gi/Endo-Adult (1J) |  | 4/1/19 |  | 4/1/20 |  | ENDOSCOPIC EQUIPMENT, VIDEO PROCESSOR |  | PROCVID-Pentax-EPK-i7010 | PROCVID | EPK-i7010 |  |  |  | PENTAX | Processor, Video |  | PROCVID-Pentax-EPK-i7010 |  |  |  |  | Covered PM Repair - Biomedical | MHHS-TMC
NO | NO |  |  |  | 069-42071 |  | Pentax Precision Instrument Corp | EPK-i7010 |  | UA010234 | TMC - GI/ENDO - ADULT (1J) | MHHS-TMC |  | Processor, Video |  | 069-42071 |  | TMC |  | TMC - GI/ENDO - ADULT (1J) | [5 empty] | ENDOSCOPIC EQUIPMENT, VIDEO PROCESSOR |  | PROCVID-Pentax-EPK-i7010 | PROCVID | EPK-i7010 |  |  |  | PENTAX | Processor, Video |  | PROCVID-Pentax-EPK-i7010 |  |  |  |  | Covered PM Repair - Biomedical | MHHS-TMC
NO | NO |  |  |  | 069-42073 |  | Pentax Precision Instrument Corp | EPK-i7010 |  | UA010237 | TMC - GI/ENDO - ADULT (1J) | MHHS-TMC |  | Processor, Video |  | 069-42073 |  | TMC |  | TMC - GI/ENDO - ADULT (1J) | [5 empty] | ENDOSCOPIC EQUIPMENT, VIDEO PROCESSOR |  | PROCVID-Pentax-EPK-i7010 | PROCVID | EPK-i7010 |  |  |  | PENTAX | Processor, Video |  | PROCVID-Pentax-EPK-i7010 |  |  |  |  | Covered PM Repair - Biomedical | MHHS-TMC
NO | NO |  |  |  | 069-42077 |  | Pentax Precision Instrument Corp | EPK-i7010 |  | UA010229 | TMC - GI/ENDO - ADULT (1J) | MHHS-TMC |  | Processor, Video |  | 069-42077 |  | TMC |  | TMC - GI/ENDO - ADULT (1J) | [5 empty] | ENDOSCOPIC EQUIPMENT, VIDEO PROCESSOR |  | PROCVID-Pentax-EPK-i7010 | PROCVID | EPK-i7010 |  |  |  | PENTAX | Processor, Video |  | PROCVID-Pentax-EPK-i7010 |  |  |  |  | Covered PM Repair - Biomedical | MHHS-TMC
NO | NO |  |  |  | 069-41599 |  | Pentax Precision Instrument Corp | EPK-i7010 |  | UA010235 | TMC - PLAZA - ERTAN DDC (STE 1400) | MHHS-TMC |  | Processor, Video |  | 069-41599 |  | TMC |  | TMC - PLAZA - ERTAN DDC (STE 1400) | [5 empty] | ENDOSCOPIC EQUIPMENT, VIDEO PROCESSOR |  | PROCVID-Pentax-EPK-i7010 | PROCVID | EPK-i7010 |  |  |  | PENTAX | Processor, Video |  | PROCVID-Pentax-EPK-i7010 |  |  |  |  | Covered PM Repair - Biomedical | MHHS-TMC
NO | NO |  |  |  | 069-41600 |  | Pentax Precision Instrument Corp | EPK-i7010 |  | UA010228 | TMC - PLAZA - ERTAN DDC (STE 1400) | MHHS-TMC |  | Processor, Video |  | 069-41600 |  | TMC |  | TMC - PLAZA - ERTAN DDC (STE 1400) | [5 empty] | ENDOSCOPIC EQUIPMENT, VIDEO PROCESSOR |  | PROCVID-Pentax-EPK-i7010 | PROCVID | EPK-i7010 |  |  |  | PENTAX | Processor, Video |  | PROCVID-Pentax-EPK-i7010 |  |  |  |  | Covered PM Repair - Biomedical | MHHS-TMC
NO | NO |  |  |  | 069-41602 |  | Pentax Precision Instrument Corp | EPK-i7010 |  | UA010238 | TMC - PLAZA - ERTAN DDC (STE 1400) | MHHS-TMC |  | Processor, Video |  | 069-41602 |  | TMC |  | TMC - PLAZA - ERTAN DDC (STE 1400) | [5 empty] | ENDOSCOPIC EQUIPMENT, VIDEO PROCESSOR |  | PROCVID-Pentax-EPK-i7010 | PROCVID | EPK-i7010 |  |  |  | PENTAX | Processor, Video |  | PROCVID-Pentax-EPK-i7010 |  |  |  |  | Covered PM Repair - Biomedical | MHHS-TMC
NO | NO |  |  |  | 069-42413 |  | Pentax Precision Instrument Corp | EPK-i7010 |  | UA010163 | TMC - PLAZA - ERTAN DDC (STE 1400) | MHHS-TMC |  | Processor, Video |  | 069-42413 |  | TMC |  | TMC - PLAZA - ERTAN DDC (STE 1400) | [5 empty] | ENDOSCOPIC EQUIPMENT, VIDEO PROCESSOR |  | PROCVID-Pentax-EPK-i7010 | PROCVID | EPK-i7010 |  |  |  | PENTAX | Processor, Video |  | PROCVID-Pentax-EPK-i7010 |  |  |  |  | Covered PM Repair - Biomedical | MHHS-TMC
NO | NO |  |  |  | 077-04107 |  | Pentax Precision Instrument Corp | EPM-3500 |  | UA010846 | TMC - CHILDRENS - PICU (9HP) | MHHS-TMC |  | Processor, Video |  | 077-04107 |  | TMC |  | TMC - CHILDRENS - PICU (9HP) | [5 empty] | CAMERAS |  | PROCVID-Pentax-EPM-3500 | PROCVID | EPM-3500 |  |  |  | Pentax | Processor, Video |  | PROCVID-Pentax-EPM-3500 |  |  |  |  | Covered PM Repair - Biomedical | MHHS-TMC
NO | NO | [5 empty] | Pentax Precision Instrument Corp | LH-150PC |  | UB0012310 | TIRR - RADIOLOGY | MHHS-TIRR |  | Light Source, Fiberoptic |  |  |  | TMC |  | TIRR - RADIOLOGY | [5 empty] | LIGHT SOURCES, FIBEROPTIC |  | LIGHTSOURCEFIBEROPT-Pentax-LH-150PC | LIGHTSOURCEFIBEROPT | LH-150PC |  |  |  | Pentax | Light Source, Fiberoptic |  | LIGHTSOURCEFIBEROPT-Pentax-LH-150PC |  |  |  |  | Covered PM Repair - Biomedical | MHHS-TIRR
YES | YES |  |  |  | 099-01128 | 099-01128 | Penumbra, Inc | Penumbra Engine |  | S10134-03 | NE - CATH LAB |  |  |  |  | 099-01128 | 099-01128 | Katy | Memorial Hermann Northeast Hospital | NE - CATH LAB | Cath Lab
YES | YES | Serial Number S10142-26 |  |  | 099-08022 | 099-08022 | Penumbra, Inc | Penumbra Engine |  | S10142-26 | Cath Lab |  |  |  |  | 099-08022 | 099-08022 | Woodlands | Memorial Hermann Hospital Woodlands | Cath Lab | Cath Lab 2
YES | YES |  |  |  | 013-39322 | 013-39322 | Penumbra, Inc | Penumbra Engine |  | 010081594802002321S10148-46 | SW - HVI - OR |  |  |  |  | 013-39322 | 013-39322 | Southwest | Memorial Hermann Heart | SW - HVI - OR | Endovascular Room 7 | 12/1/19 |  | 12/1/20 | New Add
YES | YES |  |  |  | 069-45227 | 069-45227 | Penumbra, Inc | Penumbra Engine |  | S10136-07 | TMC - RADIOLOGY - JONES PAVILION |  |  |  |  | 069-45227 | 069-45227 | TMC | Memorial Hermann-Texas Medical Center | TMC - RADIOLOGY - JONES PAVILION | Radiology Control Room | 3/1/20 |  | 3/1/21
YES | YES |  |  |  | 041-33908 | 041-33908 | Penumbra, Inc | Penumbra Engine |  | S10152-09 | MEMORIAL CITY - CATH LAB |  |  |  |  | 041-33908 | 041-33908 | West | Memorial Hermann - Memorial City | MEMORIAL CITY - CATH LAB | Cath Lab 1
YES | YES |  |  |  | 099-09745 | 099-09745 | Penumbra, Inc | Pmxengn |  | 010081594802002321S10147-59 | SE - Cath Lab |  |  |  |  | 099-09745 | 099-09745 | Southeast | Memorial Hermann Southeast Hospital | SE - Cath Lab | Cath Lab
NO | NO |  |  |  | 041-32204 |  | Penumbra, Inc. USA | 4005-P |  | S10114-29 | MEMORIAL CITY - CATH LAB | MHHS-Mem City |  | Aspirator (Suction Pump) |  | 041-32204 |  | West & Memorial City |  | MEMORIAL CITY - CATH LAB | [5 empty] | ASPIRATORS |  | ASPIRATORSUCTPUMP-Allied Healthcare-4005P | ASPIRATORSUCTPUMP | 4005P |  |  |  | ALLIEDHLTH | Aspirator (Suction Pump) |  |  | ASPIRATORSUCTPUMP-Allied Healthcare-4005P |  |  |  | Covered PM Repair - Biomedical | MHHS-Mem City
NO | NO |  |  |  | 142-08443 |  | Penumbra, Inc. USA | PENUMBRA ENGINE |  | S10148-32 | NE - CATH LAB | MHHS-Northeast |  | Aspirator, Surgical |  | 142-08443 |  | Katy |  | NE - CATH LAB | [5 empty] | ASPIRATORS |  | ASPIRATORSURGICAL-PENUMBRAINC-Penumbra Engine | ASPIRATORSURGICAL | Penumbra Engine |  |  |  | PENUMBRAINC | Aspirator, Surgical |  | ASPIRATORSURGICAL-PENUMBRAINC-Penumbra Engine |  |  |  |  | Not Covered Vendor Only - Biomedical | MHHS-Northeast
NO | YES |  |  |  | 041-17455 | 041-17455 | Penumbra, Inc. USA | PMX110 |  | AP1612003-00021 | MEMORIAL CITY - CATH LAB | MHHS-Mem City |  | Aspirator (Suction Pump) |  | 041-17455 | 041-17455 | West | Memorial Hermann - Memorial City | MEMORIAL CITY - CATH LAB | 9th Floor Storage Closet Room E9 125 |  |  |  |  | ASPIRATORS |  | ASPIRATORSUCTPUMP-PENUMBRAINC-PMX110 | ASPIRATORSUCTPUMP | PMX110 |  |  |  | PENUMBRAINC | Aspirator (Suction Pump) |  | ASPIRATORSUCTPUMP-PENUMBRAINC-PMX110 |  |  |  |  | Covered PM Repair - Biomedical | MHHS-Mem City
NO | YES |  |  |  | 041-32028 | 041-32028 | Penumbra, Inc. USA | PMX110 |  | AP1705005-00007 | MEMORIAL CITY - CATH LAB | MHHS-Mem City |  | Aspirator (Suction Pump) |  | 041-32028 | 041-32028 | West | Memorial Hermann - Memorial City | MEMORIAL CITY - CATH LAB | 9th Floor Storage Closet Room E9 125 |  |  |  |  | ASPIRATORS |  | ASPIRATORSUCTPUMP-PENUMBRAINC-PMX110 | ASPIRATORSUCTPUMP | PMX110 |  |  |  | PENUMBRAINC | Aspirator (Suction Pump) |  | ASPIRATORSUCTPUMP-PENUMBRAINC-PMX110 |  |  |  |  | Covered PM Repair - Biomedical | MHHS-Mem City
NO | YES |  |  |  | 005-12124 | 005-12124 | Penumbra, Inc. USA | PMX110 |  | AP1706004-00034 | SE-OR | MHHS-Southeast |  | Aspirator (Suction Pump) |  | 005-12124 | 005-12124 | Southeast & Bay Area | MHHS-Southeast | SE-OR | OR3 | 5/1/19 |  | 5/1/20 |  | ASPIRATORS |  | ASPIRATORSUCTPUMP-PENUMBRAINC-PMX110 | ASPIRATORSUCTPUMP | PMX110 |  |  |  | PENUMBRAINC | Aspirator (Suction Pump) |  | ASPIRATORSUCTPUMP-PENUMBRAINC-PMX110 |  |  |  |  | Covered PM Repair - Biomedical | MHHS-Southeast
NO | YES |  |  |  | 069-45642 | 069-45642 | Penumbra, Inc. USA | PMX110 |  | AP1705001-00015 | TMC-Radiology-Jones Pavilion | MHHS-TMC |  | Aspirator (Suction Pump) |  | 069-45642 | 069-45642 | TMC | MHHS-TMC | TMC-Radiology-Jones Pavilion | Xray room |  |  | 4/1/20 |  | ASPIRATORS |  | ASPIRATORSUCTPUMP-PENUMBRAINC-PMX110 | ASPIRATORSUCTPUMP | PMX110 |  |  |  | PENUMBRAINC | Aspirator (Suction Pump) |  | ASPIRATORSUCTPUMP-PENUMBRAINC-PMX110 |  | 3/1/13 |  |  | Covered PM Repair - Biomedical | MHHS-TMC
NO | YES |  |  |  | 069-45643 | 069-45643 | Penumbra, Inc. USA | PMX110 |  | AP1210003-00005 | TMC-Radiology-Jones Pavilion | MHHS-TMC |  | Aspirator (Suction Pump) |  | 069-45643 | 069-45643 | TMC | MHHS-TMC | TMC-Radiology-Jones Pavilion | Xray room |  |  |  |  | ASPIRATORS |  | ASPIRATORSUCTPUMP-PENUMBRAINC-PMX110 | ASPIRATORSUCTPUMP | PMX110 |  |  |  | PENUMBRAINC | Aspirator (Suction Pump) |  | ASPIRATORSUCTPUMP-PENUMBRAINC-PMX110 |  |  |  |  | Covered PM Repair - Biomedical | MHHS-TMC
NO | NO |  |  |  | 069-46493 |  | Penumbra, Inc. USA | PMX110 |  | AP1812004-00024 | TMC - RADIOLOGY - IR/ANGIO | MHHS-TMC |  | Aspirator (Suction Pump) |  | 069-46493 |  | TMC |  | TMC - RADIOLOGY - IR/ANGIO | [5 empty] | ASPIRATORS |  | ASPIRATORSUCTPUMP-PENUMBRAINC-PMX110 | ASPIRATORSUCTPUMP | PMX110 |  |  |  | PENUMBRAINC | Aspirator (Suction Pump) |  | ASPIRATORSUCTPUMP-PENUMBRAINC-PMX110 |  |  |  |  | Covered PM Repair - Biomedical | MHHS-TMC
NO | NO |  |  |  | 029-11615 |  | Penumbra, Inc. USA | PMX110 |  | AP1705005-00019 | WOODLANDS - CATH LAB | MHHS-Woodlands |  | Aspirator (Suction Pump) |  | 029-11615 |  | Woodlands |  | WOODLANDS - CATH LAB | [5 empty] | ASPIRATORS |  | ASPIRATORSUCTPUMP-PENUMBRAINC-PMX110 | ASPIRATORSUCTPUMP | PMX110 |  |  |  | PENUMBRAINC | Aspirator (Suction Pump) |  | ASPIRATORSUCTPUMP-PENUMBRAINC-PMX110 |  |  |  |  | Covered PM Repair - Biomedical | MHHS-Woodlands
NO | YES |  |  |  | 069-46137 | 069-46137 | Penumbra, Inc. USA | PMXENGN |  | s10121-04 | TMC-Radiology-IR/Angio | MHHS-TMC |  |  |  | 069-46137 | 069-46137 | TMC | MHHS-TMC | TMC-Radiology-IR/Angio | OR-08 | 1/1/19 |  | 1/1/20 |  | ASPIRATORS |  | .needs class | [5 empty] | PENUMBRAINC | [7 empty] | Covered PM Repair - Biomedical | MHHS-TMC
NO | NO |  |  |  | 041-34347 |  | Penumbra, Inc. USA | PMXENGN |  | S10140-39 | MEMORIAL CITY - CATH LAB | MHHS-Mem City |  |  |  | 041-34347 |  | West & Memorial City |  | MEMORIAL CITY - CATH LAB | [5 empty] | ASPIRATORS |  | .needs class | [5 empty] | PENUMBRAINC | [7 empty] | Covered PM Repair - Biomedical | MHHS-Mem City
NO | NO |  |  |  | S10121-61 |  | Penumbra, Inc. USA | PMXENGN |  | S10121-61 | TMC - MHTMC - NON HOSPITAL-OWNED | MHHS-TMC |  |  |  | S10121-61 |  | TMC |  | TMC - MHTMC - NON HOSPITAL-OWNED | [5 empty] | ASPIRATORS |  | .needs class | [5 empty] | PENUMBRAINC | [7 empty] | Covered PM Repair - Biomedical | MHHS-TMC
YES | YES |  |  |  |  | 069?Ai28565 | Percussionaire | VDR-4 |  | vdr4950026 | TMC - RESPIRATORY - ADULT | [5 empty] | 069?Ai28565 | TMC | Memorial Hermann-Texas Medical Center | TMC - RESPIRATORY - ADULT | RESPIRATORY - ADULT | [5 empty] | Ventilator | VENTILATOR-Percussionaire-VDR-4 | [12 empty] | VENT-SA | [9 empty] | Ventilator | VENTILATOR | Ventilator | Percussionaire
NO | YES |  |  |  | 069-37645 | 069-37645 | Percussionaire Corp. | IMPULSATOR |  | WF20466 | TMC-Respiratory-Adult | MHHS-TMC |  |  |  | 069-37645 | 069-37645 | TMC | MHHS-TMC | TMC-Respiratory-Adult |  | 4/1/19 |  |  |  | VENTILATORS |  | .needs class | [5 empty] | PERCUSSIONAIRE |  |  |  |  | 11/19/20 |  |  | Not Covered Vendor Only - Biomedical | MHHS-TMC
NO | YES | Asset Tag 069-44995 |  |  | 069-44995 | 069-44995 | Percussionaire Corp. | IPV-1C |  | IPVIC0417 | (null) | MHHS-TMC |  | Ventilator |  | 069-44995 | 069-44995 | (null) | MHHS-TMC | (null) | (null) |  |  |  | (null) | VENTILATORS |  | VENTILATOR-Percussionaire-IPV-1C | VENTILATOR | IPV-1C |  |  |  | Percussionaire | Ventilator |  | VENTILATOR-Percussionaire-IPV-1C |  |  |  |  | Covered PM Repair - Biomedical | MHHS-TMC
NO | YES |  |  |  | 069-34730 | 069-34730 | Percussionaire Corp. | IPV-1C |  | IPVC20020222 | TMC-Respiratory-Adult | MHHS-TMC |  | Ventilator |  | 069-34730 | 069-34730 | TMC | MHHS-TMC | TMC-Respiratory-Adult | Resp | 2/1/19 |  | 2/1/20 | PM Past Due | VENTILATORS |  | VENTILATOR-Percussionaire-IPV-1C | VENTILATOR | IPV-1C |  |  |  | Percussionaire | Ventilator |  | VENTILATOR-Percussionaire-IPV-1C |  |  |  |  | Covered PM Repair - Biomedical | MHHS-TMC
NO | YES |  |  |  | 069-41672 | 069-41672 | Percussionaire Corp. | IPV-1C |  | IPVICM00280 |  | MHHS-TMC |  | Ventilator |  | 069-41672 | 069-41672 | TMC | Memorial Hermann-TWC |  | STICU Storage Room |  |  |  |  | VENTILATORS |  | VENTILATOR-Percussionaire-IPV-1C | VENTILATOR | IPV-1C |  |  |  | Percussionaire | Ventilator |  | VENTILATOR-Percussionaire-IPV-1C |  |  |  |  | Covered PM Repair - Biomedical | MHHS-TMC
NO | YES |  |  |  | 069-41673 | 069-41673 | Percussionaire Corp. | IPV-1C |  | IPVICM00278 | TMC-Jones-Stroke (4J) | MHHS-TMC |  | Ventilator |  | 069-41673 | 069-41673 | TMC | MHHS-TMC | TMC-Jones-Stroke (4J) | Room 9 | 8/1/19 |  |  |  | VENTILATORS | Ventilator | VENTILATOR-Percussionaire-IPV-1C | VENTILATOR | IPV-1C |  |  |  | Percussionaire | Ventilator |  | VENTILATOR-Percussionaire-IPV-1C |  |  |  | VENT-SA | Covered PM Repair - Biomedical | MHHS-TMC | [8 empty] | VENTILATOR | Ventilator | Percussionaire
NO | YES |  |  |  | 069-41678 | 069-41678 | Percussionaire Corp. | IPV-1C |  | IPV1CM00287 | TMC-Sarofim 8-TSCU | MHHS-TMC |  | Ventilator |  | 069-41678 | 069-41678 | TMC | MHHS-TMC | TMC-Sarofim 8-TSCU | Clean room | 8/1/19 |  | 8/1/20 |  | VENTILATORS |  | VENTILATOR-Percussionaire-IPV-1C | VENTILATOR | IPV-1C |  |  |  | Percussionaire | Ventilator |  | VENTILATOR-Percussionaire-IPV-1C |  | 1/2/10 |  |  | Covered PM Repair - Biomedical | MHHS-TMC
NO | YES |  |  |  | 069-41680 | 069-41680 | Percussionaire Corp. | IPV-1C |  | IPVICM00281 |  | MHHS-TMC |  | Ventilator |  | 069-41680 | 069-41680 | TMC | Memorial Hermann-TWC |  | STICU Storage Room |  |  | 3/1/20 |  | VENTILATORS |  | VENTILATOR-Percussionaire-IPV-1C | VENTILATOR | IPV-1C |  |  |  | Percussionaire | Ventilator |  | VENTILATOR-Percussionaire-IPV-1C |  |  |  |  | Covered PM Repair - Biomedical | MHHS-TMC
NO | YES |  |  |  | 069-41682 | 069-41682 | Percussionaire Corp. | IPV-1C |  | IPVICM00283 | TMC-Respiratory-Adult | MHHS-TMC |  | Ventilator |  | 069-41682 | 069-41682 | TMC | MHHS-TMC | TMC-Respiratory-Adult | Respiratory 5th fl | 9/1/19 |  | 9/1/21 |  | VENTILATORS |  | VENTILATOR-Percussionaire-IPV-1C | VENTILATOR | IPV-1C |  |  |  | Percussionaire | Ventilator |  | VENTILATOR-Percussionaire-IPV-1C |  |  |  |  | Covered PM Repair - Biomedical | MHHS-TMC
NO | YES |  |  |  | 069-42343 | 069-42343 | Percussionaire Corp. | IPV-1C |  | IPVC20020291 | TMC-Respiratory-Adult | MHHS-TMC |  | Ventilator |  | 069-42343 | 069-42343 | TMC | MHHS-TMC | TMC-Respiratory-Adult | Respiratory 5th fl | 1/1/20 |  | 1/1/21 |  | VENTILATORS |  | VENTILATOR-Percussionaire-IPV-1C | VENTILATOR | IPV-1C |  |  |  | Percussionaire | Ventilator |  | VENTILATOR-Percussionaire-IPV-1C |  |  |  |  | Covered PM Repair - Biomedical | MHHS-TMC
NO | YES |  |  |  | 069-42390 | 069-42390 | Percussionaire Corp. | IPV-1C |  | IPV1C0418 | TMC-Respiratory-Adult | MHHS-TMC |  | Ventilator |  | 069-42390 | 069-42390 | TMC | MHHS-TMC | TMC-Respiratory-Adult |  | 7/1/19 |  |  |  | VENTILATORS |  | VENTILATOR-Percussionaire-IPV-1C | VENTILATOR | IPV-1C |  |  |  | Percussionaire | Ventilator |  | VENTILATOR-Percussionaire-IPV-1C |  |  |  |  | Covered PM Repair - Biomedical | MHHS-TMC
NO | YES |  |  |  | 069-45309 | 069-45309 | Percussionaire Corp. | IPV-1C |  | IPV1CM00285 | TMC-Respiratory-Adult | MHHS-TMC |  | Ventilator |  | 069-45309 | 069-45309 | TMC | MHHS-TMC | TMC-Respiratory-Adult | Respiratory 5th fl | 3/1/20 |  | 3/1/22 |  | VENTILATORS |  | VENTILATOR-Percussionaire-IPV-1C | VENTILATOR | IPV-1C |  |  |  | Percussionaire | Ventilator |  | VENTILATOR-Percussionaire-IPV-1C |  |  |  |  | Covered PM Repair - Biomedical | MHHS-TMC
NO | YES |  |  |  | 069-45367 | 069-45367 | Percussionaire Corp. | IPV-1C |  | IPV1C0209 |  | MHHS-TMC |  | Ventilator |  | 069-45367 | 069-45367 | TMC | Memorial Hermann Heart |  | 14-101 | 7/1/18 |  | 7/1/19 |  | VENTILATORS | Ventilator | VENTILATOR-Percussionaire-IPV-1C | VENTILATOR | IPV-1C |  |  |  | Percussionaire | Ventilator |  | VENTILATOR-Percussionaire-IPV-1C |  |  |  | VENT-SA | Covered PM Repair - Biomedical | MHHS-TMC | [8 empty] | VENTILATOR | Ventilator | Percussionaire
NO | YES |  |  |  | 069-45369 | 069-45369 | Percussionaire Corp. | IPV-1C |  | IPVC20020318 | TMC-Respiratory-Adult | MHHS-TMC |  | Ventilator |  | 069-45369 | 069-45369 | TMC | MHHS-TMC | TMC-Respiratory-Adult | Respiratory 5th fl | 1/1/20 |  | 1/1/21 |  | VENTILATORS |  | VENTILATOR-Percussionaire-IPV-1C | VENTILATOR | IPV-1C |  |  |  | Percussionaire | Ventilator |  | VENTILATOR-Percussionaire-IPV-1C |  |  |  |  | Covered PM Repair - Biomedical | MHHS-TMC
NO | YES |  |  |  | 069-46096 | 069-46096 | Percussionaire Corp. | IPV-1C |  | IPVICM00779 | TMC-HVI-CVICU (8Hvi) | MHHS-TMC |  | Ventilator |  | 069-46096 | 069-46096 | TMC | MHHS-TMC | TMC-HVI-CVICU (8Hvi) | CVIMU (8HVI) | 8/1/19 |  | 8/1/20 |  | VENTILATORS | Ventilator | VENTILATOR-Percussionaire-IPV-1C | VENTILATOR | IPV-1C |  |  |  | Percussionaire | Ventilator |  | VENTILATOR-Percussionaire-IPV-1C |  |  |  | VENT-SA | Covered PM Repair - Biomedical | MHHS-TMC | [8 empty] | VENTILATOR | Ventilator | Percussionaire
NO | YES |  |  |  | 069-46097 | 069-46097 | Percussionaire Corp. | IPV-1C |  | IPVICM00776 | TMC-Respiratory-Adult | MHHS-TMC |  | Ventilator |  | 069-46097 | 069-46097 | TMC | MHHS-TMC | TMC-Respiratory-Adult | Resp | 8/1/19 |  | 8/1/20 |  | VENTILATORS |  | VENTILATOR-Percussionaire-IPV-1C | VENTILATOR | IPV-1C |  |  |  | Percussionaire | Ventilator |  | VENTILATOR-Percussionaire-IPV-1C |  |  |  |  | Covered PM Repair - Biomedical | MHHS-TMC
NO | YES |  |  |  | 069-46098 | 069-46098 | Percussionaire Corp. | IPV-1C |  | IPVICM00784 | TMC-Respiratory-Adult | MHHS-TMC |  | Ventilator |  | 069-46098 | 069-46098 | TMC | MHHS-TMC | TMC-Respiratory-Adult | Resp | 8/1/19 |  | 8/1/20 |  | VENTILATORS |  | VENTILATOR-Percussionaire-IPV-1C | VENTILATOR | IPV-1C |  |  |  | Percussionaire | Ventilator |  | VENTILATOR-Percussionaire-IPV-1C |  |  |  |  | Covered PM Repair - Biomedical | MHHS-TMC
NO | YES |  |  |  | 069-46099 | 069-46099 | Percussionaire Corp. | IPV-1C |  | IPVICM00787 | TMC-Respiratory-Adult | MHHS-TMC |  | Ventilator |  | 069-46099 | 069-46099 | TMC | MHHS-TMC | TMC-Respiratory-Adult | TMC RESPIRATORY ADULT | 8/1/19 |  | 8/1/20 |  | VENTILATORS | Ventilator | VENTILATOR-Percussionaire-IPV-1C | VENTILATOR | IPV-1C |  |  |  | Percussionaire | Ventilator |  | VENTILATOR-Percussionaire-IPV-1C |  |  |  | VENT-SA | Covered PM Repair - Biomedical | MHHS-TMC | [8 empty] | VENTILATOR | Ventilator | Percussionaire
NO | YES |  |  |  | 069-46100 | 069-46100 | Percussionaire Corp. | IPV-1C |  | IPVICM00789 | TMC-Respiratory-Adult | MHHS-TMC |  | Ventilator |  | 069-46100 | 069-46100 | TMC | MHHS-TMC | TMC-Respiratory-Adult |  | 8/13/19 |  |  |  | VENTILATORS | Ventilator | VENTILATOR-Percussionaire-IPV-1C | VENTILATOR | IPV-1C |  |  |  | Percussionaire | Ventilator |  | VENTILATOR-Percussionaire-IPV-1C |  |  | Finished from Script 3/27/2020 12:11:52pm (Central) | VENT-SA | Covered PM Repair - Biomedical | MHHS-TMC | [8 empty] | VENTILATOR | Ventilator | Percussionaire
NO | YES |  |  |  | 069-46101 | 069-46101 | Percussionaire Corp. | IPV-1C |  | IPVICM00786 | TMC-Respiratory-Adult | MHHS-TMC |  | Ventilator |  | 069-46101 | 069-46101 | TMC | MHHS-TMC | TMC-Respiratory-Adult |  | 8/1/19 |  | 8/1/20 |  | VENTILATORS |  | VENTILATOR-Percussionaire-IPV-1C | VENTILATOR | IPV-1C |  |  |  | Percussionaire | Ventilator |  | VENTILATOR-Percussionaire-IPV-1C |  |  |  |  | Covered PM Repair - Biomedical | MHHS-TMC
NO | YES |  |  |  | 069-46102 | 069-46102 | Percussionaire Corp. | IPV-1C |  | IPVICM00775 | TMC-Respiratory-Adult | MHHS-TMC |  | Ventilator |  | 069-46102 | 069-46102 | TMC | MHHS-TMC | TMC-Respiratory-Adult |  | 8/1/19 |  |  |  | VENTILATORS |  | VENTILATOR-Percussionaire-IPV-1C | VENTILATOR | IPV-1C |  |  |  | Percussionaire | Ventilator |  | VENTILATOR-Percussionaire-IPV-1C |  |  |  |  | Covered PM Repair - Biomedical | MHHS-TMC
NO | YES |  |  |  | 069-46103 | 069-46103 | Percussionaire Corp. | IPV-1C |  | IPVICM00788 | Memorial Hermann- Texas Medical - Robertson Pavilion - RT | MHHS-TMC |  | Ventilator |  | 069-46103 | 069-46103 | TMC | TMC | Memorial Hermann- Texas Medical - Robertson Pavilion - RT | Simulation lab | 8/1/19 |  | 8/1/20 |  | VENTILATORS |  | VENTILATOR-Percussionaire-IPV-1C | VENTILATOR | IPV-1C |  |  |  | Percussionaire | Ventilator |  | VENTILATOR-Percussionaire-IPV-1C |  |  |  |  | Covered PM Repair - Biomedical | MHHS-TMC
NO | YES |  |  |  | 069-46104 | 069-46104 | Percussionaire Corp. | IPV-1C |  | IPVICM00778 |  | MHHS-TMC |  | Ventilator |  | 069-46104 | 069-46104 | TMC | Memorial Hermann Heart |  | 14-101 | 8/1/19 |  | 8/1/20 |  | VENTILATORS | Ventilator | VENTILATOR-Percussionaire-IPV-1C | VENTILATOR | IPV-1C |  |  |  | Percussionaire | Ventilator |  | VENTILATOR-Percussionaire-IPV-1C |  |  |  | VENT-SA | Covered PM Repair - Biomedical | MHHS-TMC | [8 empty] | VENTILATOR | Ventilator | Percussionaire
NO | YES |  |  |  | 069-46105 | 069-46105 | Percussionaire Corp. | IPV-1C |  | IPVICM00782 | TMC-Respiratory-Adult | MHHS-TMC |  | Ventilator |  | 069-46105 | 069-46105 | TMC | MHHS-TMC | TMC-Respiratory-Adult | Room 812 | 11/1/19 |  | 11/1/20 |  | VENTILATORS | Ventilator | VENTILATOR-Percussionaire-IPV-1C | VENTILATOR | IPV-1C |  |  |  | Percussionaire | Ventilator |  | VENTILATOR-Percussionaire-IPV-1C |  |  |  | VENT-SA | Covered PM Repair - Biomedical | MHHS-TMC | [8 empty] | VENTILATOR | Ventilator | Percussionaire
NO | YES |  |  |  | 069-46106 | 069-46106 | Percussionaire Corp. | IPV-1C |  | IPVICM00783 | TMC-Sarofim 8-TSCU | MHHS-TMC |  | Ventilator |  | 069-46106 | 069-46106 | TMC | MHHS-TMC | TMC-Sarofim 8-TSCU | Clean room | 8/1/19 |  | 8/1/20 |  | VENTILATORS |  | VENTILATOR-Percussionaire-IPV-1C | VENTILATOR | IPV-1C |  |  |  | Percussionaire | Ventilator |  | VENTILATOR-Percussionaire-IPV-1C |  |  |  |  | Covered PM Repair - Biomedical | MHHS-TMC
NO | YES |  |  |  | 069-46107 | 069-46107 | Percussionaire Corp. | IPV-1C |  | IPVICM00785 |  | MHHS-TMC |  | Ventilator |  | 069-46107 | 069-46107 | TMC | Memorial Hermann Heart |  | 14-101 | 8/1/19 |  | 8/1/20 |  | VENTILATORS | Ventilator | VENTILATOR-Percussionaire-IPV-1C | VENTILATOR | IPV-1C |  |  |  | Percussionaire | Ventilator |  | VENTILATOR-Percussionaire-IPV-1C |  |  |  | VENT-SA | Covered PM Repair - Biomedical | MHHS-TMC | [8 empty] | VENTILATOR | Ventilator | Percussionaire
NO | YES |  |  |  | 069-46108 | 069-46108 | Percussionaire Corp. | IPV-1C |  | IPVICM00781 | TMC-Respiratory-Adult | MHHS-TMC |  | Ventilator |  | 069-46108 | 069-46108 | TMC | MHHS-TMC | TMC-Respiratory-Adult | Resp | 8/1/19 |  | 8/1/20 |  | VENTILATORS |  | VENTILATOR-Percussionaire-IPV-1C | VENTILATOR | IPV-1C |  |  |  | Percussionaire | Ventilator |  | VENTILATOR-Percussionaire-IPV-1C |  |  |  |  | Covered PM Repair - Biomedical | MHHS-TMC
NO | YES |  |  |  | 069-46109 | 069-46109 | Percussionaire Corp. | IPV-1C |  | IPVICM00780 | TMC-Sarofim 8-TSCU | MHHS-TMC |  | Ventilator |  | 069-46109 | 069-46109 | TMC | MHHS-TMC | TMC-Sarofim 8-TSCU | Clean room | 7/1/19 |  | 7/1/20 |  | VENTILATORS |  | VENTILATOR-Percussionaire-IPV-1C | VENTILATOR | IPV-1C |  |  |  | Percussionaire | Ventilator |  | VENTILATOR-Percussionaire-IPV-1C |  |  |  |  | Covered PM Repair - Biomedical | MHHS-TMC
NO | YES |  |  |  | 069-46450 | 069-46450 | Percussionaire Corp. | IPV-1C |  | IPV1C1111 | TMC-Respiratory-Adult | MHHS-TMC |  | Ventilator |  | 069-46450 | 069-46450 | TMC | MHHS-TMC | TMC-Respiratory-Adult | Respiratory 5th fl | 1/1/20 |  | 1/1/21 |  | VENTILATORS |  | VENTILATOR-Percussionaire-IPV-1C | VENTILATOR | IPV-1C |  |  |  | Percussionaire | Ventilator |  | VENTILATOR-Percussionaire-IPV-1C |  |  |  |  | Covered PM Repair - Biomedical | MHHS-TMC
NO | YES |  |  |  | 077-08239 | 077-08239 | Percussionaire Corp. | IPV-1C |  | IPV20020096 | TMC-Respiratory-Adult | MHHS-TMC |  | Ventilator |  | 077-08239 | 077-08239 | TMC | MHHS-TMC | TMC-Respiratory-Adult |  | 2/1/19 |  | 2/1/20 |  | VENTILATORS |  | VENTILATOR-Percussionaire-IPV-1C | VENTILATOR | IPV-1C |  |  |  | Percussionaire | Ventilator |  | VENTILATOR-Percussionaire-IPV-1C |  | 1/15/11 |  |  | Covered PM Repair - Biomedical | MHHS-TMC
NO | YES |  |  |  | 077-08278 | 077-08278 | Percussionaire Corp. | IPV-1C |  | IPV1C0283 | TMC-Respiratory-Adult | MHHS-TMC |  | Ventilator |  | 077-08278 | 077-08278 | TMC | MHHS-TMC | TMC-Respiratory-Adult |  | 6/1/18 |  |  |  | VENTILATORS |  | VENTILATOR-Percussionaire-IPV-1C | VENTILATOR | IPV-1C |  |  |  | Percussionaire | Ventilator |  | VENTILATOR-Percussionaire-IPV-1C |  |  |  |  | Covered PM Repair - Biomedical | MHHS-TMC
NO | YES |  |  |  | 077-08841 | 077-08841 | Percussionaire Corp. | IPV-1C |  | IPVICM00282 | TMC-Respiratory-Adult | MHHS-TMC |  | Ventilator |  | 077-08841 | 077-08841 | TMC | MHHS-TMC | TMC-Respiratory-Adult | Respiratory 5th fl | 9/1/19 |  | 9/1/20 |  | VENTILATORS |  | VENTILATOR-Percussionaire-IPV-1C | VENTILATOR | IPV-1C |  |  |  | Percussionaire | Ventilator |  | VENTILATOR-Percussionaire-IPV-1C |  |  |  |  | Covered PM Repair - Biomedical | MHHS-TMC
NO | YES |  |  |  | 077-08842 | 077-08842 | Percussionaire Corp. | IPV-1C |  | IPV1CM00279 | J4 | MHHS-TMC |  | Ventilator |  | 077-08842 | 077-08842 | TMC | Memorial Hermann-Texas Medical Center | J4 | Stroke 2 | 8/1/19 |  | 8/1/20 |  | VENTILATORS | Ventilator | VENTILATOR-Percussionaire-IPV-1C | VENTILATOR | IPV-1C |  |  |  | Percussionaire | Ventilator |  | VENTILATOR-Percussionaire-IPV-1C |  |  |  | VENT-SA | Covered PM Repair - Biomedical | MHHS-TMC | [8 empty] | VENTILATOR | Ventilator | Percussionaire
NO | YES |  |  |  | 077-08843 | 077-08843 | Percussionaire Corp. | IPV-1C |  | IPVICM00284 | TMC-Respiratory-Adult | MHHS-TMC |  | Ventilator |  | 077-08843 | 077-08843 | TMC | MHHS-TMC | TMC-Respiratory-Adult |  | 3/1/19 |  | 3/1/20 |  | VENTILATORS | Ventilator | VENTILATOR-Percussionaire-IPV-1C | VENTILATOR | IPV-1C |  |  |  | Percussionaire | Ventilator |  | VENTILATOR-Percussionaire-IPV-1C |  |  |  | VENT-SA | Covered PM Repair - Biomedical | MHHS-TMC | [8 empty] | VENTILATOR | Ventilator | Percussionaire
NO | YES |  |  |  | 077-08844 | 077-08844 | Percussionaire Corp. | IPV-1C |  | IPVICM00288 | TMC-Respiratory-Adult | MHHS-TMC |  | Ventilator |  | 077-08844 | 077-08844 | TMC | MHHS-TMC | TMC-Respiratory-Adult | Resp | 12/1/18 |  | 12/1/19 |  | VENTILATORS |  | VENTILATOR-Percussionaire-IPV-1C | VENTILATOR | IPV-1C |  |  |  | Percussionaire | Ventilator |  | VENTILATOR-Percussionaire-IPV-1C |  |  |  |  | Covered PM Repair - Biomedical | MHHS-TMC
NO | YES |  |  |  | 077-08845 | 077-08845 | Percussionaire Corp. | IPV-1C |  | IPV1CM00286 | TMC-Respiratory-Adult | MHHS-TMC |  | Ventilator |  | 077-08845 | 077-08845 | TMC | MHHS-TMC | TMC-Respiratory-Adult | Respiratory 5th fl | 1/1/20 |  | 1/1/21 |  | VENTILATORS |  | VENTILATOR-Percussionaire-IPV-1C | VENTILATOR | IPV-1C |  |  |  | Percussionaire | Ventilator |  | VENTILATOR-Percussionaire-IPV-1C |  | 7/23/18 |  |  | Covered PM Repair - Biomedical | MHHS-TMC
NO | YES |  |  |  | 077-09066 | 077-09066 | Percussionaire Corp. | IPV-1C |  | IPVC20020256 | TMC-Respiratory-Pedi | MHHS-TMC |  | Ventilator |  | 077-09066 | 077-09066 | TMC | MHHS-TMC | TMC-Respiratory-Pedi |  | 8/1/19 |  | 8/1/20 |  | VENTILATORS | Ventilator | VENTILATOR-Percussionaire-IPV-1C | VENTILATOR | IPV-1C |  |  |  | Percussionaire | Ventilator |  | VENTILATOR-Percussionaire-IPV-1C |  |  |  | VENT-SA | Covered PM Repair - Biomedical | MHHS-TMC | [8 empty] | VENTILATOR | Ventilator | Percussionaire
NO | YES |  |  |  | 099-09472 | 099-09472 | Percussionaire Corp. | IPV-1C |  | ipvc20020265 | TMC - RESPIRATORY - ADULT |  |  |  |  | 099-09472 | 099-09472 |  | Memorial Hermann-tmc | TMC - RESPIRATORY - ADULT | Resp
YES | YES |  |  |  | 069-49406 | 069-49406 | Percussionaire Corp. | IPV-1C |  | IPV1CM00966 | TMC - HERMANN - RESPIRATORY |  |  |  |  | 069-49406 | 069-49406 | TMC | Memorial Hermann Texas Medical Center | TMC - HERMANN - RESPIRATORY | Respiratory 5th fl | 2/1/20 |  | 2/1/21
NO | NO |  |  |  | 069-41151 |  | Percussionaire Corp. | IPV-1C |  | IPVC20020270 | TMC - RESPIRATORY - ADULT | MHHS-TMC |  | Ventilator |  | 069-41151 |  | TMC |  | TMC - RESPIRATORY - ADULT | [5 empty] | VENTILATORS |  | VENTILATOR-Percussionaire-IPV-1C | VENTILATOR | IPV-1C |  |  |  | Percussionaire | Ventilator |  | VENTILATOR-Percussionaire-IPV-1C |  |  |  |  | Covered PM Repair - Biomedical | MHHS-TMC
NO | NO |  |  |  | 069-41674 |  | Percussionaire Corp. | IPV-1C |  | IPV1CM00247 | TMC - RESPIRATORY - ADULT | MHHS-TMC |  | Ventilator |  | 069-41674 |  | TMC |  | TMC - RESPIRATORY - ADULT | [5 empty] | VENTILATORS |  | VENTILATOR-Percussionaire-IPV-1C | VENTILATOR | IPV-1C |  |  |  | Percussionaire | Ventilator |  | VENTILATOR-Percussionaire-IPV-1C |  |  |  |  | Covered PM Repair - Biomedical | MHHS-TMC
NO | NO |  |  |  | 069-42136 |  | Percussionaire Corp. | IPV-1C |  | IPV1C0132 | TMC - RESPIRATORY - ADULT | MHHS-TMC |  | Ventilator |  | 069-42136 |  | TMC |  | TMC - RESPIRATORY - ADULT | [5 empty] | VENTILATORS |  | VENTILATOR-Percussionaire-IPV-1C | VENTILATOR | IPV-1C |  |  |  | Percussionaire | Ventilator |  | VENTILATOR-Percussionaire-IPV-1C |  |  |  |  | Covered PM Repair - Biomedical | MHHS-TMC
NO | NO |  |  |  | 069-42138 |  | Percussionaire Corp. | IPV-1C |  | IPV1C0430 | TMC - RESPIRATORY - ADULT | MHHS-TMC |  | Ventilator |  | 069-42138 |  | TMC |  | TMC - RESPIRATORY - ADULT | [5 empty] | VENTILATORS |  | VENTILATOR-Percussionaire-IPV-1C | VENTILATOR | IPV-1C |  |  |  | Percussionaire | Ventilator |  | VENTILATOR-Percussionaire-IPV-1C |  |  |  |  | Covered PM Repair - Biomedical | MHHS-TMC
NO | NO |  |  |  | 069-46095 |  | Percussionaire Corp. | IPV-1C |  | IPVICM00777 | TMC - RESPIRATORY - ADULT | MHHS-TMC |  | Ventilator |  | 069-46095 |  | TMC |  | TMC - RESPIRATORY - ADULT | [5 empty] | VENTILATORS |  | VENTILATOR-Percussionaire-IPV-1C | VENTILATOR | IPV-1C |  |  |  | Percussionaire | Ventilator |  | VENTILATOR-Percussionaire-IPV-1C |  |  |  |  | Covered PM Repair - Biomedical | MHHS-TMC
NO | NO |  |  |  | 069-42388 |  | Percussionaire Corp. | IPV-1C |  | IPVC20020243 | TMC - RESPIRATORY - PEDI | MHHS-TMC |  | Ventilator |  | 069-42388 |  | TMC |  | TMC - RESPIRATORY - PEDI | [5 empty] | VENTILATORS |  | VENTILATOR-Percussionaire-IPV-1C | VENTILATOR | IPV-1C |  |  |  | Percussionaire | Ventilator |  | VENTILATOR-Percussionaire-IPV-1C |  |  |  |  | Covered PM Repair - Biomedical | MHHS-TMC
NO | NO |  |  |  | 077-09065 |  | Percussionaire Corp. | IPV-1C |  | IPVC20020319 | TMC - RESPIRATORY - PEDI | MHHS-TMC |  | Ventilator |  | 077-09065 |  | TMC |  | TMC - RESPIRATORY - PEDI | [5 empty] | VENTILATORS |  | VENTILATOR-Percussionaire-IPV-1C | VENTILATOR | IPV-1C |  |  |  | Percussionaire | Ventilator |  | VENTILATOR-Percussionaire-IPV-1C |  |  |  |  | Covered PM Repair - Biomedical | MHHS-TMC
NO | NO |  |  |  | 077-11197 |  | Percussionaire Corp. | IPV-1C |  | IPVC20020232 | TMC - RESPIRATORY - PEDI | MHHS-TMC |  | Ventilator |  | 077-11197 |  | TMC |  | TMC - RESPIRATORY - PEDI | [5 empty] | VENTILATORS |  | VENTILATOR-Percussionaire-IPV-1C | VENTILATOR | IPV-1C |  |  |  | Percussionaire | Ventilator |  | VENTILATOR-Percussionaire-IPV-1C |  |  |  |  | Covered PM Repair - Biomedical | MHHS-TMC
NO | YES |  |  |  | 077-07287 | 077-07287 | Percussionaire Corp. | IPV-2C |  | IPV2CM00136 | TMC-Respiratory-Pedi | MHHS-TMC |  |  |  | 077-07287 | 077-07287 | TMC | MHHS-TMC | TMC-Respiratory-Pedi | H9/131 |  |  |  |  | VENTILATORS |  | .needs class | [5 empty] | PERCUSSIONAIRE |  |  |  |  | 11/5/18 |  |  | Covered PM Repair - Biomedical | MHHS-TMC
NO | YES |  |  |  | 077-07288 | 077-07288 | Percussionaire Corp. | IPV-2C |  | IPV2CM00134 | TMC-Respiratory-Pedi | MHHS-TMC |  |  |  | 077-07288 | 077-07288 | TMC | MHHS-TMC | TMC-Respiratory-Pedi |  | 8/14/19 |  |  |  | VENTILATORS |  | .needs class | [5 empty] | PERCUSSIONAIRE |  |  |  |  | 12/21/18 | Verified 3/30/2020 4:07pm (Central) |  | Covered PM Repair - Biomedical | MHHS-TMC
NO | YES |  |  |  | 077-07289 | 077-07289 | Percussionaire Corp. | IPV-2C |  | IPV2CM00129 | TMC-Respiratory-Pedi | MHHS-TMC |  |  |  | 077-07289 | 077-07289 | TMC | MHHS-TMC | TMC-Respiratory-Pedi |  | 8/14/19 |  |  |  | VENTILATORS |  | .needs class | [5 empty] | PERCUSSIONAIRE | [5 empty] | Verified 3/30/2020 4:07pm (Central) |  | Covered PM Repair - Biomedical | MHHS-TMC
NO | YES |  |  |  | 077-07290 | 077-07290 | Percussionaire Corp. | IPV-2C |  | IPV2CM00131 | TMC-Respiratory-Pedi | MHHS-TMC |  |  |  | 077-07290 | 077-07290 | TMC | MHHS-TMC | TMC-Respiratory-Pedi |  | 8/21/19 |  |  |  | VENTILATORS |  | .needs class | [5 empty] | PERCUSSIONAIRE | [5 empty] | Verified 3/29/2020 11:26:am (Central) |  | Covered PM Repair - Biomedical | MHHS-TMC
NO | YES |  |  |  | 077-07291 | 077-07291 | Percussionaire Corp. | IPV-2C |  | IPV2CM00133 | TMC-Respiratory-Pedi | MHHS-TMC |  |  |  | 077-07291 | 077-07291 | TMC | MHHS-TMC | TMC-Respiratory-Pedi |  | 8/14/19 |  |  |  | VENTILATORS |  | .needs class | [5 empty] | PERCUSSIONAIRE | [5 empty] | Verified 3/29/2020 11:26:am (Central) |  | Covered PM Repair - Biomedical | MHHS-TMC
NO | YES |  |  |  | 077-07292 | 077-07292 | Percussionaire Corp. | IPV-2C |  | IPV2CM00140 | TMC-Respiratory-Pedi | MHHS-TMC |  |  |  | 077-07292 | 077-07292 | TMC | MHHS-TMC | TMC-Respiratory-Pedi |  | 8/14/19 |  |  |  | VENTILATORS |  | .needs class | [5 empty] | PERCUSSIONAIRE | [5 empty] | Verified 3/30/2020 4:07pm (Central) |  | Covered PM Repair - Biomedical | MHHS-TMC
NO | YES |  |  |  | 029-12385 | 029-12385 | Percussionaire Corp. | IPV-2C |  | IPV2C0427 | Woodlands-Respiratory | MHHS-Woodlands |  |  |  | 029-12385 | 029-12385 | Woodlands | MHHS-Woodlands | Woodlands-Respiratory | Respiratory storage | 10/1/19 |  | 4/1/20 |  | VENTILATORS |  | .needs class | [5 empty] | PERCUSSIONAIRE | [7 empty] | Covered PM Repair - Biomedical | MHHS-Woodlands
NO | YES |  |  |  | 029-12386 | 029-12386 | Percussionaire Corp. | IPV-2C |  | IPV2C0428 | Woodlands-Respiratory | MHHS-Woodlands |  |  |  | 029-12386 | 029-12386 | Woodlands | MHHS-Woodlands | Woodlands-Respiratory | Respiratory Equipment Storage - N1 105 | 10/1/19 |  | 4/1/20 |  | VENTILATORS |  | .needs class | [5 empty] | PERCUSSIONAIRE | [7 empty] | Covered PM Repair - Biomedical | MHHS-Woodlands
NO | YES |  |  |  |  | 099-09473 | Percussionaire Corp. | VDR4 |  | VDR4930016 | TMC-Respiratory-Adult | MHHS-TMC |  | Ventilator |  |  | 099-09473 | TMC | MHHS-TMC | TMC-Respiratory-Adult | Resp | 8/1/19 |  |  |  | VENTILATORS |  | VENTILATOR-Percussionaire-VDR-4 | VENTILATOR | VDR-4 |  |  |  | Percussionaire | Ventilator |  |  | VENTILATOR-Percussionaire-VDR-4 | 4/1/18 |  |  | Covered PM Repair - Biomedical | MHHS-TMC
NO | NO |  |  |  | 069-41791 |  | Percussionaire Corp. | VDR4 |  | VDR40252 | TMC - RESPIRATORY - ADULT | MHHS-TMC |  | Ventilator |  | 069-41791 |  | TMC |  | TMC - RESPIRATORY - ADULT | [5 empty] | VENTILATORS |  | VENTILATOR-Percussionaire-VDR-4 | VENTILATOR | VDR-4 |  |  |  | Percussionaire | Ventilator |  |  | VENTILATOR-Percussionaire-VDR-4 |  |  |  | Not Covered Vendor Only - Biomedical | MHHS-TMC
NO | NO |  |  |  | 069-41886 |  | Percussionaire Corp. | VDR4 |  | VDR40253 | TMC - RESPIRATORY - ADULT | MHHS-TMC |  | Ventilator |  | 069-41886 |  | TMC |  | TMC - RESPIRATORY - ADULT | [5 empty] | VENTILATORS |  | VENTILATOR-Percussionaire-VDR-4 | VENTILATOR | VDR-4 |  |  |  | Percussionaire | Ventilator |  |  | VENTILATOR-Percussionaire-VDR-4 |  |  |  | Not Covered Vendor Only - Biomedical | MHHS-TMC
NO | NO |  |  |  | 241-03248 |  | Performance Enterprises |  |  |  | TIRR - OP - WEST UNIVERSITY CLINIC | MHHS-TIRR |  |  |  | 241-03248 |  | TMC |  | TIRR - OP - WEST UNIVERSITY CLINIC | [5 empty] | TABLES, EXAMINATION/TREATMENT |  | .needs class |  |  |  |  | .needs class | Performance Hlth | [7 empty] | Covered PM Repair - Lab Analyzers/Anesth | MHHS-TIRR
NO | NO |  |  |  | 241-03249 |  | Performance Enterprises |  |  |  | TIRR - OP - WEST UNIVERSITY CLINIC | MHHS-TIRR |  |  |  | 241-03249 |  | TMC |  | TIRR - OP - WEST UNIVERSITY CLINIC | [5 empty] | TABLES, EXAMINATION/TREATMENT |  | .needs class |  |  |  |  | .needs class | Performance Hlth | [7 empty] | Not Covered Vendor Only - Lab Ana/Anes | MHHS-TIRR
NO | YES |  |  |  |  | 241-00757 | Performance Enterprises | DYNAVISION 2000 |  | blank | TIRR-PCU 4 | MHHS-TIRR |  | Tester, Vision |  |  | 241-00757 | TMC | MHHS-Others | TIRR-PCU 4 | Therapy Gym | 1/1/20 |  | 1/1/21 |  | EXERCISERS | Tester, Vision | TESTERVISION-DYNAVISION-Dynavision 2000 | TESTERVISION | Dynavision 2000 |  |  |  | DYNAVISION | Tester, Vision |  |  | TESTERVISION-DYNAVISION-Dynavision 2000 | 4/3/17 |  |  | Covered PM Repair - Biomedical | MHHS-TIRR | [8 empty] | TESTERVISION | Tester, Vision | DYNAVISION
YES | YES |  |  |  | 142-09447 | 142-09447 | Performance Health |  |  |  | Rehab |  |  |  |  | 142-09447 | 142-09447 | Woodlands | MH MG - (WDLS) - OB/GYN (MP3) | Rehab | Gym |  |  |  | No p.m.
YES | YES |  |  |  | 009-33050 | 009-33050 | Performance Health | Jamar HYDRAULIC PINCH GAUGE | [7 empty] | 009-33050 | 009-33050 |  | Memorial Hermann |  | Occupational medicine
YES | YES | Serial Number Cnf |  |  | 041-18852 | 041-18852 | Performance Health | Tuff stff |  | Cnf | SMR - (MC) - MC IRONMAN [GARAGE5-STE101] |  |  |  |  | 041-18852 | 041-18852 | West | IRONMAN Sports Medicine Institute Memorial City (#101) | SMR - (MC) - MC IRONMAN [GARAGE5-STE101] | Physical therapy |  |  |  | No pm
NO | YES |  |  |  | 069-44354 | 069-44354 | Perimed AB | Periflux 6000 |  | 6001-00580 | TMC-Jones-Hyperbaric/Wound Care (Jg) |  |  |  |  | 069-44354 | 069-44354 | TMC | MHHS-TMC | TMC-Jones-Hyperbaric/Wound Care (Jg) | TMC - JONES - HYPERBARIC/WOUND CARE (JG) | 1/1/20 |  | 1/1/21
NO | YES |  |  |  |  | 583-01089 | PERIMED Inc. | PERIFLUX SYSTEM 5000 |  |  | Katy Rehab-Outpatient Rehab 3rd Floor | MHHS-Katy Rehab |  |  |  |  | 583-01089 | Katy | MHHS-Others | Katy Rehab-Outpatient Rehab 3rd Floor | Wound care |  |  |  |  | PHYSIOLOGIC MONITOR MODULE HOUSINGS |  | .needs class | [5 empty] | Perimed Inc | [7 empty] | Covered PM Repair - Biomedical | MHHS-Katy Rehab
NO | YES | Serial Number 1298 |  |  | 583-01088 | 583-01088 | PERIMED Inc. | PERIFLUX SYSTEM 5000 |  |  | Katy Rehab-Outpatient Rehab 3rd Floor | MHHS-Katy Rehab |  |  |  | 583-01088 | 583-01088 | Katy | MHHS-Others | Katy Rehab-Outpatient Rehab 3rd Floor | Wound care |  |  |  |  | PHYSIOLOGIC MONITOR MODULE HOUSINGS |  | .needs class | [5 empty] | Perimed Inc | [7 empty] | Covered PM Repair - Biomedical | MHHS-Katy Rehab
YES | YES |  |  |  | 133-02712 | 133-02712 | Peripheral nerve stimulator | 100A |  | AA070570 | Katy-OR |  |  |  |  | 133-02712 | 133-02712 | Katy | Memorial Hermann Katy Hospital | Katy-OR | 325 room anesthesia room | 2/1/20
NO | YES |  |  |  | 069-21923 | 069-21923 | Perkin-Elmer Corp | 1470 WIZARD SINGLE |  |  | TMC-Radiology-Nuc Med | MHHS-TMC |  |  |  | 069-21923 | 069-21923 | TMC | MHHS-TMC | TMC-Radiology-Nuc Med | Nuclear Medicine | 1/1/19 |  |  |  | DETECTORS, BETA/GAMMA RADIATION |  | COUNTERBLOODCELL-PerkinElmer-1470-002 |  |  |  |  | COUNTERBLOODCELL-PerkinElmer-1470-002 | PerkinElmer |  |  |  |  | 5/14/16 |  |  | Covered PM Repair - Biomedical | MHHS-TMC
NO | YES |  |  |  | 005-10632 | 005-10632 | Perkins Healthcare Technologies | EZ PIC |  | 1DACWEGZZZ2-B01035 | SE-OR | MHHS-Southeast |  |  |  | 005-10632 | 005-10632 | Southeast | MHHS-Southeast | SE-OR | Or 11 |  |  |  | No pm | IMAGE STORAGE DEVICES, WORKSTATION |  | .needs class | [5 empty] | PerkinsHealth | [7 empty] | Covered PM Repair - Biomedical | MHHS-Southeast
NO | YES |  |  |  | 005-10633 | 005-10633 | Perkins Healthcare Technologies | EZ PIC |  | 1DACWEGZZZ2-B01032 | SE-OR | MHHS-Southeast |  |  |  | 005-10633 | 005-10633 | Southeast | MHHS-Southeast | SE-OR |  | 8/1/15 |  |  |  | IMAGE STORAGE DEVICES, WORKSTATION |  | .needs class | [5 empty] | PerkinsHealth | [7 empty] | Covered PM Repair - Biomedical | MHHS-Southeast
NO | YES |  |  |  | 005-10634 | 005-10634 | Perkins Healthcare Technologies | EZ PIC |  | 1DACWEGZZZ2-B01033 | SE-OR | MHHS-Southeast |  |  |  | 005-10634 | 005-10634 | Southeast | MHHS-Southeast | SE-OR | SE -OR | 8/1/15 |  |  |  | IMAGE STORAGE DEVICES, WORKSTATION |  | .needs class | [5 empty] | PerkinsHealth | [7 empty] | Covered PM Repair - Biomedical | MHHS-Southeast
NO | NO |  |  |  | R-069-EZPIC |  | Perkins Healthcare Technologies | EZ PIC |  |  | TMC - RADIOLOGY - CHILDRENS HOSPITAL | MHHS-TMC |  |  |  | R-069-EZPIC |  | TMC |  | TMC - RADIOLOGY - CHILDRENS HOSPITAL | [5 empty] | IMAGE STORAGE DEVICES, WORKSTATION |  | .needs class | [5 empty] | PerkinsHealth | [7 empty] | Covered PM Repair - Biomedical | MHHS-TMC
NO | NO |  |  |  | 069-39928 |  | Perkins Healthcare Technologies | MK2 |  | T 8612 | TMC - OR - PEDI OR (2R) | MHHS-TMC |  | Dryer, Slide/Pipette |  | 069-39928 |  | TMC |  | TMC - OR - PEDI OR (2R) | [5 empty] | OPHTHALMOSCOPE/OTOSCOPES |  | DRYERSLIDEPIPETTE-ThermoSci-MK2 | DRYERSLIDEPIPETTE | MK2 |  |  |  | ThermoSci | Dryer, Slide/Pipette |  |  | DRYERSLIDEPIPETTE-ThermoSci-MK2 |  |  |  | Covered PM Repair - Biomedical | MHHS-TMC
NO | NO | [5 empty] | Perry Baromedical Corp | SIGMA PLUS |  | 777-40 | NE - WOUND CARE | MHHS-Northeast | [5 empty] | Katy |  | NE - WOUND CARE | [5 empty] | CHAMBERS, HYPERBARIC |  | .needs class | [5 empty] | PERRY | [7 empty] | Not Covered Vendor Only - Biomedical | MHHS-Northeast
NO | NO |  |  |  | 142-08399 |  | Perry Baromedical Corp | SIGMA PLUS |  |  | NE - WOUND CARE | MHHS-Northeast |  |  |  | 142-08399 |  | Katy |  | NE - WOUND CARE | [5 empty] | CHAMBERS, HYPERBARIC |  | .needs class | [5 empty] | PERRY | [7 empty] | Not Covered Vendor Only - Biomedical | MHHS-Northeast
YES | YES |  |  |  | 099-07907 | 099-07907 | Phcbi | Sf-l6111w |  |  | TMC - Biomedical |  |  |  |  | 099-07907 | 099-07907 | TMC | Memorial Hermann-Texas Medical Center | TMC - Biomedical | Biomed shop |  |  |  | No pm
NO | NO |  |  |  | 013-38127 |  | Phenix Optics Co., Ltd. | QUICKSPIN MINI CENTRIFUGE |  |  | SW - LABORATORY - MOLECULAR | MHHS-Southwest |  |  |  | 013-38127 |  | Southwest |  | SW - LABORATORY - MOLECULAR | [5 empty] | CENTRIFUGES |  | .needs class | [5 empty] | PHENIX | [7 empty] | Not Covered Vendor Only - Lab Ana/Anes | MHHS-Southwest
NO | YES |  |  |  | 005-09515 | 005-09515 | Phiips | Ingenia 3T |  |  | OPID - (SE) - LEAGUE CITY CCC - 409 |  |  |  |  | 005-09515 | 005-09515 |  | MHHS-Others | OPID - (SE) - LEAGUE CITY CCC - 409 | MRI | 12/1/20 | 3/1/17
YES | YES |  |  |  | 069-34193 | 069-34193 | Phil | L15-7io |  |  | Radiology |  |  |  |  | 069-34193 | 069-34193 | TMC | Memorial Hermann-Texas Medical Center | Radiology | Angio 2
YES | YES |  |  |  | 099-03679 | 099-03679 | PHILIPS |  |  | B3JD41 | [5 empty] | 099-03679 | 099-03679 | humble | MH HUMBLE |  | Rad US First floor |  |  |  | C10-3v
YES | YES | Serial Number Cnf |  |  | 041-12866 | 041-12866 | Philips |  |  | Cnf | MEMORIAL CITY - MHT - NICU |  |  |  |  | 041-12866 | 041-12866 | West | Memorial Coty | MEMORIAL CITY - MHT - NICU | Infant Resuscition
YES | YES | Serial Number Check pic |  |  | 041-14415 | 041-14415 | Philips |  |  | Check pic | MEMORIAL CITY - LABOR |  |  |  |  | 041-14415 | 041-14415 | West |  | MEMORIAL CITY - LABOR
NO | YES |  |  |  | SEQ235 |  | PHILIPS |  |  |  | Rental | MHHS-Southeast |  |  |  | SEQ235 |  | Southeast & Bay Area |  | Rental | [7 empty] | PERCUSSOR-RESPIRONICS-CoughAssist T70 |  | COUGHASSIST T70 |  |  | PERCUSSOR-RESPIRONICS-CoughAssist T70 | [6 empty] | Verified as Rental |  |  | MHHS-Southeast
NO | YES |  |  |  | SEQ101 |  | PHILIPS |  |  |  | Rental | MHHS-TMC |  |  |  | SEQ101 |  | TMC |  | Rental | [7 empty] | PERCUSSOR-RESPIRONICS-CoughAssist T70 |  | COUGHASSIST T70 |  |  | PERCUSSOR-RESPIRONICS-CoughAssist T70 | [6 empty] | Verified as Rental |  |  | MHHS-TMC
NO | YES |  |  |  | SEQ114 |  | PHILIPS |  |  |  | Rental | MHHS-TMC |  |  |  | SEQ114 |  | TMC |  | Rental | [7 empty] | PERCUSSOR-RESPIRONICS-CoughAssist T70 |  | COUGHASSIST T70 |  |  | PERCUSSOR-RESPIRONICS-CoughAssist T70 | [6 empty] | Verified as Rental |  |  | MHHS-TMC
NO | YES |  |  |  | SEQ147 |  | PHILIPS |  |  |  | Rental | MHHS-TMC |  |  |  | SEQ147 |  | TMC |  | Rental | [7 empty] | PERCUSSOR-RESPIRONICS-CoughAssist T70 |  | COUGHASSIST T70 |  |  | PERCUSSOR-RESPIRONICS-CoughAssist T70 | [6 empty] | Verified as Rental |  |  | MHHS-TMC
NO | YES |  |  |  | SEQ193 |  | PHILIPS |  |  |  | Rental | MHHS-TMC |  |  |  | SEQ193 |  | TMC |  | Rental | [7 empty] | PERCUSSOR-RESPIRONICS-CoughAssist T70 |  | COUGHASSIST T70 |  |  | PERCUSSOR-RESPIRONICS-CoughAssist T70 | [6 empty] | Verified as Rental |  |  | MHHS-TMC
NO | YES |  |  |  | SEQ270 |  | PHILIPS |  |  |  | Rental | MHHS-TMC |  |  |  | SEQ270 |  | TMC |  | Rental | [7 empty] | PERCUSSOR-RESPIRONICS-CoughAssist T70 |  | COUGHASSIST T70 |  |  | PERCUSSOR-RESPIRONICS-CoughAssist T70 | [6 empty] | Verified as Rental |  |  | MHHS-TMC
NO | YES |  |  |  | SEQ166 |  | PHILIPS |  |  |  | Rental | MHHS-Woodlands |  |  |  | SEQ166 |  | Woodlands |  | Rental | [7 empty] | PERCUSSOR-RESPIRONICS-CoughAssist T70 |  | COUGHASSIST T70 |  |  | PERCUSSOR-RESPIRONICS-CoughAssist T70 | [6 empty] | Verified as Rental |  |  | MHHS-Woodlands
YES | YES |  |  |  |  | 041-06858 | Philips | 180P2 |  | HD000325000773 | MEMORIAL CITY - CATH LAB | [5 empty] | 041-06858 | West | Memorial City-Memorial Hermann Hospital | MEMORIAL CITY - CATH LAB | Biomed Shop |  |  |  | PM is past due. Frame is broken. Possible repair/replacement.
YES | YES |  |  |  | 009-34787 | 009-34787 | Philips | 4512-134-06002/WPD FD -W17 |  |  | Radiology |  |  |  |  | 009-34787 | 009-34787 | Central | Memorial Hermann Greater Heights Hospital | Radiology | Radiology Xray room 1 |  |  |  | No pm sticker / no serial number / refurbished
YES | YES |  |  |  | 929-00877 | 929-00877 | Philips | [8 empty] | 929-00877 | 929-00877 | Humble | HM Humble OPID Humble |  | US2 | 12/1/19 | 2/1/20
YES | YES |  |  |  | 005-34810 | 005-34810 | Philips |  |  | US62910138 | [5 empty] | 005-34810 | 005-34810 | [10 empty] | RECORDERCHART-Philips-862120
YES | YES |  |  |  | 041-33189 | 041-33189 | Philips |  |  | De12362300 | MEMORIAL CITY - LDR - OR |  |  |  |  | 041-33189 | 041-33189 | West | Memorial City | MEMORIAL CITY - LDR - OR | O.R4
YES | YES |  |  |  | DE12347139 | DE12347139 | Philips |  |  | DE12347139 | MEMORIAL CITY - MHT - JHC OR |  |  |  |  | DE12347139 | DE12347139 | West | West | MEMORIAL CITY - MHT - JHC OR | MH11: 504 OR11
YES | YES |  |  |  | DE12347138 | DE12347138 | Philips |  |  | DE12347138 | MEMORIAL CITY - MHT - JHC OR |  |  |  |  | DE12347138 | DE12347138 | West | Weat | MEMORIAL CITY - MHT - JHC OR | MH11:507 OR7
YES | YES |  |  |  | 009-34799 | 009-34799 | Philips | 9890-010-87752/ wireless portable detector |  |  | Radiology |  |  |  |  | 009-34799 | 009-34799 | Central | Memorial Hermann Greater Heights Hospital | Radiology | Radiology Xray room 3 |  |  |  | No pm sticker / no serial number found/ some damage on face of detector
YES | YES |  |  |  | 151-05036 | 151-05036 | PHILIPS |  |  |  | Clinical Engineering |  |  |  |  | 151-05036 | 151-05036 | Northwest | Memorial Hermann Cypress Hospital | Clinical Engineering | M2 506
NO | YES |  |  |  | 099-03492 | 099-03492 | Philips | Achieva |  |  | Woodlands-Radiology |  |  |  |  | 099-03492 | 099-03492 | Woodlands | MHHS-Woodlands | Woodlands-Radiology |  | 12/1/19 | 12/1/20 |  | Philips ID 535839
YES | YES | Serial Number 83 |  |  |  |  | Philips | Anterior Coil 3.0T |  |  | SUGAR LAND-OPID | [6 empty] | Sugar Land | MHHS-SUGAR LAND | SUGAR LAND-OPID | MRI |  |  |  |  | MRI COIL
YES | YES |  |  |  | 099-03403 | 099-03403 | Philips | AZURION 7 B20 |  | 722068 271 | [5 empty] | 099-03403 | 099-03403 | NorthEast | MH NE |  | OR NE |  |  |  | Brand spanking new |  | Cath Lab/Interventional Radiology/Angiography | CATHIRANG-PHILIPS-Azurion 7 | [23 empty] | CATHIRANG | Cath Lab/Interventional Radiology/Angiography | PHILIPS
NO | YES | [5 empty] | Philips | Breast Coil 16 Ch 3.0T |  |  | SUGAR LAND-OPID | [6 empty] | Sugar Land | MHHS-SUGAR LAND | SUGAR LAND-OPID | MRI |  |  |  |  | MRI COIL
YES | YES |  |  |  | 029-11240 | 029-11240 | Philips | Brilliance |  | Unknown | [5 empty] | 029-11240 | 029-11240 |  | Spring CCC |  |  | 12/1/19 | 12/1/20 |  | Philips ID 50066252
YES | YES |  |  |  | 005-12041 | 005-12041 | Philips | Brilliance CT | [7 empty] | 005-12041 | 005-12041 |  | Herman Memorial 2555 Gulf Freeway, League City |  | CT Room | 1/1/20 | 4/1/20 |  |  |  | Scanner, Computed Tomography | SCANCOMPUTTOMOGRAPHY-Philips-Brilliance CT | [12 empty] | SCT-SA | [9 empty] | Scanner, Computed Tomography | SCANCOMPUTTOMOGRAPHY | Scanner, Computed Tomography | PHILIPS
YES | YES | [5 empty] | Philips | BS Base 3.0T |  |  | SUGAR LAND-OPID | [6 empty] | Sugar Land | MHHS-SUGAR LAND | SUGAR LAND-OPID | MRI
YES | YES |  |  |  | 099-03683 | 099-03683 | PHILIPS | C10-3v |  | B37WBR | [5 empty] | 099-03683 | 099-03683 | Humble | MH HUMBLE |  | Rad US First Floor |  |  |  | C10-3v Probe |  | Transducer, Ultrasound | TRANSDUCERULTRASOUND-Philips-C10-3V | [12 empty] | TU-A | [9 empty] | Transducer, Ultrasound | TRANSDUCERULTRASOUND | Transducer, Ultrasound | PHILIPS
YES | YES |  |  |  | 099-03686 | 099-03686 | PHILIPS | C5-1 |  | B3JDP9 | Rad US |  |  |  |  | 099-03686 | 099-03686 | northeast | MH Humble | Rad US | Rad 1st floor | [5 empty] | Transducer, Ultrasound | TRANSDUCERULTRASOUND-Philips-C5-1 | [12 empty] | TU-A | [9 empty] | Transducer, Ultrasound | TRANSDUCERULTRASOUND | Transducer, Ultrasound | PHILIPS
YES | YES |  |  |  | 099-03681 | 099-03681 | PHILIPS | C5-1 |  | B1Z3CR | [5 empty] | 099-03681 | 099-03681 | northeast | MH HUMBLE |  | Rad US |  |  |  | C5-1 |  | Transducer, Ultrasound | TRANSDUCERULTRASOUND-Philips-C5-1 | [12 empty] | TU-A | [9 empty] | Transducer, Ultrasound | TRANSDUCERULTRASOUND | Transducer, Ultrasound | PHILIPS
YES | YES |  |  |  | 041-33938 | 041-33938 | Philips | C5-1 |  | B361LR | MEMORIAL CITY - CATH LAB |  |  |  |  | 041-33938 | 041-33938 | West | Heart | MEMORIAL CITY - CATH LAB | Cath Lab Hallway
YES | YES |  |  |  | 041-34000 | 041-34000 | Philips | C5-1 |  | B2C0XC | MEMORIAL CITY - CATH LAB |  |  |  |  | 041-34000 | 041-34000 | West | Heart | MEMORIAL CITY - CATH LAB | Cath Lab Hallway
YES | YES |  |  |  | 583-01667 | 583-01667 | Philips | C5-1 |  | B1RY6P | OPID - (TMC) - MH IMAGING CENTER - 417 |  |  |  |  | 583-01667 | 583-01667 | TMC | Hermann- Memorial Hermann Medical center | OPID - (TMC) - MH IMAGING CENTER - 417 | Ultrasound
YES | YES |  |  |  |  | 583-01672 | Philips | C5-1 |  | B08V6Q | OPID - (TMC) - MH IMAGING CENTER - 417 | [5 empty] | 583-01672 | TMC | Hermann- Memorial Hermann Medical center | OPID - (TMC) - MH IMAGING CENTER - 417 | Ultrasound
YES | YES |  |  |  | 029-11924 | 029-11924 | Philips | C5-1 |  | B0CZ13 | WOODLANDS-RADIOLOGY |  |  |  |  | 029-11924 | 029-11924 | Woodlands | MHHS-WOODLANDS | WOODLANDS-RADIOLOGY | Ultrasound
YES | YES |  |  |  | 029-32365 | 029-32365 | Philips | C5-1 |  | B362NC | WOODLANDS-RADIOLOGY |  |  |  |  | 029-32365 | 029-32365 | Woodlands | MHHS-WOODLANDS | WOODLANDS-RADIOLOGY | Ultrasound
YES | YES |  |  |  | 099-03356 | 099-03356 | Philips | C8-4v |  | B2TN3X | Imaging Center |  |  |  |  | 099-03356 | 099-03356 | Katy | Memorial- Katy | Imaging Center | Suite 140
YES | YES |  |  |  | 099-03357 | 099-03357 | Philips | C8-4v |  | 00JKJZ | Imaging Center |  |  |  |  | 099-03357 | 099-03357 | Katy | Memorial- Katy | Imaging Center | Suite 140
YES | YES |  |  |  | 099-03360 | 099-03360 | Philips | C8-4v |  | 036HCB | OPID - (WDLS) - WOODLANDS - 430 (MP3) |  |  |  |  | 099-03360 | 099-03360 | Woodlands | Memorial- Woodlands | OPID - (WDLS) - WOODLANDS - 430 (MP3) | Ultrasound
YES | YES |  |  |  | 099-03361 | 099-03361 | Philips | C8-4v |  | 036J84 | OPID - (WDLS) - WOODLANDS - 430 (MP3) |  |  |  |  | 099-03361 | 099-03361 | Woodlands | Memorial- Woodlands | OPID - (WDLS) - WOODLANDS - 430 (MP3) | Ultrasound
YES | YES |  |  |  | 583-01674 | 583-01674 | Philips | C8-4v |  | 03CM07 | OPID - (TMC) - MH IMAGING CENTER - 417 |  |  |  |  | 583-01674 | 583-01674 | TMC | Hermann- Memorial Hermann Medical center | OPID - (TMC) - MH IMAGING CENTER - 417 | Ultrasound
YES | YES |  |  |  | 009-33176 | 009-33176 | Philips | C8-5 |  | B2FXJK | WOODLANDS-RADIOLOGY |  |  |  |  | 009-33176 | 009-33176 | Woodlands | MHHS-WOODLANDS | WOODLANDS-RADIOLOGY | Ultrasound
YES | YES |  |  |  | 041-12301 | 041-12301 | Philips | Cnf |  | DE52501012 | MEMORIAL CITY - MHT - NICU |  |  |  |  | 041-12301 | 041-12301 | West | West | MEMORIAL CITY - MHT - NICU | MH4:205 Room 4M05
YES | YES |  |  |  | 099-06443 | 099-06443 | Philips | Compact Adapter |  | B11663 | Memorial City - Dialysis |  |  |  |  | 099-06443 | 099-06443 | West | Memorial City - Nuke Med | Memorial City - Dialysis | E8 119 |  |  |  | No PM sticker
YES | YES |  |  |  | 099-03675 | 099-03675 | Philips | D2c |  | 0374Y7 | [5 empty] | 099-03675 | 099-03675 | Humble | MH Humble |  | Echo | 2/1/19 | 2/1/20 |  | Probe
YES | YES | [5 empty] | Philips | DS D-String Interface 3.0T |  |  | SUGAR LAND-OPID | [6 empty] | Sugar Land | MHHS-SUGAR LAND | SUGAR LAND-OPID | MRI |  |  |  |  | MRI COIL
YES | YES | [5 empty] | Philips | DS Head 3.0T |  |  | SUGAR LAND-OPID | [6 empty] | Sugar Land | MHHS-SUGAR LAND | SUGAR LAND-OPID | MRI |  |  |  |  | MRI COIL
YES | YES | [5 empty] | Philips | DS Head Neck 3.0T |  |  | SUGAR LAND-OPID | [6 empty] | Sugar Land | MHHS-SUGAR LAND | SUGAR LAND-OPID | MRI |  |  |  |  | MRI COIL
YES | YES | Asset Tag 1103 |  |  |  |  | Philips | DS Shoulder 8 Ch 3.0T |  |  | SUGAR LAND-OPID | [6 empty] | Sugar Land | MHHS-SUGAR LAND | SUGAR LAND-OPID | MRI |  |  |  |  | MRI COIL
YES | YES | [5 empty] | Philips | DS Small Extremity 8 Ch 3.0T |  |  | SUGAR LAND-OPID | [6 empty] | Sugar Land | MHHS-SUGAR LAND | SUGAR LAND-OPID | MRI |  |  |  |  | MRI COIL
YES | YES |  |  |  | 099-03685 | 099-03685 | PHILIPS | eL18-4 |  | B3JRVB | [5 empty] | 099-03685 | 099-03685 | Humble | MH HUMBLE |  | Rad US First Floor |  |  |  | eL18-4 Probe |  | Transducer, Ultrasound | TRANSDUCERULTRASOUND-PHILIPS-EL18-4 | [12 empty] | TU-A | [9 empty] | Transducer, Ultrasound | TRANSDUCERULTRASOUND | Transducer, Ultrasound | PHILIPS
YES | YES |  |  |  | 029-32329 | 029-32329 | Philips | eL18-4 |  | B36R7R | WOODLANDS-RADIOLOGY |  |  |  |  | 029-32329 | 029-32329 | Woodlands | MHHS-WOODLANDS | WOODLANDS-RADIOLOGY | Ultrasound
YES | YES |  |  |  | 005-12044 | 005-12044 | Philips | eleva@DuraDiagnost |  | C14STA17160075 | CT Scan |  |  |  |  | 005-12044 | 005-12044 | Southeast | Memorial Hermann Convenient Care Center in League City (League City CCC) | CT Scan | X-ray CT Conrtrol Room | 2/1/20 | 2/1/21 | 2/1/21 | Site ID 71122568
YES | YES |  |  |  | 142-08410 | 142-08410 | PHILIPS | Elite |  | USD19B1290 | [5 empty] | 142-08410 | 142-08410 | Humble | MH HUMBLE |  | Rad US First Floor |  |  |  | Site 83645155
YES | YES |  |  |  | 029-13067 | 029-13067 | Philips | Epiq 5 |  | US320C0908 | OPID - (WDLS) - WOODLANDS - 430 (MP3) |  |  |  |  | 029-13067 | 029-13067 | Woodlands | Memorial- Woodlands | OPID - (WDLS) - WOODLANDS - 430 (MP3) | Ultrasound
NO | YES |  |  |  | 029-11228 | 029-11228 | Philips | Epiq 5G |  | USD16C0637 | MH MG-(WDLS)-Spring CCC |  |  |  |  | 029-11228 | 029-11228 | Woodlands | MHHS-MG | MH MG-(WDLS)-Spring CCC | US RM C1 204 | 1/1/20 | 1/1/21 |  |  |  | Ultrasound, Diagnostic | ULTRASOUNDDIAGNOSTIC-Philips-EPIQ 5 | [12 empty] | UD-A | [10 empty] | ULTRASOUNDDIAGNOSTIC | Ultrasound, Diagnostic | PHILIPS
NO | YES | Serial Number 1616 |  |  |  |  | Philips | Flex M |  |  | SUGAR LAND-OPID | [6 empty] | Sugar Land | MHHS-SUGAR LAND | SUGAR LAND-OPID | MRI |  |  |  |  | MRI COIL
YES | YES | [5 empty] | Philips | Foot Ankle Coil 8 Ch 3.0T |  |  | SUGAR LAND-OPID | [6 empty] | Sugar Land | MHHS-SUGAR LAND | SUGAR LAND-OPID | MRI |  |  |  |  | MRI COIL
YES | YES |  |  |  |  | 129-01854 | PHILIPS | HEARTSTART XL | [8 empty] | 129-01854 |  |  |  |  | 9/1/19 | 8/1/20 |  |  |  | Defibrillator | DEFIBRILLATOR-Philips-HeartStart XL | [12 empty] | D-SA | [9 empty] | Defibrillator | DEFIBRILLATOR | Defibrillator | Philips
NO | YES |  |  |  | 041-17403 | 041-17403 | Philips | Intellivue MX40 |  | US01852905 | MEMORIAL CITY - MHT - NICU |  |  |  |  | 041-17403 | 041-17403 | West | Memorial City-Memorial Hermann Hospital | MEMORIAL CITY - MHT - NICU | Biomed Shop |  |  |  | No PM sticker found.
YES | YES | Serial Number Cnf |  |  | 041-34352 | 041-34352 | Philips | Intellivue TRx |  | CNF | MEMORIAL CITY - TELEMETRY |  |  |  |  | 041-34352 | 041-34352 | West | Memorial City- Memorial Hermann Hospital | MEMORIAL CITY - TELEMETRY | Biomed Shop |  |  |  | No PM sticker
YES | YES | Serial Number Cnf |  |  | 041-20103 | 041-20103 | Philips | Intellivue TRx |  | CNF | MEMORIAL CITY - TELEMETRY |  |  |  |  | 041-20103 | 041-20103 | West | Memorial City- Memorial Hermann Hospital | MEMORIAL CITY - TELEMETRY | Biomed Shop |  |  |  | No PM sticker.
NO | YES |  |  |  | 041-34344 | 041-34344 | Philips | Intellivue TRX |  | US84134697 | MEMORIAL CITY - CARDIOLOGY |  |  |  |  | 041-34344 | 041-34344 | West | Memorial City - Memorial Cardiology East | MEMORIAL CITY - CARDIOLOGY | Telemetry |  |  |  | No PM sticker
NO | YES |  |  |  | 041-32890 | 041-32890 | Philips | Intellivue TRX |  | US53405133 | MEMORIAL CITY - CARDIOLOGY |  |  |  |  | 041-32890 | 041-32890 | West | Memorial City - Memorial Cardiology East | MEMORIAL CITY - CARDIOLOGY | Telemetry E7405 Server Box
YES | YES | [5 empty] | Philips | IU22 |  | O34W7H | [7 empty] | Humble | HM POID Humble |  |  | 4/1/19 | 4/1/20 |  | Philips ID 45688100 |  | Ultrasound, Diagnostic | ULTRASOUNDDIAGNOSTIC-Philips-iU22 | [12 empty] | UD-A | [9 empty] | Ultrasound, Diagnostic | ULTRASOUNDDIAGNOSTIC | Ultrasound, Diagnostic | PHILIPS
YES | YES |  |  |  |  | 029-06160 | Philips | IU22 | [8 empty] | 029-06160 | Woodlands | HM Woodlands |  | US 2 RM 100.26 |  |  |  | Philips ID 45688101 |  | Ultrasound, Diagnostic | ULTRASOUNDDIAGNOSTIC-Philips-iU22 | [12 empty] | UD-A | [9 empty] | Ultrasound, Diagnostic | ULTRASOUNDDIAGNOSTIC | Ultrasound, Diagnostic | PHILIPS
NO | YES |  |  |  |  | 099-03574 | Philips | IU22 |  | 034KGK | MH MG - (CY) - CY-FAIR MED PLAZA | [5 empty] | 099-03574 |  | MHHS-MG | MH MG - (CY) - CY-FAIR MED PLAZA | 104.25 Ultrasound 2 | 5/1/17 | 5/1/18 |  |  |  | Ultrasound, Diagnostic | ULTRASOUNDDIAGNOSTIC-Philips-iU22 | [12 empty] | UD-A | [9 empty] | Ultrasound, Diagnostic | ULTRASOUNDDIAGNOSTIC | Ultrasound, Diagnostic | PHILIPS
YES | YES |  |  |  | 099-03535 | 099-03535 | Philips | iU22 | [7 empty] | 099-03535 | 099-03535 |  | Memorial Herman -Pasadena OPID |  | Ultrasound 143 | 5/1/19 | 5/1/20 |  |  |  | Ultrasound, Diagnostic | ULTRASOUNDDIAGNOSTIC-Philips-iU22 | [12 empty] | UD-A | [9 empty] | Ultrasound, Diagnostic | ULTRASOUNDDIAGNOSTIC | Ultrasound, Diagnostic | PHILIPS
YES | YES |  |  |  | 099-03684 | 099-03684 | PHILIPS | L12-3 |  | B3J3J6 | [5 empty] | 099-03684 | 099-03684 | Humble | MH HUMBLE |  | Rad US First Floor |  |  |  | L12-3 Probe |  | Transducer, Ultrasound | TRANSDUCERULTRASOUND-Philips-L12-3 | [12 empty] | TU-A | [9 empty] | Transducer, Ultrasound | TRANSDUCERULTRASOUND | Transducer, Ultrasound | PHILIPS
YES | YES |  |  |  | 099-03710 | 099-03710 | PHILIPS | L12-3 |  | B3J774 | [5 empty] | 099-03710 | 099-03710 | Humble | MH HUMBLE |  | Rad US First floor |  |  |  | L12-3 probe |  | Transducer, Ultrasound | TRANSDUCERULTRASOUND-Philips-L12-3 | [12 empty] | TU-A | [9 empty] | Transducer, Ultrasound | TRANSDUCERULTRASOUND | Transducer, Ultrasound | PHILIPS
YES | YES |  |  |  | 041-33997 | 041-33997 | Philips | L12-3 |  | B36H1Q | MEMORIAL CITY - CATH LAB |  |  |  |  | 041-33997 | 041-33997 | West | Heart | MEMORIAL CITY - CATH LAB | Cath Lab Hallway
YES | YES |  |  |  | 041-33999 | 041-33999 | Philips | L12-3 |  | B2HTW9 | MEMORIAL CITY - CATH LAB |  |  |  |  | 041-33999 | 041-33999 | West | Heart | MEMORIAL CITY - CATH LAB | Cath Lab Hallway
YES | YES |  |  |  | 099-04064 | 099-04064 | Philips | L12-3 |  | 03CV9G | Memorial City - Pre Admission |  |  |  |  | 099-04064 | 099-04064 | West | Memorial City - Nuke Med | Memorial City - Pre Admission | E8 306 Echo Room |  |  |  |  | Transducer
YES | YES |  |  |  | 583-01668 | 583-01668 | Philips | L12-3 |  | B1RVBK | OPID - (TMC) - MH IMAGING CENTER - 417 |  |  |  |  | 583-01668 | 583-01668 | TMC | Hermann- Memorial Hermann Medical center | OPID - (TMC) - MH IMAGING CENTER - 417 | Ultrasound
YES | YES | Serial Number B1RYCG |  |  | B1RYCG | 099-03691 | Philips | L12-3 |  | B1RYCG | OPID- Sugarland |  |  |  |  | B1RYCG | 099-03691 | West | OPID-Sugarland | OPID- Sugarland | Ultrasound
YES | YES |  |  |  | 029-32364 | 029-32364 | Philips | L12-3 |  | B31L0T | WOODLANDS-RADIOLOGY |  |  |  |  | 029-32364 | 029-32364 | Woodlands | MHHS-WOODLANDS | WOODLANDS-RADIOLOGY | Ultrasound
YES | YES |  |  |  | 583-01671 | 583-01671 | Philips | L12-5 |  | B08GN5 | OPID - (TMC) - MH IMAGING CENTER - 417 |  |  |  |  | 583-01671 | 583-01671 | TMC | Hermann- Memorial Hermann Medical center | OPID - (TMC) - MH IMAGING CENTER - 417 | Ultrasound
YES | YES |  |  |  | 029-06958 | 029-06958 | Philips | L12-5 |  | B081R8 | WOODLANDS-RADIOLOGY |  |  |  |  | 029-06958 | 029-06958 | Woodlands | MHHS-WOODLANDS | WOODLANDS-RADIOLOGY | Ultrasound
YES | YES |  |  |  | 099-03680 | 099-03680 | PHILIPS | L12-5 50 |  | B16M05 | [5 empty] | 099-03680 | 099-03680 | Humble | MH HUMBLE |  | Rad US |  |  |  | L12-5 50 probe
YES | YES |  |  |  | 583-01666 | 583-01666 | Philips | L12-5 50 |  | B1N2Q7 | OPID - (TMC) - MH IMAGING CENTER - 417 |  |  |  |  | 583-01666 | 583-01666 | TMC | Hermann- Memorial Hermann Medical center | OPID - (TMC) - MH IMAGING CENTER - 417 | Ultrasound
YES | YES |  |  |  | B1KX28 | B1KX28 | Philips | L15-7io |  | B1KX28 | OPID - (CY) - CYPRESS - 427 (MP1) |  |  |  |  | B1KX28 | B1KX28 | Northwest | Cypress- Memorial Hermann Cypress Hospital | OPID - (CY) - CYPRESS - 427 (MP1) | Imaging Center
YES | YES |  |  |  | 034H1Z | 034H1Z | Philips | L15-7io |  | 034H1Z | OPID - (TMC) - MH IMAGING CENTER - 417 |  |  |  |  | 034H1Z | 034H1Z | TMC | Hermann- Memorial Hermann Medical center | OPID - (TMC) - MH IMAGING CENTER - 417 | Ultrasound
YES | YES |  |  |  | 133-10128 | 133-10128 | Philips | L17-5 |  | B1CRKN | Imaging Center |  |  |  |  | 133-10128 | 133-10128 | Katy | Memorial- Katy | Imaging Center | Suite 140
YES | YES |  |  |  | B1KZCM | B1KZCM | Philips | L18-5 |  | B1KZCM | OPID - (CY) - CYPRESS - 427 (MP1) |  |  |  |  | B1KZCM | B1KZCM | Northwest | Cypress- Memorial Hermann Cypress Hospital | OPID - (CY) - CYPRESS - 427 (MP1) | Imaging Center
YES | YES |  |  |  | 583-01669 | 583-01669 | Philips | L18-5 |  | B227LL | OPID - (TMC) - MH IMAGING CENTER - 417 |  |  |  |  | 583-01669 | 583-01669 | TMC | Hermann- Memorial Hermann Medical center | OPID - (TMC) - MH IMAGING CENTER - 417 | Ultrasound
YES | YES |  |  |  | 099-03405 | 099-03405 | PHILIPS | L9-3 | [7 empty] | 099-03405 | 099-03405 | [9 empty] | Transducer, Ultrasound | TRANSDUCERULTRASOUND-Philips-L9-3 | [12 empty] | TU-A | [9 empty] | Transducer, Ultrasound | TRANSDUCERULTRASOUND | Transducer, Ultrasound | PHILIPS
YES | YES |  |  |  | 041-15036 | 041-15036 | Philips | L9-3 |  | 03CJ77 | Memorial City - Dialysis |  |  |  |  | 041-15036 | 041-15036 | West | Memorial City - Nuke Med | Memorial City - Dialysis | E8 119 |  |  |  | No PM sticker | Transducer
YES | YES |  |  |  |  | 583-01673 | Philips | L9-3 |  | B08QML | OPID - (TMC) - MH IMAGING CENTER - 417 | [5 empty] | 583-01673 | TMC | Hermann- Memorial Hermann Medical center | OPID - (TMC) - MH IMAGING CENTER - 417 | Ultrasound
YES | YES |  |  |  | 041-06259 | 041-06259 | Philips | M1002B |  | DE242C0016 | MEMORIAL CITY - OUTPATIENT SURGERY |  |  |  |  | 041-06259 | 041-06259 | West | Memorial City- Memorial Hermann Hospital | MEMORIAL CITY - OUTPATIENT SURGERY | Step Down 4 |  |  |  | Broken latch and no pm sticker
YES | YES |  |  |  | 041-06303 | 041-06303 | Philips | M1006B |  | DE805F3025 | MEMORIAL CITY - CATH LAB |  |  |  |  | 041-06303 | 041-06303 | West | Heart | MEMORIAL CITY - CATH LAB | Vascular Procedure Rm 2 |  |  |  | No PM sticker
NO | YES |  |  |  |  | 041-06318 | Philips | M1008B |  | DE911G8848 | MEMORIAL CITY - OUTPATIENT SURGERY RECOVERY | [5 empty] | 041-06318 | West | Memorial City - Memorial Hermann Hospital | MEMORIAL CITY - OUTPATIENT SURGERY RECOVERY | Recovery 25
YES | YES |  |  |  | 041-06276 | 041-06276 | Philips | M1020A |  | DE805G4857 | MEMORIAL CITY - OUTPATIENT SURGERY |  |  |  |  | 041-06276 | 041-06276 | West | Memorial City- Memorial Hermann Hospital | MEMORIAL CITY - OUTPATIENT SURGERY | Step Down 4 |  |  |  | Broken latch and no pm sticker
YES | YES |  |  |  |  | 041-07451 | Philips | M1029A |  | 3805G72012 | MEMORIAL CITY - MOR | [5 empty] | 041-07451 | West | Memorial City - Memorial Hermann Hospital | MEMORIAL CITY - MOR | MOR 11 |  |  |  | No PM sticker
YES | YES |  |  |  | 041-09213 | 041-09213 | Philips | M1116B |  | 4227A45221 | MEMORIAL CITY - MOR RECOVERY |  |  |  |  | 041-09213 | 041-09213 | West | Memorial City | MEMORIAL CITY - MOR RECOVERY | O.R.2 L | [6 empty] | MODULERECORDER-Philips-M1116B
YES | YES |  |  |  | 005-34813 | 005-34813 | Philips | M1116B |  | 4227A56732 | Memorial City- L |  |  |  |  | 005-34813 | 005-34813 | Memorial City |  | Memorial City- L | OR1 |  |  | 4/1/20 |  |  |  | MODULERECORDER-Philips-M1116B
YES | YES |  |  |  | 041-06338 | 041-06338 | Philips | M1116B |  | 4227A22674 | MEMORIAL CITY - MHT - NICU |  |  |  |  | 041-06338 | 041-06338 | West | Memorial City-Memorial Hermann Hospital | MEMORIAL CITY - MHT - NICU | Biomed Shop |  |  |  | PM past due
YES | YES |  |  |  | 041-12528 | 041-12528 | Philips | M2638A |  | DE52501018 | MEMORIAL CITY - PEDIATRICS |  |  |  |  | 041-12528 | 041-12528 | West | West | MEMORIAL CITY - PEDIATRICS | MH4:205 Room 4M13
YES | YES |  |  |  | 041-12300 | 041-12300 | Philips | M2638A |  | DE52501015 | MEMORIAL CITY - PEDIATRICS |  |  |  |  | 041-12300 | 041-12300 | West | West | MEMORIAL CITY - PEDIATRICS | MH4:205 Room 4M16
YES | YES |  |  |  | 041-12309 | 041-12309 | Philips | M2638A |  | DE52501007 | MEMORIAL CITY - PEDIATRICS |  |  |  |  | 041-12309 | 041-12309 | West | West | MEMORIAL CITY - PEDIATRICS | MH4:205 Room 4M17
YES | YES |  |  |  | 041-12310 | 041-12310 | Philips | M2638A |  | DE52501008 | MEMORIAL CITY - MHT - NICU |  |  |  |  | 041-12310 | 041-12310 | West | West | MEMORIAL CITY - MHT - NICU | MH4:110 Room4M26
YES | YES |  |  |  | 009-34685 | 009-34685 | Philips | M3001A |  | DE6520JCMD | LND OR |  |  |  |  | 009-34685 | 009-34685 | Central | Memorial hermann greater heights hospital | LND OR | OR hallway | [5 empty] | Module, Multi-Parameter | MODULEMULTIPARAMETER-Philips-M3001A | [12 empty] | MMP-A | [9 empty] | Module, Multi-Parameter | MODULEMULTIPARAMETER | Module, Multi-Parameter | Philips
YES | YES |  |  |  | 009-34034 | 009-34034 | Philips | M3001A |  | DE6520JCLW | OR |  |  |  |  | 009-34034 | 009-34034 | Central | Labor and delivery | OR | Rm 3 | 3/1/20 |  | 3/1/21 |  |  | Module, Multi-Parameter | MODULEMULTIPARAMETER-Philips-M3001A | [12 empty] | MMP-A | [9 empty] | Module, Multi-Parameter | MODULEMULTIPARAMETER | Module, Multi-Parameter | Philips
NO | YES |  |  |  |  | 041-17225 | Philips | M3001A |  | DE9070AAK3 | MEMORIAL CITY - ER | [5 empty] | 041-17225 | West | Memorial Hermann Memorial City ER | MEMORIAL CITY - ER | Peds ER Rm 4
NO | YES |  |  |  |  | 041-17138 | Philips | M3001A |  | DE51274595 | MEMORIAL CITY - ER | [5 empty] | 041-17138 | West | Memorial Hermann Memorial City ER | MEMORIAL CITY - ER | E1 431 ER RM 20
NO | YES |  |  |  | 041-13024 | 041-13024 | Philips | M3001A |  | DE717Q0024 | MEMORIAL CITY - MHT - NICU |  |  |  |  | 041-13024 | 041-13024 | West | West | MEMORIAL CITY - MHT - NICU | MH4:118 Room4M19
NO | YES |  |  |  | 041-13023 | 041-13023 | Philips | M3001A |  | de717q0148 | MEMORIAL CITY - MHT - NICU |  |  |  |  | 041-13023 | 041-13023 | West | West | MEMORIAL CITY - MHT - NICU | MH4:104 Room4M31
NO | YES |  |  |  |  | 009-06965 | Philips | M3001A |  | De907v1412 | Nicu | [5 empty] | 009-06965 | Central | Memorial Hermann Greater Heights Hospital | Nicu | Nicu
YES | YES |  |  |  | 041-09148 | 041-09148 | Philips | M3046A |  | DE00854425 | MEMORIAL CITY - MEMORIAL CITY 10TH FLOOR STORAGE |  |  |  |  | 041-09148 | 041-09148 | West | MEMORIAL CITY - MEMORIAL HERMANN HOSPITAL | MEMORIAL CITY - MEMORIAL CITY 10TH FLOOR STORAGE | 10th floor storage
YES | YES |  |  |  | US41020041 | Us41020041 | Philips | M3175C |  | US41020041 | MEMORIAL CITY - MHT- JHC PRE OP |  |  |  |  | US41020041 | Us41020041 | West | West | MEMORIAL CITY - MHT- JHC PRE OP | PRE OP
NO | YES |  |  |  | 041-14419 | 041-14419 | Philips | M8001A |  | De72839259 | Memorial City-Labor & Delivery |  |  |  |  | 041-14419 | 041-14419 | West | MHHS-Mem City | Memorial City-Labor & Delivery
NO | YES |  |  |  | 041-14417 | 041-14417 | Philips | M8001A |  | De72839302 | MEMORIAL CITY - LDR - OR |  |  |  |  | 041-14417 | 041-14417 | West | Memorial City | MEMORIAL CITY - LDR - OR
NO | YES |  |  |  | 041-12264 | 041-12264 | Philips | M8004A |  | DE82059803 | MEMORIAL CITY - PEDIATRICS |  |  |  |  | 041-12264 | 041-12264 | West | West | MEMORIAL CITY - PEDIATRICS | MH4:205 Room 4M16
YES | YES |  |  |  | 009-34652 | 009-34652 | Philips | M8007A |  | DE36015276 | OR |  |  |  |  | 009-34652 | 009-34652 | Central | GH | OR | OR 4
NO | YES |  |  |  | 041-09210 | 041-09210 | Philips | M8007A |  | DE54937599 | MEMORIAL CITY - ANESTHESIOLOGY |  |  |  |  | 041-09210 | 041-09210 | West | Memorial City | MEMORIAL CITY - ANESTHESIOLOGY | L
NO | YES |  |  |  | 041-10550 | 041-10550 | Philips | M8007A |  | De73160762 | Memorial City-Labor & Delivery |  |  |  |  | 041-10550 | 041-10550 | West | MHHS-Mem City | Memorial City-Labor & Delivery | O.R.1
YES | YES |  |  |  | 041-33188 | 041-33188 | Philips | M8048A |  | DE50234874 | MEMORIAL CITY - LDR - OR |  |  |  |  | 041-33188 | 041-33188 | West | Memorial City | MEMORIAL CITY - LDR - OR | O.R2 |  |  | 4/1/20
YES | YES |  |  |  | 005-34812 | 005-34812 | Philips | M8048A |  | DE50255555 | Memorial City- L |  |  |  |  | 005-34812 | 005-34812 | Memorial City |  | Memorial City- L | OR1
YES | YES |  |  |  | 041-34470 | 041-34470 | Philips | M8105A |  | DE656C6929 | MEMORIAL CITY - OUTPATIENT SURGERY RECOVERY |  |  |  |  | 041-34470 | 041-34470 | West | Memorial City - Memorial Hermann Hospital | MEMORIAL CITY - OUTPATIENT SURGERY RECOVERY | Recovery 26
YES | YES |  |  |  | 041-34469 | 041-34469 | Philips | M8105A |  | DE656C6942 | MEMORIAL CITY - OUTPATIENT SURGERY RECOVERY |  |  |  |  | 041-34469 | 041-34469 | West | Memorial City - Memorial Hermann Hospital | MEMORIAL CITY - OUTPATIENT SURGERY RECOVERY | Recovery 23
YES | YES | Serial Number Cnf |  |  | 129-01318 | 129-01318 | Philips | Module Station |  | CNF | SUGARLAND - RADIOLOGY |  |  |  |  | 129-01318 | 129-01318 | West | MHHS-SUGARLAND | SUGARLAND - RADIOLOGY | W1:233
YES | YES |  |  |  | 133-31173 | 133-31173 | Philips | MP5 |  |  | Emergency department |  |  |  |  | 133-31173 | 133-31173 | Katy | Memorial Hermann Katy hospital | Emergency department | ER Near 17 | 3/1/20 |  | 3/1/21 | Serial number has been wiped off |  | Monitor, Cardiac, Fixed | MONITORCARDIACFIXED-Philips-MP5 | [12 empty] | MCH-A | [9 empty] | Monitor, Cardiac, Fixed | MONITORCARDIACFIXED | Monitor, Cardiac, Fixed | Philips
YES | YES | Serial Number Cnf |  |  | 029-11270 | 029-11270 | Philips | Rad Room |  | CNF | OPID - (WDLS) - WOODLANDS - 430 (MP3) |  |  |  |  | 029-11270 | 029-11270 | Woodlands | Memorial- Woodlands | OPID - (WDLS) - WOODLANDS - 430 (MP3)
YES | YES |  |  |  | 041-15035 | 041-15035 | Philips | S12-4 |  | 0388B6 | Memorial City - Dialysis |  |  |  |  | 041-15035 | 041-15035 | West | Memorial City - Nuke Med | Memorial City - Dialysis | E8 119 |  |  |  | No PM sticker | Transducer
YES | YES |  |  |  | 041-33996 | 041-33996 | Philips | S4-2 |  | B2DCJ7 | MEMORIAL CITY - CATH LAB |  |  |  |  | 041-33996 | 041-33996 | West | Heart | MEMORIAL CITY - CATH LAB | Cath Lab Hallway
YES | YES |  |  |  | 041-33998 | 041-33998 | Philips | S4-2 |  | B2ZRFV | MEMORIAL CITY - CATH LAB |  |  |  |  | 041-33998 | 041-33998 | West | Heart | MEMORIAL CITY - CATH LAB | Cath Lab Hallway
YES | YES |  |  |  | 099-03674 | 099-03674 | Philips | S5-1 |  | B0TKHP | [5 empty] | 099-03674 | 099-03674 | Humble | Mh humbold |  | Echo | 2/1/19 | 2/1/20 |  | Probe |  | Transducer, Ultrasound | TRANSDUCERULTRASOUND-Philips-S5-1 | [12 empty] | TU-A | [9 empty] | Transducer, Ultrasound | TRANSDUCERULTRASOUND | Transducer, Ultrasound | PHILIPS
YES | YES |  |  |  | 041-15037 | 041-15037 | Philips | S5-1 |  | 03CQXT | Memorial City - Dialysis |  |  |  |  | 041-15037 | 041-15037 | West | Memorial City - Nuke Med | Memorial City - Dialysis | E8 119 |  |  |  | No PM sticker | Transducer
YES | YES |  |  |  | B2G6DC | B2G6DC | Philips | S5-1 |  | B2G6DC | Radiology |  |  |  |  | B2G6DC | B2G6DC | West | Memorial City - Memorial Hermann Hospital | Radiology | XRay Ultrasound 2 |  |  |  | No PM sticker | Transducer
YES | YES |  |  |  | 041-15038 | 041-15038 | Philips | S8-3 |  | 0388RM | Memorial City - Dialysis |  |  |  |  | 041-15038 | 041-15038 | West | Memorial City - Nuke Med | Memorial City - Dialysis | E8 119 |  |  |  | No PM sticker | Transducer
YES | YES |  |  |  | 099-06839 | 099-06839 | Philips | S8-3 |  | B0XPNC | Memorial City - Pre Admission |  |  |  |  | 099-06839 | 099-06839 | West | Memorial City - Nuke Med | Memorial City - Pre Admission | E8 306 Echo Room |  |  |  | No PM sticker | Transducer
YES | YES | [5 empty] | Philips | TR Knee 16 Ch 3.0T |  |  | SUGAR LAND-OPID | [6 empty] | Sugar Land | MHHS-SUGAR LAND | SUGAR LAND-OPID | MRI |  |  |  |  | MRI COIL
YES | YES |  |  |  |  | 041-05634 | Philips | V24C |  | 4308A19569 | MEMORIAL CITY - MEMORIAL CITY 10TH FLOOR STORAGE | [5 empty] | 041-05634 | West | MEMORIAL CITY - MEMORIAL HERMANN HOSPITAL | MEMORIAL CITY - MEMORIAL CITY 10TH FLOOR STORAGE | 10th floor storage
YES | YES |  |  |  | 142-09502 | 142-09502 | Philips | V60 |  |  | NE - RESPIRATORY |  |  |  |  | 142-09502 | 142-09502 | Katy | Memorial Hermann - Northeast | NE - RESPIRATORY | Respiratory storage
YES | YES |  |  |  | 099-06838 | 099-06838 | Philips | X5-1 |  | B320XZ | Memorial City - Pre Admission |  |  |  |  | 099-06838 | 099-06838 | West | Memorial City - Nuke Med | Memorial City - Pre Admission | E8 306 Echo Room |  |  |  | No PM sticker
YES | YES |  |  |  | 041-33730 | 041-33730 | Philips | X7-2t |  | B1VZH1 | Memorial City - Nuclear Medicine |  |  |  |  | 041-33730 | 041-33730 | West | Memorial City - Nuke Med | Memorial City - Nuclear Medicine | E8 110 Clean Utility |  |  |  | No PM sticker | Transducer
YES | YES |  |  |  | 099-06437 | 099-06437 | Philips | X7-2t |  | B1WB50 | Memorial City - Nuclear Medicine |  |  |  |  | 099-06437 | 099-06437 | West | Memorial City - Nuke Med | Memorial City - Nuclear Medicine | E8 110 Clean Utility |  |  |  | No PM sticker | Transducer
YES | YES |  |  |  | 099-06438 | 099-06438 | Philips | X7-2t |  | B3J4HX | Memorial City - Nuclear Medicine |  |  |  |  | 099-06438 | 099-06438 | West | Memorial City - Nuke Med | Memorial City - Nuclear Medicine | E8 110 Clean Utility |  |  |  | No PM sticker | Transducer
YES | YES |  |  |  | 099-06439 | 099-06439 | Philips | X7-2t |  | B0PLB9 | Memorial City - Nuclear Medicine |  |  |  |  | 099-06439 | 099-06439 | West | Memorial City - Nuke Med | Memorial City - Nuclear Medicine | E8 110 Clean Utility |  |  |  | No PM sticker | Transducer
YES | YES |  |  |  | 099-06440 | 099-06440 | Philips | X7-2t |  | B2VQ62 | Memorial City - Nuclear Medicine |  |  |  |  | 099-06440 | 099-06440 | West | Memorial City - Nuke Med | Memorial City - Nuclear Medicine | E8 110 Clean Utility |  |  |  | No PM sticker | Transducer
NO | YES |  |  |  | 009-34443 |  | Philips Healthcare |  |  |  | GH - RADIOLOGY | MHHS-Greater Heights |  |  |  | 009-34443 |  | Central & Greater Heights |  | GH - RADIOLOGY | [5 empty] | IMAGE STORAGE DEVICES, WORKSTATION |  | .needs class | [5 empty] | PHILIPS |  |  |  |  | 4/1/17 |  |  | Covered PM Repair - Biomedical | MHHS-Greater Heights
NO | YES | Asset Tag 133-08659 |  |  | 133-08659 | 133-08659 | Philips Healthcare | [8 empty] | 133-08659 | 133-08659 | [7 empty] | Damaged Transducer port
NO | YES | Asset Tag 041-19940 |  |  | 041-19940 | 041-19940 | Philips Healthcare | [8 empty] | 041-19940 | 041-19940
NO | YES |  |  |  | 009-09273 | 009-09273 | Philips Healthcare |  |  |  | Tower 3. Suite 30 |  |  |  |  | 009-09273 | 009-09273 | Greater heights | Memorial Hermann Hospital | Tower 3. Suite 30 | Nurse Station
NO | YES | Asset Tag 009-10787 |  |  | 009-10787 | 009-10787 | Philips Healthcare |  |  |  | GH-CV ICU |  |  |  |  | 009-10787 | 009-10787 | Central | MHHS-Greater Heights | GH-CV ICU | GH- CV ICU | 3/1/19 |  | 3/1/21
YES | YES |  |  |  | 099-08524 | 099-08524 | Philips Healthcare |  |  | G15C006767 | CVA |  |  |  |  | 099-08524 | 099-08524 | Southwest | Memorial Hermann Southwest Hospital | CVA | CVA
YES | YES |  |  |  | 099-10635 | 099-10635 | Philips Healthcare |  |  |  | SW - TELEMETRY |  |  |  |  | 099-10635 | 099-10635 | Southwest | Memorial Hermann Southwest Hospital | SW - TELEMETRY | 4th floor telemetry
YES | YES |  |  |  | 099-10636 | 099-10636 | Philips Healthcare |  |  |  | SW - TELEMETRY |  |  |  |  | 099-10636 | 099-10636 | Southwest | Memorial Hermann Southwest Hospital | SW - TELEMETRY | 4th floor telemetry
YES | YES |  |  |  | 099-05189 | 099-05189 | Philips Healthcare | [8 empty] | 099-05189 | 099-05189 | TMC | Memorial Hermann-Texas Medical Center |  | H10/74
YES | YES |  |  |  | 005-34533 | 005-34533 | Philips Healthcare |  |  | In use | SE - EMERGENCY CENTER |  |  |  |  | 005-34533 | 005-34533 | Southeast | Memorial Hermann Southeast Hospital | SE - EMERGENCY CENTER
YES | YES |  |  |  | 005-07419 | 005-07419 | Philips Healthcare |  |  | G09C013738 | SE - OR - PACU |  |  |  |  | 005-07419 | 005-07419 | Southeast | Memorial Hermann Southeast Hospital | SE - OR - PACU | SE - PR - PACU
YES | YES |  |  |  | 005-09598 | 005-09598 | Philips Healthcare |  |  | 2UA2031V5F | SE - OR - PACU |  |  |  |  | 005-09598 | 005-09598 | Southeast | Memorial Hermann Southeast Hospital | SE - OR - PACU | SE - PR - PACUphi
YES | YES |  |  |  | US92607869 | US92607869 | Philips Healthcare |  |  | US92607869 | MEMORIAL CITY - EAST TOWER - IMCU |  |  |  |  | US92607869 | US92607869 | West | Memorial city | MEMORIAL CITY - EAST TOWER - IMCU | MEMORIAL CITY MICU
YES | YES | Serial Number Cnf |  |  | 133-05661 | 133-05661 | Philips Healthcare |  |  | CNF | Radiology |  |  |  |  | 133-05661 | 133-05661 | West | Memorial Hermann - Katy | Radiology | W1 209.2 Ultrasound 3
YES | YES |  |  |  | 145-01274 | 145-01274 | Philips Healthcare | 01J0FT104 |  |  | PEARLAND - EMERGENCY CENTER |  |  |  |  | 145-01274 | 145-01274 | Pearland | Memorial Hermann Pearland Hospital | PEARLAND - EMERGENCY CENTER | Er 23 | 1/1/20 | 1/1/21
YES | YES |  |  |  | 145-01283 | 145-01283 | Philips Healthcare | 01J0FT104 |  |  | PEARLAND - EMERGENCY CENTER |  |  |  |  | 145-01283 | 145-01283 | Pearland | Memorial Hermann Pearland Hospital | PEARLAND - EMERGENCY CENTER | Er 24 | 1/1/20 | 1/1/21
YES | YES |  |  |  | 241-02529 | 241-02529 | Philips Healthcare |  |  |  | TIRR-Respiratory |  |  |  |  | 241-02529 | 241-02529 | TMC | MHHS-Others | TIRR-Respiratory | Respiratory storage
YES | YES |  |  |  | 099-06406 | 099-06406 | Philips Healthcare | 13-6 |  |  | MEMORIAL CITY - CATH LAB |  |  |  |  | 099-06406 | 099-06406 | West | Memorial herman heart and vascular - memorial city | MEMORIAL CITY - CATH LAB | Ct room 1 |  |  |  | No pm found
NO | YES | [5 empty] | Philips Healthcare | 1400SE PLUS |  |  | OPID - (SE) - LEAGUE CITY CCC - 409 | MHHS-OPID |  | Power Supply, UPS |  |  |  | Southeast & Bay Area |  | OPID - (SE) - LEAGUE CITY CCC - 409 |  | 3/1/19 |  |  |  | POWER SYSTEMS, UNINTERRUPTIBLE |  | POWERSUPPLYUPS-Toshiba-1400 SE Plus | POWERSUPPLYUPS | 1400 SE Plus |  |  |  | Toshiba | Power Supply, UPS |  |  | POWERSUPPLYUPS-Toshiba-1400 SE Plus |  |  |  | Covered PM Repair - Biomedical | MHHS-OPID
NO | NO |  |  |  | 133-04014 |  | Philips Healthcare | 170P |  | BZ000551218060 | KATY - BIOMEDICAL SERVICES | MHHS-Katy |  |  |  | 133-04014 |  | Katy |  | KATY - BIOMEDICAL SERVICES | [5 empty] | MONITORS, VIDEO |  | MONITORVIDEO-Philips-170P6EB 27 |  |  |  |  | MONITORVIDEO-Philips-170P6EB 27 | PHILIPS | [7 empty] | Covered PM Repair - Biomedical | MHHS-Katy
NO | YES | Serial Number Already Installed |  |  | 009-33386 | 009-33386 | Philips Healthcare | 180P2 |  | Already Installed | GH - NICU | MHHS-Greater Heights |  |  |  | 009-33386 | 009-33386 | Central | Greater heights | GH - NICU | GH - NICU |  |  |  |  | MONITORS, VIDEO |  | .needs class |  |  |  |  | .needs class | PHILIPS | [7 empty] | Covered PM Repair - Biomedical | MHHS-Greater Heights
NO | NO |  |  |  | 041-06175 |  | Philips Healthcare | 180P2 |  |  | MEMORIAL CITY - MICU | MHHS-Mem City |  |  |  | 041-06175 |  | West & Memorial City |  | MEMORIAL CITY - MICU | [5 empty] | MONITORS, VIDEO |  | .needs class |  |  |  |  | .needs class | PHILIPS | [7 empty] | Not Covered Vendor Only - Resp/Ster | MHHS-Mem City
NO | NO |  |  |  | 041-07515 |  | Philips Healthcare | 180P2 |  | B2000331283086 | MEMORIAL CITY - TELEMETRY | MHHS-Mem City |  |  |  | 041-07515 |  | West & Memorial City |  | MEMORIAL CITY - TELEMETRY | [5 empty] | MONITORS, VIDEO |  | .needs class |  |  |  |  | .needs class | PHILIPS | [7 empty] | Covered PM Repair - Biomedical | MHHS-Mem City
NO | NO | [5 empty] | Philips Healthcare | 180P2 |  | AU3A0636008247 | MEMORIAL CITY - TELEMETRY | MHHS-Mem City | [5 empty] | West & Memorial City |  | MEMORIAL CITY - TELEMETRY | [5 empty] | MONITORS, VIDEO |  | .needs class |  |  |  |  | .needs class | PHILIPS | [7 empty] | Covered PM Repair - Biomedical | MHHS-Mem City
YES | YES |  |  |  | 069-44078 | 069-44078 | Philips Healthcare | 180P2G/74 |  | BZ000339186065 | Biomed Shop |  |  |  |  | 069-44078 | 069-44078 | TMC | Memorial Hermann-Texas Medical Center | Biomed Shop | Biomed Shop |  |  | 3/1/20 | No PM Sticker
YES | YES |  |  |  | 099-05061 | 099-05061 | Philips Healthcare | 1910M |  | Nsn | PICU |  |  |  |  | 099-05061 | 099-05061 |  | Memorial Hermann- Texas Medical Center | PICU | Children Hospital PICU | 3/1/20 |  |  | No PM Sticker
NO | NO | [5 empty] | Philips Healthcare | 230E |  |  | SW - ICU - CCU | MHHS-Southwest | [5 empty] | Southwest |  | SW - ICU - CCU | [5 empty] | MONITORS, VIDEO |  | .needs class |  |  |  |  | .needs class | PHILIPS | [7 empty] | Covered PM Repair - Biomedical | MHHS-Southwest
YES | YES | Serial Number 453561605803 |  |  | 069-44648 | 069-44648 | Philips Healthcare | 310-3v |  |  | TMC - RADIOLOGY - JONES PAVILION |  |  |  |  | 069-44648 | 069-44648 | TMC | Memorial Hermann-Texas Medical Center | TMC - RADIOLOGY - JONES PAVILION | Ultrasound - JONES PAVILION
YES | YES |  |  |  | 069-44647 | 069-44647 | Philips Healthcare | 310-3v |  |  | TMC - RADIOLOGY - JONES PAVILION |  |  |  |  | 069-44647 | 069-44647 | TMC | Memorial Hermann-Texas Medical Center | TMC - RADIOLOGY - JONES PAVILION | Ultrasound - JONES PAVILION
YES | YES |  |  |  | 099-06138 | 099-06138 | Philips Healthcare |  |  | DE12345670 | SE - OR |  |  |  |  | 099-06138 | 099-06138 | Southeast | Memorial Hermann South East | SE - OR | OR corridor
YES | YES |  |  |  | 013-36678 | 013-36678 | Philips Healthcare | 3D RA | [7 empty] | 013-36678 | 013-36678 |  | Memorial Hermann SW 7600 Beechnut |  | Endo Vascular |  |  |  | Interventional Workspot R1.4.10031
YES | YES |  |  |  | 069-44649 | 069-44649 | Philips Healthcare | 3D9-3v |  |  | TMC - RADIOLOGY - JONES PAVILION |  |  |  |  | 069-44649 | 069-44649 | TMC | Memorial Hermann-Texas Medical Center | TMC - RADIOLOGY - JONES PAVILION | Ultrasound - JONES PAVILION
NO | NO |  |  |  | 009-09362 |  | Philips Healthcare | 4200FA |  |  | GH - CATH LAB | MHHS-Greater Heights |  | Power Supply, UPS |  | 009-09362 |  | Central & Greater Heights |  | GH - CATH LAB | [5 empty] | POWER SYSTEMS, UNINTERRUPTIBLE |  | POWERSUPPLYUPS-TOSHIBA-4200FA | POWERSUPPLYUPS | 4200FA |  |  |  | TOSHIBA | Power Supply, UPS |  |  | POWERSUPPLYUPS-TOSHIBA-4200FA |  |  |  | Covered PM Repair - Biomedical | MHHS-Greater Heights
NO | NO | [5 empty] | Philips Healthcare | 4200FA |  |  | WOODLANDS - FACILITY ENGINEERING | MHHS-Woodlands |  | Power Supply, UPS |  |  |  | Woodlands |  | WOODLANDS - FACILITY ENGINEERING | [5 empty] | POWER SYSTEMS, UNINTERRUPTIBLE |  | POWERSUPPLYUPS-TOSHIBA-4200FA | POWERSUPPLYUPS | 4200FA |  |  |  | TOSHIBA | Power Supply, UPS |  |  | POWERSUPPLYUPS-TOSHIBA-4200FA |  |  |  | Covered PM Repair - Biomedical | MHHS-Woodlands
YES | YES |  |  |  | 099-14472 | 099-14472 | Philips Healthcare | 453 564468911 |  | US43308084 | SW - ER |  |  |  |  | 099-14472 | 099-14472 | Southwest | Memorial Hermann Southwest Hospital | SW - ER | Pod C nurse station |  |  |  | Nurse station pc
YES | YES |  |  |  | 129-04840 | 129-04840 | Philips Healthcare |  |  | 2UA3070JT8 | Biomed Shop |  |  |  |  | 129-04840 | 129-04840 | Sugar Land | Memorial Hermann Sugar Land Hospital | Biomed Shop |  | 11/1/16 | 11/1/17
YES | YES |  |  |  | 129-04832 | 129-04832 | Philips Healthcare |  |  | US92613474 | Sugar Land Biomed |  |  |  |  | 129-04832 | 129-04832 | Sugar Land | Memorial Hermann Sugar Land Hospital | Sugar Land Biomed | Biomed Shop
YES | YES |  |  |  | 142-09053 | 142-09053 | Philips Healthcare |  |  | US92617055 | Sugar Land Biomed |  |  |  |  | 142-09053 | 142-09053 | Sugar Land | Memorial Hermann Sugar Land Hospital | Sugar Land Biomed | Biomed Shop
YES | YES |  |  |  | 142-08916 | 142-08916 | Philips Healthcare |  |  | SG24003464 | [5 empty] | 142-08916 | 142-08916 | Sugar Land |  |  | BioMed Shop |  |  |  | No pm
YES | YES |  |  |  | 129-31739 | 129-31739 | Philips Healthcare |  |  | US41021846 | SUGAR LAND - NURSE CALL |  |  |  |  | 129-31739 | 129-31739 | Sugar Land | Memorial Hermann Sugar Land Hospital | SUGAR LAND - NURSE CALL | Nurses Station
NO | YES |  |  |  |  | 013-16779 | Philips Healthcare |  |  | US81623672 | SW-Labor | MHHS-Southwest |  |  |  |  | 013-16779 | Southwest | MHHS-Southwest | SW-Labor | Recovery |  |  |  |  | ELECTROCARDIOGRAPHS |  | .needs class |  |  |  |  | .needs class | PHILIPS |  |  |  |  | 11/30/17 |  |  | Covered PM Repair - Biomedical | MHHS-Southwest
YES | YES |  |  |  | 009-06578 | 009-06578 | Philips Healthcare |  |  |  | Biomed shop |  |  |  |  | 009-06578 | 009-06578 | Central | Memorial Hermann Greater Heights Hospital | Biomed shop | BIOMED SHOP | 3/1/20
YES | YES |  |  |  | 099-10904 | 099-10904 | Philips Healthcare |  |  | US62915516 | ICU C |  |  |  |  | 099-10904 | 099-10904 | Southwest | Memorial Hermann Southwest Hospital | ICU C | Nurses Station |  |  |  | New Add
NO | NO | [5 empty] | Philips Healthcare |  |  | us92607827 | MEMORIAL CITY - MICU | MHHS-Mem City | [5 empty] | West & Memorial City |  | MEMORIAL CITY - MICU | [5 empty] | RECORDERS, TAPE |  | .needs class |  |  |  |  | .needs class | PHILIPS | [7 empty] | Covered PM Repair - Biomedical | MHHS-Mem City
NO | NO | [5 empty] | Philips Healthcare |  |  | us92607828 | MEMORIAL CITY - SICU | MHHS-Mem City | [5 empty] | West & Memorial City |  | MEMORIAL CITY - SICU | [5 empty] | RECORDERS, TAPE |  | .needs class |  |  |  |  | .needs class | PHILIPS | [7 empty] | Covered PM Repair - Biomedical | MHHS-Mem City
NO | YES | [5 empty] | Philips Healthcare |  |  |  | TMC - RADIOLOGY - CHILDRENS HOSPITAL (OLD) | MHHS-TMC | [5 empty] | TMC |  | TMC - RADIOLOGY - CHILDRENS HOSPITAL (OLD) | [5 empty] | COMPUTERS |  | .needs class |  |  |  |  | .needs class | PHILIPS |  |  |  |  | 12/1/17 |  |  | Covered PM Repair - Biomedical | MHHS-TMC
YES | YES | [5 empty] | Philips Healthcare | 4ch sense wrist coil 3t |  |  | Radiology | [6 empty] | Woodlands | Memorial Hermann The Woodlands Medical Center - Imaging Center (#100) | Radiology | MRI
YES | YES |  |  |  | 099-04531 | 099-04531 | Philips Healthcare |  |  | 2UA9461PDN | Pearland |  |  |  |  | 099-04531 | 099-04531 | Pearland | Pearland | Pearland | AIDF | 2/1/20 | 2/1/20
YES | YES |  |  |  | 142-08921 | 142-08921 | Philips Healthcare | 78581B |  | 4107A03734 | SUGAR LAND - CATH LAB |  |  |  |  | 142-08921 | 142-08921 | Sugar Land |  | SUGAR LAND - CATH LAB | BioMed Shop |  |  |  | No pm
YES | YES |  |  |  | 142-09047 | 142-09047 | Philips Healthcare | 862114 - Sync |  | SG24014778 | SUGAR LAND |  |  |  |  | 142-09047 | 142-09047 | Sugar Land | Memorial Hermann Sugar Land Hospital | SUGAR LAND | In Biomed Shop
NO | YES |  |  |  | 041-13049 | 041-13049 | Philips Healthcare |  |  | DE43536498 | MEMORIAL CITY - ER - PEDS | MHHS-Mem City |  | Module, End Tidal CO2 |  | 041-13049 | 041-13049 | West | Memorial Hermann Memorial City Medical Center Emergency Center | MEMORIAL CITY - ER - PEDS | E1 432 Clinical Coordinator | [6 empty] | MODULEENDTIDALCO2-Philips-M3015A | MODULEENDTIDALCO2 | M3015A |  |  |  | Philips | Module, End Tidal CO2 |  | MODULEENDTIDALCO2-Philips-M3015A |  |  |  |  | Covered PM Repair - Biomedical | MHHS-Mem City
YES | YES |  |  |  | 151-02535 | 151-02535 | Philips Healthcare |  |  | U341022822 | Biomed |  |  |  |  | 151-02535 | 151-02535 | Northwest | Memorial Hermann Cypress Hospital | Biomed | Biomed | 10/1/19 | 10/1/20 |  | John - complete detsils |  | Recorder, Chart | RECORDERCHART-Philips-862120 | [23 empty] | RECORDERCHART | Recorder, Chart | Philips
YES | YES |  |  |  | 099-02562 | 099-02562 | Philips Healthcare |  |  | US41020196 | KATY - ICU |  |  |  |  | 099-02562 | 099-02562 | Katy | Memorial Hermann Katy Hospital | KATY - ICU | CTU SUPPLY ROOM E4 143 | [5 empty] | Recorder, Chart | RECORDERCHART-Philips-862120 | [23 empty] | RECORDERCHART | Recorder, Chart | Philips
YES | YES |  |  |  | 099-10633 | 099-10633 | Philips Healthcare |  |  |  | Telemetry |  |  |  |  | 099-10633 | 099-10633 | Southwest | Memorial Hermann Southwest Hospital | Telemetry | Tele War Room |  |  |  | New Add |  |  | RECORDERCHART-Philips-862120
YES | YES |  |  |  | 099-10634 | 099-10634 | Philips Healthcare |  |  |  | Telemetry |  |  |  |  | 099-10634 | 099-10634 | Southwest | Memorial Hermann Southwest Hospital | Telemetry | Tele War Room |  |  |  | New Add |  |  | RECORDERCHART-Philips-862120
YES | YES |  |  |  | 013-16451 | 013-16451 | Philips Healthcare |  |  | US62915517 | Floor 4 |  |  |  |  | 013-16451 | 013-16451 | Southwest | Memorial Hermann Southwest Hospital | Floor 4 | Floor 4 | [6 empty] | RECORDERCHART-Philips-862120
YES | YES |  |  |  | 099-08823 | 099-08823 | Philips Healthcare |  |  | US41020500 | SW - ER |  |  |  |  | 099-08823 | 099-08823 | Southwest | Memorial Hermann Southwest Hospital Emergency Center | SW - ER | Pod A Nurses Station |  |  |  | New Add |  |  | RECORDERCHART-Philips-862120
YES | YES |  |  |  | 099-08822 | 099-08822 | Philips Healthcare |  |  | US41020048 | SW - ER |  |  |  |  | 099-08822 | 099-08822 | Southwest | Memorial Hermann Southwest Hospital Emergency Center | SW - ER | Pod A Nurses Station |  |  |  | New Add |  |  | RECORDERCHART-Philips-862120
YES | YES |  |  |  | 099-14455 | 099-14455 | Philips Healthcare |  |  | US41021368 | SW - ER |  |  |  |  | 099-14455 | 099-14455 | Southwest | Memorial Hermann Southwest Hospital | SW - ER | Biomed |  |  |  | No PM Sticker |  |  | RECORDERCHART-Philips-862120
YES | YES |  |  |  | 005-11990 | 005-11990 | Philips Healthcare |  |  | US92611114 | SE - EMERGENCY CENTER |  |  |  |  | 005-11990 | 005-11990 | Southeast | Memorial Hermann Southeast Hospital | SE - EMERGENCY CENTER | [7 empty] | RECORDERCHART-Philips-862120
YES | YES |  |  |  | 005-10829 | 005-10829 | Philips Healthcare |  |  | US41020044 | Clinical decision unit |  |  |  |  | 005-10829 | 005-10829 | Southeast | Memorial Hermann Southeast Hospital | Clinical decision unit | Nurse Station | [6 empty] | RECORDERCHART-Philips-862120
YES | YES |  |  |  | 151-04812 | 151-04812 | Philips Healthcare |  |  | US62906637 | ER |  |  |  |  | 151-04812 | 151-04812 | West | Memorial Hermann Memorial City Medical Center Emergency Center | ER | Nurses Station
NO | YES |  |  |  | 041-11708 | 041-11708 | Philips Healthcare | 862120 Recorder |  | US62910256 | MEMORIAL CITY - MHT - MED/SURG 6 |  |  |  |  | 041-11708 | 041-11708 | West | Memorial Hermann Memorial City Medical Center | MEMORIAL CITY - MHT - MED/SURG 6 | MEMORIAL CITY - MHT - MED/SURG 6 Nursestation
NO | YES |  |  |  | 041-13045 | 041-13045 | Philips Healthcare |  |  | DE43536534 | MEMORIAL CITY - ER - Clinical Coordinator E1432 |  |  |  |  | 041-13045 | 041-13045 | West | Memorial Hermann - Memorial City | MEMORIAL CITY - ER - Clinical Coordinator E1432 | Memorial City ER- Clinical Coordinator E1 542
NO | YES |  |  |  | 005-09906 | 005-09906 | Philips Healthcare |  |  | DE22705377 | SE-Clinical Engineering |  |  |  |  | 005-09906 | 005-09906 | Southeast | MHHS-Southeast | SE-Clinical Engineering | Bio med shop | 11/1/19 |  | 11/1/20
NO | YES | Serial Number DE6520JCLG |  |  | 041-34394 | 041-34394 | Philips Healthcare |  |  | DE6520JCLG | Emergency Room E1 532 Room 35 |  |  |  |  | 041-34394 | 041-34394 | West | Memorial Hermann - Memorial City Emergency Dept. | Emergency Room E1 532 Room 35 | Emergency Room E1 532 Room 35
YES | YES |  |  |  | 099-01207 | 099-01207 | Philips Healthcare |  |  | DE439C7887 | SUGAR LAND - IMU |  |  |  |  | 099-01207 | 099-01207 | Sugar Land | Memorial Hermann Sugar Land Hospital | SUGAR LAND - IMU | E320 | 2/1/20
YES | YES |  |  |  | 099-01211 | 099-01211 | Philips Healthcare |  |  | DE439C7892 | SUGAR LAND - IMU |  |  |  |  | 099-01211 | 099-01211 | Sugar Land | Memorial Hermann Sugar Land Hospital | SUGAR LAND - IMU | E319 | 2/1/20
YES | YES |  |  |  | 099-13307 | 099-13307 | Philips Healthcare |  |  | DE439G0153 | 7 ICU |  |  |  |  | 099-13307 | 099-13307 | Southwest | Memorial Hermann Southwest Hospital | 7 ICU | Room 43 |  |  |  | No PM
YES | YES |  |  |  | 099-06314 | 099-06314 | Philips Healthcare |  |  | DE439F5755 | SE - OR |  |  |  |  | 099-06314 | 099-06314 | Southeast | Memorial Hermann Southeast Hospital | SE - OR | Hybrid Ii
YES | YES |  |  |  | 151-04846 | 151-04846 | Philips Healthcare |  |  | DE439D3735 | Biomed |  |  |  |  | 151-04846 | 151-04846 | West | Memorial Hermann Memorial City Medical Center | Biomed | Biomed lab |  |  |  | No
YES | YES |  |  |  | 099-04429 | 099-04429 | Philips Healthcare |  |  | De21959914 | PEARLAND - ICU/IMCU |  |  |  |  | 099-04429 | 099-04429 | Pearland | Memorial Hermann Pearland Hospital | PEARLAND - ICU/IMCU | Icu nirsing
YES | YES |  |  |  | 099-04036 | 099-04036 | Philips Healthcare |  |  | De21961866 | PEARLAND - PHARMACY |  |  |  |  | 099-04036 | 099-04036 | Pearland | Memorial Hermann Pearland Hospital | PEARLAND - PHARMACY | PHARMACY S3-142
YES | YES |  |  |  | 099-00232 | 099-00232 | Philips Healthcare |  |  | DE03803094 | KATY - |  |  |  |  | 099-00232 | 099-00232 | Katy | Katy | KATY - | Bio med shop |  |  |  | No pm
YES | YES |  |  |  | 099-00239 | 099-00239 | Philips Healthcare |  |  | DE03803102 | KATY - |  |  |  |  | 099-00239 | 099-00239 | Katy | Katy | KATY - | Bio med shop |  |  |  | No pm
YES | YES |  |  |  | 151-04665 | 151-04665 | Philips Healthcare |  |  | De12379578 | CY - ICU |  |  |  |  | 151-04665 | 151-04665 | Northwest | Memorial Hermann Cypress Hospital | CY - ICU | CY -ICU 17
YES | YES |  |  |  | 099-04443 | 099-04443 | Philips Healthcare |  |  | De12349421 | PEARLAND - 4N - MED/SURG |  |  |  |  | 099-04443 | 099-04443 | Pearland | Memorial Hermann Pearland Hospital | PEARLAND - 4N - MED/SURG | Icu 10
YES | YES |  |  |  | 099-04439 | 099-04439 | Philips Healthcare |  |  | De12349420 | PEARLAND - ICU/IMCU |  |  |  |  | 099-04439 | 099-04439 | Pearland | Memorial Hermann Pearland Hospital | PEARLAND - ICU/IMCU | Icu 3
YES | YES |  |  |  | 099-04436 | 099-04436 | Philips Healthcare |  |  | De12349418 | PEARLAND - ICU/IMCU |  |  |  |  | 099-04436 | 099-04436 | Pearland | Memorial Hermann Pearland Hospital | PEARLAND - ICU/IMCU | Icu 8
YES | YES |  |  |  | 099-04431 | 099-0443k | Philips Healthcare |  |  | De1235243 | PEARLAND - ICU/IMCU |  |  |  |  | 099-04431 | 099-0443k | Pearland | Memorial Hermann Pearland Hospital | PEARLAND - ICU/IMCU | Icu 1
YES | YES |  |  |  | 099-04296 | 099-04296 | Philips Healthcare |  |  | DE1234989 | PEARLAND - OR - ANESTHESIA |  |  |  |  | 099-04296 | 099-04296 | Pearland | Memorial Hermann Pearland Hospital | PEARLAND - OR - ANESTHESIA | OR1
YES | YES |  |  |  | 099-04711 | 099-04711 | Philips Healthcare |  |  | DE12326182 | PEARLAND - EMERGENCY CENTER |  |  |  |  | 099-04711 | 099-04711 | Pearland | Memorial Hermann Pearland Hospital | PEARLAND - EMERGENCY CENTER | Trauma3 | 2/1/20 | 2/1/20
YES | YES |  |  |  | 099-03296 | 099-03296 | Philips Healthcare |  |  | DE12305766 | KATY - OR |  |  |  |  | 099-03296 | 099-03296 | Katy | Memorial Hermann Katy Hospital | KATY - OR | OR10
YES | YES |  |  |  | 151-04894 | 151-04894 | Philips Healthcare |  |  | DE12342627 | KT CCC - (KY) - EMERGENCY ROOM |  |  |  |  | 151-04894 | 151-04894 | Katy | Memorial Hermann Imaging Center - Convenient Care Center in Katy | KT CCC - (KY) - EMERGENCY ROOM | Exam 6
YES | YES |  |  |  | 099-02617 | 099-02617 | Philips Healthcare |  |  |  | Biomed |  |  |  |  | 099-02617 | 099-02617 | Katy | Memorial Hermann Katy Hospital | Biomed | Biomed
YES | YES |  |  |  | 129-31741 | 129-31741 | Philips Healthcare |  |  | DE12354555 | SUGAR LAND - IMU |  |  |  |  | 129-31741 | 129-31741 | Sugar Land | Memorial Hermann Sugar Land Hospital | SUGAR LAND - IMU | E330
YES | YES |  |  |  | 129-31744 | 129-31744 | Philips Healthcare |  |  | DE12354530 | SUGAR LAND - IMU |  |  |  |  | 129-31744 | 129-31744 | Sugar Land | Memorial Hermann Sugar Land Hospital | SUGAR LAND - IMU | E328
YES | YES |  |  |  | 099-01202 | 099-01202 | Philips Healthcare |  |  | DE12354507 | SUGAR LAND - IMU |  |  |  |  | 099-01202 | 099-01202 | Sugar Land | Memorial Hermann Sugar Land Hospital | SUGAR LAND - IMU | E327
YES | YES |  |  |  | 099-01216 | 099-01216 | Philips Healthcare |  |  | DE12354505 | SUGAR LAND - IMU |  |  |  |  | 099-01216 | 099-01216 | Sugar Land | Memorial Hermann Sugar Land Hospital | SUGAR LAND - IMU | E326
YES | YES |  |  |  | 129-31727 | 129-31727 | Philips Healthcare |  |  | DE12354508 | East 3rd IMU |  |  |  |  | 129-31727 | 129-31727 | Sugar Land | Memorial Hermann Sugar Land Hospital | East 3rd IMU | E325
YES | YES |  |  |  | 145-01519 | 145-01519 | Philips Healthcare |  |  | DE12344509 | SUGAR LAND - LABOR |  |  |  |  | 145-01519 | 145-01519 | Sugar Land | Memorial Hermann Sugar Land Hospital | SUGAR LAND - LABOR | OR 1 | 3/1/20
YES | YES |  |  |  | 009-34302 | 009-34302 | Philips Healthcare |  |  | DE12349177 | SW - HVI - OR |  |  |  |  | 009-34302 | 009-34302 | Southwest | Memorial Hermann Southwest Hospital | SW - HVI - OR | Hvi or 2 |  |  |  | No pm sticker
YES | YES |  |  |  | 099-08784 | 099-08784 | Philips Healthcare |  |  | DE12349183 | SW - HVI - OR |  |  |  |  | 099-08784 | 099-08784 | Southwest | Memorial Hermann Heart | SW - HVI - OR | HVI ENDO 7 |  |  |  | No PM Sticker
YES | YES |  |  |  | 099-08831 | 099-08831 | Philips Healthcare |  |  | DE12306026 | SW - ER |  |  |  |  | 099-08831 | 099-08831 | Southwest | Memorial Hermann Southwest Hospital Emergency Center | SW - ER | Room 1 |  |  |  | New Add
YES | YES |  |  |  | 099-08791 | 099-08791 | Philips Healthcare |  |  | DE12306019 | SW - ER |  |  |  |  | 099-08791 | 099-08791 | Southwest | Memorial Hermann Southwest Hospital Emergency Center | SW - ER | Trauma 5 |  |  |  | No PM Sticker
YES | YES |  |  |  | 099-08794 | 099-08794 | Philips Healthcare |  |  | DE12369936 | SW - ER |  |  |  |  | 099-08794 | 099-08794 | Southwest | Memorial Hermann Southwest Hospital Emergency Center | SW - ER | EMS Triage Hallway |  |  |  | No PM Sticker
YES | YES |  |  |  | 099-13115 | 099-13115 | Philips Healthcare |  |  | DE12369932 | Trauma |  |  |  |  | 099-13115 | 099-13115 | Southwest | Memorial Hermann Southwest Hospital Emergency Center | Trauma | Trauma Pedi
YES | YES |  |  |  | 099-08888 | 099-08888 | Philips Healthcare |  |  | DE12300470 | SW - ER |  |  |  |  | 099-08888 | 099-08888 | Southwest | Memorial Hermann Southwest Hospital Emergency Center | SW - ER | Room 11 |  |  |  | New Add No PM
YES | YES |  |  |  | 013-38633 | 013-38633 | Philips Healthcare |  |  | DE12366950 | Sw-NICU |  |  |  |  | 013-38633 | 013-38633 | Southwest | Memorial Hermann Southwest Hospital | Sw-NICU | NICU |  |  | 3/1/20
YES | YES |  |  |  | 013-38632 | 013-38632 | Philips Healthcare |  |  | DE12366958 | SW - NICU |  |  |  |  | 013-38632 | 013-38632 | Southwest | Memorial Hermann Southwest Hospital | SW - NICU | NICU 1
YES | YES |  |  |  | 013-38635 | 013-38635 | Philips Healthcare |  |  | DE12366975 | Sw-NICU |  |  |  |  | 013-38635 | 013-38635 | Southwest | Memorial Hermann Southwest Hospital | Sw-NICU | NICU
YES | YES |  |  |  | 013-38621 | 013-38621 | Philips Healthcare |  |  | DE12367010 | SW - NICU |  |  |  |  | 013-38621 | 013-38621 | Southwest | Memorial Hermann Southwest Hospital | SW - NICU | NICU 1
YES | YES |  |  |  | 099-14319 | 099-14319 | Philips Healthcare |  |  | DE12300486 | SWE-CCC |  |  |  |  | 099-14319 | 099-14319 | Southeast | Memorial Hermann Convenient Care Center in League City (League City CCC) | SWE-CCC | CCC-ER
YES | YES |  |  |  | 099-14327 | 099-14327 | Philips Healthcare |  |  | DE12345606 | SWE-CCC |  |  |  |  | 099-14327 | 099-14327 | Southeast | Memorial Hermann Convenient Care Center in League City (League City CCC) | SWE-CCC | CCC-ER
YES | YES |  |  |  | 013-38610 | 013-38610 | Philips Healthcare |  |  | DE12367018 | SW - NICU |  |  |  |  | 013-38610 | 013-38610 | Southwest | Memorial Hermann Southwest Hospital | SW - NICU | NICU level 3
YES | YES |  |  |  | 013-38616 | 013-38616 | Philips Healthcare |  |  | DE12366960 | SW - NICU |  |  |  |  | 013-38616 | 013-38616 | Southwest | Memorial Hermann Southwest Hospital | SW - NICU | Nicu level 3
YES | YES |  |  |  | 013-38620 | 013-38620 | Philips Healthcare |  |  | DE12366963 | SW - NICU |  |  |  |  | 013-38620 | 013-38620 | Southwest | Memorial Hermann Southwest Hospital | SW - NICU | NICU Level 3
YES | YES |  |  |  | 013-38624 | 013-38624 | Philips Healthcare |  |  | DE12366974 | SW - NICU |  |  |  |  | 013-38624 | 013-38624 | Southwest | Memorial Hermann Southwest Hospital | SW - NICU | Nicu level 3
YES | YES |  |  |  | 013-38619 | 013-38619 | Philips Healthcare |  |  | DE12366976 | SW - NICU |  |  |  |  | 013-38619 | 013-38619 | Southwest | Memorial Hermann Southwest Hospital | SW - NICU | NICU Level 3
YES | YES |  |  |  | 013-38622 | 013-38622 | Philips Healthcare |  |  | DE12366943 | SW - NICU |  |  |  |  | 013-38622 | 013-38622 | Southwest | Memorial Hermann Southwest Hospital | SW - NICU | NICU Level 3
YES | YES |  |  |  | 099-09946 | 099-09946 | Philips Healthcare |  |  | DE123456669 | SE - CATH LAB |  |  |  |  | 099-09946 | 099-09946 |  | Memorial Hermann- SE - CATH LAB | SE - CATH LAB | OR8 | 4/1/20 |  |  | No PM Sticker
YES | YES |  |  |  | 041-33430 | 041-33430 | Philips Healthcare |  |  | DE12305910 | Biomed |  |  |  |  | 041-33430 | 041-33430 | Southeast | Memorial Hermann Southeast Hospital | Biomed | Storage S425
YES | YES |  |  |  | 151-04864 | 151-04864 | Philips Healthcare |  |  | DE12345112 | Biomed |  |  |  |  | 151-04864 | 151-04864 | West | Memorial Hermann Memorial City Medical Center | Biomed | Biomed lab |  |  |  | No pm tag
YES | YES |  |  |  | DE12329759 | DE12329759 | Philips Healthcare |  |  | DE12329759 | Memorial City-Outpatient Surgery |  |  |  |  | DE12329759 | DE12329759 | West | Memorial Hermann Memorial City Medical Center | Memorial City-Outpatient Surgery | W1 OPS OR 4
YES | YES |  |  |  | DEA12345059 | DEA12345059 | Philips Healthcare |  |  | DEA12345059 | Memorial City-Outpatient Surgery |  |  |  |  | DEA12345059 | DEA12345059 | West | Memorial Hermann Memorial City Medical Center | Memorial City-Outpatient Surgery | W1 OPS OR 8
YES | YES |  |  |  | 583-01724 | 583-01724 | Philips Healthcare |  |  | DE12346441 | MEMORIAL CITY - EAST TOWER - IMCU |  |  |  |  | 583-01724 | 583-01724 | West | West | MEMORIAL CITY - EAST TOWER - IMCU
YES | YES |  |  |  | 099-03351 | 099-03351 | Philips Healthcare |  |  | DE12306038 | ER |  |  |  |  | 099-03351 | 099-03351 | Southwest | Memorial Hermann Southwest Hospital | ER | ER Trauma RM 2
YES | YES |  |  |  | 013-38613 | 013-38613 | Philips Healthcare |  |  | DE12367008 | SW - NICU |  |  |  |  | 013-38613 | 013-38613 | Southwest | Memorial Hermann Southwest Hospital | SW - NICU | Nicu level 3
YES | YES |  |  |  | 099-11971 | 099-11971 | Philips Healthcare |  |  | DE12548491 | Epilepsy PEDI HD1012 |  |  |  |  | 099-11971 | 099-11971 |  | Memorial Hermann- Texas Medica Center | Epilepsy PEDI HD1012 | PICU | 3/1/20 |  |  | No PM Sticker
YES | YES |  |  |  | 099-11972 | 099-11972 | Philips Healthcare |  |  | DE12548492 | Epilepsy PEDI HD1012 |  |  |  |  | 099-11972 | 099-11972 |  | Memorial Hermann- Texas Medica Center | Epilepsy PEDI HD1012 | PICU | 3/1/20 |  |  | No PM Sticker
YES | YES |  |  |  | 099-05058 | 099-05058 | Philips Healthcare |  |  |  | PICU |  |  |  |  | 099-05058 | 099-05058 |  | Memorial Hermann- Texas Medical Center | PICU | Children Hospital PICU |  |  |  | No PM Sticker
YES | YES |  |  |  | 099-04550 | 099-04550 | Philips Healthcare |  |  | de43607355 | Pearland |  |  |  |  | 099-04550 | 099-04550 | Pearland | Memorial Hermann Pearland Hospital | Pearland | ICU nurses station | 2/1/20
YES | YES |  |  |  | 129-31702 | 129-31702 | Philips Healthcare |  |  | De12353528 | SUGAR LAND - IMU |  |  |  |  | 129-31702 | 129-31702 | Sugar Land | Memorial Hermann Sugar Land Hospital | SUGAR LAND - IMU | Room 301
YES | YES |  |  |  | 129-31705 | 129-31705 | Philips Healthcare |  |  | De12354553 | SUGAR LAND - IMU |  |  |  |  | 129-31705 | 129-31705 | Sugar Land | Memorial Hermann Sugar Land Hospital | SUGAR LAND - IMU | Room 302
YES | YES |  |  |  | 129-31709 | 129-31709 | Philips Healthcare |  |  | De12354548 | SUGAR LAND - IMU |  |  |  |  | 129-31709 | 129-31709 | Sugar Land | Memorial Hermann Sugar Land Hospital | SUGAR LAND - IMU | Room 303
YES | YES |  |  |  | 129-31715 | 129-31715 | Philips Healthcare |  |  | De12354456 | SUGAR LAND - IMU |  |  |  |  | 129-31715 | 129-31715 | Sugar Land | Memorial Hermann Sugar Land Hospital | SUGAR LAND - IMU | Room 304
YES | YES |  |  |  | 129-31717 | 129-31717 | Philips Healthcare |  |  | De12354545 | SUGAR LAND - IMU |  |  |  |  | 129-31717 | 129-31717 | Sugar Land | Memorial Hermann Sugar Land Hospital | SUGAR LAND - IMU | Room 324
YES | YES |  |  |  | 129-31724 | 129-31724 | Philips Healthcare |  |  | De12354546 | SUGAR LAND - IMU |  |  |  |  | 129-31724 | 129-31724 | Sugar Land | Memorial Hermann Sugar Land Hospital | SUGAR LAND - IMU | Room 323
YES | YES |  |  |  | 145-01277 | 145-01277 | Philips Healthcare |  |  | DE69518521 | PEARLAND - EMERGENCY CENTER |  |  |  |  | 145-01277 | 145-01277 | Pearland | Memorial Hermann Pearland Hospital | PEARLAND - EMERGENCY CENTER | ER 15 | 1/1/20 | 1/1/21
YES | YES |  |  |  | 145-01278 | 145-01278 | Philips Healthcare |  |  | DE69518520 | PEARLAND - EMERGENCY CENTER |  |  |  |  | 145-01278 | 145-01278 | Pearland | Memorial Hermann Pearland Hospital | PEARLAND - EMERGENCY CENTER | ER 14 | 2/1/20 | 1/1/21
YES | YES |  |  |  | 145-01286 | 145-01286 | Philips Healthcare |  |  | DE69518453 | Er |  |  |  |  | 145-01286 | 145-01286 | Pearland | Memorial Hermann Pearland Hospital | Er | ER19 | 1/1/20 | 1/1/21
YES | YES |  |  |  | 145-01279 | 145-01279 | Philips Healthcare |  |  | DE69517036 | PEARLAND - EMERGENCY CENTER |  |  |  |  | 145-01279 | 145-01279 | Pearland | Memorial Hermann Pearland Hospital | PEARLAND - EMERGENCY CENTER | ER 16 | 1/1/20 | 1/1/21
YES | YES |  |  |  | 145-01282 | 145-01282 | Philips Healthcare |  |  | DE69518542 | Er |  |  |  |  | 145-01282 | 145-01282 | Pearland | Memorial Hermann Pearland Hospital | Er | ER C1 100.1 | 1/1/20 | 1/1/21
YES | YES |  |  |  | 145-01280 | 145-01280 | Philips Healthcare |  |  | DE69518530 | PEARLAND - EMERGENCY CENTER |  |  |  |  | 145-01280 | 145-01280 | Pearland | Memorial Hermann Pearland Hospital | PEARLAND - EMERGENCY CENTER | ER 17
YES | YES |  |  |  | 145-01281 | 145-01281 | Philips Healthcare |  |  | De69518532 | Er |  |  |  |  | 145-01281 | 145-01281 | Pearland | Memorial Hermann Pearland Hospital | Er | ER 21 | 1/1/20 | 1/1/21
YES | YES |  |  |  | 145-01275 | 145-01275 | Philips Healthcare |  |  | De69518584 | Er |  |  |  |  | 145-01275 | 145-01275 | Pearland | Memorial Hermann Pearland Hospital | Er | ER 22 | 1/1/20 | 1/1/21
YES | YES |  |  |  | 145-01276 | 145-01276 | Philips Healthcare |  |  | DE69518543 | Surgery Center |  |  |  |  | 145-01276 | 145-01276 | Pearland | Memorial Hermann Pearland Hospital | Surgery Center | ER 18 | 1/1/20 | 1/1/21
NO | YES |  |  |  | 041-34416 | 041-34416 | Philips Healthcare |  |  | DE61425777 | MEMORIAL CITY - ER - Clinical Coordinator E1432 | MHHS-Mem City |  | Module, End Tidal CO2 |  | 041-34416 | 041-34416 | West | Memorial Hermann - Memorial City | MEMORIAL CITY - ER - Clinical Coordinator E1432 | Memorial City ER- Clinical Coordinator E1 542 |  |  |  |  | PHYSIOLOGIC MONITOR MODULES |  | MODULEENDTIDALCO2-Philips-867041 | MODULEENDTIDALCO2 |  |  |  |  | Philips | Module, End Tidal CO2 |  | MODULEENDTIDALCO2-Philips-867041 |  |  |  |  | Covered PM Repair - Biomedical | MHHS-Mem City
NO | YES |  |  |  | 151-05192 | 151-05192 | Philips Healthcare |  |  | DE61419196 | [5 empty] | 151-05192 | 151-05192 | Northwest | Memorial Hermann Cypress Hospital |  |  | 6/1/20 | 6/1/19
NO | YES | Asset Tag 151-03324 |  |  | 151-03324 | 151-03324 | Philips Healthcare |  |  | DE61419179 | CY-Labor & Delivery |  |  |  |  | 151-03324 | 151-03324 | Northwest | MHHS-Cypress | CY-Labor & Delivery |  | 6/1/19 | 6/1/20
YES | YES |  |  |  | 129-07557 | 129-07557 | Philips Healthcare |  |  | DE61417571 | SUGAR LAND - PACU |  |  |  |  | 129-07557 | 129-07557 | Sugar Land |  | SUGAR LAND - PACU |  |  |  |  | No pm
NO | YES |  |  |  | 013-34048 | 013-34048 | Philips Healthcare |  |  | DE61424712 | ICU |  |  |  |  | 013-34048 | 013-34048 | Southwest | Memorial Hermann Southwest Hospital | ICU | ICU45
NO | NO |  |  |  | 041-34384 |  | Philips Healthcare |  |  | DE61425737 | MEMORIAL CITY - ER | MHHS-Mem City |  | Module, End Tidal CO2 |  | 041-34384 |  | West & Memorial City |  | MEMORIAL CITY - ER | [5 empty] | PHYSIOLOGIC MONITOR MODULES |  | MODULEENDTIDALCO2-Philips-867041 | MODULEENDTIDALCO2 |  |  |  |  | Philips | Module, End Tidal CO2 |  | MODULEENDTIDALCO2-Philips-867041 |  |  |  |  | Not Covered Vendor Only - Lab Ana/Anes | MHHS-Mem City
YES | YES |  |  |  | 129-04206 | 129-04206 | Philips Healthcare |  |  |  | SUGAR LAND |  |  |  |  | 129-04206 | 129-04206 | Sugar Land | Memorial Hermann Sugar Land Hospital | SUGAR LAND | In Biomed Shop
YES | YES |  |  |  | 099-03486 | 099-03486 | Philips Healthcare | [8 empty] | 099-03486 | 099-03486 |  | OPID CCC Kingwood |  |  | 10/1/18 | 10/1/19
YES | YES |  |  |  | 009-34102 | 009-34102 | Philips Healthcare |  |  | B157V1 | Cardiology |  |  |  |  | 009-34102 | 009-34102 | Central | Memorial Hermann Greater Heights Hospital | Cardiology
YES | YES |  |  |  | 099-10771 | 099-10771 | Philips Healthcare |  |  | G15C006708 | SW - 8th Floor |  |  |  |  | 099-10771 | 099-10771 | Southwest | Memorial Hermann Southwest Hospital | SW - 8th Floor | Nurses Station |  |  |  | New Add - Elo Touch
YES | YES |  |  |  | 142-09052 | 142-09052 | Philips Healthcare |  |  | I12C016609 | SUGAR LAND |  |  |  |  | 142-09052 | 142-09052 | Sugar Land | Memorial Hermann Sugar Land Hospital | SUGAR LAND | In Biomed Shop
YES | YES |  |  |  | 129-04825 | 129-04825 | Philips Healthcare |  |  | I12C016606 | Sugar Land Biomed |  |  |  |  | 129-04825 | 129-04825 | Sugar Land | Memorial Hermann Sugar Land Hospital | Sugar Land Biomed | Biomed Shop
YES | YES |  |  |  | 129-04823 | 129-04823 | Philips Healthcare |  |  | I12C016610 | Sugar Land Biomed |  |  |  |  | 129-04823 | 129-04823 | Sugar Land | Memorial Hermann Sugar Land Hospital | Sugar Land Biomed | Biomed Shop
YES | YES |  |  |  | 129-31533 | 129-31533 | Philips Healthcare |  |  | G13C035507 | Biomed |  |  |  |  | 129-31533 | 129-31533 | Sugar Land | Memorial Hermann Sugar Land Hospital | Biomed | Biomed Shop
YES | YES |  |  |  | 129-04826 | 129-04826 | Philips Healthcare |  |  | I12C016611 | Biomed |  |  |  |  | 129-04826 | 129-04826 | Sugar Land | Memorial Hermann Sugar Land Hospital | Biomed | Biomed Shop
YES | YES |  |  |  | 129-31534 | 129-31534 | Philips Healthcare |  |  | C15C010165 | Biomed |  |  |  |  | 129-31534 | 129-31534 | Sugar Land | Memorial Hermann Sugar Land Hospital | Biomed | Biomed Shop
YES | YES |  |  |  | 005-33341 | 005-33341 | Philips Healthcare |  |  | C173024936 | Pediatric ER |  |  |  |  | 005-33341 | 005-33341 | Sugar Land | Memorial Hermann Sugar Land Hospital | Pediatric ER | Nurses Station
NO | YES |  |  |  | R-009-08056 |  | Philips Healthcare | ACHIEVA 3.0T |  |  | OPID - (MC) - HEDWIG VILLAGE - 469 | MHHS-OPID |  |  |  | R-009-08056 |  | West & Memorial City |  | OPID - (MC) - HEDWIG VILLAGE - 469 |  | 10/8/19 |  |  |  | SCANNING SYSTEMS, MAGNETIC RESONANCE IMAGING |  | .needs class |  |  |  |  | .needs class | PHILIPS | [7 empty] | Covered PM Repair - Biomedical | MHHS-OPID
NO | YES |  |  |  | R-041-08963 |  | Philips Healthcare | ACHIEVA 3.0T |  |  | OPID - (MC) - MEMORIAL CITY - 422 (MP4) | MHHS-OPID |  |  |  | R-041-08963 |  | West & Memorial City |  | OPID - (MC) - MEMORIAL CITY - 422 (MP4) |  | 10/10/19 |  |  |  | SCANNING SYSTEMS, MAGNETIC RESONANCE IMAGING |  | .needs class |  |  |  |  | .needs class | PHILIPS | [7 empty] | Covered PM Repair - Biomedical | MHHS-OPID
NO | YES |  |  |  | 069-35402 | 069-35402 | Philips Healthcare | ACHIEVA 3.0T |  |  | OPID - (TMC) - MH IMAGING CENTER - 417 | MHHS-OPID |  |  |  | 069-35402 | 069-35402 | TMC | Memorial Hermann-Texas Medical Center | OPID - (TMC) - MH IMAGING CENTER - 417 |  | 9/1/19 |  | 10/1/20 |  | SCANNING SYSTEMS, MAGNETIC RESONANCE IMAGING |  | .needs class |  |  |  |  | .needs class | PHILIPS | [7 empty] | Covered PM Repair - Biomedical | MHHS-OPID
NO | NO | [5 empty] | Philips Healthcare | ACHIEVA 3.0T |  |  | KATY - MRI | MHHS-Katy | [5 empty] | Katy |  | KATY - MRI | [5 empty] | SCANNING SYSTEMS, MAGNETIC RESONANCE IMAGING |  | .needs class |  |  |  |  | .needs class | PHILIPS | [7 empty] | Covered PM Repair - Biomedical | MHHS-Katy
NO | YES | [5 empty] | Philips Healthcare | ADAC FORTE GAMMA CAMERA |  | F0011016 | SUGAR LAND - RADIOLOGY | MHHS-Sugarland | [5 empty] | Sugar Land |  | SUGAR LAND - RADIOLOGY |  | 5/14/19 |  |  |  | CAMERAS, GAMMA |  | CAMERAGAMMA-Philips-ADAC Forte |  |  |  |  | CAMERAGAMMA-Philips-ADAC Forte | PHILIPS |  |  |  |  | 5/16/26 |  |  | Not Covered Vendor Only - Biomedical | MHHS-Sugarland
NO | YES |  |  |  | 133-09059 | 133-09059 | Philips Healthcare | AFFINITI 50 |  | USN 15D0625 | Katy-Ultrasound | MHHS-Katy |  | Ultrasound, Diagnostic |  | 133-09059 | 133-09059 | Katy | MHHS-Katy | Katy-Ultrasound | Emergency Dept | 1/1/20 | 1/1/21 |  |  | ULTRASONIC UNITS, DIAGNOSTIC | Ultrasound, Diagnostic | ULTRASOUNDDIAGNOSTIC-PHILIPS-Affiniti 50 | ULTRASOUNDDIAGNOSTIC | Affiniti 50 |  |  |  | PHILIPS | Ultrasound, Diagnostic |  | ULTRASOUNDDIAGNOSTIC-PHILIPS-Affiniti 50 |  |  |  | UD-A | Covered PM Repair - Biomedical | MHHS-Katy | [8 empty] | ULTRASOUNDDIAGNOSTIC | Ultrasound, Diagnostic | PHILIPS
NO | YES |  |  |  | 013-36610 |  | Philips Healthcare | AFFINITI 50 |  | US618D1301 | SW - RADIOLOGY | MHHS-Southwest |  | Ultrasound, Diagnostic |  | 013-36610 |  | Southwest |  | SW - RADIOLOGY |  | 8/8/19 |  |  |  | ULTRASONIC UNITS, DIAGNOSTIC |  | ULTRASOUNDDIAGNOSTIC-PHILIPS-Affiniti 50 | ULTRASOUNDDIAGNOSTIC | Affiniti 50 |  |  |  | PHILIPS | Ultrasound, Diagnostic |  | ULTRASOUNDDIAGNOSTIC-PHILIPS-Affiniti 50 |  | 1/1/15 |  |  | Covered PM Repair - Biomedical | MHHS-Southwest
NO | YES |  |  |  | 013-36611 | 013-36611 | Philips Healthcare | AFFINITI 50 |  | US618D1302 | SW-Radiology | MHHS-Southwest |  | Ultrasound, Diagnostic |  | 013-36611 | 013-36611 | Southwest | MHHS-Southwest | SW-Radiology | Specials RM 10 | 8/1/19 |  |  |  | ULTRASONIC UNITS, DIAGNOSTIC | Ultrasound, Diagnostic | ULTRASOUNDDIAGNOSTIC-PHILIPS-Affiniti 50 | ULTRASOUNDDIAGNOSTIC | Affiniti 50 |  |  |  | PHILIPS | Ultrasound, Diagnostic |  | ULTRASOUNDDIAGNOSTIC-PHILIPS-Affiniti 50 |  | 1/1/15 |  | UD-A | Covered PM Repair - Biomedical | MHHS-Southwest | [8 empty] | ULTRASOUNDDIAGNOSTIC | Ultrasound, Diagnostic | PHILIPS
NO | YES |  |  |  | 041-20904 | 041-20904 | Philips Healthcare | AFFINITI 70G |  | US318F2126 | MEMORIAL CITY - CATH LAB | MHHS-Mem City |  | Ultrasound, Diagnostic |  | 041-20904 | 041-20904 | West | Heart | MEMORIAL CITY - CATH LAB | Cath Lab Hallway |  |  |  |  | ULTRASONIC UNITS, DIAGNOSTIC |  | ULTRASOUNDDIAGNOSTIC-Philips-Affiniti 70G | ULTRASOUNDDIAGNOSTIC | Affiniti 70G |  |  |  | PHILIPS | Ultrasound, Diagnostic |  | ULTRASOUNDDIAGNOSTIC-Philips-Affiniti 70G |  |  |  |  | Covered PM Repair - Biomedical | MHHS-Mem City
NO | YES |  |  |  | 041-34200 | 041-34200 | Philips Healthcare | AFFINITI 70G |  | US619F0884 | MEMORIAL CITY - CATH LAB | MHHS-Mem City |  | Ultrasound, Diagnostic |  | 041-34200 | 041-34200 | West | Heart | MEMORIAL CITY - CATH LAB | Cath Lab Hallway |  |  |  | Possibly under contract/warranty. Sticker states OEM serviced | ULTRASONIC UNITS, DIAGNOSTIC |  | ULTRASOUNDDIAGNOSTIC-Philips-Affiniti 70G | ULTRASOUNDDIAGNOSTIC | Affiniti 70G |  |  |  | PHILIPS | Ultrasound, Diagnostic |  | ULTRASOUNDDIAGNOSTIC-Philips-Affiniti 70G |  |  |  |  | Covered PM Repair - Biomedical | MHHS-Mem City
YES | YES |  |  |  | 133-02416 | 133-02416 | Philips Healthcare | AGI-3002 |  | ZA4701 | KATY - |  |  |  |  | 133-02416 | 133-02416 | Katy | Katy | KATY - | Bio med shop |  |  |  | No pm
NO | NO |  |  |  | 583-00986 |  | Philips Healthcare | ALICE 6 LDX |  |  | KATY REHAB - SLEEP LAB | MHHS-Katy Rehab |  |  |  | 583-00986 |  | Katy |  | KATY REHAB - SLEEP LAB | [5 empty] | MONITORS, BEDSIDE, RESPIRATION, VENTILATION/APNEA |  | MONSLP-PHILIPS-Alice 6 |  |  |  |  | MONSLP-PHILIPS-Alice 6 | PHILIPS | [7 empty] | Covered PM Repair - Biomedical | MHHS-Katy Rehab
NO | NO |  |  |  | 583-00989 |  | Philips Healthcare | ALICE 6 LDX |  |  | KATY REHAB - SLEEP LAB | MHHS-Katy Rehab |  |  |  | 583-00989 |  | Katy |  | KATY REHAB - SLEEP LAB | [5 empty] | MONITORS, BEDSIDE, RESPIRATION, VENTILATION/APNEA |  | MONSLP-PHILIPS-Alice 6 |  |  |  |  | MONSLP-PHILIPS-Alice 6 | PHILIPS | [7 empty] | Covered PM Repair - Biomedical | MHHS-Katy Rehab
NO | NO |  |  |  | 583-01987 |  | Philips Healthcare | ALICE 6 LDX |  | A5BS09268 | KATY REHAB - SLEEP LAB | MHHS-Katy Rehab |  |  |  | 583-01987 |  | Katy |  | KATY REHAB - SLEEP LAB | [5 empty] | MONITORS, BEDSIDE, RESPIRATION, VENTILATION/APNEA |  | MONSLP-PHILIPS-Alice 6 |  |  |  |  | MONSLP-PHILIPS-Alice 6 | PHILIPS | [7 empty] | Covered PM Repair - Biomedical | MHHS-Katy Rehab
NO | NO |  |  |  | 583-01993 |  | Philips Healthcare | ALICE 6 LDX |  | A5BS02766 | KATY REHAB - SLEEP LAB | MHHS-Katy Rehab |  |  |  | 583-01993 |  | Katy |  | KATY REHAB - SLEEP LAB | [5 empty] | MONITORS, BEDSIDE, RESPIRATION, VENTILATION/APNEA |  | MONSLP-PHILIPS-Alice 6 |  |  |  |  | MONSLP-PHILIPS-Alice 6 | PHILIPS | [7 empty] | Covered PM Repair - Biomedical | MHHS-Katy Rehab
YES | YES |  |  |  | 142-08971 | 142-08971 | Philips Healthcare | Alice Nightone |  |  | SUGAR LAND - SLEEP DISORDER CENTER |  |  |  |  | 142-08971 | 142-08971 | Sugar Land | Memorial Hermann Sugar Land Sleep Disorders Center (#370) | SUGAR LAND - SLEEP DISORDER CENTER | Sleep Disorder Clinic | [5 empty] | Sleep Study Monitor | MONSLP-Philips-Alice Nightone | [23 empty] | MONSLP | Sleep Study Monitor | Philips
YES | YES |  |  |  | 142-08972 | 142-08972 | Philips Healthcare | Alice Nightone |  |  | SUGAR LAND - SLEEP DISORDER CENTER |  |  |  |  | 142-08972 | 142-08972 | Sugar Land | Memorial Hermann Sugar Land Sleep Disorders Center (#370) | SUGAR LAND - SLEEP DISORDER CENTER | Sleep Disorder Clinic | [5 empty] | Sleep Study Monitor | MONSLP-Philips-Alice Nightone | [23 empty] | MONSLP | Sleep Study Monitor | Philips
YES | YES |  |  |  | 142-08987 | 142-08987 | Philips Healthcare | Alice Nightone | [7 empty] | 142-08987 | 142-08987 | Sugar Land | Memorial Hermann Sugar Land Sleep Disorders Center (#370) |  | Cabinet | 2/1/20 | 2/1/20 |  |  |  | Sleep Study Monitor | MONSLP-Philips-Alice Nightone | [23 empty] | MONSLP | Sleep Study Monitor | Philips
YES | YES |  |  |  | 142-08925 | 142-08925 | Philips Healthcare | Alice Nightone |  |  | SUGAR LAND - SLEEP DISORDER CENTER |  |  |  |  | 142-08925 | 142-08925 | Sugar Land | Memorial Hermann Sugar Land Sleep Disorders Center (#370) | SUGAR LAND - SLEEP DISORDER CENTER |  |  |  |  | No pm |  | Sleep Study Monitor | MONSLP-Philips-Alice Nightone | [23 empty] | MONSLP | Sleep Study Monitor | Philips
YES | YES |  |  |  | 099-12213 | 099-12213 | Philips Healthcare | Alice Nightone |  |  | TMC - EPILEPSY - SLEEP LAB (5R) |  |  |  |  | 099-12213 | 099-12213 | TMC | Memorial Hermann-Texas Medical Center | TMC - EPILEPSY - SLEEP LAB (5R) | Control room | [6 empty] | MONSLP-Philips-Alice Nightone
YES | YES |  |  |  | 099-12220 | 099-12220 | Philips Healthcare | Alice Nightone |  |  | TMC - EPILEPSY - SLEEP LAB (5R) |  |  |  |  | 099-12220 | 099-12220 | TMC | Memorial Hermann-Texas Medical Center | TMC - EPILEPSY - SLEEP LAB (5R) | Control room | [6 empty] | MONSLP-Philips-Alice Nightone
YES | YES |  |  |  | 099-12219 | 099-12219 | Philips Healthcare | Alice Nightone |  |  | TMC - EPILEPSY - SLEEP LAB (5R) |  |  |  |  | 099-12219 | 099-12219 | TMC | Memorial Hermann-Texas Medical Center | TMC - EPILEPSY - SLEEP LAB (5R) | Control room | [6 empty] | MONSLP-Philips-Alice Nightone
YES | YES |  |  |  | 005-08327 | 005-08327 | Philips Healthcare | Allura Clarity |  | Site # 55832120 | OR |  |  |  |  | 005-08327 | 005-08327 |  | Memorail Hermann Houston | OR | Hybrd 1 | [27 empty] | 8/1/12
YES | YES |  |  |  | 069-41314 | 069-41314 | Philips Healthcare | Allura Clarity |  |  | TMC - CATH LAB - ADULT (2HVI) |  |  |  |  | 069-41314 | 069-41314 | TMC | Memorial Hermann Heart | TMC - CATH LAB - ADULT (2HVI) | Cath Lab 6
YES | YES |  |  |  | 041?Ai16665 | 041-16665 | Philips Healthcare | Allura GEO |  |  | Memorial City-Cath Lab |  |  |  |  | 041?Ai16665 | 041-16665 | West | Memorial Hermann Heart | Memorial City-Cath Lab | Infront of E9 205
NO | YES |  |  |  | 133-08430 | 133-08430 | Philips Healthcare | ALLURA XPER FD10 |  |  | Katy-Cath Lab | MHHS-Katy |  | Cath Lab/Interventional Radiology/Angiography |  | 133-08430 | 133-08430 | Katy | MHHS-Katy | Katy-Cath Lab |  | 4/1/19 |  |  |  | RADIOGRAPHIC/FLUOROSCOPIC SYSTEMS, CARDIOVASCULAR | Cath Lab/Interventional Radiology/Angiography | CATHIRANG-PHILIPS-Allura Xper FD10 | CATHIRANG | Allura Xper FD10 |  |  |  | PHILIPS | Cath Lab/Interventional Radiology/Angiography |  | CATHIRANG-PHILIPS-Allura Xper FD10 |  | 1/10/18 |  |  | Covered PM Repair - Biomedical | MHHS-Katy | [8 empty] | CATHIRANG | Cath Lab/Interventional Radiology/Angiography | PHILIPS
NO | YES |  |  |  | 013-14300 | 013-14300 | Philips Healthcare | ALLURA XPER FD10 |  |  | SW-Cath Lab | MHHS-Southwest |  | Cath Lab/Interventional Radiology/Angiography |  | 013-14300 | 013-14300 | Southwest | MHHS-Southwest | SW-Cath Lab | EP 3 | 6/1/19 |  |  |  | RADIOGRAPHIC/FLUOROSCOPIC SYSTEMS, CARDIOVASCULAR | Cath Lab/Interventional Radiology/Angiography | CATHIRANG-PHILIPS-Allura Xper FD10 | CATHIRANG | Allura Xper FD10 |  |  |  | PHILIPS | Cath Lab/Interventional Radiology/Angiography |  | CATHIRANG-PHILIPS-Allura Xper FD10 |  | 1/10/18 |  |  | Covered PM Repair - Biomedical | MHHS-Southwest | [8 empty] | CATHIRANG | Cath Lab/Interventional Radiology/Angiography | PHILIPS
YES | YES |  |  |  | 129-04203 | 129-04203 | Philips Healthcare | Allura Xper FD10 |  |  | Sugar Land Cath Lab |  |  |  |  | 129-04203 | 129-04203 | Sugar Land | MH SL | Sugar Land Cath Lab | Sugar Land, Cath Lab A, W1 271.1 | 3/1/18 | 3/1/19 |  |  | Cath Lab, Single Plane | Cath Lab/Interventional Radiology/Angiography | CATHIRANG-PHILIPS-Allura Xper FD10 | [20 empty] | 4/1/10 |  |  | CATHIRANG | Cath Lab/Interventional Radiology/Angiography | PHILIPS
NO | NO |  |  |  | 013-CL5 |  | Philips Healthcare | ALLURA XPER FD10 |  |  | SW - CATH LAB | MHHS-Southwest |  | Cath Lab/Interventional Radiology/Angiography |  | 013-CL5 |  | Southwest |  | SW - CATH LAB | [5 empty] | RADIOGRAPHIC/FLUOROSCOPIC SYSTEMS, CARDIOVASCULAR |  | CATHIRANG-PHILIPS-Allura Xper FD10 | CATHIRANG | Allura Xper FD10 |  |  |  | PHILIPS | Cath Lab/Interventional Radiology/Angiography |  | CATHIRANG-PHILIPS-Allura Xper FD10 |  |  |  |  | Covered PM Repair - Biomedical | MHHS-Southwest
NO | NO | [5 empty] | Philips Healthcare | ALLURA XPER FD10 |  |  | SUGAR LAND - CATH LAB | MHHS-Sugarland |  | Cath Lab/Interventional Radiology/Angiography |  |  |  | Sugar Land |  | SUGAR LAND - CATH LAB | [5 empty] | RADIOGRAPHIC/FLUOROSCOPIC SYSTEMS, CARDIOVASCULAR |  | CATHIRANG-PHILIPS-Allura Xper FD10 | CATHIRANG | Allura Xper FD10 |  |  |  | PHILIPS | Cath Lab/Interventional Radiology/Angiography |  | CATHIRANG-PHILIPS-Allura Xper FD10 |  |  |  |  | Covered PM Repair - Biomedical | MHHS-Sugarland
NO | YES |  |  |  | 009-09173 | 009-09173 | Philips Healthcare | ALLURA XPER FD20 |  |  | GH-Cath Lab | MHHS-Greater Heights |  | Cath Lab/Interventional Radiology/Angiography |  | 009-09173 | 009-09173 | Central | MHHS-Greater Heights | GH-Cath Lab | GH CATH LAB Room 3 | 5/1/19 |  |  |  | RADIOGRAPHIC/FLUOROSCOPIC SYSTEMS, CARDIOVASCULAR | Cath Lab/Interventional Radiology/Angiography | CATHIRANG-Philips-Allura Xper FD20 | CATHIRANG | Allura Xper FD20 |  |  |  | PHILIPS | Cath Lab/Interventional Radiology/Angiography |  | CATHIRANG-Philips-Allura Xper FD20 |  | 1/10/18 |  |  | Covered PM Repair - Biomedical | MHHS-Greater Heights | [8 empty] | CATHIRANG | Cath Lab/Interventional Radiology/Angiography | PHILIPS
NO | YES |  |  |  | 009-09631 | 009-09631 | Philips Healthcare | ALLURA XPER FD20 |  | 722028 956 | GH-OR | MHHS-Greater Heights |  | Cath Lab/Interventional Radiology/Angiography |  | 009-09631 | 009-09631 | Central | MHHS-Greater Heights | GH-OR | OR -7 | 12/1/19 |  |  |  | RADIOGRAPHIC/FLUOROSCOPIC SYSTEMS, CARDIOVASCULAR | Cath Lab/Interventional Radiology/Angiography | CATHIRANG-Philips-Allura Xper FD20 | CATHIRANG | Allura Xper FD20 |  |  |  | PHILIPS | Cath Lab/Interventional Radiology/Angiography |  | CATHIRANG-Philips-Allura Xper FD20 |  | 1/10/18 |  |  | Covered PM Repair - Biomedical | MHHS-Greater Heights | [8 empty] | CATHIRANG | Cath Lab/Interventional Radiology/Angiography | PHILIPS
NO | YES | [5 empty] | Philips Healthcare | ALLURA XPER FD20 |  |  | NE-OR | MHHS-Northeast |  | Cath Lab/Interventional Radiology/Angiography |  |  |  | Katy | MHHS-Northeast | NE-OR |  | 2/1/15 | 8/1/15 |  | Site ID 64491042 | RADIOGRAPHIC/FLUOROSCOPIC SYSTEMS, CARDIOVASCULAR | Cath Lab/Interventional Radiology/Angiography | CATHIRANG-Philips-Allura Xper FD20 | CATHIRANG | Allura Xper FD20 |  |  |  | PHILIPS | Cath Lab/Interventional Radiology/Angiography |  | CATHIRANG-Philips-Allura Xper FD20 |  |  |  |  | Covered PM Repair - Biomedical | MHHS-Northeast | [8 empty] | CATHIRANG | Cath Lab/Interventional Radiology/Angiography | PHILIPS
NO | YES |  |  |  | 013-36658 | 013-36658 | Philips Healthcare | ALLURA XPER FD20 |  |  | SW-OR | MHHS-Southwest |  | Cath Lab/Interventional Radiology/Angiography |  | 013-36658 | 013-36658 | Southwest | MHHS-Southwest | SW-OR | Neuro OR 19 | 11/1/19 |  | 2/1/20 |  | RADIOGRAPHIC/FLUOROSCOPIC SYSTEMS, CARDIOVASCULAR | Cath Lab/Interventional Radiology/Angiography | CATHIRANG-Philips-Allura Xper FD20 | CATHIRANG | Allura Xper FD20 |  |  |  | PHILIPS | Cath Lab/Interventional Radiology/Angiography |  | CATHIRANG-Philips-Allura Xper FD20 |  | 12/7/19 |  |  | Covered PM Repair - Biomedical | MHHS-Southwest | [8 empty] | CATHIRANG | Cath Lab/Interventional Radiology/Angiography | PHILIPS
NO | YES |  |  |  | R-069-ANGIO3 |  | Philips Healthcare | ALLURA XPER FD20 |  |  | TMC - RADIOLOGY - IR/ANGIO | MHHS-TMC |  | Cath Lab/Interventional Radiology/Angiography |  | R-069-ANGIO3 |  | TMC |  | TMC - RADIOLOGY - IR/ANGIO |  | 12/21/19 |  |  |  | RADIOGRAPHIC/FLUOROSCOPIC SYSTEMS, CARDIOVASCULAR |  | CATHIRANG-Philips-Allura Xper FD20 | CATHIRANG | Allura Xper FD20 |  |  |  | PHILIPS | Cath Lab/Interventional Radiology/Angiography |  | CATHIRANG-Philips-Allura Xper FD20 |  | 1/10/18 |  |  | Covered PM Repair - Biomedical | MHHS-TMC
YES | YES |  |  |  | 133-07370 | 133-07370 | Philips Healthcare | Allura Xper FD20 |  |  | Cath Lab |  |  |  |  | 133-07370 | 133-07370 | Katy | Memorial Hermann | Cath Lab | Katy East Tower |  |  |  |  | Cath Lab | Cath Lab/Interventional Radiology/Angiography | CATHIRANG-Philips-Allura Xper FD20 | [23 empty] | CATHIRANG | Cath Lab/Interventional Radiology/Angiography | PHILIPS
YES | YES |  |  |  | 099-03400 | 099-03400 | Philips Healthcare | Allura Xper FD20 |  |  | Sugar Land Cath Lab |  |  |  |  | 099-03400 | 099-03400 | Sugar Land | MH SL | Sugar Land Cath Lab | Cath Lab B, W1 271.3 | 12/1/19 | 12/1/19 |  |  | Cath Lab Single Plane | Cath Lab/Interventional Radiology/Angiography | CATHIRANG-Philips-Allura Xper FD20 | [20 empty] | 4/1/10 |  |  | CATHIRANG | Cath Lab/Interventional Radiology/Angiography | PHILIPS
YES | YES |  |  |  | 145-00157 | 145-00157 | Philips Healthcare | Allura Xper FD20 |  |  | Cath Lab Pearland |  |  |  |  | 145-00157 | 145-00157 | Pearland | MH Pearland | Cath Lab Pearland | S2 225 | 12/1/19 | 12/1/20 |  |  | Cardiac Cath Lab | Cath Lab/Interventional Radiology/Angiography | CATHIRANG-Philips-Allura Xper FD20 | [20 empty] | 11/1/15 |  |  | CATHIRANG | Cath Lab/Interventional Radiology/Angiography | PHILIPS
YES | YES |  |  |  | 069-18246 | 069-18246 | Philips Healthcare | Allura Xper FD20 |  |  | TMC-Radiology-Angio |  |  |  |  | 069-18246 | 069-18246 | TMC | Memorial Hermann-Texas Medical Center | TMC-Radiology-Angio | IR Radiology Angio 3 | [6 empty] | CATHIRANG-Philips-Allura Xper FD20
NO | NO |  |  |  | R-145-CL1 |  | Philips Healthcare | ALLURA XPER FD20 |  |  | PEARLAND - CARDIAC CATH LAB | MHHS-Pearland Hospital |  | Cath Lab/Interventional Radiology/Angiography |  | R-145-CL1 |  | Pearland |  | PEARLAND - CARDIAC CATH LAB | [5 empty] | RADIOGRAPHIC/FLUOROSCOPIC SYSTEMS, CARDIOVASCULAR |  | CATHIRANG-Philips-Allura Xper FD20 | CATHIRANG | Allura Xper FD20 |  |  |  | PHILIPS | Cath Lab/Interventional Radiology/Angiography |  | CATHIRANG-Philips-Allura Xper FD20 |  |  |  |  | Covered PM Repair - Biomedical | MHHS-Pearland Hospital
NO | NO |  |  |  | R-005-CL1 |  | Philips Healthcare | ALLURA XPER FD20 |  |  | SE - CATH LAB | MHHS-Southeast |  | Cath Lab/Interventional Radiology/Angiography |  | R-005-CL1 |  | Southeast & Bay Area |  | SE - CATH LAB | [5 empty] | RADIOGRAPHIC/FLUOROSCOPIC SYSTEMS, CARDIOVASCULAR |  | CATHIRANG-Philips-Allura Xper FD20 | CATHIRANG | Allura Xper FD20 |  |  |  | PHILIPS | Cath Lab/Interventional Radiology/Angiography |  | CATHIRANG-Philips-Allura Xper FD20 |  |  |  |  | Covered PM Repair - Biomedical | MHHS-Southeast
NO | NO |  |  |  | R-005-CL3 |  | Philips Healthcare | ALLURA XPER FD20 |  | CV.623 | SE - CATH LAB | MHHS-Southeast |  | Cath Lab/Interventional Radiology/Angiography |  | R-005-CL3 |  | Southeast & Bay Area |  | SE - CATH LAB | [5 empty] | RADIOGRAPHIC/FLUOROSCOPIC SYSTEMS, CARDIOVASCULAR |  | CATHIRANG-Philips-Allura Xper FD20 | CATHIRANG | Allura Xper FD20 |  |  |  | PHILIPS | Cath Lab/Interventional Radiology/Angiography |  | CATHIRANG-Philips-Allura Xper FD20 |  |  |  |  | Covered PM Repair - Biomedical | MHHS-Southeast
NO | NO |  |  |  | R-005-HYBRID |  | Philips Healthcare | ALLURA XPER FD20 |  |  | SE - OR | MHHS-Southeast |  | Cath Lab/Interventional Radiology/Angiography |  | R-005-HYBRID |  | Southeast & Bay Area |  | SE - OR | [5 empty] | RADIOGRAPHIC/FLUOROSCOPIC SYSTEMS, CARDIOVASCULAR |  | CATHIRANG-Philips-Allura Xper FD20 | CATHIRANG | Allura Xper FD20 |  |  |  | PHILIPS | Cath Lab/Interventional Radiology/Angiography |  | CATHIRANG-Philips-Allura Xper FD20 |  |  |  |  | Covered PM Repair - Biomedical | MHHS-Southeast
NO | NO |  |  |  | R-069-PEDICL2 |  | Philips Healthcare | ALLURA XPER FD20 |  |  | TMC - CATH LAB - PEDI (GHP) | MHHS-TMC |  | Cath Lab/Interventional Radiology/Angiography |  | R-069-PEDICL2 |  | TMC |  | TMC - CATH LAB - PEDI (GHP) | [5 empty] | RADIOGRAPHIC/FLUOROSCOPIC SYSTEMS, CARDIOVASCULAR |  | CATHIRANG-Philips-Allura Xper FD20 | CATHIRANG | Allura Xper FD20 |  |  |  | PHILIPS | Cath Lab/Interventional Radiology/Angiography |  | CATHIRANG-Philips-Allura Xper FD20 |  |  |  |  | Covered PM Repair - Biomedical | MHHS-TMC
NO | NO | [5 empty] | Philips Healthcare | ALLURA XPER FD20 |  |  | WOODLANDS - CATH LAB | MHHS-Woodlands |  | Cath Lab/Interventional Radiology/Angiography |  |  |  | Woodlands |  | WOODLANDS - CATH LAB | [5 empty] | RADIOGRAPHIC/FLUOROSCOPIC SYSTEMS, CARDIOVASCULAR |  | CATHIRANG-Philips-Allura Xper FD20 | CATHIRANG | Allura Xper FD20 |  |  |  | PHILIPS | Cath Lab/Interventional Radiology/Angiography |  | CATHIRANG-Philips-Allura Xper FD20 |  |  |  |  | Covered PM Repair - Biomedical | MHHS-Woodlands
NO | NO |  |  |  | R-069-CL6 |  | Philips Healthcare | ALLURA XPER FD20/10 |  |  | TMC - CATH LAB - ADULT (2HVI) | MHHS-TMC |  |  |  | R-069-CL6 |  | TMC |  | TMC - CATH LAB - ADULT (2HVI) | [5 empty] | RADIOGRAPHIC/FLUOROSCOPIC SYSTEMS, CARDIOVASCULAR |  | CATHIRANG-Philips-Allura Xper FD20 |  |  |  |  | CATHIRANG-Philips-Allura Xper FD20 | PHILIPS | [7 empty] | Covered PM Repair - Biomedical | MHHS-TMC
YES | YES |  |  |  | 005-07074 | 005-07074 | Philips Healthcare | Angio Diagnost |  |  | SE - CATH LAB |  |  |  |  | 005-07074 | 005-07074 | Southeast | Memorial Hermann Southeast Hospital | SE - CATH LAB | Room 3 |  |  |  | No pm sticker
YES | YES |  |  |  | 099-12985 | 099-12985 | Philips Healthcare | ApexPro |  | 202-5064-005 | TMC - SAROFIM 5 |  |  |  |  | 099-12985 | 099-12985 | TMC | Memorial Hermann-Texas Medical Center | TMC - SAROFIM 5 | S503
NO | NO | [5 empty] | Philips Healthcare | ATL ULTRAMARK 400C |  | UC9100104 | WOODLANDS - BIRTH CENTER | MHHS-Woodlands | [5 empty] | Woodlands |  | WOODLANDS - BIRTH CENTER | [5 empty] | ULTRASONIC UNITS, DIAGNOSTIC |  | .needs class |  |  |  |  | .needs class | PHILIPS | [7 empty] | Not Covered Vendor Only - Biomedical | MHHS-Woodlands
YES | YES |  |  |  | 005-33993 | 005-33993 | Philips Healthcare | Azurion |  |  | Specials |  |  |  |  | 005-33993 | 005-33993 | South East | Herman Memorial South East 11800 Astoria | Specials | Specials |  |  |  | specials lab |  | Cath Lab/Interventional Radiology/Angiography | CATHIRANG-PHILIPS-Azurion 7 | [23 empty] | CATHIRANG | Cath Lab/Interventional Radiology/Angiography | PHILIPS
YES | YES |  |  |  | 099-03540 | 099-03540 | Philips Healthcare | Azurion |  |  | SW - CATHLAB |  |  |  |  | 099-03540 | 099-03540 | Southwest | Memorial Herman SW 7600 Beechnut | SW - CATHLAB | Cath Lan Endovascular 2 | 2/1/20 |  |  |  |  | Cath Lab/Interventional Radiology/Angiography | CATHIRANG-PHILIPS-Azurion 7 | [23 empty] | CATHIRANG | Cath Lab/Interventional Radiology/Angiography | PHILIPS
NO | YES |  |  |  | 009-33672 | 009-33672 | Philips Healthcare | AZURION 7 |  |  | GH-Cath Lab | MHHS-Greater Heights |  | Cath Lab/Interventional Radiology/Angiography |  | 009-33672 | 009-33672 | Central | MHHS-Greater Heights | GH-Cath Lab | GH CATH LAB | 5/1/19 |  |  |  | RADIOGRAPHIC/FLUOROSCOPIC SYSTEMS, CARDIOVASCULAR | Cath Lab/Interventional Radiology/Angiography | CATHIRANG-PHILIPS-Azurion 7 | CATHIRANG | Azurion 7 |  |  |  | PHILIPS | Cath Lab/Interventional Radiology/Angiography |  | CATHIRANG-PHILIPS-Azurion 7 |  | 10/1/20 |  |  | Not Covered Vendor Only - Rad, Low End | MHHS-Greater Heights | [8 empty] | CATHIRANG | Cath Lab/Interventional Radiology/Angiography | PHILIPS
NO | YES |  |  |  | 009-34595 | 009-34595 | Philips Healthcare | AZURION 7 |  |  | r Heights Hospital Cath lab | MHHS-Greater Heights |  | Cath Lab/Interventional Radiology/Angiography |  | 009-34595 | 009-34595 | Central | Memorial Hermann Greater Heights Hospital cath lab 1 | r Heights Hospital Cath lab | Memorial Hermann Greater Heights Hospital Cath lab 1 |  |  |  | No pn sticker | RADIOGRAPHIC/FLUOROSCOPIC SYSTEMS, CARDIOVASCULAR |  | CATHIRANG-PHILIPS-Azurion 7 | CATHIRANG | Azurion 7 |  |  |  | PHILIPS | Cath Lab/Interventional Radiology/Angiography |  | CATHIRANG-PHILIPS-Azurion 7 |  |  |  |  | Not Covered Vendor Only - Rad, Low End | MHHS-Greater Heights
NO | YES |  |  |  | 009-34442 | 009-34442 | Philips Healthcare | AZURION 7 |  |  | GH-Radiology | MHHS-Greater Heights |  | Cath Lab/Interventional Radiology/Angiography |  | 009-34442 | 009-34442 | Central | MHHS-Greater Heights | GH-Radiology | Special Procedure 1 | 1/1/20 |  |  |  | RADIOGRAPHIC/FLUOROSCOPIC SYSTEMS, CARDIOVASCULAR | Cath Lab/Interventional Radiology/Angiography | CATHIRANG-PHILIPS-Azurion 7 | CATHIRANG | Azurion 7 |  |  |  | PHILIPS | Cath Lab/Interventional Radiology/Angiography |  | CATHIRANG-PHILIPS-Azurion 7 |  | 10/1/20 |  |  | Not Covered Vendor Only - Rad, Low End | MHHS-Greater Heights | [8 empty] | CATHIRANG | Cath Lab/Interventional Radiology/Angiography | PHILIPS
NO | YES |  |  |  | 041-32261 | 041-32261 | Philips Healthcare | AZURION 7 |  |  | MEMORIAL CITY - CATH LAB | MHHS-Mem City |  | Cath Lab/Interventional Radiology/Angiography |  | 041-32261 | 041-32261 | West | Memorial Hermann - Memorial City | MEMORIAL CITY - CATH LAB | Cath Lab 1 Nurses Viewing Station |  |  |  |  | RADIOGRAPHIC/FLUOROSCOPIC SYSTEMS, CARDIOVASCULAR |  | CATHIRANG-PHILIPS-Azurion 7 | CATHIRANG | Azurion 7 |  |  |  | PHILIPS | Cath Lab/Interventional Radiology/Angiography |  | CATHIRANG-PHILIPS-Azurion 7 |  |  |  |  | No Coverage Specified | MHHS-Mem City
NO | YES |  |  |  | 142-06793 | 142-06793 | Philips Healthcare | AZURION 7 |  |  | NE-Cath Lab | MHHS-Northeast |  | Cath Lab/Interventional Radiology/Angiography |  | 142-06793 | 142-06793 | Katy | MHHS-Northeast | NE-Cath Lab | C1?Ai119 interventional radiology | 11/1/19 |  |  |  | RADIOGRAPHIC/FLUOROSCOPIC SYSTEMS, CARDIOVASCULAR | Cath Lab/Interventional Radiology/Angiography | CATHIRANG-PHILIPS-Azurion 7 | CATHIRANG | Azurion 7 |  |  |  | PHILIPS | Cath Lab/Interventional Radiology/Angiography |  | CATHIRANG-PHILIPS-Azurion 7 |  | 10/1/20 |  |  | Not Covered Vendor Only - Rad, Low End | MHHS-Northeast | [8 empty] | CATHIRANG | Cath Lab/Interventional Radiology/Angiography | PHILIPS
NO | YES |  |  |  | R-005-SPECIALS |  | Philips Healthcare | AZURION 7 |  |  | SE - RADIOLOGY | MHHS-Southeast |  | Cath Lab/Interventional Radiology/Angiography |  | R-005-SPECIALS |  | Southeast & Bay Area |  | SE - RADIOLOGY |  | 6/28/19 |  |  |  | RADIOGRAPHIC/FLUOROSCOPIC SYSTEMS, CARDIOVASCULAR |  | CATHIRANG-PHILIPS-Azurion 7 | CATHIRANG | Azurion 7 |  |  |  | PHILIPS | Cath Lab/Interventional Radiology/Angiography |  | CATHIRANG-PHILIPS-Azurion 7 |  | 10/1/20 |  |  | Not Covered Vendor Only - Rad, Low End | MHHS-Southeast
NO | YES | Asset Tag 029-12930 |  |  | 029-12930 | 029-12930 | Philips Healthcare | AZURION 7 |  |  | Woodlands-Cath Lab | MHHS-Woodlands |  | Cath Lab/Interventional Radiology/Angiography |  | 029-12930 | 029-12930 | Woodlands | MHHS-Woodlands | Woodlands-Cath Lab | Carhlab |  |  |  |  | RADIOGRAPHIC/FLUOROSCOPIC SYSTEMS, CARDIOVASCULAR | Cath Lab/Interventional Radiology/Angiography | CATHIRANG-PHILIPS-Azurion 7 | CATHIRANG | Azurion 7 |  |  |  | PHILIPS | Cath Lab/Interventional Radiology/Angiography |  | CATHIRANG-PHILIPS-Azurion 7 |  | 10/1/20 |  |  | Not Covered Vendor Only - Rad, Low End | MHHS-Woodlands | [8 empty] | CATHIRANG | Cath Lab/Interventional Radiology/Angiography | PHILIPS
YES | YES |  |  |  | 005-34350 | 005-34350 | Philips Healthcare | Azurion 7 |  |  | Cathlab |  |  |  |  | 005-34350 | 005-34350 | South East | Memorial Herman Southeast 11800 ASTORIA | Cathlab | Cath Lab 2 |  |  |  | Used site ID for serial # , No pm sticker |  | Cath Lab/Interventional Radiology/Angiography | CATHIRANG-PHILIPS-Azurion 7 | [23 empty] | CATHIRANG | Cath Lab/Interventional Radiology/Angiography | PHILIPS
NO | YES | Asset Tag 029-12930 |  |  | 029-12930 | 029-12930 | Philips Healthcare | Azurion 7 |  | 722068 337 | Woodlands-Cath Lab |  |  |  |  | 029-12930 | 029-12930 | Woodlands | MHHS-Woodlands | Woodlands-Cath Lab | Cath Lab 2
YES | YES |  |  |  | 005-33968 | 005-33968 | Philips Healthcare | Azurion 7 |  |  | Cath Lab #1 |  |  |  |  | 005-33968 | 005-33968 | Southeast | Memorial Hermann Southeast Hospital | Cath Lab #1 | Cath Lab #1 |  |  |  | Used site ID for serial #, No pm sticker
NO | NO |  |  |  | 151-02859 |  | Philips Healthcare | AZURION 7 |  |  | CY - CARDIAC CATH LAB | MHHS-Cypress |  | Cath Lab/Interventional Radiology/Angiography |  | 151-02859 |  | Northwest & Cypress |  | CY - CARDIAC CATH LAB | [5 empty] | RADIOGRAPHIC/FLUOROSCOPIC SYSTEMS, CARDIOVASCULAR |  | CATHIRANG-PHILIPS-Azurion 7 | CATHIRANG | Azurion 7 |  |  |  | PHILIPS | Cath Lab/Interventional Radiology/Angiography |  | CATHIRANG-PHILIPS-Azurion 7 |  |  |  |  | Not Covered Vendor Only - Rad, Low End | MHHS-Cypress
NO | NO |  |  |  | 041-32258 |  | Philips Healthcare | AZURION 7 |  |  | MEMORIAL CITY - CATH LAB | MHHS-Mem City |  | Cath Lab/Interventional Radiology/Angiography |  | 041-32258 |  | West & Memorial City |  | MEMORIAL CITY - CATH LAB | [5 empty] | RADIOGRAPHIC/FLUOROSCOPIC SYSTEMS, CARDIOVASCULAR |  | CATHIRANG-PHILIPS-Azurion 7 | CATHIRANG | Azurion 7 |  |  |  | PHILIPS | Cath Lab/Interventional Radiology/Angiography |  | CATHIRANG-PHILIPS-Azurion 7 |  |  |  |  | No Coverage Specified | MHHS-Mem City
NO | NO |  |  |  | 041-32989 |  | Philips Healthcare | AZURION 7 |  |  | MEMORIAL CITY - CATH LAB | MHHS-Mem City |  | Cath Lab/Interventional Radiology/Angiography |  | 041-32989 |  | West & Memorial City |  | MEMORIAL CITY - CATH LAB | [5 empty] | RADIOGRAPHIC/FLUOROSCOPIC SYSTEMS, CARDIOVASCULAR |  | CATHIRANG-PHILIPS-Azurion 7 | CATHIRANG | Azurion 7 |  |  |  | PHILIPS | Cath Lab/Interventional Radiology/Angiography |  | CATHIRANG-PHILIPS-Azurion 7 |  |  |  |  | No Coverage Specified | MHHS-Mem City
NO | NO |  |  |  | R-005-CL2 |  | Philips Healthcare | AZURION 7 |  |  | SE - CATH LAB | MHHS-Southeast |  | Cath Lab/Interventional Radiology/Angiography |  | R-005-CL2 |  | Southeast & Bay Area |  | SE - CATH LAB | [5 empty] | RADIOGRAPHIC/FLUOROSCOPIC SYSTEMS, CARDIOVASCULAR |  | CATHIRANG-PHILIPS-Azurion 7 | CATHIRANG | Azurion 7 |  |  |  | PHILIPS | Cath Lab/Interventional Radiology/Angiography |  | CATHIRANG-PHILIPS-Azurion 7 |  |  |  |  | Not Covered Vendor Only - Rad, Low End | MHHS-Southeast
NO | NO |  |  |  | R-005-HYBRID2 |  | Philips Healthcare | AZURION 7 |  |  | SE - OR | MHHS-Southeast |  | Cath Lab/Interventional Radiology/Angiography |  | R-005-HYBRID2 |  | Southeast & Bay Area |  | SE - OR | [5 empty] | RADIOGRAPHIC/FLUOROSCOPIC SYSTEMS, CARDIOVASCULAR |  | CATHIRANG-PHILIPS-Azurion 7 | CATHIRANG | Azurion 7 |  |  |  | PHILIPS | Cath Lab/Interventional Radiology/Angiography |  | CATHIRANG-PHILIPS-Azurion 7 |  |  |  |  | Not Covered Vendor Only - Rad, Low End | MHHS-Southeast
NO | NO |  |  |  | 013-38839 |  | Philips Healthcare | AZURION 7 |  |  | SW - CATH LAB | MHHS-Southwest |  | Cath Lab/Interventional Radiology/Angiography |  | 013-38839 |  | Southwest |  | SW - CATH LAB | [5 empty] | RADIOGRAPHIC/FLUOROSCOPIC SYSTEMS, CARDIOVASCULAR |  | CATHIRANG-PHILIPS-Azurion 7 | CATHIRANG | Azurion 7 |  |  |  | PHILIPS | Cath Lab/Interventional Radiology/Angiography |  | CATHIRANG-PHILIPS-Azurion 7 |  |  |  |  | Not Covered Vendor Only - Rad, Low End | MHHS-Southwest
NO | NO |  |  |  | R-069-PEDICL1 |  | Philips Healthcare | AZURION 7 |  |  | TMC - CATH LAB - PEDI (GHP) | MHHS-TMC |  | Cath Lab/Interventional Radiology/Angiography |  | R-069-PEDICL1 |  | TMC |  | TMC - CATH LAB - PEDI (GHP) | [5 empty] | RADIOGRAPHIC/FLUOROSCOPIC SYSTEMS, CARDIOVASCULAR |  | CATHIRANG-PHILIPS-Azurion 7 | CATHIRANG | Azurion 7 |  |  |  | PHILIPS | Cath Lab/Interventional Radiology/Angiography |  | CATHIRANG-PHILIPS-Azurion 7 |  |  |  |  | Not Covered Vendor Only - Biomedical | MHHS-TMC
NO | NO |  |  |  | R-069-PEDICLOR10 |  | Philips Healthcare | AZURION 7 |  |  | TMC - SAROFIM 2 - PEDI PRE OP | MHHS-TMC |  | Cath Lab/Interventional Radiology/Angiography |  | R-069-PEDICLOR10 |  | TMC |  | TMC - SAROFIM 2 - PEDI PRE OP | [5 empty] | RADIOGRAPHIC/FLUOROSCOPIC SYSTEMS, CARDIOVASCULAR |  | CATHIRANG-PHILIPS-Azurion 7 | CATHIRANG | Azurion 7 |  |  |  | PHILIPS | Cath Lab/Interventional Radiology/Angiography |  | CATHIRANG-PHILIPS-Azurion 7 |  |  |  |  | No Coverage Specified | MHHS-TMC
NO | YES | Asset Tag 013-36684 |  |  | 013-36684 | 013-36684 | Philips Healthcare | AZURION 7M |  |  | SW-Cath Lab | MHHS-Southwest |  | Cath Lab/Interventional Radiology/Angiography |  | 013-36684 | 013-36684 | Southwest | MHHS-Southwest | SW-Cath Lab | Cath 1 | 11/1/18 |  |  |  | RADIOGRAPHIC/FLUOROSCOPIC SYSTEMS, CARDIOVASCULAR | Cath Lab/Interventional Radiology/Angiography | CATHIRANG-PHILIPS-Azurion 7 | CATHIRANG | Azurion 7 |  |  |  | PHILIPS | Cath Lab/Interventional Radiology/Angiography |  | CATHIRANG-PHILIPS-Azurion 7 |  | 10/1/20 |  |  | Not Covered Vendor Only - Rad, Low End | MHHS-Southwest | [8 empty] | CATHIRANG | Cath Lab/Interventional Radiology/Angiography | PHILIPS
NO | YES |  |  |  | 013-38840 | 013-38840 | Philips Healthcare | Azurion Clarity IQ |  | 920057X8360048 | SW-Cath Lab | MHHS-Southwest |  | Radiology Work Station |  | 013-38840 | 013-38840 | Southwest | MHHS-Southwest | SW-Cath Lab | CATH 2 | 12/1/18 |  |  |  | WORKSTATIONS | Radiology Work Station | RADWORK-PHILIPS-Xtravision | RADWORK | Xtravision |  |  |  | PHILIPS | Radiology Work Station |  | RADWORK-PHILIPS-Xtravision |  | 4/16/20 |  |  | Not Covered Vendor Only - Resp/Ster | MHHS-Southwest | [8 empty] | RADWORK | Radiology Work Station | PHILIPS
YES | YES |  |  |  | 005-33512 | 005-33512 | Philips Healthcare | Azurion Clarity IQ |  | Site 74593413 | OR |  |  |  |  | 005-33512 | 005-33512 |  | Memorial Hermann Houston | OR | ORHybrid 2 | [27 empty] | 7/1/18
YES | YES |  |  |  | 099-14273 | 099-14273 | Philips Healthcare | Azurion Clarity IQ |  |  | SW - CATH LAB |  |  |  |  | 099-14273 | 099-14273 | Southwest | Memorial Hermann Heart | SW - CATH LAB | CATH 5 | 3/1/20 |  | 3/1/20
YES | YES |  |  |  | 013-36685 | 013-36685 | Philips Healthcare | Azurion Clarity IQ |  |  | SW - OR - CATH |  |  |  |  | 013-36685 | 013-36685 |  | Memorial Hermann Heart Institute | SW - OR - CATH | Cath 1
YES | YES |  |  |  | 099-14289 | 099-14289 | Philips Healthcare | Azurion Clarity IQ |  |  | Memorial City-H |  |  |  |  | 099-14289 | 099-14289 | West | Memorial Hermann Heart | Memorial City-H | IR3
YES | YES |  |  |  | 099-14254 | 099-14254 | Philips Healthcare | Azurion Clarity IQ |  |  | Memorial City-H |  |  |  |  | 099-14254 | 099-14254 | West | Memorial Hermann Heart | Memorial City-H | Carh Lab 3
YES | YES |  |  |  | 099-14255 | 099-14255 | Philips Healthcare | Azurion Clarity IQ |  |  | Memorial City-H |  |  |  |  | 099-14255 | 099-14255 | West | Memorial Hermann Heart | Memorial City-H | Cath Lab 1 | 10/1/19 |  | 10/1/20
YES | YES | Serial Number 453561605803 |  |  | 099-07815 | 099-07815 | Philips Healthcare | B1Q930 |  |  | SE - Radiology |  |  |  |  | 099-07815 | 099-07815 | Southeast | Memorial Hermann-Southeast Hosptal | SE - Radiology | W1 413 Radiology Work Room
YES | YES | [5 empty] | Philips Healthcare | Base coil 1.5T |  |  | Outpatient Imaging | [6 empty] | Sugar Land | OPID Sugarland | Outpatient Imaging | MRI |  |  |  | No pm sticker
NO | NO |  |  |  | 041-19077 |  | Philips Healthcare | BDL8470EU |  |  | MEMORIAL CITY - MOR | MHHS-Mem City |  |  |  | 041-19077 |  | West & Memorial City |  | MEMORIAL CITY - MOR | [5 empty] | DISPLAY, REMOTE |  | .needs class | [5 empty] | PHILIPS | [7 empty] | Not Covered Vendor Only - Biomedical | MHHS-Mem City
YES | YES |  |  |  | 029-13385 | 029-13385 | Philips Healthcare | BiliChek |  |  | Women?Aos center |  |  |  |  | 029-13385 | 029-13385 | Woodlands | Morial Herman hospital Woodlands | Women?Aos center | NICU
YES | YES |  |  |  | 069-49376 | 069-49376 | Philips Healthcare | Bipap V30 |  |  | Respiratory |  |  |  |  | 069-49376 | 069-49376 | TMC | Memorial Hermann-Texas Medical Center | Respiratory | Respiratory | 2/1/20 |  | 2/1/21
YES | YES |  |  |  | 129-31054 | 129-31054 | Philips Healthcare | Bipap V30 Auto |  |  | Sugar Land Respiratory Therapy |  |  |  |  | 129-31054 | 129-31054 |  | Memorial Hermann Sugar Land Hospital | Sugar Land Respiratory Therapy | Work Room | 1/1/20
YES | YES |  |  |  | 129-31056 | 129-31056 | Philips Healthcare | Bipap V30 Auto |  |  | Sugar Land Respiratory Therapy |  |  |  |  | 129-31056 | 129-31056 | Sugar Land | Memorial Hermann Sugar Land Hospital | Sugar Land Respiratory Therapy | EQ Storage
NO | YES |  |  |  | 029-12886 | 029-12886 | Philips Healthcare | Bipap v30 auto |  | N25146246768B | Woodlands-Neurology |  |  |  |  | 029-12886 | 029-12886 | Woodlands | MHHS-Woodlands | Woodlands-Neurology | E414
YES | YES |  |  |  | 069-49395 | 069-49395 | Philips Healthcare | Bipap V30 Auto |  | L191218023 | Respiratory |  |  |  |  | 069-49395 | 069-49395 | TMC | Memorial Hermann-Texas Medical Center | Respiratory | Conference room R526
YES | YES |  |  |  | 069-49390 | 069-49390 | Philips Healthcare | Bipap V30 Auto |  | L191219023 | Respiratory |  |  |  |  | 069-49390 | 069-49390 | TMC | Memorial Hermann-Texas Medical Center | Respiratory | Conference room R526
YES | YES | Serial Number Cnf |  |  | 069-49394 | 069-49394 | Philips Healthcare | Bipap V30 Auto |  | CNF | Respiratory |  |  |  |  | 069-49394 | 069-49394 | TMC | Memorial Hermann-Texas Medical Center | Respiratory | Conference room R526
YES | YES | Serial Number Cnf |  |  | 069-49386 | 069-49386 | Philips Healthcare | Bipap V30 Auto |  | CNF | Respiratory |  |  |  |  | 069-49386 | 069-49386 | TMC | Memorial Hermann-Texas Medical Center | Respiratory | Conference room R526
YES | YES | Serial Number Cnf |  |  | 069-49391 | 069-49391 | Philips Healthcare | Bipap V30 Auto |  | CNF | Respiratory |  |  |  |  | 069-49391 | 069-49391 | TMC | Memorial Hermann-Texas Medical Center | Respiratory | Conference room R526
YES | YES | Serial Number Cnf |  |  | 069-49396 | 069-49396 | Philips Healthcare | Bipap V30 Auto |  | CNF | Respiratory |  |  |  |  | 069-49396 | 069-49396 | TMC | Memorial Hermann-Texas Medical Center | Respiratory | Conference room R526
NO | YES |  |  |  | 133-07618 | 133-07618 | Philips Healthcare | Bright View |  |  | Katy Imaging Dept |  |  |  |  | 133-07618 | 133-07618 | Katy | Memorial Hermann Katy | Katy Imaging Dept | Nuclear Medicine |  |  |  |  | Gamma Camera | [22 empty] | 2/1/11
NO | YES |  |  |  | 009-09357 |  | Philips Healthcare | BRIGHTVIEW |  | 4323-2011 | GH - RADIOLOGY | MHHS-Greater Heights |  | Camera, Gamma |  | 009-09357 |  | Central & Greater Heights |  | GH - RADIOLOGY |  | 6/17/19 |  |  |  | CAMERAS, GAMMA |  | CAMERAGAMMA-Philips-Brightview | CAMERAGAMMA | Brightview |  |  |  | PHILIPS | Camera, Gamma |  | CAMERAGAMMA-Philips-Brightview |  | 12/19/20 |  |  | No Coverage Specified | MHHS-Greater Heights
NO | YES |  |  |  | 069-26738 | 069-26738 | Philips Healthcare | Brightview |  |  | TMC-Radiology-Nuc Med |  |  |  |  | 069-26738 | 069-26738 | TMC | Memorial Hermann-Texas Medical Center | TMC-Radiology-Nuc Med | Nuc Med Brightview Room
NO | YES |  |  |  | 000-04494 | 000-04494 | Philips Healthcare | BRILLIANCE 16 SLICE CT SCANNER |  |  | OPID-(NE)-Kingwood CCC | MHHS-OPID |  |  |  | 000-04494 | 000-04494 | Katy | MHHS-Others | OPID-(NE)-Kingwood CCC |  | 11/1/19 | 5/1/20 |  | Philips ID 47863561 | SCANNING SYSTEMS, COMPUTED TOMOGRAPHY |  | .needs class | [5 empty] | PHILIPS |  |  |  |  | 12/19/20 |  |  | No Coverage Specified | MHHS-OPID
NO | YES |  |  |  | R-005-LCCT |  | Philips Healthcare | BRILLIANCE 16 SLICE CT SCANNER |  |  | OPID - (SE) - LEAGUE CITY CCC - 409 | MHHS-OPID |  |  |  | R-005-LCCT |  | Southeast & Bay Area |  | OPID - (SE) - LEAGUE CITY CCC - 409 |  | 12/12/19 |  |  |  | SCANNING SYSTEMS, COMPUTED TOMOGRAPHY |  | .needs class | [5 empty] | PHILIPS |  |  |  |  | 11/11/20 |  |  | Not Covered Vendor Only - Biomedical | MHHS-OPID
NO | YES |  |  |  | R-029-11240 |  | Philips Healthcare | BRILLIANCE 16 SLICE CT SCANNER |  |  | OPID - (WDLS) - SPRING CCC - 440 | MHHS-OPID |  |  |  | R-029-11240 |  | Woodlands |  | OPID - (WDLS) - SPRING CCC - 440 |  | 10/1/19 |  |  |  | SCANNING SYSTEMS, COMPUTED TOMOGRAPHY |  | .needs class | [5 empty] | PHILIPS |  |  |  |  | 11/1/20 |  |  | Not Covered Vendor Only - Biomedical | MHHS-OPID
YES | YES |  |  |  | 013-09542 | 013-09542 | Philips Healthcare | Brilliance 180P2 |  | BZ000339186063 | ICU 7th floor |  |  |  |  | 013-09542 | 013-09542 | Southwest | Memorial Hermann Southwest Hospital | ICU 7th floor | Nurse station
NO | NO |  |  |  | 009-10385 |  | Philips Healthcare | BRILLIANCE 241B |  | AU1A1535003343 | TIRR - GREATER HEIGHTS | MHHS-TIRR |  |  |  | 009-10385 |  | Central & Greater Heights |  | TIRR - GREATER HEIGHTS | [5 empty] | MONITORS, VIDEO |  | .needs class | [5 empty] | PHILIPS | [7 empty] | Not Covered Vendor Only - Biomedical | MHHS-TIRR
NO | YES |  |  |  | 142-05936 | 142-05936 | Philips Healthcare | BRILLIANCE BIG BORE CT |  |  | NE-Cancer Center | MHHS-Northeast |  |  |  | 142-05936 | 142-05936 | Katy | MHHS-Northeast | NE-Cancer Center | CT control RM | 9/1/19 | 9/1/20 |  | Philips ID 58641574 | SCANNING SYSTEMS, COMPUTED TOMOGRAPHY |  | .needs class | [5 empty] | PHILIPS |  |  |  |  | 12/1/20 |  |  | Not Covered Vendor Only - Biomedical | MHHS-Northeast
NO | NO |  |  |  | 009-08487 |  | Philips Healthcare | BRILLIANCE BIG BORE CT |  |  | GH - CANCER CENTER | MHHS-Greater Heights |  |  |  | 009-08487 |  | Central & Greater Heights |  | GH - CANCER CENTER | [5 empty] | SCANNING SYSTEMS, COMPUTED TOMOGRAPHY |  | .needs class | [5 empty] | PHILIPS | [7 empty] | Not Covered Vendor Only - Biomedical | MHHS-Greater Heights
NO | NO |  |  |  | 005-05953 |  | Philips Healthcare | BRILLIANCE BIG BORE CT |  |  | SE - CANCER CENTER | MHHS-Southeast |  |  |  | 005-05953 |  | Southeast & Bay Area |  | SE - CANCER CENTER | [5 empty] | SCANNING SYSTEMS, COMPUTED TOMOGRAPHY |  | .needs class | [5 empty] | PHILIPS | [7 empty] | Not Covered Vendor Only - Biomedical | MHHS-Southeast
NO | YES |  |  |  | 009-10540 | 009-10540 | Philips Healthcare | BRILLIANCE CT |  |  | OPID-(GH)-Greater Heights CCC-439 | MHHS-OPID |  | Ultrasound, Diagnostic |  | 009-10540 | 009-10540 | Central | MHHS-Others | OPID-(GH)-Greater Heights CCC-439 | CT | 9/1/19 |  |  |  | SCANNING SYSTEMS, COMPUTED TOMOGRAPHY |  | ULTRASOUNDDIAGNOSTIC-Philips-Brilliance Ct | ULTRASOUNDDIAGNOSTIC | Brilliance Ct |  |  |  | PHILIPS | Ultrasound, Diagnostic |  | ULTRASOUNDDIAGNOSTIC-Philips-Brilliance Ct |  | 11/1/20 |  |  | Not Covered Vendor Only - Biomedical | MHHS-OPID
YES | YES |  |  |  | 005-08333 | 005-08333 | Philips Healthcare | Brilliance CT | [7 empty] | 005-08333 | 005-08333 | South East | Herman Memorial Cancer Center 11920 Astoria |  | CT Planning | 2/1/20 |  | 8/1/20
NO | YES |  |  |  | 005-08748 | 005-08748 | Philips Healthcare | BUCKY DIAGNOST |  | 080000472 or 395657 | OPID-(SE)-Pasadena-465 | MHHS-OPID |  |  |  | 005-08748 | 005-08748 | Southeast & Bay Area | MHHS-Others | OPID-(SE)-Pasadena-465 | Fluoroscopy Room 1 | 5/1/19 | 5/1/20 |  |  | RADIOGRAPHIC/FLUOROSCOPIC SYSTEMS |  | .needs class | [5 empty] | PHILIPS |  |  |  |  | 12/1/20 |  |  | Not Covered Vendor Only - Biomedical | MHHS-OPID
NO | YES |  |  |  | 129-01942 | 129-01942 | Philips Healthcare | BV PULSERA |  |  | SUGAR LAND - RADIOLOGY | MHHS-Sugarland |  | C-Arm, Portable |  | 129-01942 | 129-01942 | Sugar Land | Memorial Hermann Sugar Land Hospital | SUGAR LAND - RADIOLOGY | Respiratory clean supply | 12/1/17 |  | 12/1/18 |  | RADIOGRAPHIC/FLUOROSCOPIC UNITS, MOBILE | C-Arm, Portable | CARMPORTABLE-Philips-BV Pulsera | CARMPORTABLE | BV Pulsera |  |  |  | PHILIPS | C-Arm, Portable |  | CARMPORTABLE-Philips-BV Pulsera |  | 11/1/20 |  | CAP-A | Not Covered Vendor Only - Biomedical | MHHS-Sugarland | [8 empty] | CARMPORTABLE | C-Arm, Portable | PHILIPS
NO | YES |  |  |  | 241-03098 | 241-03098 | Philips Healthcare | BV PULSERA |  |  | TIRR-Radiology | MHHS-TIRR |  | C-Arm, Portable |  | 241-03098 | 241-03098 | TM | MHHS-Others | TIRR-Radiology | TIRR - Radiology Room 3 |  |  |  | Sys # 72499232 | RADIOGRAPHIC/FLUOROSCOPIC UNITS, MOBILE | C-Arm, Portable | CARMPORTABLE-Philips-BV Pulsera | CARMPORTABLE | BV Pulsera |  |  |  | PHILIPS | C-Arm, Portable |  | CARMPORTABLE-Philips-BV Pulsera |  | 12/19/20 |  | CAP-A | No Coverage Specified | MHHS-TIRR | [8 empty] | CARMPORTABLE | C-Arm, Portable | PHILIPS
YES | YES |  |  |  | 005-07386 | 005-07386 | Philips Healthcare | C arm |  |  | SE - CATH LAB |  |  |  |  | 005-07386 | 005-07386 | Southeast | Memorial Hermann Southeast Hospital | SE - CATH LAB | Room 3 |  |  |  | No pm
YES | YES |  |  |  | 099-03399 | 099-03399 | Philips Healthcare | C10 4ec |  | B35M2F | Sugar Land Imaging |  |  |  |  | 099-03399 | 099-03399 | Sugar Land | MH SL | Sugar Land Imaging | Sugar Land W1 323.1 |  |  |  |  | US Probe for EPIQ 7G
NO | YES |  |  |  | 241-03243 |  | Philips Healthcare | C10-3V |  | B1Q8V6 | TIRR - RADIOLOGY | MHHS-TIRR |  | Transducer, Ultrasound |  | 241-03243 |  | TMC |  | TIRR - RADIOLOGY | [5 empty] | PROBES, ULTRASONIC |  | TRANSDUCERULTRASOUND-Philips-C10-3V | TRANSDUCERULTRASOUND | C10-3V |  |  |  | PHILIPS | Transducer, Ultrasound |  | TRANSDUCERULTRASOUND-Philips-C10-3V |  | 11/1/20 |  |  | Not Covered Vendor Only - Biomedical | MHHS-TIRR
YES | YES |  |  |  | 099-03599 | 099-03599 | Philips Healthcare | C10-3v |  |  | Imaging Dept |  |  |  |  | 099-03599 | 099-03599 | Katy | Memorial Hermann | Imaging Dept | Katy (US) |  |  |  | US probe for EPIQ 7G |  |  | TRANSDUCERULTRASOUND-Philips-C10-3V
YES | YES |  |  |  | 099-03566 | 099-03566 | Philips Healthcare | C10-3v |  | B3ZXC0 | SL OPID |  |  |  |  | 099-03566 | 099-03566 | Sugar Land | MH SL | SL OPID | SL, Professional Bldg 1, Suite 100, Room 171, in drawer |  |  |  | Quote: ?AuBelongs to system in mammo but is use in Suite 100 instead. | US Probe for EPIQ5 |  | TRANSDUCERULTRASOUND-Philips-C10-3V
YES | YES |  |  |  | 099-03693 | 099-03693 | Philips Healthcare | C10-3v |  | B3B1LC | SL OPID |  |  |  |  | 099-03693 | 099-03693 | Sugar Land | MH SL | SL OPID | SL, PB1, Suite 100, Room 174 |  |  |  |  | US Probe for EPIQ5 |  | TRANSDUCERULTRASOUND-Philips-C10-3V
YES | YES |  |  |  | 099-03694 | 099-03694 | Philips Healthcare | C10-3v |  | B3DQ4J | SL OPID |  |  |  |  | 099-03694 | 099-03694 | Sugar Land | MH SL | SL OPID | SL, PB1, SUITE 100, Room 174 |  |  |  |  | US Probe for EPIQ5 |  | TRANSDUCERULTRASOUND-Philips-C10-3V
YES | YES |  |  |  | 099-00418 | 099-00418 | Philips Healthcare | C10-3V |  | B3C63N | OPID - (GH) - GREATER HEIGHTS CCC - 439 |  |  |  |  | 099-00418 | 099-00418 | Central | Greater Heights OPID | OPID - (GH) - GREATER HEIGHTS CCC - 439 | [7 empty] | TRANSDUCERULTRASOUND-Philips-C10-3V
YES | YES |  |  |  | 099-01176 | 099-01176 | Philips Healthcare | C10-3V |  | B34MJQ | NE - RADIOLOGY |  |  |  |  | 099-01176 | 099-01176 | Katy | Memorial Hermann Northeast Hospital | NE - RADIOLOGY | Ultrasound | [6 empty] | TRANSDUCERULTRASOUND-Philips-C10-3V
YES | YES |  |  |  | 099-03398 | 099-03398 | Philips Healthcare | C10-3v |  | B37427 | Sugar Land Imaging |  |  |  |  | 099-03398 | 099-03398 | Sugar Land | MH SL | Sugar Land Imaging | Sugar Land W1 323.1 |  |  |  |  | US Probe for EPIQ7G |  | TRANSDUCERULTRASOUND-Philips-C10-3V
YES | YES |  |  |  | 099-03387 | 099-03387 | Philips Healthcare | C10-3v |  | B34J45 | Sugar Land Imaging |  |  |  |  | 099-03387 | 099-03387 | Sugar Land | MH SL | Sugar Land Imaging | W1 323.3 / US 2 |  |  |  |  | US Probe for EPIQ7G |  | TRANSDUCERULTRASOUND-Philips-C10-3V
YES | YES |  |  |  | 099-03584 | 099-03584 | Philips Healthcare | C10-3v |  | B1XC1G | Imaging CY |  |  |  |  | 099-03584 | 099-03584 | Cypress | MH CY | Imaging CY | M1 111 US 1 |  |  |  |  | US Probe for EPIQ5G |  | TRANSDUCERULTRASOUND-Philips-C10-3V
YES | YES |  |  |  | B2WXPM | B2WXPM | Philips Healthcare | C10-3V |  | B2WXPM | SP CCC - (SL) - EMERGENCY ROOM |  |  |  |  | B2WXPM | B2WXPM | Sugar Land | Memorial Hermann Convenient Care Center at Sienna Plantation (Sienna CCC) (#B) | SP CCC - (SL) - EMERGENCY ROOM | Ultrasound 1 | [6 empty] | TRANSDUCERULTRASOUND-Philips-C10-3V
YES | YES |  |  |  | 029-09643 | 029-09643 | Philips Healthcare | C10-3V |  | B141WJ | OPID - (WDLS) - WOODLANDS - 430 (MP3) |  |  |  |  | 029-09643 | 029-09643 | Woodlands | OPID - (WDLS) - WOODLANDS - 430 (MP3) | OPID - (WDLS) - WOODLANDS - 430 (MP3) | Ultrasound 3 | [6 empty] | TRANSDUCERULTRASOUND-Philips-C10-3V
YES | YES |  |  |  | 099-08483 | 099-08483 | Philips Healthcare | C10-3v |  | B3285G | OPID - (SW) - SOUTHWEST - 433 (MP4) |  |  |  |  | 099-08483 | 099-08483 | Southwest | Memorial Hermann Imaging Center, #150 | OPID - (SW) - SOUTHWEST - 433 (MP4) | Suite 150 |  |  | 3/1/20 |  |  |  | TRANSDUCERULTRASOUND-Philips-C10-3V
YES | YES |  |  |  | 099-06561 | 099-06561 | Philips Healthcare | C10-3V |  | Nsn | Ultrasound |  |  |  |  | 099-06561 | 099-06561 |  | Memorial Hermann- Medical Plaza 3 | Ultrasound | Ultrasound 4 | 4/1/20 |  |  | No PM Sticker |  |  | TRANSDUCERULTRASOUND-Philips-C10-3V
YES | YES |  |  |  | 099-06592 | 099-06592 | Philips Healthcare | C10-3V |  | B39YJH | Ultrasound |  |  |  |  | 099-06592 | 099-06592 | TMC | Memorial Hermann-Medical Plaza 3 | Ultrasound | Ultrasound 2 200.24 | [6 empty] | TRANSDUCERULTRASOUND-Philips-C10-3V
YES | YES | [5 empty] | Philips Healthcare | C10-3V |  |  | Radiology | [6 empty] | West | Memorial Hermann Memorial City Medical Center | Radiology | Memorial Hermann x-ray ultrasound 1 |  |  |  | No pm completed
YES | YES |  |  |  | 041-33762 | 041-33762 | Philips Healthcare | C10-3V |  | B1L3CG | OPID - (CY) - CYPRESS - 427 (MP1) |  |  |  |  | 041-33762 | 041-33762 | Northwest | Memorial Hermann Cypress Hospital | OPID - (CY) - CYPRESS - 427 (MP1) | Imaging center |  |  |  | No Pm sticker
YES | YES | [5 empty] | Philips Healthcare | C10-3V |  |  | Memorial Hermann - Radiology | [6 empty] | Central | Memorial Hermann Greater Heights Hospital | Memorial Hermann - Radiology | GH- Radiology UT |  |  |  | No pm sticker
YES | YES |  |  |  | B356N8 | B356N8 | Philips Healthcare | C10-3V |  | B356N8 | GH - RADIOLOGY |  |  |  |  | B356N8 | B356N8 | Central | GH- Radiology | GH - RADIOLOGY | GH - RADIOLOGY
YES | YES |  |  |  | 142-09520 | 142-09520 | Philips Healthcare | C10-3V |  |  | Memorial Hermann - Humble - Radiology |  |  |  |  | 142-09520 | 142-09520 | Katy | Memorial Hermann Northeast Hospital | Memorial Hermann - Humble - Radiology | Ultrasound |  |  |  | No pm sticker
YES | YES |  |  |  | 009-33186 | 009-33186 | Philips Healthcare | C10-3V |  | B2T801 | SW - HVI - NONINVASIVE CARDIOLOGY |  |  |  |  | 009-33186 | 009-33186 | Southwest | Memorial Hermann Southwest Hospital | SW - HVI - NONINVASIVE CARDIOLOGY | Ultrasound 1
YES | YES |  |  |  | 009-33142 | 009-33142 | Philips Healthcare | C10-3V |  | B2K493 | SW -radiology |  |  |  |  | 009-33142 | 009-33142 | Southwest | Memorial Hermann Southwest Hospital | SW -radiology | Ultrasound 3
NO | YES |  |  |  | 241-03242 | 241-03242 | Philips Healthcare | C5-1 |  | B1QBR0 | TIRR-Radiology | MHHS-TIRR |  | Transducer, Ultrasound |  | 241-03242 | 241-03242 | TM | MHHS-Others | TIRR-Radiology | TIRR - Radiology |  |  |  |  | PROBES, ULTRASONIC | Transducer, Ultrasound | TRANSDUCERULTRASOUND-Philips-C5-1 | TRANSDUCERULTRASOUND | C5-1 |  |  |  | PHILIPS | Transducer, Ultrasound |  | TRANSDUCERULTRASOUND-Philips-C5-1 |  | 11/1/20 |  | TU-A | Not Covered Vendor Only - Biomedical | MHHS-TIRR | [8 empty] | TRANSDUCERULTRASOUND | Transducer, Ultrasound | PHILIPS
YES | YES |  |  |  | 099-03708 | 099-03708 | Philips Healthcare | C5-1 |  | B3JDL5 | [5 empty] | 099-03708 | 099-03708 | Humble | HM Humble |  |  | 2/1/19 | 2/1/20 |  |  |  | Transducer, Ultrasound | TRANSDUCERULTRASOUND-Philips-C5-1 | [12 empty] | TU-A | [10 empty] | TRANSDUCERULTRASOUND | Transducer, Ultrasound | PHILIPS
YES | YES |  |  |  | 133-10129 | 133-10129 | Philips Healthcare | C5-1 |  |  | Katy Imaging Center |  |  |  |  | 133-10129 | 133-10129 | Katy | Memorial Hermann | Katy Imaging Center | Katy | 2/1/20 |  |  |  |  | Transducer, Ultrasound | TRANSDUCERULTRASOUND-Philips-C5-1 | [12 empty] | TU-A | [10 empty] | TRANSDUCERULTRASOUND | Transducer, Ultrasound | PHILIPS
YES | YES |  |  |  | 099-03709 | 099-03709 | Philips Healthcare | C5-1 |  | B13K7G | [5 empty] | 099-03709 | 099-03709 | Pearland | HM Humble |  |  | 2/1/20 | 1/1/21 |  |  |  | Transducer, Ultrasound | TRANSDUCERULTRASOUND-Philips-C5-1 | [12 empty] | TU-A | [10 empty] | TRANSDUCERULTRASOUND | Transducer, Ultrasound | PHILIPS
YES | YES |  |  |  | 099-03696 | 099-03696 | Philips Healthcare | C5-1 |  |  | Katy Imaging Center |  |  |  |  | 099-03696 | 099-03696 | Katy | Memorial Hermann | Katy Imaging Center | Katy |  |  |  | US Probe for iU22 |  | Transducer, Ultrasound | TRANSDUCERULTRASOUND-Philips-C5-1 | [12 empty] | TU-A | [10 empty] | TRANSDUCERULTRASOUND | Transducer, Ultrasound | PHILIPS
YES | YES |  |  |  | 099-03717 | 099-03717 | Philips Healthcare | C5-1 |  | B31X0M | [5 empty] | 099-03717 | 099-03717 | Pearland | HM Humble |  |  |  | 5/1/20 |  |  |  | Transducer, Ultrasound | TRANSDUCERULTRASOUND-Philips-C5-1 | [12 empty] | TU-A | [10 empty] | TRANSDUCERULTRASOUND | Transducer, Ultrasound | PHILIPS
YES | YES |  |  |  | 099-03582 | 099-03582 | Philips Healthcare | C5-1 |  |  | Katy Imaging Clinic |  |  |  |  | 099-03582 | 099-03582 | Katy | Memorial Hermann | Katy Imaging Clinic | Katy (Mammo) |  |  |  | US probe for iU22 |  | Transducer, Ultrasound | TRANSDUCERULTRASOUND-Philips-C5-1 | [12 empty] | TU-A | [10 empty] | TRANSDUCERULTRASOUND | Transducer, Ultrasound | PHILIPS
YES | YES |  |  |  | 099-03601 | 099-03601 | Philips Healthcare | C5-1 |  | B3JWBM | Imaging Dept |  |  |  |  | 099-03601 | 099-03601 | Katy | Memorial Hermann | Imaging Dept | Katy (US) |  |  |  | US Probe for EPIC 7G |  | Transducer, Ultrasound | TRANSDUCERULTRASOUND-Philips-C5-1 | [12 empty] | TU-A | [10 empty] | TRANSDUCERULTRASOUND | Transducer, Ultrasound | PHILIPS
YES | YES |  |  |  | 099-03603 | 099-03603 | Philips Healthcare | C5-1 |  | B2RNJ5 | Imaging Dept |  |  |  |  | 099-03603 | 099-03603 | Katy | Memorial Hermann | Imaging Dept | Katy (US) |  |  |  | US probe for C5-1 |  | Transducer, Ultrasound | TRANSDUCERULTRASOUND-Philips-C5-1 | [12 empty] | TU-A | [10 empty] | TRANSDUCERULTRASOUND | Transducer, Ultrasound | PHILIPS
YES | YES |  |  |  | 099-03605 | 099-03605 | Philips Healthcare | C5-1 |  | B2WVY6 | Imaging Dept |  |  |  |  | 099-03605 | 099-03605 | Katy | Memorial Hermann | Imaging Dept | Katy (US) |  |  |  | US probe for EPIQ 7G |  | Transducer, Ultrasound | TRANSDUCERULTRASOUND-Philips-C5-1 | [12 empty] | TU-A | [10 empty] | TRANSDUCERULTRASOUND | Transducer, Ultrasound | PHILIPS
YES | YES |  |  |  | 099-03561 | 099-03561 | Philips Healthcare | C5-1 |  | B0CYMH | Imaging Dept |  |  |  |  | 099-03561 | 099-03561 | Katy | Memorial Hermann Katy | Imaging Dept | Surgery |  |  |  |  | US probe for iH22 | Transducer, Ultrasound | TRANSDUCERULTRASOUND-Philips-C5-1 | [12 empty] | TU-A | [10 empty] | TRANSDUCERULTRASOUND | Transducer, Ultrasound | PHILIPS
YES | YES |  |  |  | 099-03483 | 099-03483 | Philips Healthcare | C5-1 | [7 empty] | 099-03483 | 099-03483 |  | OPID CCC Kingwood | [7 empty] | Transducer, Ultrasound | TRANSDUCERULTRASOUND-Philips-C5-1 | [12 empty] | TU-A | [10 empty] | TRANSDUCERULTRASOUND | Transducer, Ultrasound | PHILIPS
YES | YES |  |  |  | 099-03560 | 099-03560 | Philips Healthcare | C5-1 |  | B161GY | Sugar Land OPID |  |  |  |  | 099-03560 | 099-03560 | Sugar Land | MH SL | Sugar Land OPID | SL Proffesional Bldg 1, Suite 100, Room 172 |  |  |  |  | US Probe for EPIQ 5 | Transducer, Ultrasound | TRANSDUCERULTRASOUND-Philips-C5-1 | [12 empty] | TU-A | [10 empty] | TRANSDUCERULTRASOUND | Transducer, Ultrasound | PHILIPS
YES | YES |  |  |  | 099-03688 | 099-03688 | Philips Healthcare | C5-1 |  | B1QTQK | SL OPID |  |  |  |  | 099-03688 | 099-03688 | Sugar Land | MH SL | SL OPID | SL, PB1, Suite 120, Room 113 |  |  |  |  | US probe for EPIQ 5G | Transducer, Ultrasound | TRANSDUCERULTRASOUND-Philips-C5-1 | [12 empty] | TU-A | [10 empty] | TRANSDUCERULTRASOUND | Transducer, Ultrasound | PHILIPS
YES | YES |  |  |  | 099-03699 | 099-03699 | Philips Healthcare | C5-1 |  | B1K7G2 | SL OPID |  |  |  |  | 099-03699 | 099-03699 | Sugar Land | MH SL | SL OPID | SL, PB1, Suite 120, Room 114 |  |  |  |  | US probe for EPIQ 5G | Transducer, Ultrasound | TRANSDUCERULTRASOUND-Philips-C5-1 | [12 empty] | TU-A | [10 empty] | TRANSDUCERULTRASOUND | Transducer, Ultrasound | PHILIPS
YES | YES |  |  |  | 099-03692 | 099-03692 | Philips Healthcare | C5-1 |  | B2Y951 | SL OPID |  |  |  |  | 099-03692 | 099-03692 | Sugar Land | MH SL | SL OPID | SL, PB1, Suite 100, Room 174 |  |  |  |  | US probe for EPIQ 5G | Transducer, Ultrasound | TRANSDUCERULTRASOUND-Philips-C5-1 | [12 empty] | TU-A | [10 empty] | TRANSDUCERULTRASOUND | Transducer, Ultrasound | PHILIPS
YES | YES |  |  |  | 099-00429 | 099-00429 | Philips Healthcare | C5-1 |  | B25H1Q | OPID - (GH) - GREATER HEIGHTS CCC - 439 |  |  |  |  | 099-00429 | 099-00429 | Greater Heights |  | OPID - (GH) - GREATER HEIGHTS CCC - 439 |  | 2/1/20 | 2/1/20 |  |  |  | Transducer, Ultrasound | TRANSDUCERULTRASOUND-Philips-C5-1 | [12 empty] | TU-A | [10 empty] | TRANSDUCERULTRASOUND | Transducer, Ultrasound | PHILIPS
YES | YES |  |  |  | 099-03395 | 099-03395 | Philips Healthcare | C5-1 |  |  | Sugar Land Imaging |  |  |  |  | 099-03395 | 099-03395 | Sugar Land | MH SL | Sugar Land Imaging | W1 323.1 |  |  |  |  | US probe for EPIQ 7G | Transducer, Ultrasound | TRANSDUCERULTRASOUND-Philips-C5-1 | [12 empty] | TU-A | [10 empty] | TRANSDUCERULTRASOUND | Transducer, Ultrasound | PHILIPS
YES | YES |  |  |  | 099-03390 | 099-03390 | Philips Healthcare | C5-1 |  | B1QBDH | Imaging |  |  |  |  | 099-03390 | 099-03390 | Sugar Land | SL MH | Imaging | W1 323.3 / US 2 |  |  |  |  | US probe for EPIQ 7G | Transducer, Ultrasound | TRANSDUCERULTRASOUND-Philips-C5-1 | [12 empty] | TU-A | [10 empty] | TRANSDUCERULTRASOUND | Transducer, Ultrasound | PHILIPS
YES | YES |  |  |  | 099-03704 | 099-03704 | Philips Healthcare | C5-1 |  | B23PBB | Imaging CY |  |  |  |  | 099-03704 | 099-03704 | Cypress | MH CY | Imaging CY | M1 111, US1 | 2/1/20 |  |  |  | US probe for EPIQ 5G | Transducer, Ultrasound | TRANSDUCERULTRASOUND-Philips-C5-1 | [12 empty] | TU-A | [10 empty] | TRANSDUCERULTRASOUND | Transducer, Ultrasound | PHILIPS
YES | YES |  |  |  | B1CQV9 | B1CQV9 | Philips Healthcare | C5-1 |  | B1CQV9 | SP CCC - (SL) - EMERGENCY ROOM |  |  |  |  | B1CQV9 | B1CQV9 | Sugar Land | Memorial Hermann Convenient Care Center at Sienna Plantation (Sienna CCC) (#B) | SP CCC - (SL) - EMERGENCY ROOM | Ultrasound 1 | [5 empty] | Transducer, Ultrasound | TRANSDUCERULTRASOUND-Philips-C5-1 | [12 empty] | TU-A | [10 empty] | TRANSDUCERULTRASOUND | Transducer, Ultrasound | PHILIPS
YES | YES |  |  |  |  | 029-07308 | Philips Healthcare | C5-1 |  | B05BPK | OPID - (WDLS) - WOODLANDS - 430 (MP3) | [5 empty] | 029-07308 | Woodlands | OPID - (WDLS) - WOODLANDS - 430 (MP3) | OPID - (WDLS) - WOODLANDS - 430 (MP3) | Ultrasound 1 |  |  |  | New add |  | Transducer, Ultrasound | TRANSDUCERULTRASOUND-Philips-C5-1 | [12 empty] | TU-A | [10 empty] | TRANSDUCERULTRASOUND | Transducer, Ultrasound | PHILIPS
YES | YES |  |  |  | 005-33121 | 005-33121 | Philips Healthcare | C5-1 |  | B1QBC9 | OPID - (WDLS) - WOODLANDS - 430 (MP3) |  |  |  |  | 005-33121 | 005-33121 | Woodlands | OPID - (WDLS) - WOODLANDS - 430 (MP3) | OPID - (WDLS) - WOODLANDS - 430 (MP3) | Ultrasound 2 |  |  |  | New add |  | Transducer, Ultrasound | TRANSDUCERULTRASOUND-Philips-C5-1 | [12 empty] | TU-A | [10 empty] | TRANSDUCERULTRASOUND | Transducer, Ultrasound | PHILIPS
YES | YES |  |  |  | 005-33115 | 005-33115 | Philips Healthcare | C5-1 |  | B0J81G | OPID - (WDLS) - WOODLANDS - 430 (MP3) |  |  |  |  | 005-33115 | 005-33115 | Woodlands | OPID - (WDLS) - WOODLANDS - 430 (MP3) | OPID - (WDLS) - WOODLANDS - 430 (MP3) | Ultrasound 3 |  |  |  | New add |  | Transducer, Ultrasound | TRANSDUCERULTRASOUND-Philips-C5-1 | [12 empty] | TU-A | [10 empty] | TRANSDUCERULTRASOUND | Transducer, Ultrasound | PHILIPS
YES | YES |  |  |  | 009-34104 | 009-34104 | Philips Healthcare | C5-1 |  | B16ZGW | Cardiology |  |  |  |  | 009-34104 | 009-34104 | Central | Memorial Hermann Greater Heights Hospital | Cardiology | [7 empty] | TRANSDUCERULTRASOUND-Philips-C5-1
YES | YES |  |  |  | 099-08594 | 099-08594 | Philips Healthcare | C5-1 |  | B23PL4 | Ultrasound |  |  |  |  | 099-08594 | 099-08594 | Central | Memorial Hermann Greater Heights Hospital | Ultrasound | Rm 1 | [6 empty] | TRANSDUCERULTRASOUND-Philips-C5-1
YES | YES |  |  |  | 099-08599 | 099-08599 | Philips Healthcare | C5-1 |  | B0GZR2 | Ultrasound |  |  |  |  | 099-08599 | 099-08599 | Central | Memorial Hermann Greater Heights Hospital | Ultrasound | Rm 3 | [6 empty] | TRANSDUCERULTRASOUND-Philips-C5-1
YES | YES |  |  |  | 099-08749 | 099-08749 | Philips Healthcare | C5-1 |  | B09QNR | Imaging Center 150 |  |  |  |  | 099-08749 | 099-08749 | Southwest | Memorial Hermann Imaging Center - Southwest (#150) | Imaging Center 150 | Ultrasound RM 5 | [6 empty] | TRANSDUCERULTRASOUND-Philips-C5-1
YES | YES |  |  |  | 099-14849 | 099-14849 | Philips Healthcare | C5-1 |  | 03FVJ6 | TIRR - Radiology |  |  |  |  | 099-14849 | 099-14849 | TMC | TIRR Memorial Hermann | TIRR - Radiology | xray | [6 empty] | TRANSDUCERULTRASOUND-Philips-C5-1
YES | YES |  |  |  | 099-13341 | 099-13341 | Philips Healthcare | C5-1 |  | B3JDXD | TMC - RADIOLOGY - HVI PAVILION |  |  |  |  | 099-13341 | 099-13341 | TMC | Memorial Hermann-Texas Medical Center | TMC - RADIOLOGY - HVI PAVILION | [7 empty] | TRANSDUCERULTRASOUND-Philips-C5-1
YES | YES |  |  |  | 099-13913 | 099-13913 | Philips Healthcare | C5-1 |  | B1W3LB | TMC - RADIOLOGY - HVI PAVILION |  |  |  |  | 099-13913 | 099-13913 | TMC | Memorial Hermann-Texas Medical Center | TMC - RADIOLOGY - HVI PAVILION | [7 empty] | TRANSDUCERULTRASOUND-Philips-C5-1
YES | YES |  |  |  | 099-13924 | 099-13924 | Philips Healthcare | C5-1 |  | B3JWJ1 | TMC - RADIOLOGY - HVI PAVILION |  |  |  |  | 099-13924 | 099-13924 | TMC | Memorial Hermann-Texas Medical Center | TMC - RADIOLOGY - HVI PAVILION | [7 empty] | TRANSDUCERULTRASOUND-Philips-C5-1
YES | YES |  |  |  | 099-13919 | 099-13919 | Philips Healthcare | C5-1 |  | B078HM | TMC - RADIOLOGY - HVI PAVILION |  |  |  |  | 099-13919 | 099-13919 | TMC | Memorial Hermann-Texas Medical Center | TMC - RADIOLOGY - HVI PAVILION | [7 empty] | TRANSDUCERULTRASOUND-Philips-C5-1
YES | YES |  |  |  | 099-09331 | 099-09331 | Philips Healthcare | C5-1 |  | B30CKW | Ultrasound |  |  |  |  | 099-09331 | 099-09331 | TMC | Memorial Hermann-Texas Medical Center | Ultrasound | J2211 EAM RM 1 | [6 empty] | TRANSDUCERULTRASOUND-Philips-C5-1
YES | YES |  |  |  | 099-09332 | 099-09332 | Philips Healthcare | C5-1 |  | B0NB5Y | Ultrasound |  |  |  |  | 099-09332 | 099-09332 | TMC | Memorial Hermann-Texas Medical Center | Ultrasound | Hallway | [6 empty] | TRANSDUCERULTRASOUND-Philips-C5-1
YES | YES |  |  |  | 099-09230 | 099-09230 | Philips Healthcare | C5-1 |  | B1RV7X | TMC - RADIOLOGY - JONES PAVILION |  |  |  |  | 099-09230 | 099-09230 | TMC | Memorial Hermann-Texas Medical Center | TMC - RADIOLOGY - JONES PAVILION | TMC - RADIOLOGY - JONES PAVILION | [6 empty] | TRANSDUCERULTRASOUND-Philips-C5-1
YES | YES |  |  |  | 099-09296 | 099-09296 | Philips Healthcare | C5-1 |  | B10TVW | Ultrasound |  |  |  |  | 099-09296 | 099-09296 | TMC | Memorial Hermann-Texas Medical Center | Ultrasound | Hallway | 3/1/20 | [5 empty] | TRANSDUCERULTRASOUND-Philips-C5-1
YES | YES |  |  |  | 099-09226 | 099-09226 | Philips Healthcare | C5-1 |  |  | TMC - RADIOLOGY - JONES PAVILION |  |  |  |  | 099-09226 | 099-09226 | TMC | Memorial Hermann-Texas Medical Center | TMC - RADIOLOGY - JONES PAVILION | TMC - RADIOLOGY - JONES PAVILION | [6 empty] | TRANSDUCERULTRASOUND-Philips-C5-1
YES | YES |  |  |  | 099-09222 | 099-09222 | Philips Healthcare | C5-1 |  | B173WG | TMC - RADIOLOGY - JONES PAVILION |  |  |  |  | 099-09222 | 099-09222 | TMC | Memorial Hermann-Texas Medical Center | TMC - RADIOLOGY - JONES PAVILION | TMC - RADIOLOGY - JONES PAVILION | [6 empty] | TRANSDUCERULTRASOUND-Philips-C5-1
YES | YES |  |  |  | 069-29768 | 069-29768 | Philips Healthcare | C5-1 |  | 453561224465B0KH8R | Memorial Hermann- Texas Medical Center Radiology |  |  |  |  | 069-29768 | 069-29768 |  | TMC | Memorial Hermann- Texas Medical Center Radiology | Angio 1 | 4/1/20 |  |  | No PM Sticker |  |  | TRANSDUCERULTRASOUND-Philips-C5-1
YES | YES |  |  |  | 099-07142 | 099-07142 | Philips Healthcare | C5-1 |  |  | Radiology |  |  |  |  | 099-07142 | 099-07142 | TMC | Memorial Hermann-Texas Medical Center | Radiology | Angio 2 | [6 empty] | TRANSDUCERULTRASOUND-Philips-C5-1
YES | YES |  |  |  | 099-07871 | 099-07871 | Philips Healthcare | C5-1 |  | B1ry6d | SE - EMERGENCY CENTER |  |  |  |  | 099-07871 | 099-07871 | Southeast | Memorial hermann -south east | SE - EMERGENCY CENTER | Hallway |  |  |  | No pm |  |  | TRANSDUCERULTRASOUND-Philips-C5-1
YES | YES |  |  |  | 099-06284 | 099-06284 | Philips Healthcare | C5-1 |  | B1RV7H | Radiology |  |  |  |  | 099-06284 | 099-06284 | Southeast | Memorial Hermann Southeast Hospital | Radiology | Storage room |  |  |  | No pm sticker |  |  | TRANSDUCERULTRASOUND-Philips-C5-1
YES | YES |  |  |  | 099-06286 | 099-06286 | Philips Healthcare | C5-1 |  | B1RT7D | Radiology |  |  |  |  | 099-06286 | 099-06286 | Southeast | Memorial Hermann Southeast Hospital | Radiology | Storage room |  |  |  | No pm |  |  | TRANSDUCERULTRASOUND-Philips-C5-1
YES | YES |  |  |  | 099-07634 | 099-07634 | Philips Healthcare | C5-1 |  | B1RYN2 | SE - NONINVASIVE CARDIOLOGY |  |  |  |  | 099-07634 | 099-07634 | Southeast | Memorial Hermann Southeast Hospital | SE - NONINVASIVE CARDIOLOGY | Ultrasound room 2 | [6 empty] | TRANSDUCERULTRASOUND-Philips-C5-1
YES | YES |  |  |  | 099-09736 | 099-09736 | Philips Healthcare | C5-1 |  | B19402 | SE - Women Center |  |  |  |  | 099-09736 | 099-09736 | Southeast | Memorial Hermann Southeast Hospital | SE - Women Center | Women Center, on Ultrasound #6 |  |  |  | Ultrasound Transducer |  |  | TRANSDUCERULTRASOUND-Philips-C5-1
YES | YES |  |  |  | 099-06328 | 099-06328 | Philips Healthcare | C5-1 |  | B1RYDC | SE - RADIOLOGY |  |  |  |  | 099-06328 | 099-06328 | Southeast | Memorial Hermann Southeast Hospital | SE - RADIOLOGY | Ultrasound 3 | [6 empty] | TRANSDUCERULTRASOUND-Philips-C5-1
YES | YES |  |  |  | 099-06589 | 099-06589 | Philips Healthcare | C5-1 |  | B14V46 | Ultrasound |  |  |  |  | 099-06589 | 099-06589 | TMC | Memorial Hermann-Medical Plaza 3 | Ultrasound | Ultrasound 1 200.12 | [6 empty] | TRANSDUCERULTRASOUND-Philips-C5-1
YES | YES |  |  |  | 099-06866 | 099-06866 | Philips Healthcare | C5-1 |  | B1FT08 | OPID - (MC) - MEMORIAL CITY - 422 (MP4). |  |  |  |  | 099-06866 | 099-06866 |  | Memorial Hermann- medical plaza 3 | OPID - (MC) - MEMORIAL CITY - 422 (MP4). | Ultrasound 4 | 4/1/20 |  |  | No PM Sticker |  |  | TRANSDUCERULTRASOUND-Philips-C5-1
YES | YES |  |  |  | 099-06594 | 099-06594 | Philips Healthcare | C5-1 |  | B15MHZ | Ultrasound |  |  |  |  | 099-06594 | 099-06594 | TMC | Memorial Hermann-Medical Plaza 3 | Ultrasound | Ultrasound 2 200.24 | [6 empty] | TRANSDUCERULTRASOUND-Philips-C5-1
YES | YES |  |  |  | 041-33486 | 041-33486 | Philips Healthcare | C5-1 |  | Nsn | MH MG - (MC) - MC CARDIOLOGY (MP4) STE400 |  |  |  |  | 041-33486 | 041-33486 |  | Memorial Hermann City - suite 400 | MH MG - (MC) - MC CARDIOLOGY (MP4) STE400 | Echo Room 2 | 4/1/20 |  |  | No PM Sticker |  |  | TRANSDUCERULTRASOUND-Philips-C5-1
YES | YES | [5 empty] | Philips Healthcare | C5-1 |  |  | MEMORIAL CITY - ULTRASOUND | [6 empty] | West | Memorial Hermann Memorial City Medical Center | MEMORIAL CITY - ULTRASOUND | MEMORIAL CITY - ULTRASOUND
YES | YES |  |  |  | 041-33759 | 041-33759 | Philips Healthcare | C5-1 |  | B1LCVW | OPID - (CY) - CYPRESS - 427 (MP1) |  |  |  |  | 041-33759 | 041-33759 | Northwest | Memorial Hermann Cypress Hospital | OPID - (CY) - CYPRESS - 427 (MP1) | Imaging center |  |  |  | No pm sticker
YES | YES |  |  |  | 069-16269 | 069-16269 | Philips Healthcare | C5-1 |  | 0326TF | Out patient |  |  |  |  | 069-16269 | 069-16269 | TMC | Memorial herrmann texas med center outpatient | Out patient | Suite 1600 |  |  |  | No pm sticker
YES | YES |  |  |  | 129-02886 | 129-02886 | Philips Healthcare | C5-1 |  | B04HV5 | OPID - (TMC) - MH IMAGING CENTER - 417 |  |  |  |  | 129-02886 | 129-02886 | TMC | IRONMAN Sports Medicine Institute at the Texas Medical Center 16th Floor | OPID - (TMC) - MH IMAGING CENTER - 417 | Suite 1600 |  |  |  | No PM STICKER
YES | YES |  |  |  | 029-32328 | 029-32328 | Philips Healthcare | C5-1 |  | B3630Z | WOODLANDS - RADIOLOGY |  |  |  |  | 029-32328 | 029-32328 | Woodlands | Memorial Hermann The Woodlands Medical Center | WOODLANDS - RADIOLOGY | Radiology
YES | YES |  |  |  | 009-33180 | 009-33180 | Philips Healthcare | C5-1 |  | B1V41G | SW - HVI - NONINVASIVE CARDIOLOGY |  |  |  |  | 009-33180 | 009-33180 | Southwest | Memorial Hermann Southwest Hospital | SW - HVI - NONINVASIVE CARDIOLOGY | Ultrasound 1
YES | YES |  |  |  | 009-33182 | 009-33182 | Philips Healthcare | C5-1 |  | B077YJ | SW - HVI - NONINVASIVE CARDIOLOGY |  |  |  |  | 009-33182 | 009-33182 | Southwest | Memorial Hermann Southwest Hospital | SW - HVI - NONINVASIVE CARDIOLOGY | Ultrasound 2
YES | YES |  |  |  | 009-33184 | 009-33184 | Philips Healthcare | C5-1 |  | B1Z548 | SW -radiology |  |  |  |  | 009-33184 | 009-33184 | Southwest | Memorial Hermann Southwest Hospital | SW -radiology | Ultrasound 3 |  |  |  | No sticker
YES | YES |  |  |  | 133-07551 | 133-07551 | Philips Healthcare | C5-2 |  |  | Katy Imaging Center |  |  |  |  | 133-07551 | 133-07551 | Katy | Memorial Hermann | Katy Imaging Center | Katy (Mammo)
YES | YES |  |  |  | 099-13062 | 099-13062 | Philips Healthcare | C5-2 |  | B1LDMZ | SW - LABOR |  |  |  |  | 099-13062 | 099-13062 | Southwest | Memorial Hermann Southwest Hospital | SW - LABOR | OB A4
YES | YES |  |  |  | B2L1VZ | B2L1VZ | Philips Healthcare | C5-2 |  | B2L1VZ | SW-Labor |  |  |  |  | B2L1VZ | B2L1VZ | Southwest | Memorial Hermann Southwest Hospital | SW-Labor
YES | YES |  |  |  | 133-09062 | 133-09062 | Philips Healthcare | C6-2 |  | B1DBGT | Emergency Dept |  |  |  |  | 133-09062 | 133-09062 | Katy | Memorial Hermann | Emergency Dept | Katy (ER) |  |  |  | US Probe for AFFINITI 50G
YES | YES |  |  |  | 133-09028 | 133-09028 | Philips Healthcare | C8-4v |  | B0PY1N | Imaging Dept |  |  |  |  | 133-09028 | 133-09028 | Katy | Memorial Hermann | Imaging Dept | Katy (US) |  |  |  | US probe for iU22
YES | YES |  |  |  | 099-03606 | 099-03606 | Philips Healthcare | C8-4v |  | 036WWB | Imaging Dept |  |  |  |  | 099-03606 | 099-03606 | Katy | Memorial Hermann | Imaging Dept | Katy (US) |  |  |  | US probe for iU22
YES | YES |  |  |  | 099-03452 | 099-03452 | Philips Healthcare | C8-4V | [7 empty] | 099-03452 | 099-03452 | Humble | HM POID Humble |  |  | 12/1/18 | 12/1/19
YES | YES |  |  |  | 099-03450 | 099-03450 | Philips Healthcare | C8-4V | [7 empty] | 099-03450 | 099-03450 | Humble | HM POID Humble |  |  | 4/1/19 | 4/1/20
YES | YES |  |  |  | 099-06587 | 099-06587 | Philips Healthcare | C8-4V |  | B08MM4 | Ultrasound |  |  |  |  | 099-06587 | 099-06587 | TMC | Memorial Hermann-Medical Plaza 3 | Ultrasound | Ultrasound 1 200.12
YES | YES |  |  |  | 133-10127 | 133-10127 | Philips Healthcare | C8-4V |  | B10CZQ | Imaging center |  |  |  |  | 133-10127 | 133-10127 | Katy | Memorial Hermann Imaging Center - Convenient Care Center in Katy | Imaging center | Suite 140 |  |  |  | No PM Sticker
YES | YES |  |  |  | 069-16270 | 069-16270 | Philips Healthcare | C8-4V |  | 032ZYY | OPID - (TMC) - MH IMAGING CENTER - 417 |  |  |  |  | 069-16270 | 069-16270 | TMC | IRONMAN Sports Medicine Institute at the Texas Medical Center 16th Floor | OPID - (TMC) - MH IMAGING CENTER - 417 | Suite 1600 |  |  |  | No pm sticker
YES | YES |  |  |  | 038RH0 | 038RH0 | Philips Healthcare | C8-4V |  | 038RH0 | Memorial Hermann - Radiology |  |  |  |  | 038RH0 | 038RH0 | Central | Memorial Hermann Greater Heights Hospital | Memorial Hermann - Radiology | GH- Radiology UT 3 |  |  |  | No pm sticker
YES | YES |  |  |  | 009-07796 | 009-07796 | Philips Healthcare | C8-4V |  | 02LWG3 | Memorial Hermann - Radiology |  |  |  |  | 009-07796 | 009-07796 | Central | Memorial Hermann Greater Heights Hospital | Memorial Hermann - Radiology | GH- Radiology UT 3 |  |  |  | No pm sticker
YES | YES |  |  |  | 099-03682 | 099-03682 | Philips Healthcare | C8-5 |  | B150M | [5 empty] | 099-03682 | 099-03682 | Humble | HM Humble |  |  | 1/1/20 | 2/1/20
YES | YES |  |  |  | 133-08313 | 133-08313 | Philips Healthcare | C8-5 |  | B15FBG | Imaging Dept |  |  |  |  | 133-08313 | 133-08313 | Katy | Memorial Hermann | Imaging Dept | Katy (US) |  |  |  | US probe for EPIQ 7G
YES | YES |  |  |  | 133-05359 | 133-05359 | Philips Healthcare | C8-5 |  | 037TZ6 | Imaging Dept |  |  |  |  | 133-05359 | 133-05359 | Katy | Memorial Hermann | Imaging Dept | Katy (US) |  |  |  | US probe for iU22
YES | YES |  |  |  | 133-05666 | 133-05666 | Philips Healthcare | C8-5 |  | 037TZ8 | Imaging Dept |  |  |  |  | 133-05666 | 133-05666 | Katy | Memorial Hermann | Imaging Dept | Imaging Dept |  |  |  | US probe for iU22
YES | YES |  |  |  | 133-07374 | 133-07374 | Philips Healthcare | C8-5 |  | B29XRY | Imaging Dept |  |  |  |  | 133-07374 | 133-07374 | Katy | Memorial Hermann | Imaging Dept | Katy (US) |  |  |  | US probe for EPIC 7G
YES | YES |  |  |  | 099-03695 | 099-03695 | Philips Healthcare | C8-5 |  | B1GJ4W | SL OPID |  |  |  |  | 099-03695 | 099-03695 | Sugar Land | MH SL | SL OPID | SL, PB1, Suite 100, Room 174 |  |  |  |  | US probe for EPIQ5G
YES | YES |  |  |  | 099-03469 | 099-03469 | Philips Healthcare | C8-5 |  | B15G2Y | SL Imaging |  |  |  |  | 099-03469 | 099-03469 | Sugar Land | MH SL | SL Imaging | Sugar Land W1 323.1 |  |  |  |  | US probe for EPIQ7G
YES | YES |  |  |  |  | 029-04285 | Philips Healthcare | C8-5 |  | 02QRQ9 | OPID - (WDLS) - WOODLANDS - 430 (MP3) | [5 empty] | 029-04285 | Woodlands | OPID - (WDLS) - WOODLANDS - 430 (MP3) | OPID - (WDLS) - WOODLANDS - 430 (MP3) | Ultrasound |  |  |  | New add
YES | YES |  |  |  | 099-09326 | 099-09326 | Philips Healthcare | C8-5 |  | B34J00 | Ultrasound |  |  |  |  | 099-09326 | 099-09326 | TMC | Memorial Hermann-Texas Medical Center | Ultrasound | J2211 EAM RM 1
YES | YES |  |  |  | 099-09236 | 099-09236 | Philips Healthcare | C8-5 |  |  | TMC - MHTMC - RAPID RESPONSE |  |  |  |  | 099-09236 | 099-09236 | TMC | Memorial Hermann-Texas Medical Center | TMC - MHTMC - RAPID RESPONSE | TMC MHTMC RADI RESPONSE
YES | YES |  |  |  | 099-09329 | 099-09329 | Philips Healthcare | C8-5 |  | B13J4H | Ultrasound |  |  |  |  | 099-09329 | 099-09329 | TMC | Memorial Hermann-Texas Medical Center | Ultrasound | J2211 EAM RM 1
YES | YES |  |  |  | 069-28927 | 069-28927 | Philips Healthcare | C8-5 |  |  | TMC - RADIOLOGY - JONES PAVILION |  |  |  |  | 069-28927 | 069-28927 | TMC | Memorial Hermann-Texas Medical Center | TMC - RADIOLOGY - JONES PAVILION | Ultrasound - JONES PAVILION
YES | YES |  |  |  | 099-06291 | 099-06291 | Philips Healthcare | C8-5 |  | B1QBW2 | Radiology |  |  |  |  | 099-06291 | 099-06291 | Southeast | Memorial Hermann Southeast Hospital | Radiology | Storage room |  |  |  | No pm
YES | YES |  |  |  | 099-07633 | 099-07633 | Philips Healthcare | C8-5 |  | B1QTVX | SE-radiology |  |  |  |  | 099-07633 | 099-07633 | Southeast | Memorial Hermann Southeast Hospital | SE-radiology | Ultrasound room 2
YES | YES |  |  |  | 099-06560 | 099-06560 | Philips Healthcare | C8-5 |  | Nsn | Ultrasound |  |  |  |  | 099-06560 | 099-06560 |  | Memorial Hermann- Medical Plaza 3 | Ultrasound | Ultrasound 4 | 4/1/20 |  |  | No PM Sticker
YES | YES |  |  |  | B29XRM | B39XRM | Philips Healthcare | C8-5 |  | B29XRM | MEMORIAL CITY - RADIOLOGY - INPATIENT |  |  |  |  | B29XRM | B39XRM | West | Memorial Hermann Memorial City Medical Center | MEMORIAL CITY - RADIOLOGY - INPATIENT | Ultrasound Room 2
YES | YES |  |  |  | 029-09646 | 029-09646 | Philips Healthcare | C8-5 |  | B14QM3 | OPID - (CY) - CYPRESS - 427 (MP1) |  |  |  |  | 029-09646 | 029-09646 | Northwest | Memorial Hermann Cypress Hospital | OPID - (CY) - CYPRESS - 427 (MP1) | Imaging center |  |  |  | No PM Sticker
YES | YES |  |  |  | 069-29540 | 069-29540 | Philips Healthcare | C8-5 |  | 036T2Q | OPID - (TMC) - MH IMAGING CENTER - 417 |  |  |  |  | 069-29540 | 069-29540 | TMC | IRONMAN Sports Medicine Institute at the Texas Medical Center 16th Floor | OPID - (TMC) - MH IMAGING CENTER - 417 | Suite 1600
YES | YES | [5 empty] | Philips Healthcare | C8-5 |  |  | GH - RADIOLOGY | [6 empty] | Central | GH- Radiology | GH - RADIOLOGY | GH - RADIOLOGY
YES | YES |  |  |  | 013-34362 | 013-34362 | Philips Healthcare | C8-5 |  | 033FD1 | SW - HVI - NONINVASIVE CARDIOLOGY |  |  |  |  | 013-34362 | 013-34362 | Southwest | Memorial Hermann Southwest Hospital | SW - HVI - NONINVASIVE CARDIOLOGY | Ultrasound 1
YES | YES |  |  |  | 009-33140 | 009-33140 | Philips Healthcare | C8-5 |  | B22G49 | SW -radiology |  |  |  |  | 009-33140 | 009-33140 | Southwest | Memorial Hermann Southwest Hospital | SW -radiology | Ultrasound 3 |  |  |  | No pm sticker
YES | YES |  |  |  | 099-09327 | 099-09327 | Philips Healthcare | C9-2 |  | B16B20 | Ultrasound |  |  |  |  | 099-09327 | 099-09327 | TMC | Memorial Hermann-Texas Medical Center | Ultrasound | J2211 EAM RM 1
YES | YES |  |  |  | 099-09229 | 099-09229 | Philips Healthcare | C9-2 |  | B16Y5N | TMC - RADIOLOGY - JONES PAVILION |  |  |  |  | 099-09229 | 099-09229 | TMC | Memorial Hermann-Texas Medical Center | TMC - RADIOLOGY - JONES PAVILION | TMC - RADIOLOGY - JONES PAVILION
YES | YES |  |  |  | 099-09225 | 099-09225 | Philips Healthcare | C9-2 |  |  | TMC - RADIOLOGY - JONES PAVILION |  |  |  |  | 099-09225 | 099-09225 | TMC | Memorial Hermann-Texas Medical Center | TMC - RADIOLOGY - JONES PAVILION | TMC - RADIOLOGY - JONES PAVILION
YES | YES |  |  |  | 069-44645 | 069-44645 | Philips Healthcare | C9-2 |  |  | TMC - RADIOLOGY - JONES PAVILION |  |  |  |  | 069-44645 | 069-44645 | TMC | Memorial Hermann-Texas Medical Center | TMC - RADIOLOGY - JONES PAVILION | Ultrasound - JONES PAVILION
YES | YES |  |  |  | 133-05699 | 133-05699 | Philips Healthcare | C9-5ec |  | 0368KD | Imaging center |  |  |  |  | 133-05699 | 133-05699 | Katy | Memorial Hermann Imaging Center - Convenient Care Center in Katy | Imaging center | Suite 140 |  |  |  | No PM Sticker
YES | YES |  |  |  | B12NVC | B12NVC | Philips Healthcare | C9-5ec |  | B12NVC | Memorial Hermann - Radiology |  |  |  |  | B12NVC | B12NVC | Central | Memorial Hermann Greater Heights Hospital | Memorial Hermann - Radiology | GH- Radiology UT 3 |  |  |  | No pm sticker
NO | YES |  |  |  | 583-01523 | 583-01523 | Philips Healthcare | CardioMD | [7 empty] | 583-01523 | 583-01523
YES | YES |  |  |  | 099-14366 | 099-14366 | Philips Healthcare | Charger 2EZ |  | DY08903 | MH MG - (SE) - URGENT CARE - FRIENDSWOOD |  |  |  |  | 099-14366 | 099-14366 | Southeast | Memorial Hermann Urgent Care Friendswood (#112) | MH MG - (SE) - URGENT CARE - FRIENDSWOOD |  |  |  | 3/1/20
NO | YES |  |  |  | 013-18473 | 013-18473 | Philips Healthcare | CLEARVUE 650 |  | US215A0788 | SW-Labor | MHHS-Southwest |  | Ultrasound, Diagnostic |  | 013-18473 | 013-18473 | Southwest | MHHS-Southwest | SW-Labor | OB A4 |  |  |  |  | ULTRASONIC UNITS, DIAGNOSTIC | Ultrasound, Diagnostic | ULTRASOUNDDIAGNOSTIC-Philips-ClearVue 650 | ULTRASOUNDDIAGNOSTIC | ClearVue 650 |  |  |  | PHILIPS | Ultrasound, Diagnostic |  | ULTRASOUNDDIAGNOSTIC-Philips-ClearVue 650 |  | 7/20/17 |  | UD-A | Covered PM Repair - Biomedical | MHHS-Southwest | [8 empty] | ULTRASOUNDDIAGNOSTIC | Ultrasound, Diagnostic | PHILIPS
YES | YES | Serial Number 9223372036854780000 |  |  | 099-14681 | 099-14681 | Philips Healthcare | Cmpd12cv-a |  |  | TMC - CATH LAB - ADULT (2HVI) |  |  |  |  | 099-14681 | 099-14681 | TMC | Memorial Hermann-Texas Medical Center | TMC - CATH LAB - ADULT (2HVI) | OR6
YES | YES |  |  |  | 099-04958 | 099-04958 | Philips Healthcare | Cnf |  | Cant see it | KATY - Telemetry |  |  |  |  | 099-04958 | 099-04958 | Katy | Memorial Hermann Katy Hospital | KATY - Telemetry | Telemetry IMU | 2/1/20 | 2/1/20 |  |  |  |  | .needs class
YES | YES | Serial Number Cnf |  |  | 005-12077 | 005-12077 | Philips Healthcare | Cnf |  | Cnf | SE - Tele |  |  |  |  | 005-12077 | 005-12077 | Southeast | Memorial Hermann Southeast Hospital | SE - Tele | Tele | 4/1/20 | [5 empty] | .needs class
YES | YES | Serial Number Cnf |  |  | 005-12074 | 005-12074 | Philips Healthcare | Cnf |  | Cnf | SE - Tele |  |  |  |  | 005-12074 | 005-12074 | Southeast | Memorial Hermann Southeast Hospital | SE - Tele | Tele | [6 empty] | .needs class
YES | YES | Serial Number Cnf |  |  | 005-12071 | 005-12071 | Philips Healthcare | Cnf |  | Cnf | SE - Tele |  |  |  |  | 005-12071 | 005-12071 | Southeast | Memorial Hermann Southeast Hospital | SE - Tele | Tele | [6 empty] | .needs class
YES | YES | Serial Number Cnf |  |  | 005-12069 | 005-12069 | Philips Healthcare | Cnf |  | Cnf | SE - Tele |  |  |  |  | 005-12069 | 005-12069 | Southeast | Memorial Hermann Southeast Hospital | SE - Tele | Tele | [6 empty] | .needs class
YES | YES | Serial Number Cnf |  |  | 005-12066 | 005-12066 | Philips Healthcare | Cnf |  | Cnf | SE - Tele |  |  |  |  | 005-12066 | 005-12066 | Southeast | Memorial Hermann Southeast Hospital | SE - Tele | Tele | [6 empty] | .needs class
YES | YES | Serial Number Cnf |  |  | 005-12063 | 005-12063 | Philips Healthcare | Cnf |  | Cnf | SE - Tele |  |  |  |  | 005-12063 | 005-12063 | Southeast | Memorial Hermann Southeast Hospital | SE - Tele | Tele | [6 empty] | .needs class
YES | YES |  |  |  | 005-12055 | 005-12055 | Philips Healthcare | Cnf |  | Nsn | SE - EMERGENCY CENTER |  |  |  |  | 005-12055 | 005-12055 |  | Memorial Hermann- South East | SE - EMERGENCY CENTER | Telemetry | 4/1/20 |  |  | No PM Sticker |  |  | .needs class
YES | YES |  |  |  | 005-12056 | 005-12056 | Philips Healthcare | Cnf |  | Nsn | SE - EMERGENCY CENTER |  |  |  |  | 005-12056 | 005-12056 |  | Memorial Hermann- South East | SE - EMERGENCY CENTER | Telemetry | 4/1/20 |  |  | Nnm |  |  | .needs class
YES | YES |  |  |  | 005-12057 | 005-12057 | Philips Healthcare | Cnf |  | Nsn | SE - EMERGENCY CENTER |  |  |  |  | 005-12057 | 005-12057 |  | Memorial Hermann- South East | SE - EMERGENCY CENTER | Telemetry | 4/1/20 |  |  | No PM Sticker |  |  | .needs class
YES | YES |  |  |  | 099-06206 | 099-06206 | Philips Healthcare | Cnf |  | DE 12305909 | Biomedical |  |  |  |  | 099-06206 | 099-06206 | Southeast | Memorial Hermann Southeast Hospital | Biomedical | Biomed shop |  |  |  | No pm |  |  | .needs class
YES | YES | Serial Number Cnf |  |  | 041-12296 | 041-12296 | Philips Healthcare | CNF |  | CNF | MEMORIAL CITY - LABOR |  |  |  |  | 041-12296 | 041-12296 | West | Womens Memorial Hermann | MEMORIAL CITY - LABOR | Nurse Station |  |  |  | The unit is monuted onto a bracket |  |  | .needs class
YES | YES |  |  |  | 041-33963 | 041-33963 | Philips Healthcare | Cnf |  | 3017H000983158 | MEMORIAL CITY - CENTRAL SUPPLY |  |  |  |  | 041-33963 | 041-33963 | West | Memorial city hear and vascular - memorial city | MEMORIAL CITY - CENTRAL SUPPLY | Cath lab 2 |  |  |  | No pm date found
YES | YES | Serial Number Cnf |  |  | 041-33964 | 041-33964 | Philips Healthcare | Cnf |  | Cnf | MEMORIAL CITY - CENTRAL SUPPLY |  |  |  |  | 041-33964 | 041-33964 | West | Memorial city hear and vascular - memorial city | MEMORIAL CITY - CENTRAL SUPPLY | Cath lab 2 |  |  |  | No pm sticker found
YES | YES | Serial Number Cnf |  |  | 041-33965 | 041-33965 | Philips Healthcare | Cnf |  | Cnf | MEMORIAL CITY - CENTRAL SUPPLY |  |  |  |  | 041-33965 | 041-33965 | West | Memorial city hear and vascular - memorial city | MEMORIAL CITY - CENTRAL SUPPLY | Cath lab 2 |  |  |  | No pm found
YES | YES |  |  |  | 041-33976 | 041-33976 | Philips Healthcare | CNF |  |  | MEMORIAL CITY - CATH LAB |  |  |  |  | 041-33976 | 041-33976 | West | Memorial Hermann - Memorial City | MEMORIAL CITY - CATH LAB | Cath Lab 1 Nurses Viewing Station |  |  |  | Model number in foreign language
YES | YES |  |  |  | 099-06835 | 099-06835 | Philips Healthcare | Cnf |  | De12339042 | MEMORIAL CITY - CATH LAB |  |  |  |  | 099-06835 | 099-06835 | West | Memorial herman heart and vascular - memorial city | MEMORIAL CITY - CATH LAB | Ct room 1 |  |  |  | No pm found
YES | YES | Serial Number Cnf |  |  | 041-12299 | 041-12299 | Philips Healthcare | Cnf |  | Cnf | MEMORIAL CITY - MHT - NICU |  |  |  |  | 041-12299 | 041-12299 | West | Memorial Hermann Memorial City Medical Center | MEMORIAL CITY - MHT - NICU | Memorial City - MH4 113 |  |  |  | No pm sticker
YES | YES | Serial Number Cnf |  |  | 041-12308 | 041-12308 | Philips Healthcare | CNF |  | CNF | MEMORIAL CITY - MHT - NICU |  |  |  |  | 041-12308 | 041-12308 | West | Memorial Hermann Memorial City Medical Center | MEMORIAL CITY - MHT - NICU | Memorial City - MH4 106 Room 4M30 |  |  |  | No pm sticker found
NO | YES | Asset Tag 041-18581 |  |  | 041-18581 | 041-18581 | Philips Healthcare | COMBIDIAGNOST R90 |  |  | (null) | MHHS-Mem City |  |  |  | 041-18581 | 041-18581 | (null) | MHHS-Mem City | (null) | (null) |  |  |  | (null) | RADIOGRAPHIC/FLUOROSCOPIC SYSTEMS |  | .needs class | [5 empty] | PHILIPS | [5 empty] | (null) |  | Covered PM Repair - Biomedical | MHHS-Mem City
NO | YES |  |  |  | 041-32257 | 041-32257 | Philips Healthcare | COMBIDIAGNOST R90 |  |  | Memorial City/West-Radiology | MHHS-Mem City |  |  |  | 041-32257 | 041-32257 | West | Memorial Hermann Memorial City Medical Center | Memorial City/West-Radiology | MH West Radiology - Radiology 1 |  |  |  | Sys # 75702954 | RADIOGRAPHIC/FLUOROSCOPIC SYSTEMS |  | .needs class | [5 empty] | PHILIPS |  |  |  |  | 10/1/14 |  |  | Covered PM Repair - Biomedical | MHHS-Mem City
NO | YES |  |  |  | 041-32994 | 041-32994 | Philips Healthcare | COMBIDIAGNOST R90 |  |  | OPID - (MC) - MEMORIAL CITY - 422 (MP4) | MHHS-OPID |  |  |  | 041-32994 | 041-32994 | West | Memorial Hermann Imaging Center - Memorial City (#200) | OPID - (MC) - MEMORIAL CITY - 422 (MP4) | Fluiriscopy 1 | 4/1/19 |  |  |  | RADIOGRAPHIC/FLUOROSCOPIC SYSTEMS |  | .needs class | [5 empty] | PHILIPS |  |  |  |  | 4/20/17 |  |  | Covered PM Repair - Biomedical | MHHS-OPID
NO | YES |  |  |  | 041-32252 | 041-32252 | Philips Healthcare | CombiDiagnost R90 |  |  | Radiology |  |  |  |  | 041-32252 | 041-32252 | West | Memorial Hermann Memorial City Medical Center | Radiology | Imaging work area |  |  |  | No pm sticker
NO | YES |  |  |  | 041-32993 | 041-32993 | Philips Healthcare | COMPACTXTREME CX50 |  | SG11900045 | MH MG - (MC) - MC CARDIOLOGY (MP4) STE400 | MHHS-MG |  |  |  | 041-32993 | 041-32993 | West | MHHS-MG | MH MG - (MC) - MC CARDIOLOGY (MP4) STE400 | ECHO Room 1 | 1/1/20 |  | 1/1/21 |  | ULTRASONIC UNITS, DIAGNOSTIC |  | .needs class | [5 empty] | PHILIPS | [7 empty] | Covered PM Repair - Biomedical | MHHS-MG
NO | YES | [5 empty] | Philips Healthcare | COMPACTXTREME CX50 |  | US50901014 | NE-Cardiopulmonary | MHHS-Northeast | [5 empty] | Katy | MHHS-Northeast | NE-Cardiopulmonary | Echo | 5/1/19 | 5/1/20 |  | 2 tags. Comes up as 1112626 | ULTRASONIC UNITS, DIAGNOSTIC |  | .needs class | [5 empty] | PHILIPS |  |  |  |  | 9/1/16 |  |  | Covered PM Repair - Biomedical | MHHS-Northeast
NO | YES |  |  |  | 029-32359 | 029-32359 | Philips Healthcare | COMPACTXTREME CX50 |  | B2N6PK | NE-Radiology | MHHS-Northeast |  |  |  | 029-32359 | 029-32359 | Katy | MHHS-Northeast | NE-Radiology |  | 5/1/19 | 5/1/20 |  |  | ULTRASONIC UNITS, DIAGNOSTIC |  | .needs class | [5 empty] | PHILIPS | [7 empty] | Covered PM Repair - Biomedical | MHHS-Northeast
NO | NO |  |  |  | R-069-CLUS5 |  | Philips Healthcare | COMPACTXTREME CX50 |  | SG81500114 | TMC - CATH LAB - ADULT (2HVI) | MHHS-TMC |  |  |  | R-069-CLUS5 |  | TMC |  | TMC - CATH LAB - ADULT (2HVI) | [5 empty] | ULTRASONIC UNITS, DIAGNOSTIC |  | .needs class | [5 empty] | PHILIPS | [7 empty] | Covered PM Repair - Biomedical | MHHS-TMC
NO | YES |  |  |  | 241-02748 | 241-02748 | Philips Healthcare | COUGHASSIST T70 |  |  | TIRR-Respiratory | MHHS-TIRR |  | Percussor, Air Controlled |  | 241-02748 | 241-02748 | TMC | MHHS-Others | TIRR-Respiratory | TIRR - PCU 5 | 7/1/17 |  |  |  | IN-EXSUFFLATOR | Percussor, Air Controlled | PERCUSSOR-RESPIRONICS-CoughAssist T70 | PERCUSSOR | CoughAssist T70 |  |  |  | RESPIRONICS | Percussor, Air Controlled |  |  | PERCUSSOR-RESPIRONICS-CoughAssist T70 | 4/18/17 |  |  | Covered PM Repair - Biomedical | MHHS-TIRR | [8 empty] | PERCUSSOR | Percussor, Air Controlled | RESPIRONICS
NO | YES |  |  |  | 241-02749 | 241-02749 | Philips Healthcare | COUGHASSIST T70 |  |  | TIRR-Respiratory | MHHS-TIRR |  | Percussor, Air Controlled |  | 241-02749 | 241-02749 | TMC | MHHS-Others | TIRR-Respiratory | Respiratory Storage | 7/1/17 |  |  | One Time Inspection Sticker | IN-EXSUFFLATOR | Percussor, Air Controlled | PERCUSSOR-RESPIRONICS-CoughAssist T70 | PERCUSSOR | CoughAssist T70 |  |  |  | RESPIRONICS | Percussor, Air Controlled |  |  | PERCUSSOR-RESPIRONICS-CoughAssist T70 | 4/18/17 |  |  | Covered PM Repair - Biomedical | MHHS-TIRR | [8 empty] | PERCUSSOR | Percussor, Air Controlled | RESPIRONICS
NO | YES |  |  |  | 241-02813 | 241-02813 | Philips Healthcare | COUGHASSIST T70 |  |  | TIRR-Respiratory | MHHS-TIRR |  | Percussor, Air Controlled |  | 241-02813 | 241-02813 | TMC | MHHS-Others | TIRR-Respiratory | Respiratory Storage | 2/1/17 |  |  | One Time Inspection Sticker | IN-EXSUFFLATOR | Percussor, Air Controlled | PERCUSSOR-RESPIRONICS-CoughAssist T70 | PERCUSSOR | CoughAssist T70 |  |  |  | RESPIRONICS | Percussor, Air Controlled |  |  | PERCUSSOR-RESPIRONICS-CoughAssist T70 | 4/18/17 |  |  | Covered PM Repair - Biomedical | MHHS-TIRR | [8 empty] | PERCUSSOR | Percussor, Air Controlled | RESPIRONICS
NO | YES |  |  |  | 241-02865 | 241-02865 | Philips Healthcare | COUGHASSIST T70 |  |  | TIRR-Respiratory | MHHS-TIRR |  | Percussor, Air Controlled |  | 241-02865 | 241-02865 | TMC | MHHS-Others | TIRR-Respiratory | Respiratory Storage | 3/1/18 |  |  | One Time Inspection Sticker | IN-EXSUFFLATOR | Percussor, Air Controlled | PERCUSSOR-RESPIRONICS-CoughAssist T70 | PERCUSSOR | CoughAssist T70 |  |  |  | RESPIRONICS | Percussor, Air Controlled |  |  | PERCUSSOR-RESPIRONICS-CoughAssist T70 | 12/1/18 |  |  | Covered PM Repair - Biomedical | MHHS-TIRR | [8 empty] | PERCUSSOR | Percussor, Air Controlled | RESPIRONICS
YES | YES |  |  |  | 029-13032 | 029-13032 | Philips Healthcare | CoughAssist T70 |  | C27137296D0FD | Respiratory |  |  |  |  | 029-13032 | 029-13032 | Woodlands | Memorial Hermann The Woodlands Medical Center | Respiratory | Restores storage
NO | NO |  |  |  | 241-02814 |  | Philips Healthcare | COUGHASSIST T70 |  |  | TIRR - RESPIRATORY | MHHS-TIRR |  | Percussor, Air Controlled |  | 241-02814 |  | TMC |  | TIRR - RESPIRATORY | [5 empty] | IN-EXSUFFLATOR |  | PERCUSSOR-RESPIRONICS-CoughAssist T70 | PERCUSSOR | CoughAssist T70 |  |  |  | RESPIRONICS | Percussor, Air Controlled |  |  | PERCUSSOR-RESPIRONICS-CoughAssist T70 |  |  |  | Covered PM Repair - Biomedical | MHHS-TIRR
NO | NO |  |  |  | 241-02815 |  | Philips Healthcare | COUGHASSIST T70 |  |  | TIRR - RESPIRATORY | MHHS-TIRR |  | Percussor, Air Controlled |  | 241-02815 |  | TMC |  | TIRR - RESPIRATORY | [5 empty] | IN-EXSUFFLATOR |  | PERCUSSOR-RESPIRONICS-CoughAssist T70 | PERCUSSOR | CoughAssist T70 |  |  |  | RESPIRONICS | Percussor, Air Controlled |  |  | PERCUSSOR-RESPIRONICS-CoughAssist T70 |  |  |  | Covered PM Repair - Biomedical | MHHS-TIRR
NO | NO |  |  |  | 241-02866 |  | Philips Healthcare | COUGHASSIST T70 |  |  | TIRR - RESPIRATORY | MHHS-TIRR |  | Percussor, Air Controlled |  | 241-02866 |  | TMC |  | TIRR - RESPIRATORY | [5 empty] | IN-EXSUFFLATOR |  | PERCUSSOR-RESPIRONICS-CoughAssist T70 | PERCUSSOR | CoughAssist T70 |  |  |  | RESPIRONICS | Percussor, Air Controlled |  |  | PERCUSSOR-RESPIRONICS-CoughAssist T70 |  |  |  | Covered PM Repair - Biomedical | MHHS-TIRR
NO | NO |  |  |  | 241-02867 |  | Philips Healthcare | COUGHASSIST T70 |  |  | TIRR - RESPIRATORY | MHHS-TIRR |  | Percussor, Air Controlled |  | 241-02867 |  | TMC |  | TIRR - RESPIRATORY | [5 empty] | IN-EXSUFFLATOR |  | PERCUSSOR-RESPIRONICS-CoughAssist T70 | PERCUSSOR | CoughAssist T70 |  |  |  | RESPIRONICS | Percussor, Air Controlled |  |  | PERCUSSOR-RESPIRONICS-CoughAssist T70 |  |  |  | Covered PM Repair - Biomedical | MHHS-TIRR
YES | YES |  |  |  | 009-33267 | 009-33267 | Philips Healthcare | CSM CONTROL GRIP |  | SN18261400 | MRI |  |  |  |  | 009-33267 | 009-33267 | Memorial Hermann | Katy | MRI | MRI |  |  |  | No pm
YES | YES |  |  |  | 069-46508 | 069-46508 | Philips Healthcare | CV 3D |  |  | Heart and vascular |  |  |  |  | 069-46508 | 069-46508 | TMC | Memorial Hermann-Texas Medical Center | Heart and vascular | ByHVI7109 | 3/1/19 |  | 3/1/20
NO | YES |  |  |  | 069-46874 | 069-46874 | Philips Healthcare | CV 3D |  | US919B1613 | Heart and vascular |  |  |  |  | 069-46874 | 069-46874 | TMC | Memorial Hermann-Texas Medical Center | Heart and vascular | ByHVI7109 | 12/1/19 |  | 6/1/20
NO | YES |  |  |  |  | 142-06238 | Philips Healthcare | CV56DS LCD MONITOR |  | AN11445000393 | NE-OR | MHHS-Northeast |  |  |  |  | 142-06238 | Katy | MHHS-Northeast | NE-OR | OR Hybrid Room | 1/1/19 | 1/1/20 |  |  | MONITORS, VIDEO |  | .needs class | [5 empty] | PHILIPS | [7 empty] | Covered PM Repair - Biomedical | MHHS-Northeast
YES | YES |  |  |  | 069-46880 | 069-46880 | Philips Healthcare | CVx 3D |  | US120B0347 | HVI Cardiovascular Imaging |  |  |  |  | 069-46880 | 069-46880 | TMC | Memorial Hermann-Texas Medical Center | HVI Cardiovascular Imaging | Hall
YES | YES |  |  |  |  | 041-33738 | Philips Healthcare | CX50 |  | USN0800591 | MEMORIAL CITY - Dialysis | [5 empty] | 041-33738 | West | Memorial Hermann Memorial City Medical Center | MEMORIAL CITY - Dialysis | MEMORIAL CITY - Dialysis
YES | YES | [5 empty] | Philips Healthcare | D stream Interface |  |  | Outpatient Imaging | [6 empty] | Sugar Land | OPID Sugarland | Outpatient Imaging | MRI |  |  |  | No pm sticker
NO | YES |  |  |  | 041-20079 | 041-20079 | Philips Healthcare | DIGITAL DIAGNOST |  |  | Memorial City/West-Radiology | MHHS-Mem City |  | Radiographic Unit, Digital |  | 041-20079 | 041-20079 | West | Memorial Hermann Memorial City Medical Center | Memorial City/West-Radiology | MH West Radiology - Radiology 3 |  |  |  | Site ID : 67878055 | RADIOGRAPHIC SYSTEMS |  | RADIOGRAPHICUNITDIGITAL-PHILIPS-DigitalDiagnost | RADIOGRAPHICUNITDIGITAL | DigitalDiagnost |  |  |  | PHILIPS | Radiographic Unit, Digital |  |  | RADIOGRAPHICUNITDIGITAL-PHILIPS-DigitalDiagnost | 12/1/19 |  |  | Covered PM Repair - Biomedical | MHHS-Mem City
NO | YES |  |  |  | 041-32249 | 041-32249 | Philips Healthcare | DIGITAL DIAGNOST |  |  | Memorial City/West-Radiology | MHHS-Mem City |  | Radiographic Unit, Digital |  | 041-32249 | 041-32249 | West | Memorial Hermann Memorial City Medical Center | Memorial City/West-Radiology | MH West Radiology - Radiology 2 |  |  |  | Site # 74592321 | RADIOGRAPHIC SYSTEMS |  | RADIOGRAPHICUNITDIGITAL-PHILIPS-DigitalDiagnost | RADIOGRAPHICUNITDIGITAL | DigitalDiagnost |  |  |  | PHILIPS | Radiographic Unit, Digital |  |  | RADIOGRAPHICUNITDIGITAL-PHILIPS-DigitalDiagnost | 12/1/19 |  |  | Covered PM Repair - Biomedical | MHHS-Mem City
NO | YES |  |  |  | 041-32266 | 041-32266 | Philips Healthcare | DIGITAL DIAGNOST |  |  | MEMORIAL CITY - RADIOLOGY - INPATIENT | MHHS-Mem City |  | Radiographic Unit, Digital |  | 041-32266 | 041-32266 | West |  | MEMORIAL CITY - RADIOLOGY - INPATIENT | [5 empty] | RADIOGRAPHIC SYSTEMS |  | RADIOGRAPHICUNITDIGITAL-PHILIPS-DigitalDiagnost | RADIOGRAPHICUNITDIGITAL | DigitalDiagnost |  |  |  | PHILIPS | Radiographic Unit, Digital |  |  | RADIOGRAPHICUNITDIGITAL-PHILIPS-DigitalDiagnost | 12/1/19 |  |  | Covered PM Repair - Biomedical | MHHS-Mem City
NO | YES |  |  |  | 142-06790 | 142-06790 | Philips Healthcare | DIGITAL DIAGNOST |  | SN18000397 | NE-Radiology | MHHS-Northeast |  | Radiographic Unit, Digital |  | 142-06790 | 142-06790 | Katy | MHHS-Northeast | NE-Radiology |  | 2/1/19 | 2/1/19 |  |  | RADIOGRAPHIC SYSTEMS | Radiographic Unit, Digital | RADIOGRAPHICUNITDIGITAL-PHILIPS-DigitalDiagnost | RADIOGRAPHICUNITDIGITAL | DigitalDiagnost |  |  |  | PHILIPS | Radiographic Unit, Digital |  |  | RADIOGRAPHICUNITDIGITAL-PHILIPS-DigitalDiagnost | 12/1/19 |  | RUD-A | Covered PM Repair - Biomedical | MHHS-Northeast | [8 empty] | RADIOGRAPHICUNITDIGITAL | Radiographic Unit, Digital | PHILIPS
NO | YES |  |  |  | 041-20560 | 041-20560 | Philips Healthcare | DIGITAL DIAGNOST |  |  | OPID - (MC) - MEMORIAL CITY - 422 (MP4) | MHHS-OPID |  | Radiographic Unit, Digital |  | 041-20560 | 041-20560 | West | Memorial Hermann Imaging Center - Memorial City (#200) | OPID - (MC) - MEMORIAL CITY - 422 (MP4) | Radiology 2 | 5/1/19 |  | 5/1/20 |  | RADIOGRAPHIC SYSTEMS |  | RADIOGRAPHICUNITDIGITAL-PHILIPS-DigitalDiagnost | RADIOGRAPHICUNITDIGITAL | DigitalDiagnost |  |  |  | PHILIPS | Radiographic Unit, Digital |  |  | RADIOGRAPHICUNITDIGITAL-PHILIPS-DigitalDiagnost | 12/1/19 |  |  | Covered PM Repair - Biomedical | MHHS-OPID
NO | YES |  |  |  | 041-32255 | 041-32255 | Philips Healthcare | DIGITAL DIAGNOST |  |  | OPID - (MC) - MEMORIAL CITY - 422 (MP4) | MHHS-OPID |  | Radiographic Unit, Digital |  | 041-32255 | 041-32255 | West | Memorial Hermann Imaging Center - Memorial City (#200) | OPID - (MC) - MEMORIAL CITY - 422 (MP4) | Radiology 1 | 8/1/19 |  | 8/1/20 |  | RADIOGRAPHIC SYSTEMS |  | RADIOGRAPHICUNITDIGITAL-PHILIPS-DigitalDiagnost | RADIOGRAPHICUNITDIGITAL | DigitalDiagnost |  |  |  | PHILIPS | Radiographic Unit, Digital |  |  | RADIOGRAPHICUNITDIGITAL-PHILIPS-DigitalDiagnost | 12/1/19 |  |  | Covered PM Repair - Biomedical | MHHS-OPID
NO | YES |  |  |  | R-069-ER1 |  | Philips Healthcare | DIGITAL DIAGNOST |  |  | TMC - RADIOLOGY - HERMANN PAVILION | MHHS-TMC |  | Radiographic Unit, Digital |  | R-069-ER1 |  | TMC |  | TMC - RADIOLOGY - HERMANN PAVILION |  | 12/9/19 |  |  |  | RADIOGRAPHIC SYSTEMS |  | RADIOGRAPHICUNITDIGITAL-PHILIPS-DigitalDiagnost | RADIOGRAPHICUNITDIGITAL | DigitalDiagnost |  |  |  | PHILIPS | Radiographic Unit, Digital |  |  | RADIOGRAPHICUNITDIGITAL-PHILIPS-DigitalDiagnost | 12/1/19 |  |  | Covered PM Repair - Biomedical | MHHS-TMC
NO | YES |  |  |  | R-069-CHEST |  | Philips Healthcare | DIGITAL DIAGNOST |  |  | TMC - RADIOLOGY - JONES PAVILION | MHHS-TMC |  | Radiographic Unit, Digital |  | R-069-CHEST |  | TMC |  | TMC - RADIOLOGY - JONES PAVILION |  | 9/3/19 |  |  |  | RADIOGRAPHIC SYSTEMS |  | RADIOGRAPHICUNITDIGITAL-PHILIPS-DigitalDiagnost | RADIOGRAPHICUNITDIGITAL | DigitalDiagnost |  |  |  | PHILIPS | Radiographic Unit, Digital |  |  | RADIOGRAPHICUNITDIGITAL-PHILIPS-DigitalDiagnost | 12/1/19 |  |  | Covered PM Repair - Biomedical | MHHS-TMC
NO | YES |  |  |  | R-069-RM2421 |  | Philips Healthcare | DIGITAL DIAGNOST |  |  | TMC - RADIOLOGY - JONES PAVILION | MHHS-TMC |  | Radiographic Unit, Digital |  | R-069-RM2421 |  | TMC |  | TMC - RADIOLOGY - JONES PAVILION |  | 9/4/19 |  |  |  | RADIOGRAPHIC SYSTEMS |  | RADIOGRAPHICUNITDIGITAL-PHILIPS-DigitalDiagnost | RADIOGRAPHICUNITDIGITAL | DigitalDiagnost |  |  |  | PHILIPS | Radiographic Unit, Digital |  |  | RADIOGRAPHICUNITDIGITAL-PHILIPS-DigitalDiagnost | 12/1/19 |  |  | Covered PM Repair - Biomedical | MHHS-TMC
NO | YES | [5 empty] | Philips Healthcare | DIGITAL DIAGNOST |  |  | Woodlands-Radiology | MHHS-Woodlands |  | Radiographic Unit, Digital |  |  |  | Woodlands | MHHS-Woodlands | Woodlands-Radiology | Xray room 4 |  |  |  | Philips tag 54166381 | RADIOGRAPHIC SYSTEMS | Radiographic Unit, Digital | RADIOGRAPHICUNITDIGITAL-PHILIPS-DigitalDiagnost | RADIOGRAPHICUNITDIGITAL | DigitalDiagnost |  |  |  | PHILIPS | Radiographic Unit, Digital |  |  | RADIOGRAPHICUNITDIGITAL-PHILIPS-DigitalDiagnost | 12/1/19 |  | RUD-A | Covered PM Repair - Biomedical | MHHS-Woodlands | [8 empty] | RADIOGRAPHICUNITDIGITAL | Radiographic Unit, Digital | PHILIPS
NO | NO |  |  |  | R-005-33547 |  | Philips Healthcare | DIGITAL DIAGNOST |  |  | SE - EMERGENCY CENTER | MHHS-Southeast |  | Radiographic Unit, Digital |  | R-005-33547 |  | Southeast & Bay Area |  | SE - EMERGENCY CENTER | [5 empty] | RADIOGRAPHIC SYSTEMS |  | RADIOGRAPHICUNITDIGITAL-PHILIPS-DigitalDiagnost | RADIOGRAPHICUNITDIGITAL | DigitalDiagnost |  |  |  | PHILIPS | Radiographic Unit, Digital |  |  | RADIOGRAPHICUNITDIGITAL-PHILIPS-DigitalDiagnost |  |  |  | Covered PM Repair - Biomedical | MHHS-Southeast
YES | YES |  |  |  | 005-33545 | 005-33545 | Philips Healthcare | DigitalDiagnost Optimus |  |  | Outpatient radiology |  |  |  |  | 005-33545 | 005-33545 | Southeast | Memorial Hermann Southeast Hospital - Outpatient Services | Outpatient radiology | Room1 |  |  |  | Site id 506645
YES | YES |  |  |  | 074-06417 | 074-06417 | Philips Healthcare | Digitrak Plus |  |  | MH MG - (SW) - SOUTHWEST CARDIOLOGY (MP2) |  |  |  |  | 074-06417 | 074-06417 | Southwest | Memorial Hermann Southwest Hospital | MH MG - (SW) - SOUTHWEST CARDIOLOGY (MP2) | Storage
YES | YES |  |  |  | 005-33547 | 005-33547 | Philips Healthcare | DMC. Rad room |  |  | SE - EMERGENCY CENTER |  |  |  |  | 005-33547 | 005-33547 | Southeast | Memorial Hermann Southeast Hospital | SE - EMERGENCY CENTER | ED Rad rm
NO | NO |  |  |  | 009-33699 |  | Philips Healthcare | DOCKING STATION |  | PL43108486 | GH - CV ICU | MHHS-Greater Heights |  |  |  | 009-33699 |  | Central & Greater Heights |  | GH - CV ICU | [5 empty] | PHYSIOLOGIC MONITOR MODULE HOUSINGS |  | .needs class | [5 empty] | PHILIPS | [7 empty] | Covered PM Repair - Biomedical | MHHS-Greater Heights
NO | NO |  |  |  | 009-33708 |  | Philips Healthcare | DOCKING STATION |  | PL43108457 | GH - CV ICU | MHHS-Greater Heights |  |  |  | 009-33708 |  | Central & Greater Heights |  | GH - CV ICU | [5 empty] | PHYSIOLOGIC MONITOR MODULE HOUSINGS |  | .needs class | [5 empty] | PHILIPS | [7 empty] | Covered PM Repair - Biomedical | MHHS-Greater Heights
NO | NO |  |  |  | 009-33702 |  | Philips Healthcare | DOCKING STATION |  | PL43108483 | GH - ICU | MHHS-Greater Heights |  |  |  | 009-33702 |  | Central & Greater Heights |  | GH - ICU | [5 empty] | PHYSIOLOGIC MONITOR MODULE HOUSINGS |  | .needs class | [5 empty] | PHILIPS | [7 empty] | Covered PM Repair - Biomedical | MHHS-Greater Heights
NO | NO |  |  |  | 009-33703 |  | Philips Healthcare | DOCKING STATION |  | PL43108187 | GH - ICU | MHHS-Greater Heights |  |  |  | 009-33703 |  | Central & Greater Heights |  | GH - ICU | [5 empty] | PHYSIOLOGIC MONITOR MODULE HOUSINGS |  | .needs class | [5 empty] | PHILIPS | [7 empty] | Covered PM Repair - Biomedical | MHHS-Greater Heights
NO | NO |  |  |  | 009-33704 |  | Philips Healthcare | DOCKING STATION |  | PL43107938 | GH - ICU | MHHS-Greater Heights |  |  |  | 009-33704 |  | Central & Greater Heights |  | GH - ICU | [5 empty] | PHYSIOLOGIC MONITOR MODULE HOUSINGS |  | .needs class | [5 empty] | PHILIPS | [7 empty] | Covered PM Repair - Biomedical | MHHS-Greater Heights
NO | NO |  |  |  | 142-00472 |  | Philips Healthcare | DOCKING STATION |  | 1202A00604 | NE - RESPIRATORY | MHHS-Northeast |  |  |  | 142-00472 |  | Katy |  | NE - RESPIRATORY | [5 empty] | PHYSIOLOGIC MONITOR MODULE HOUSINGS |  | .needs class | [5 empty] | PHILIPS | [7 empty] | Covered PM Repair - Biomedical | MHHS-Northeast
YES | YES | [5 empty] | Philips Healthcare | Ds 1.5 head neck coil |  |  | Outpatient Imaging | [6 empty] | Sugar Land | OPID Sugarland | Outpatient Imaging | MRI |  |  |  | No pm sticker
YES | YES | [5 empty] | Philips Healthcare | Ds anterior 1.5 T coil |  |  | Outpatient Imaging | [6 empty] | Sugar Land | OPID Sugarland | Outpatient Imaging | MRI |  |  |  | No pm sticker
YES | YES | Asset Tag 00028 |  |  |  |  | Philips Healthcare | dS base 3T |  |  | Radiology | [6 empty] | Woodlands | Memorial Hermann The Woodlands Medical Center - Imaging Center (#100) | Radiology | MRI
YES | YES | [5 empty] | Philips Healthcare | Ds extremity 16 ch 1.5T |  |  | Outpatient Imaging | [6 empty] | Sugar Land | OPID Sugarland | Outpatient Imaging | MRI |  |  |  | No pm sticker
YES | YES | [5 empty] | Philips Healthcare | Ds flex-m |  | 5033p | Outpatient Imaging | [6 empty] | Sugar Land | OPID Sugarland | Outpatient Imaging | MRI |  |  |  | No pm sticker
YES | YES | [5 empty] | Philips Healthcare | Ds flex-m |  |  | Outpatient Imaging | [6 empty] | Sugar Land | OPID Sugarland | Outpatient Imaging | MRI |  |  |  | No pm sticker
YES | YES | [5 empty] | Philips Healthcare | Ds flex-M |  |  | Radiology | [6 empty] | Woodlands | Memorial Hermann The Woodlands Medical Center - Imaging Center (#100) | Radiology | MRI
YES | YES | [5 empty] | Philips Healthcare | Ds flex-M |  |  | Radiology | [6 empty] | Woodlands | Memorial Hermann The Woodlands Medical Center - Imaging Center (#100) | Radiology | MRI
YES | YES | [5 empty] | Philips Healthcare | Ds footankle 8 ch 3t |  |  | Radiology | [6 empty] | Woodlands | Memorial Hermann The Woodlands Medical Center - Imaging Center (#100) | Radiology | MRI
YES | YES | [5 empty] | Philips Healthcare | Ds head 1.5T coil |  |  | Outpatient Imaging | [6 empty] | Sugar Land | OPID Sugarland | Outpatient Imaging | MRI |  |  |  | No pm sticker
YES | YES | [5 empty] | Philips Healthcare | dS head 3T |  |  | Radiology | [6 empty] | Woodlands | Memorial Hermann The Woodlands Medical Center - Imaging Center (#100) | Radiology | MRI
YES | YES | Asset Tag 00028 |  |  |  |  | Philips Healthcare | dS headneck 3T |  |  | Radiology | [6 empty] | Woodlands | Memorial Hermann The Woodlands Medical Center - Imaging Center (#100) | Radiology | MRI
YES | YES | [5 empty] | Philips Healthcare | Ds knee coil 16 ch 1.5 T |  |  | Outpatient Imaging | [6 empty] | Sugar Land | OPID Sugarland | Outpatient Imaging | MRI
YES | YES | [5 empty] | Philips Healthcare | Ds shoulder coil 16 ch 1.5T |  |  | Outpatient Imaging | [6 empty] | Sugar Land | OPID Sugarland | Outpatient Imaging | MRI |  |  |  | No pm sticker
YES | YES | [5 empty] | Philips Healthcare | Ds wrist 8ch 3T |  |  | Radiology | [6 empty] | Woodlands | Memorial Hermann The Woodlands Medical Center - Imaging Center (#100) | Radiology | MRI
NO | YES |  |  |  | 041-20240 | 041-20240 | Philips Healthcare | DURADIAGNOST |  |  | MH MG - (CY) - CY-FAIR MED PLAZA | MHHS-OPID |  |  |  | 041-20240 | 041-20240 | Northwest & Cypress | MHHS-MG | MH MG - (CY) - CY-FAIR MED PLAZA |  | 9/1/19 | 9/1/20 |  |  | RADIOGRAPHIC SYSTEMS, DIGITAL |  | .needs class | [5 empty] | PHILIPS |  |  |  |  | 10/1/20 |  |  | Not Covered Vendor Only - Biomedical | MHHS-OPID
NO | YES |  |  |  | 009-10539 | 009-10539 | Philips Healthcare | DURADIAGNOST |  |  | OPID-(GH)-Greater Heights CCC-439 | MHHS-OPID |  |  |  | 009-10539 | 009-10539 | Central | MHHS-Others | OPID-(GH)-Greater Heights CCC-439 | Xray | 8/1/19 |  |  |  | RADIOGRAPHIC SYSTEMS, DIGITAL |  | .needs class | [5 empty] | PHILIPS |  |  |  |  | 10/1/20 |  |  | Not Covered Vendor Only - Biomedical | MHHS-OPID
NO | YES |  |  |  | 133-10132 | 133-10132 | Philips Healthcare | DURADIAGNOST |  |  | OPID-(KY)-Katy-445 (Mp1) | MHHS-OPID |  |  |  | 133-10132 | 133-10132 | Katy | MHHS-Others | OPID-(KY)-Katy-445 (Mp1) | Katy | 5/1/19 |  |  | 1 detector, Manufactured: April 2018 | RADIOGRAPHIC SYSTEMS, DIGITAL |  | .needs class | [5 empty] | PHILIPS |  |  |  |  | 10/1/20 |  |  | Not Covered Vendor Only - Biomedical | MHHS-OPID
NO | YES |  |  |  | 000-04498 | 000-04498 | Philips Healthcare | DURADIAGNOST |  |  | OPID-(NE)-Kingwood CCC | MHHS-OPID |  |  |  | 000-04498 | 000-04498 | Katy | MHHS-Others | OPID-(NE)-Kingwood CCC | Kingsood CCC Radiology | 12/1/19 | 2/1/20 |  | Kingwood CCC | RADIOGRAPHIC SYSTEMS, DIGITAL |  | .needs class | [5 empty] | PHILIPS |  |  |  |  | 10/1/20 |  |  | Not Covered Vendor Only - Biomedical | MHHS-OPID
NO | YES |  |  |  | 005-33529 |  | Philips Healthcare | DURADIAGNOST |  |  | OPID - (PL) - PEARLAND - 406 (MP1) | MHHS-OPID |  |  |  | 005-33529 |  | Pearland |  | OPID - (PL) - PEARLAND - 406 (MP1) |  | 8/22/19 |  |  |  | RADIOGRAPHIC SYSTEMS, DIGITAL |  | .needs class | [5 empty] | PHILIPS |  |  |  |  | 10/1/20 |  |  | Not Covered Vendor Only - Biomedical | MHHS-OPID
NO | YES |  |  |  | R-005-FWXR |  | Philips Healthcare | DURADIAGNOST |  | SN160043 | OPID - (SE) - FRIENDSWOOD - 401 | MHHS-OPID |  |  |  | R-005-FWXR |  | Southeast & Bay Area |  | OPID - (SE) - FRIENDSWOOD - 401 |  | 2/28/19 |  |  |  | RADIOGRAPHIC SYSTEMS, DIGITAL |  | .needs class | [5 empty] | PHILIPS | [7 empty] | Covered PM Repair - Biomedical | MHHS-OPID
NO | YES |  |  |  | R-005-LCXR |  | Philips Healthcare | DURADIAGNOST |  |  | OPID - (SE) - LEAGUE CITY CCC - 409 | MHHS-OPID |  |  |  | R-005-LCXR |  | Southeast & Bay Area |  | OPID - (SE) - LEAGUE CITY CCC - 409 |  | 2/28/19 |  |  |  | RADIOGRAPHIC SYSTEMS, DIGITAL |  | .needs class | [5 empty] | PHILIPS | [7 empty] | Covered PM Repair - Biomedical | MHHS-OPID
NO | YES |  |  |  | R-129-06076 |  | Philips Healthcare | DURADIAGNOST |  |  | OPID - (SL) - SIENNA PLANTATION CCC - 448 | MHHS-OPID |  |  |  | R-129-06076 |  | Sugar Land |  | OPID - (SL) - SIENNA PLANTATION CCC - 448 |  | 7/9/19 |  |  |  | RADIOGRAPHIC SYSTEMS, DIGITAL |  | .needs class | [5 empty] | PHILIPS | [7 empty] | Covered PM Repair - Biomedical | MHHS-OPID
NO | YES |  |  |  | 129-31096 | 129-31096 | Philips Healthcare | DURADIAGNOST |  |  | OPID - (SL) - SUGAR LAND - 449 (MP1) | MHHS-OPID |  |  |  | 129-31096 | 129-31096 | Sugar Land | Memorial Hermann Sugar Land | OPID - (SL) - SUGAR LAND - 449 (MP1) | Sugar Land, Professional Bldg 2, Suite 100 room 183 |  |  |  | Site Id : 75901376 | RADIOGRAPHIC SYSTEMS, DIGITAL |  | .needs class | [5 empty] | PHILIPS | [7 empty] | Covered PM Repair - Biomedical | MHHS-OPID | [5 empty] | 3/1/18
NO | YES |  |  |  | R-029-11244 |  | Philips Healthcare | DURADIAGNOST |  |  | OPID - (WDLS) - SPRING CCC - 440 | MHHS-OPID |  |  |  | R-029-11244 |  | Woodlands |  | OPID - (WDLS) - SPRING CCC - 440 |  | 1/15/19 |  |  |  | RADIOGRAPHIC SYSTEMS, DIGITAL |  | .needs class | [5 empty] | PHILIPS | [7 empty] | Covered PM Repair - Biomedical | MHHS-OPID
YES | YES | Asset Tag 029-11244 |  |  | 029-11244 | 029-11244 | Philips Healthcare | DuraDiagnost |  | Unknown | [5 empty] | 029-11244 | 029-11244 |  | MH Soring CCC |  | Rad Rm 1 | 2/1/20 | 2/1/20
YES | YES |  |  |  | 85105917NA | 85105917NA | Philips Healthcare | E233WMi-BK |  | 85195917NA | [5 empty] | 85105917NA | 85105917NA
YES | YES |  |  |  | 009-34554 | 009-34554 | Philips Healthcare | E4U30A |  | N:A | GH - ER |  |  |  |  | 009-34554 | 009-34554 | Central | Greater heights | GH - ER | GH - ER
YES | YES |  |  |  | 009-34534 | 009-34534 | Philips Healthcare | E4U30A |  | N/A | GH - ER |  |  |  |  | 009-34534 | 009-34534 | Central | Greater heights | GH - ER | GH - ER
YES | YES |  |  |  | 005-08634 | 005-08634 | Philips Healthcare | EASI |  | Nsn | SE - TELEMETRY |  |  |  |  | 005-08634 | 005-08634 |  | ACP | SE - TELEMETRY | Tellemetry | 4/1/20 |  |  | No PM Sticker
NO | YES | [5 empty] | Philips Healthcare | EASY DIAGNOST |  |  | Woodlands-Radiology | MHHS-Woodlands |  | Radiographic Unit, Radio/Fluoro |  |  |  | Woodlands | MHHS-Woodlands | Woodlands-Radiology |  |  |  |  | Philips ID 41443813 | RADIOGRAPHIC/FLUOROSCOPIC SYSTEMS |  | RADIOGRAPHICUNITRADFLUORO-PHILIPS-Easy Diagnost | RADIOGRAPHICUNITRADFLUORO | Easy Diagnost |  |  |  | PHILIPS | Radiographic Unit, Radio/Fluoro |  | RADIOGRAPHICUNITRADFLUORO-PHILIPS-Easy Diagnost |  |  |  |  | Not Covered Vendor Only - Lab Ana/Anes | MHHS-Woodlands
NO | YES |  |  |  | 929-00607 | 929-00607 | Philips Healthcare | Easy Diagnost |  |  | Woodlands-Radiology |  |  |  |  | 929-00607 | 929-00607 | Woodlands | MHHS-Woodlands | Woodlands-Radiology |  | 9/1/19 | 9/1/20
YES | YES |  |  |  | 099-03410 | 099-03410 | Philips Healthcare | Easy Diagnost | [7 empty] | 099-03410 | 099-03410 | Woodlands | Hm Woodlands |  |  | 9/1/19 | 9/1/20 |  | R-929-00607 line 690 of spreadsheet
NO | NO |  |  |  | R-069-DDCRF |  | Philips Healthcare | EASY DIAGNOST CLASSIC SYS |  |  | TMC - PLAZA - ERTAN DDC (STE 1400) | MHHS-TMC |  |  |  | R-069-DDCRF |  | TMC |  | TMC - PLAZA - ERTAN DDC (STE 1400) | [5 empty] | RADIOGRAPHIC/FLUOROSCOPIC SYSTEMS |  | .needs class | [5 empty] | PHILIPS | [7 empty] | Not Covered Vendor Only - Lab Ana/Anes | MHHS-TMC
NO | YES |  |  |  | 009-09160 | 009-09160 | Philips Healthcare | EASY DIAGNOST ELEVA |  | SN13000038 | GH-Radiology | MHHS-Greater Heights |  | Radiographic Unit, Radio/Fluoro |  | 009-09160 | 009-09160 | Central | MHHS-Greater Heights | GH-Radiology | Room 3 | 5/1/19 |  |  |  | RADIOGRAPHIC/FLUOROSCOPIC SYSTEMS | Radiographic Unit, Radio/Fluoro | RADIOGRAPHICUNITRADFLUORO-Philips-EasyDiagnosElev | RADIOGRAPHICUNITRADFLUORO | EasyDiagnost Eleva |  |  |  | PHILIPS | Radiographic Unit, Radio/Fluoro |  |  | RADIOGRAPHICUNITRADFLUORO-Philips-EasyDiagnosElev |  |  | RURF-SA | Not Covered Vendor Only - Lab Ana/Anes | MHHS-Greater Heights | [8 empty] | RADIOGRAPHICUNITRADFLUORO | Radiographic Unit, Radio/Fluoro | PHILIPS
NO | YES |  |  |  | 009-09164 |  | Philips Healthcare | EASY DIAGNOST ELEVA |  |  | GH - RADIOLOGY | MHHS-Greater Heights |  | Radiographic Unit, Radio/Fluoro |  | 009-09164 |  | Central & Greater Heights |  | GH - RADIOLOGY |  | 9/23/19 |  |  |  | RADIOGRAPHIC/FLUOROSCOPIC SYSTEMS |  | RADIOGRAPHICUNITRADFLUORO-Philips-EasyDiagnosElev | RADIOGRAPHICUNITRADFLUORO | EasyDiagnost Eleva |  |  |  | PHILIPS | Radiographic Unit, Radio/Fluoro |  |  | RADIOGRAPHICUNITRADFLUORO-Philips-EasyDiagnosElev |  |  |  | Not Covered Vendor Only - Lab Ana/Anes | MHHS-Greater Heights
NO | YES |  |  |  | 041-17791 | 041-17791 | Philips Healthcare | EASY DIAGNOST ELEVA |  | 13004029 or 519610/SN13000012 | MEMORIAL CITY - Endoscopy | MHHS-Mem City |  | Radiographic Unit, Radio/Fluoro |  | 041-17791 | 041-17791 | West | MEMORIAL CITY - MEMORIAL HERMANN HOSPITAL WEST TOWER | MEMORIAL CITY - Endoscopy | 148 Procedure Rm 5 |  |  |  |  | RADIOGRAPHIC/FLUOROSCOPIC SYSTEMS |  | RADIOGRAPHICUNITRADFLUORO-Philips-EasyDiagnosElev | RADIOGRAPHICUNITRADFLUORO | EasyDiagnost Eleva |  |  |  | PHILIPS | Radiographic Unit, Radio/Fluoro |  |  | RADIOGRAPHICUNITRADFLUORO-Philips-EasyDiagnosElev |  |  |  | Not Covered Vendor Only - Biomedical | MHHS-Mem City
NO | YES |  |  |  | 041-20905 |  | Philips Healthcare | EASY DIAGNOST ELEVA |  |  | OPID - (MC) - HEDWIG VILLAGE - 469 | MHHS-OPID |  | Radiographic Unit, Radio/Fluoro |  | 041-20905 |  | West & Memorial City |  | OPID - (MC) - HEDWIG VILLAGE - 469 |  | 7/18/19 |  |  |  | RADIOGRAPHIC/FLUOROSCOPIC SYSTEMS |  | RADIOGRAPHICUNITRADFLUORO-Philips-EasyDiagnosElev | RADIOGRAPHICUNITRADFLUORO | EasyDiagnost Eleva |  |  |  | PHILIPS | Radiographic Unit, Radio/Fluoro |  |  | RADIOGRAPHICUNITRADFLUORO-Philips-EasyDiagnosElev | 1/14/15 |  |  | Not Covered Vendor Only - Biomedical | MHHS-OPID
NO | YES |  |  |  | 142-07424 | 142-07424 | Philips Healthcare | EASY DIAGNOST ELEVA |  |  | OPID-(NE)-Northeast-437 (Mp1) | MHHS-OPID |  | Radiographic Unit, Radio/Fluoro |  | 142-07424 | 142-07424 | Katy | MHHS-Others | OPID-(NE)-Northeast-437 (Mp1) |  | 12/1/19 | 12/1/20 |  | Philips ID 72711141 | RADIOGRAPHIC/FLUOROSCOPIC SYSTEMS | Radiographic Unit, Radio/Fluoro | RADIOGRAPHICUNITRADFLUORO-Philips-EasyDiagnosElev | RADIOGRAPHICUNITRADFLUORO | EasyDiagnost Eleva |  |  |  | PHILIPS | Radiographic Unit, Radio/Fluoro |  |  | RADIOGRAPHICUNITRADFLUORO-Philips-EasyDiagnosElev |  |  | RURF-SA | Covered PM Repair - Biomedical | MHHS-OPID | [8 empty] | RADIOGRAPHICUNITRADFLUORO | Radiographic Unit, Radio/Fluoro | PHILIPS
NO | YES |  |  |  | R-013-12259 |  | Philips Healthcare | EASY DIAGNOST ELEVA |  | 151063010/319604 | OPID - (SW) - SOUTHWEST - 433 (MP4) | MHHS-OPID |  | Radiographic Unit, Radio/Fluoro |  | R-013-12259 |  | Southwest |  | OPID - (SW) - SOUTHWEST - 433 (MP4) |  | 3/28/19 |  |  |  | RADIOGRAPHIC/FLUOROSCOPIC SYSTEMS |  | RADIOGRAPHICUNITRADFLUORO-Philips-EasyDiagnosElev | RADIOGRAPHICUNITRADFLUORO | EasyDiagnost Eleva |  |  |  | PHILIPS | Radiographic Unit, Radio/Fluoro |  |  | RADIOGRAPHICUNITRADFLUORO-Philips-EasyDiagnosElev |  |  |  | Covered PM Repair - Biomedical | MHHS-OPID
NO | YES |  |  |  | 069-40744 | 069-40744 | Philips Healthcare | EASY DIAGNOST ELEVA |  |  | TMC-Outpatient-Imaging | MHHS-OPID |  | Radiographic Unit, Radio/Fluoro |  | 069-40744 | 069-40744 | TMC | Memorial Hermann-Texas Medical Center Outpatient | TMC-Outpatient-Imaging | Outpatient MH Imaging Center-Fluoro Room | 1/1/19 |  |  |  | RADIOGRAPHIC/FLUOROSCOPIC SYSTEMS |  | RADIOGRAPHICUNITRADFLUORO-Philips-EasyDiagnosElev | RADIOGRAPHICUNITRADFLUORO | EasyDiagnost Eleva |  |  |  | PHILIPS | Radiographic Unit, Radio/Fluoro |  |  | RADIOGRAPHICUNITRADFLUORO-Philips-EasyDiagnosElev | 8/13/14 |  |  | Covered PM Repair - Biomedical | MHHS-OPID
NO | YES |  |  |  | R-929-00607 |  | Philips Healthcare | EASY DIAGNOST ELEVA |  |  | OPID - (WDLS) - WOODLANDS - 430 (MP3) | MHHS-OPID |  | Radiographic Unit, Radio/Fluoro |  | R-929-00607 |  | Woodlands |  | OPID - (WDLS) - WOODLANDS - 430 (MP3) |  | 9/21/19 |  |  |  | RADIOGRAPHIC/FLUOROSCOPIC SYSTEMS |  | RADIOGRAPHICUNITRADFLUORO-Philips-EasyDiagnosElev | RADIOGRAPHICUNITRADFLUORO | EasyDiagnost Eleva |  |  |  | PHILIPS | Radiographic Unit, Radio/Fluoro |  |  | RADIOGRAPHICUNITRADFLUORO-Philips-EasyDiagnosElev |  |  |  | Not Covered Vendor Only - Lab Ana/Anes | MHHS-OPID
NO | YES |  |  |  | 129-07491 | 129-07491 | Philips Healthcare | EASY DIAGNOST ELEVA |  |  | SUGAR LAND - RADIOLOGY | MHHS-Sugarland |  | Radiographic Unit, Radio/Fluoro |  | 129-07491 | 129-07491 | Sugar Land | Memorial Hermann Imaging | SUGAR LAND - RADIOLOGY | Sugar Land West Tower X-ray 2 |  |  |  | Site ID 69735041 | RADIOGRAPHIC/FLUOROSCOPIC SYSTEMS | Radiographic Unit, Radio/Fluoro | RADIOGRAPHICUNITRADFLUORO-Philips-EasyDiagnosElev | RADIOGRAPHICUNITRADFLUORO | EasyDiagnost Eleva |  |  |  | PHILIPS | Radiographic Unit, Radio/Fluoro |  |  | RADIOGRAPHICUNITRADFLUORO-Philips-EasyDiagnosElev | 1/14/15 |  | RURF-SA | Not Covered Vendor Only - Biomedical | MHHS-Sugarland | [8 empty] | RADIOGRAPHICUNITRADFLUORO | Radiographic Unit, Radio/Fluoro | PHILIPS
NO | YES |  |  |  | R-069-PEDIRF1 |  | Philips Healthcare | EASY DIAGNOST ELEVA |  |  | TMC - RADIOLOGY - CHILDRENS HOSPITAL | MHHS-TMC |  | Radiographic Unit, Radio/Fluoro |  | R-069-PEDIRF1 |  | TMC |  | TMC - RADIOLOGY - CHILDRENS HOSPITAL |  | 8/12/19 |  |  |  | RADIOGRAPHIC/FLUOROSCOPIC SYSTEMS |  | RADIOGRAPHICUNITRADFLUORO-Philips-EasyDiagnosElev | RADIOGRAPHICUNITRADFLUORO | EasyDiagnost Eleva |  |  |  | PHILIPS | Radiographic Unit, Radio/Fluoro |  |  | RADIOGRAPHICUNITRADFLUORO-Philips-EasyDiagnosElev | 6/6/15 |  |  | Not Covered Vendor Only - Lab Ana/Anes | MHHS-TMC
NO | YES |  |  |  | 069-40766 | 069-40766 | Philips Healthcare | EASY DIAGNOST ELEVA |  |  | TMC-Radiology-Nuc Med | MHHS-TMC |  | Radiographic Unit, Radio/Fluoro |  | 069-40766 | 069-40766 | TMC | Memorial Hermann-Texas Medical Center | TMC-Radiology-Nuc Med | Radiology Angio 4 | 4/1/19 |  |  |  | RADIOGRAPHIC/FLUOROSCOPIC SYSTEMS |  | RADIOGRAPHICUNITRADFLUORO-Philips-EasyDiagnosElev | RADIOGRAPHICUNITRADFLUORO | EasyDiagnost Eleva |  |  |  | PHILIPS | Radiographic Unit, Radio/Fluoro |  |  | RADIOGRAPHICUNITRADFLUORO-Philips-EasyDiagnosElev | 12/5/17 |  |  | Not Covered Vendor Only - Lab Ana/Anes | MHHS-TMC
NO | YES |  |  |  | R-069-HVIRF |  | Philips Healthcare | EASY DIAGNOST ELEVA |  |  | TMC - RADIOLOGY - HVI PAVILION | MHHS-TMC |  | Radiographic Unit, Radio/Fluoro |  | R-069-HVIRF |  | TMC |  | TMC - RADIOLOGY - HVI PAVILION |  | 2/15/19 |  |  |  | RADIOGRAPHIC/FLUOROSCOPIC SYSTEMS |  | RADIOGRAPHICUNITRADFLUORO-Philips-EasyDiagnosElev | RADIOGRAPHICUNITRADFLUORO | EasyDiagnost Eleva |  |  |  | PHILIPS | Radiographic Unit, Radio/Fluoro |  |  | RADIOGRAPHICUNITRADFLUORO-Philips-EasyDiagnosElev | 8/1/19 |  |  | Not Covered Vendor Only - Lab Ana/Anes | MHHS-TMC
NO | YES | Asset Tag 005-02824 |  |  | 005-02824 | 005-02824 | Philips Healthcare | Easy Diagnost Eleva |  |  | Radiology |  |  |  |  | 005-02824 | 005-02824 | Southeast | Memorial Hermann Southeast Hospital | Radiology | Radiology out pat.x ray room 3
NO | YES |  |  |  | 005-09507 | 005-09507 | Philips Healthcare | EasyDiagnost Eleva |  |  | Imaging |  |  |  |  | 005-09507 | 005-09507 | Southeast | Memorial Hermann Southeast Hospital | Imaging | Room 4 |  |  |  | Site ID 69774390 | [23 empty] | 2/1/17
YES | YES |  |  |  | 099-14229 | 099-14229 | Philips Healthcare | EasyDiagnost Eleva |  |  | GH - RADIOLOGY |  |  |  |  | 099-14229 | 099-14229 | Central | Memorial Hermann Greater Heights Hospital | GH - RADIOLOGY | Xray1
NO | YES |  |  |  | 041-20530 | 041-20530 | Philips Healthcare | EASYDIAGNOST ELEVA DRF |  |  | MH MG - (CY) - CY-FAIR MED PLAZA | MHHS-OPID |  |  |  | 041-20530 | 041-20530 | Northwest & Cypress | MHHS-MG | MH MG - (CY) - CY-FAIR MED PLAZA |  | 10/1/19 | 10/1/20 |  |  | RADIOGRAPHIC/FLUOROSCOPIC SYSTEMS |  | .needs class | [5 empty] | PHILIPS | [7 empty] | Covered PM Repair - Biomedical | MHHS-OPID | [5 empty] | 2/1/94
NO | YES |  |  |  | 583-00578 |  | Philips Healthcare | EASYDIAGNOST ELEVA DRF |  |  | OPID - (KY) - KATY REHAB - 585 | MHHS-OPID |  |  |  | 583-00578 |  | Katy |  | OPID - (KY) - KATY REHAB - 585 |  | 1/31/19 |  |  |  | RADIOGRAPHIC/FLUOROSCOPIC SYSTEMS |  | .needs class | [5 empty] | PHILIPS | [7 empty] | Covered PM Repair - Biomedical | MHHS-OPID
NO | YES | Serial Number 18000009 |  |  | 005-33531 |  | Philips Healthcare | EASYDIAGNOST ELEVA DRF |  |  | OPID - (PL) - PEARLAND - 406 (MP1) | MHHS-OPID |  |  |  | 005-33531 |  | Pearland |  | OPID - (PL) - PEARLAND - 406 (MP1) |  | 8/22/19 |  |  |  | RADIOGRAPHIC/FLUOROSCOPIC SYSTEMS |  | .needs class | [5 empty] | PHILIPS | [7 empty] | Covered PM Repair - Biomedical | MHHS-OPID
NO | YES |  |  |  | 069-40774 | 069-40774 | Philips Healthcare | EASYDIAGNOST ELEVA DRF |  |  | OPID - (TMC) - UPPER KIRBY - 467 | MHHS-OPID |  |  |  | 069-40774 | 069-40774 | TMC | Upper Kirby Outpatient Imaging | OPID - (TMC) - UPPER KIRBY - 467 | Fluro | 2/1/19 |  |  |  | RADIOGRAPHIC/FLUOROSCOPIC SYSTEMS |  | .needs class | [5 empty] | PHILIPS | [7 empty] | Not Covered Vendor Only - Lab Ana/Anes | MHHS-OPID
YES | YES |  |  |  | 013-36679 | 013-36679 | Philips Healthcare | Echo Navigator | [7 empty] | 013-36679 | 013-36679 |  | Memorial Hermann SW 7600 Beechnut |  | Endo Vascular
NO | YES |  |  |  | R-1143021 |  | Philips Healthcare | ECLIPSE 1.5T |  | BA164 | OPID - (SL) - RBJ - SUGAR CREEK - 455 | MHHS-OPID |  |  |  | R-1143021 |  | Sugar Land |  | OPID - (SL) - RBJ - SUGAR CREEK - 455 |  | 11/14/19 |  |  |  | SCANNING SYSTEMS, MAGNETIC RESONANCE IMAGING |  | .needs class | [5 empty] | PHILIPS | [7 empty] | Covered PM Repair - Biomedical | MHHS-OPID
YES | YES |  |  |  | 099-03711 | 099-03711 | Philips Healthcare | EL18-4 |  | B3JWMT | [5 empty] | 099-03711 | 099-03711 | Humble | HM Humble |  |  |  | 1/1/21
YES | YES |  |  |  | 099-03598 | 099-03598 | Philips Healthcare | eL18-4 |  | B2Z0GP | Imaging Dept |  |  |  |  | 099-03598 | 099-03598 |  | Memorial Hermann | Imaging Dept | Imaging Dept |  |  |  | US probe for EPIQ 7G
YES | YES |  |  |  | 099-14855 | 099-14855 | Philips Healthcare | EL18-4 |  |  | TIRR - Radiolgy |  |  |  |  | 099-14855 | 099-14855 | TMC | TIRR Memorial Hermann | TIRR - Radiolgy | Ultrasound
YES | YES |  |  |  | 099-09223 | 099-09223 | Philips Healthcare | EL18-4 |  |  | TMC - RADIOLOGY - JONES PAVILION |  |  |  |  | 099-09223 | 099-09223 | TMC | Memorial Hermann-Texas Medical Center | TMC - RADIOLOGY - JONES PAVILION | TMC - RADIOLOGY - JONES PAVILION
YES | YES | [5 empty] | Philips Healthcare | EL18-4 |  |  | MEMORIAL CITY - ULTRASOUND | [6 empty] | West | Memorial Hermann Memorial City Medical Center | MEMORIAL CITY - ULTRASOUND | MEMORIAL CITY - ULTRASOUND
YES | YES |  |  |  | 029-32363 | 029-32363 | Philips Healthcare | EL18-4 |  | B3776W | WOODLANDS - RADIOLOGY |  |  |  |  | 029-32363 | 029-32363 | Woodlands | Memorial Hermann The Woodlands Medical Center | WOODLANDS - RADIOLOGY | Radiology
NO | YES |  |  |  | 005-09508 | 005-09508 | Philips Healthcare | Eleva |  |  | Radiology |  |  |  |  | 005-09508 | 005-09508 | Southeast | Memorial Hermann Southeast Hospital | Radiology | Room 5 |  |  |  | Site ID. 69774451
YES | YES |  |  |  | 583-00900 | 583-00900 | Philips Healthcare | Eleva |  | Sid 68006669 | Imaging center |  |  |  |  | 583-00900 | 583-00900 | Southeast | Memorial Hermann Imaging Center - Friendswood (#100) | Imaging center | Imaging center |  |  | 3/1/20
NO | YES | Asset Tag 005-02824 |  |  | 005-02824 | 005-02824 | Philips Healthcare | Eleva Diagnost | [7 empty] | 005-02824 | 005-02824 | South East | Memorial Herman Southeast 11800 Astoria |  | W2 218 | 10/1/19 | 10/1/20
YES | YES | Serial Number Check pic |  |  | 005-09281 | 005-09281 | Philips Healthcare | Elo |  | Check pic | SE - EMERGENCY CENTER |  |  |  |  | 005-09281 | 005-09281 | Southeast | Memorial Hermann Southeast Hospital | SE - EMERGENCY CENTER |  | 4/1/20 |  | 4/1/20
YES | YES |  |  |  | 013-16450 | 013-16450 | Philips Healthcare | Elo Touch |  | I09C017604 | ICU B |  |  |  |  | 013-16450 | 013-16450 | Southwest | Memorial Hermann Southwest Hospital | ICU B | ICU B Nurses Station |  |  |  | New Add - One Time Inspection
YES | YES |  |  |  | 129-07223 | 129-07223 | Philips Healthcare | Engenia |  |  | Sugar Land OPID |  |  |  |  | 129-07223 | 129-07223 | Sugar Land | Memorial Hermann Sugar Land | Sugar Land OPID | Sugar Land, Professional Bldg 1, Suite 100, Room 166 | 12/1/19 | 12/1/20 |  |  | MRI 3.0T | [22 empty] | 9/1/16
NO | YES |  |  |  | 142-03457 | 142-03457 | Philips Healthcare | Engina |  |  | OPID-(NE)-Northeast-437 (Mp1) |  |  |  |  | 142-03457 | 142-03457 | North East | MHHS-Others | OPID-(NE)-Northeast-437 (Mp1) | OPID
NO | YES |  |  |  | R-069-US4 |  | Philips Healthcare | ENVISOR |  | US40709871 | TMC - RADIOLOGY - IR/ANGIO | MHHS-TMC |  | Ultrasound, Diagnostic |  | R-069-US4 |  | TMC |  | TMC - RADIOLOGY - IR/ANGIO |  | 2/26/19 |  |  |  | ULTRASONIC UNITS, DIAGNOSTIC |  | ULTRASOUNDDIAGNOSTIC-Philips-Envisor | ULTRASOUNDDIAGNOSTIC | Envisor |  |  |  | PHILIPS | Ultrasound, Diagnostic |  | ULTRASOUNDDIAGNOSTIC-Philips-Envisor |  | 2/11/20 |  |  | Not Covered Vendor Only - Lab Ana/Anes | MHHS-TMC
YES | YES |  |  |  | 069-46881 | 069-46881 | Philips Healthcare | EPIC Diagnostic Ultrasound |  | US120B0451 | TWC |  |  |  |  | 069-46881 | 069-46881 | TMC | Memorial Hermann Heart | TWC | Cath Lab 1
NO | YES |  |  |  | 009-10536 | 009-10536 | Philips Healthcare | EPIQ 5 |  | US817C1038 | OPID-(GH)-Greater Heights CCC-439 | MHHS-OPID |  | Ultrasound, Diagnostic |  | 009-10536 | 009-10536 | Central | MHHS-Others | OPID-(GH)-Greater Heights CCC-439 |  | 8/1/19 | 8/1/20 |  |  | ULTRASONIC UNITS, DIAGNOSTIC | Ultrasound, Diagnostic | ULTRASOUNDDIAGNOSTIC-Philips-EPIQ 5 | ULTRASOUNDDIAGNOSTIC | EPIQ 5 |  |  |  | PHILIPS | Ultrasound, Diagnostic |  | ULTRASOUNDDIAGNOSTIC-Philips-EPIQ 5 |  | 8/2/13 |  | UD-A | Covered PM Repair - Biomedical | MHHS-OPID | [8 empty] | ULTRASOUNDDIAGNOSTIC | Ultrasound, Diagnostic | PHILIPS
NO | YES |  |  |  | 041-32053 | 041-32053 | Philips Healthcare | EPIQ 5 |  | USD17C1010 | Breast Center | MHHS-OPID |  | Ultrasound, Diagnostic |  | 041-32053 | 041-32053 | West | MD Anderson Breast Care with Memorial Hermann - Memorial City (#300) | Breast Center | Ultrasound 319 | 10/1/19 |  | 10/1/20 |  | ULTRASONIC UNITS, DIAGNOSTIC |  | ULTRASOUNDDIAGNOSTIC-Philips-EPIQ 5 | ULTRASOUNDDIAGNOSTIC | EPIQ 5 |  |  |  | PHILIPS | Ultrasound, Diagnostic |  | ULTRASOUNDDIAGNOSTIC-Philips-EPIQ 5 |  | 8/2/13 |  |  | Covered PM Repair - Biomedical | MHHS-OPID
NO | YES |  |  |  | 005-08330 | 005-08330 | Philips Healthcare | EPIQ 5 |  | 2UA24105JS | TMC-Radiology-Jones Pavilion | MHHS-Southeast |  |  |  | 005-08330 | 005-08330 | TMC | MHHS-TMC | TMC-Radiology-Jones Pavilion | TMC - RADIOLOGY - JONES PAVILION | 1/1/20 |  | 1/1/21 |  | COMPUTERS |  | .needs class | [5 empty] | HP | [7 empty] | Covered PM Repair - Biomedical | MHHS-Southeast
NO | YES | Asset Tag 029-32000 |  |  | 029-32000 | 029-32000 | Philips Healthcare | EPIQ 5 |  | US318C2410 | Woodlands-Radiology |  |  |  |  | 029-32000 | 029-32000 | Woodlands | MHHS-Woodlands | Woodlands-Radiology |  | 2/1/20 | 2/1/21 |  | Philips ID 75019113 |  | Ultrasound, Diagnostic | ULTRASOUNDDIAGNOSTIC-Philips-EPIQ 5 | [12 empty] | UD-A | [10 empty] | ULTRASOUNDDIAGNOSTIC | Ultrasound, Diagnostic | PHILIPS
NO | YES |  |  |  | 099-03446 | 099-03446 | Philips Healthcare | EPIQ 5 |  | US116C0127 | Cyypress 140 |  |  |  |  | 099-03446 | 099-03446 | Cypress | Memorial Hermann Cypress BC | Cyypress 140 | C1:408 | 2/1/20 | 2/1/21 |  |  |  | Ultrasound, Diagnostic | ULTRASOUNDDIAGNOSTIC-Philips-EPIQ 5 | [12 empty] | UD-A | [7 empty] | 2/1/20 |  |  | ULTRASOUNDDIAGNOSTIC | Ultrasound, Diagnostic | PHILIPS
NO | YES | Asset Tag 041-19940 |  |  | 041-19940 | 041-19940 | Philips Healthcare | EPIQ 5 |  | US116C0059 | Mem Herm sports med |  |  |  |  | 041-19940 | 041-19940 |  |  | Mem Herm sports med |  | 2/1/20
NO | YES | Asset Tag 041-19940 |  |  | 041-19940 | 041-19940 | Philips Healthcare | EPIQ 5 |  | US116C0059 | Mem Hermann sports |  |  |  |  | 041-19940 | 041-19940 | Cypress | Memorial Hermann cypress 27700 | Mem Hermann sports | C1:226 | 3/1/20 | 3/1/21 |  |  |  | Ultrasound, Diagnostic | ULTRASOUNDDIAGNOSTIC-Philips-EPIQ 5 | [12 empty] | UD-A | [7 empty] | 2/1/20 |  |  | ULTRASOUNDDIAGNOSTIC | Ultrasound, Diagnostic | PHILIPS
YES | YES |  |  |  | 005-12400 | 005-12400 | Philips Healthcare | EPIQ 5 |  | US18C0077 | Radiology |  |  |  |  | 005-12400 | 005-12400 |  | Memorial Hermann CCC | Radiology | C1:201 | 1/1/19 | 1/1/20 |  |  | Ultrasound | Ultrasound, Diagnostic | ULTRASOUNDDIAGNOSTIC-Philips-EPIQ 5 | [12 empty] | UD-A | [7 empty] | 2/1/20 |  |  | ULTRASOUNDDIAGNOSTIC | Ultrasound, Diagnostic | PHILIPS
NO | YES |  |  |  | 005-10567 | 005-10567 | Philips Healthcare | EPIQ 5 |  | US816C0262 | Womens Center |  |  |  |  | 005-10567 | 005-10567 | Southeast | Memorial Hermann Houston | Womens Center | Ultrasound 3 |  |  |  | Site id. 69784633 | Ultrasound | Ultrasound, Diagnostic | ULTRASOUNDDIAGNOSTIC-Philips-EPIQ 5 | [12 empty] | UD-A | [7 empty] | 2/1/20 |  |  | ULTRASOUNDDIAGNOSTIC | Ultrasound, Diagnostic | PHILIPS
YES | YES |  |  |  | 041-17094 | 041-17094 | Philips Healthcare | EPIQ 5 |  |  | Breast care womens center |  |  |  |  | 041-17094 | 041-17094 | West | Memorial Hermann Imaging Center - Memorial City-915-#100 | Breast care womens center | Ultrasound 321 | 12/1/18 |  | 12/1/19
NO | YES | Asset Tag 029-32333 |  |  | 029-32333 | 029-32333 | Philips Healthcare | EPIQ 5 |  | US519C1618 | WOODLANDS - RADIOLOGY |  |  |  |  | 029-32333 | 029-32333 | Woodlands | Memorial Hermann The Woodlands Medical Center | WOODLANDS - RADIOLOGY | Radiology
NO | YES |  |  |  | 151-01324 | 151-01324 | Philips Healthcare | EPIQ 5G |  | USO14C0478 | CY - IMAGING | MHHS-Cypress |  |  |  | 151-01324 | 151-01324 | Northwest & Cypress | MH CY | CY - IMAGING | M1 111, Ultrasound 1 | 1/1/20 | 1/1/21 |  |  | ULTRASONIC UNITS, DIAGNOSTIC | Ultrasound, Diagnostic | ULTRASOUNDDIAGNOSTIC-Philips-EPIQ 5 |  |  |  |  | ULTRASOUNDDIAGNOSTIC-Philips-EPIQ 5 | PHILIPS |  |  |  |  | 9/22/16 |  | UD-A | Covered PM Repair - Biomedical | MHHS-Cypress | [5 empty] | 10/1/14 |  |  | ULTRASOUNDDIAGNOSTIC | Ultrasound, Diagnostic | PHILIPS
NO | YES | Asset Tag 151-01342 |  |  | 151-01342 | 151-01342 | Philips Healthcare | EPIQ 5G |  | US914C0181 | CY - IMAGING | MHHS-Cypress |  |  |  | 151-01342 | 151-01342 | Northwest & Cypress | 27800 NW Freeway Emergency | CY - IMAGING | M1 112 | 1/1/18 | 1/1/19 |  |  | ULTRASONIC UNITS, DIAGNOSTIC | Ultrasound, Diagnostic | ULTRASOUNDDIAGNOSTIC-Philips-EPIQ 5 |  |  |  |  | ULTRASOUNDDIAGNOSTIC-Philips-EPIQ 5 | PHILIPS |  |  |  |  | 9/22/16 |  | UD-A | Covered PM Repair - Biomedical | MHHS-Cypress | [8 empty] | ULTRASOUNDDIAGNOSTIC | Ultrasound, Diagnostic | PHILIPS
NO | YES |  |  |  | 041-20903 | 041-20903 | Philips Healthcare | EPIQ 5G |  | US318C2000 | MEMORIAL CITY - ULTRASOUND | MHHS-Mem City |  |  |  | 041-20903 | 041-20903 | West | Memorial Hermann Memorial City Medical Center | MEMORIAL CITY - ULTRASOUND | MEMORIAL CITY - ULTRASOUND |  |  |  |  | ULTRASONIC UNITS, DIAGNOSTIC |  | ULTRASOUNDDIAGNOSTIC-Philips-EPIQ 5 |  |  |  |  | ULTRASOUNDDIAGNOSTIC-Philips-EPIQ 5 | PHILIPS | [7 empty] | Covered PM Repair - Biomedical | MHHS-Mem City
NO | YES | Asset Tag 041-19940 |  |  | 041-19940 | 041-19940 | Philips Healthcare | EPIQ 5G |  | US116C0059 | OPID - (CY) - CYPRESS - 427 (MP1) | MHHS-OPID |  |  |  | 041-19940 | 041-19940 | Northwest & Cypress |  | OPID - (CY) - CYPRESS - 427 (MP1) |  | 3/6/19 |  |  |  | ULTRASONIC UNITS, DIAGNOSTIC | Ultrasound, Diagnostic | ULTRASOUNDDIAGNOSTIC-Philips-EPIQ 5 |  |  |  |  | ULTRASOUNDDIAGNOSTIC-Philips-EPIQ 5 | PHILIPS | [5 empty] | Finished from Script 3/27/2020 12:11:52pm (Central) | UD-A | Covered PM Repair - Biomedical | MHHS-OPID | [8 empty] | ULTRASOUNDDIAGNOSTIC | Ultrasound, Diagnostic | PHILIPS
NO | YES |  |  |  | R-583-00564 |  | Philips Healthcare | EPIQ 5G |  | US415C0777 | OPID - (KY) - SOUTH KATY CCC - 446 | MHHS-OPID |  |  |  | R-583-00564 |  | Katy |  | OPID - (KY) - SOUTH KATY CCC - 446 |  | 4/16/19 |  |  |  | ULTRASONIC UNITS, DIAGNOSTIC |  | ULTRASOUNDDIAGNOSTIC-Philips-EPIQ 5 |  |  |  |  | ULTRASOUNDDIAGNOSTIC-Philips-EPIQ 5 | PHILIPS | [7 empty] | Covered PM Repair - Biomedical | MHHS-OPID
NO | YES | Asset Tag 041-20656 |  |  | 041-20656 | 041-20656 | Philips Healthcare | EPIQ 5G |  | US514C0083 | (null) | MHHS-OPID |  |  |  | 041-20656 | 041-20656 | (null) | MHHS-OPID | (null) | (null) |  |  |  | (null) | ULTRASONIC UNITS, DIAGNOSTIC |  | ULTRASOUNDDIAGNOSTIC-Philips-EPIQ 5 |  |  |  |  | ULTRASOUNDDIAGNOSTIC-Philips-EPIQ 5 | PHILIPS | [7 empty] | Covered PM Repair - Biomedical | MHHS-OPID
NO | YES |  |  |  | R-041-17094 |  | Philips Healthcare | EPIQ 5G |  | US514C0082 | OPID - (MC) - BOBETTA LINDIG BREAST CARE [MP4-STE300] - 452 | MHHS-OPID |  |  |  | R-041-17094 |  | West & Memorial City |  | OPID - (MC) - BOBETTA LINDIG BREAST CARE [MP4-STE300] - 452 |  | 5/30/19 |  |  |  | ULTRASONIC UNITS, DIAGNOSTIC |  | ULTRASOUNDDIAGNOSTIC-Philips-EPIQ 5 |  |  |  |  | ULTRASOUNDDIAGNOSTIC-Philips-EPIQ 5 | PHILIPS | [7 empty] | Covered PM Repair - Biomedical | MHHS-OPID
NO | YES |  |  |  | 069-29575 | 069-29575 | Philips Healthcare | EPIQ 5G |  | USN14C0418 | Ultrasound | MHHS-OPID |  |  |  | 069-29575 | 069-29575 | TMC | Memorial Hermann-Medical Plaza 3 | Ultrasound | Ultrasound 2 200.24 | 2/1/20 |  | 2/1/21 |  | ULTRASONIC UNITS, DIAGNOSTIC |  | ULTRASOUNDDIAGNOSTIC-Philips-EPIQ 5 |  |  |  |  | ULTRASOUNDDIAGNOSTIC-Philips-EPIQ 5 | PHILIPS | [7 empty] | Covered PM Repair - Biomedical | MHHS-OPID
NO | YES |  |  |  | 069-29574 |  | Philips Healthcare | EPIQ 5G |  | USN14C0185 | OPID - (MHOSH) - BELLAIRE - 441 | MHHS-OPID |  |  |  | 069-29574 |  | Central & Greater Heights |  | OPID - (MHOSH) - BELLAIRE - 441 |  | 10/9/19 |  |  |  | ULTRASONIC UNITS, DIAGNOSTIC |  | ULTRASOUNDDIAGNOSTIC-Philips-EPIQ 5 |  |  |  |  | ULTRASOUNDDIAGNOSTIC-Philips-EPIQ 5 | PHILIPS |  |  |  |  | 12/12/13 |  |  | Covered PM Repair - Biomedical | MHHS-OPID
NO | YES |  |  |  | 000-04488 | 000-04488 | Philips Healthcare | EPIQ 5G |  | US918C1646 | OPID-(NE)-Kingwood CCC | MHHS-OPID |  |  |  | 000-04488 | 000-04488 | Katy | MHHS-Others | OPID-(NE)-Kingwood CCC |  | 10/1/18 | 10/1/19 |  |  | ULTRASONIC UNITS, DIAGNOSTIC | Ultrasound, Diagnostic | ULTRASOUNDDIAGNOSTIC-Philips-EPIQ 5 |  |  |  |  | ULTRASOUNDDIAGNOSTIC-Philips-EPIQ 5 | PHILIPS |  |  |  |  | 11/12/13 |  | UD-A | Covered PM Repair - Biomedical | MHHS-OPID | [8 empty] | ULTRASOUNDDIAGNOSTIC | Ultrasound, Diagnostic | PHILIPS
NO | YES |  |  |  | R-142-06058 |  | Philips Healthcare | EPIQ 5G |  | USN14C0240 | OPID - (NE) - NORTHEAST - 437 (MP1) | MHHS-OPID |  |  |  | R-142-06058 |  | Katy |  | OPID - (NE) - NORTHEAST - 437 (MP1) |  | 12/23/19 |  |  |  | ULTRASONIC UNITS, DIAGNOSTIC |  | ULTRASOUNDDIAGNOSTIC-Philips-EPIQ 5 |  |  |  |  | ULTRASOUNDDIAGNOSTIC-Philips-EPIQ 5 | PHILIPS |  |  |  |  | 12/12/13 |  |  | Covered PM Repair - Biomedical | MHHS-OPID
NO | YES |  |  |  | 142-06792 | 142-06792 | Philips Healthcare | EPIQ 5G |  | US419C1239 | OPID-(NE)-Summer Creek CCC-444 | MHHS-OPID |  |  |  | 142-06792 | 142-06792 | Katy | MHHS-Others | OPID-(NE)-Summer Creek CCC-444 |  | 5/1/19 | 5/1/20 |  | Philips ID 80349696 | ULTRASONIC UNITS, DIAGNOSTIC | Ultrasound, Diagnostic | ULTRASOUNDDIAGNOSTIC-Philips-EPIQ 5 |  |  |  |  | ULTRASOUNDDIAGNOSTIC-Philips-EPIQ 5 | PHILIPS | [6 empty] | UD-A | Covered PM Repair - Biomedical | MHHS-OPID | [8 empty] | ULTRASOUNDDIAGNOSTIC | Ultrasound, Diagnostic | PHILIPS
NO | YES |  |  |  | R-005-LCUS |  | Philips Healthcare | EPIQ 5G |  | US218C0077 | OPID - (SE) - LEAGUE CITY CCC - 409 | MHHS-OPID |  |  |  | R-005-LCUS |  | Southeast & Bay Area |  | OPID - (SE) - LEAGUE CITY CCC - 409 |  | 12/3/19 |  |  |  | ULTRASONIC UNITS, DIAGNOSTIC |  | ULTRASOUNDDIAGNOSTIC-Philips-EPIQ 5 |  |  |  |  | ULTRASOUNDDIAGNOSTIC-Philips-EPIQ 5 | PHILIPS | [7 empty] | Covered PM Repair - Biomedical | MHHS-OPID
NO | YES |  |  |  | 069-28307 |  | Philips Healthcare | EPIQ 5G |  | US816C0136 | OPID - (TMC) - MH IMAGING CENTER - 417 | MHHS-OPID |  |  |  | 069-28307 |  | TMC |  | OPID - (TMC) - MH IMAGING CENTER - 417 |  | 11/26/19 |  |  |  | ULTRASONIC UNITS, DIAGNOSTIC |  | ULTRASOUNDDIAGNOSTIC-Philips-EPIQ 5 |  |  |  |  | ULTRASOUNDDIAGNOSTIC-Philips-EPIQ 5 | PHILIPS | [7 empty] | Covered PM Repair - Biomedical | MHHS-OPID
NO | YES |  |  |  | 069-29573 |  | Philips Healthcare | EPIQ 5G |  | USN14C0366 | OPID - (TMC) - UPPER KIRBY - 467 | MHHS-OPID |  |  |  | 069-29573 |  | TMC |  | OPID - (TMC) - UPPER KIRBY - 467 |  | 12/20/18 |  |  |  | ULTRASONIC UNITS, DIAGNOSTIC |  | ULTRASOUNDDIAGNOSTIC-Philips-EPIQ 5 |  |  |  |  | ULTRASOUNDDIAGNOSTIC-Philips-EPIQ 5 | PHILIPS | [7 empty] | Covered PM Repair - Biomedical | MHHS-OPID
NO | YES |  |  |  | R-005-EPIQ1 |  | Philips Healthcare | EPIQ 5G |  | US816C0263 | SE - RADIOLOGY | MHHS-Southeast |  |  |  | R-005-EPIQ1 |  | Southeast & Bay Area |  | SE - RADIOLOGY |  | 9/18/19 |  |  |  | ULTRASONIC UNITS, DIAGNOSTIC |  | ULTRASOUNDDIAGNOSTIC-Philips-EPIQ 5 |  |  |  |  | ULTRASOUNDDIAGNOSTIC-Philips-EPIQ 5 | PHILIPS | [7 empty] | Covered PM Repair - Biomedical | MHHS-Southeast
NO | YES |  |  |  | R-005-EPIQ2 |  | Philips Healthcare | EPIQ 5G |  | US816C0260 | SE - RADIOLOGY | MHHS-Southeast |  |  |  | R-005-EPIQ2 |  | Southeast & Bay Area |  | SE - RADIOLOGY |  | 9/19/19 |  |  |  | ULTRASONIC UNITS, DIAGNOSTIC |  | ULTRASOUNDDIAGNOSTIC-Philips-EPIQ 5 |  |  |  |  | ULTRASOUNDDIAGNOSTIC-Philips-EPIQ 5 | PHILIPS |  |  |  |  | 8/2/13 |  |  | Covered PM Repair - Biomedical | MHHS-Southeast
NO | YES |  |  |  | R-005-EPIQ4 |  | Philips Healthcare | EPIQ 5G |  | US816C0310 | SE - RADIOLOGY | MHHS-Southeast |  |  |  | R-005-EPIQ4 |  | Southeast & Bay Area |  | SE - RADIOLOGY |  | 9/17/19 |  |  |  | ULTRASONIC UNITS, DIAGNOSTIC |  | ULTRASOUNDDIAGNOSTIC-Philips-EPIQ 5 |  |  |  |  | ULTRASOUNDDIAGNOSTIC-Philips-EPIQ 5 | PHILIPS |  |  |  |  | 2/8/13 |  |  | Covered PM Repair - Biomedical | MHHS-Southeast
NO | YES |  |  |  | R-005-EPIQ5 |  | Philips Healthcare | EPIQ 5G |  | US816C0261 | SE - RADIOLOGY | MHHS-Southeast |  |  |  | R-005-EPIQ5 |  | Southeast & Bay Area |  | SE - RADIOLOGY |  | 9/19/19 |  |  |  | ULTRASONIC UNITS, DIAGNOSTIC |  | ULTRASOUNDDIAGNOSTIC-Philips-EPIQ 5 |  |  |  |  | ULTRASOUNDDIAGNOSTIC-Philips-EPIQ 5 | PHILIPS |  |  |  |  | 8/2/13 |  |  | Covered PM Repair - Biomedical | MHHS-Southeast
NO | YES |  |  |  | 013-38131 | 013-38131 | Philips Healthcare | EPIQ 5G |  | US117C0932 | SW - RADIOLOGY | MHHS-Southwest |  |  |  | 013-38131 | 013-38131 | Southwest | Memorial Hermann Southwest Hospital | SW - RADIOLOGY | Ultrasound room 3 |  |  |  |  | ULTRASONIC UNITS, DIAGNOSTIC |  | ULTRASOUNDDIAGNOSTIC-Philips-EPIQ 5 |  |  |  |  | ULTRASOUNDDIAGNOSTIC-Philips-EPIQ 5 | PHILIPS |  |  |  |  | 9/22/16 |  |  | Covered PM Repair - Biomedical | MHHS-Southwest
NO | YES | Asset Tag 029-32000 |  |  | 029-32000 | 029-32000 | Philips Healthcare | EPIQ 5G |  | US318C2410 | Woodlands-Radiology | MHHS-Woodlands |  |  |  | 029-32000 | 029-32000 | Woodlands | MHHS-Woodlands | Woodlands-Radiology |  | 2/12/19 |  |  |  | ULTRASONIC UNITS, DIAGNOSTIC | Ultrasound, Diagnostic | ULTRASOUNDDIAGNOSTIC-Philips-EPIQ 5 |  |  |  |  | ULTRASOUNDDIAGNOSTIC-Philips-EPIQ 5 | PHILIPS | [5 empty] | Finished from Script 3/27/2020 12:11:52pm (Central) | UD-A | Covered PM Repair - Biomedical | MHHS-Woodlands | [8 empty] | ULTRASOUNDDIAGNOSTIC | Ultrasound, Diagnostic | PHILIPS
NO | YES | Asset Tag 029-32333 |  |  | 029-32333 | 029-32333 | Philips Healthcare | EPIQ 5G |  | US519C1618 | Woodlands-Radiology | MHHS-Woodlands |  |  |  | 029-32333 | 029-32333 | Woodlands | MHHS-Woodlands | Woodlands-Radiology |  | 6/1/19 | 6/1/20 |  | US # 3 | ULTRASONIC UNITS, DIAGNOSTIC | Ultrasound, Diagnostic | ULTRASOUNDDIAGNOSTIC-Philips-EPIQ 5 |  |  |  |  | ULTRASOUNDDIAGNOSTIC-Philips-EPIQ 5 | PHILIPS |  |  |  |  | 8/2/13 |  | UD-A | Covered PM Repair - Biomedical | MHHS-Woodlands | [8 empty] | ULTRASOUNDDIAGNOSTIC | Ultrasound, Diagnostic | PHILIPS
NO | YES |  |  |  | 029-32361 | 029-32361 | Philips Healthcare | EPIQ 5G |  | US519C1617 | Woodlands-Radiology | MHHS-Woodlands |  |  |  | 029-32361 | 029-32361 | Woodlands | MHHS-Woodlands | Woodlands-Radiology |  | 6/1/19 | 6/1/20 |  | US#2 | ULTRASONIC UNITS, DIAGNOSTIC | Ultrasound, Diagnostic | ULTRASOUNDDIAGNOSTIC-Philips-EPIQ 5 |  |  |  |  | ULTRASOUNDDIAGNOSTIC-Philips-EPIQ 5 | PHILIPS | [6 empty] | UD-A | Covered PM Repair - Biomedical | MHHS-Woodlands | [8 empty] | ULTRASOUNDDIAGNOSTIC | Ultrasound, Diagnostic | PHILIPS
NO | YES |  |  |  | 129-07301 | 129-07301 | Philips Healthcare | EPIQ 5G |  | US816C0137 | Sugar Land OPID |  |  |  |  | 129-07301 | 129-07301 | Sugar Land | Memorial Hermann Sugar Land | Sugar Land OPID | Sugar Land, Professional Bldg 1, Suite 100, Room 172 | 12/1/18 | 12/1/19 |  |  | Ultrasound System | Ultrasound, Diagnostic | ULTRASOUNDDIAGNOSTIC-Philips-EPIQ 5 | [12 empty] | UD-A | [7 empty] | 8/1/16 |  |  | ULTRASOUNDDIAGNOSTIC | Ultrasound, Diagnostic | PHILIPS
NO | YES |  |  |  | 929-00873 | 929-00873 | Philips Healthcare | EPIQ 5G |  | USN14C0442 | Woodlands-Radiology |  |  |  |  | 929-00873 | 929-00873 | Woodlands | MHHS-Woodlands | Woodlands-Radiology | US | 11/1/19 | 2/1/20 |  | W/probes |  | Ultrasound, Diagnostic | ULTRASOUNDDIAGNOSTIC-Philips-EPIQ 5 | [12 empty] | UD-A | [10 empty] | ULTRASOUNDDIAGNOSTIC | Ultrasound, Diagnostic | PHILIPS
NO | YES |  |  |  | 129-06414 | 129-06414 | Philips Healthcare | EPIQ 5G |  | USO15C0726 | SL OPID |  |  |  |  | 129-06414 | 129-06414 | Sugar Land | MH SL | SL OPID | SL, PB1, Suite 120, Room 113 | 1/1/19 | 1/1/20 |  |  | Ultrasound System | Ultrasound, Diagnostic | ULTRASOUNDDIAGNOSTIC-Philips-EPIQ 5 | [12 empty] | UD-A | [7 empty] | 1/1/15 |  |  | ULTRASOUNDDIAGNOSTIC | Ultrasound, Diagnostic | PHILIPS
NO | YES |  |  |  | 129-05841 | 129-05841 | Philips Healthcare | EPIQ 5G |  | USN14C0186 | SL OPID |  |  |  |  | 129-05841 | 129-05841 | Sugar Land | MH SL | SL OPID | SL, PB1, Suite 120, Room 114 | 12/1/19 | 12/1/20 |  |  | Ultrasound System | Ultrasound, Diagnostic | ULTRASOUNDDIAGNOSTIC-Philips-EPIQ 5 | [12 empty] | UD-A | [7 empty] | 11/1/14 |  |  | ULTRASOUNDDIAGNOSTIC | Ultrasound, Diagnostic | PHILIPS
NO | YES |  |  |  | 129-05839 | 129-05839 | Philips Healthcare | EPIQ 5G |  | USD14C0660 | SL OPID |  |  |  |  | 129-05839 | 129-05839 | Sugar Land | MH SL | SL OPID | SL, PB1, Suite 100, Room 174 | 1/1/19 | 1/1/20 |  |  | Ultrasound System | Ultrasound, Diagnostic | ULTRASOUNDDIAGNOSTIC-Philips-EPIQ 5 | [12 empty] | UD-A | [10 empty] | ULTRASOUNDDIAGNOSTIC | Ultrasound, Diagnostic | PHILIPS
YES | YES | Serial Number 69784631 |  |  | 005-04827 |  | Philips Healthcare | Epiq 5g |  |  | Radiology |  |  |  |  | 005-04827 |  | South East | Memorial Herman Southeast 11800 Astoria | Radiology | Ultrasound |  |  |  | Site id. 69784632
YES | YES | Serial Number 69784631 |  |  | 005-10569 | 005-10569 | Philips Healthcare | EPIQ 5G |  |  | Ultrasound |  |  |  |  | 005-10569 | 005-10569 | Southeast | Memorial Herman Southeast 11800 | Ultrasound | Ultrasound |  |  |  | Ultrasound System
YES | YES |  |  |  | 005-04826 | 005-04826 | Philips Healthcare | Epiq 5G |  |  | Radiology |  |  |  |  | 005-04826 | 005-04826 | South East | Memorial Herman Southeast 11800 Astoria | Radiology | Ultrasound 2 |  |  |  | Site id. 69784634 |  | Ultrasound, Diagnostic | ULTRASOUNDDIAGNOSTIC-Philips-EPIQ 5 | [12 empty] | UD-A | [10 empty] | ULTRASOUNDDIAGNOSTIC | Ultrasound, Diagnostic | PHILIPS
YES | YES | Asset Tag 005-10568 |  |  | 005-10568 | 005-10568 | Philips Healthcare | Epiq 5G | [7 empty] | 005-10568 | 005-10568 | South East | Memorial Herman 11800 Astoria |  | ER | [5 empty] | Ultrasound, Diagnostic | ULTRASOUNDDIAGNOSTIC-Philips-EPIQ 5 | [12 empty] | UD-A | [10 empty] | ULTRASOUNDDIAGNOSTIC | Ultrasound, Diagnostic | PHILIPS
NO | YES |  |  |  | 241-03241 | 241-03241 | Philips Healthcare | EPIQ 5G |  | US716C0322 | TIRR-Radiology |  |  |  |  | 241-03241 | 241-03241 | TM | MHHS-Others | TIRR-Radiology | TIRR - Radiology | 10/1/19 |  | 10/1/20
NO | YES |  |  |  | 099-14967 | 099-14967 | Philips Healthcare | EPIQ 5G |  | US818C2011 | TIRR-Radiology |  |  |  |  | 099-14967 | 099-14967 | TM | MHHS-Others | TIRR-Radiology | TIRR - Radiology
NO | NO |  |  |  | 013-19293 |  | Philips Healthcare | EPIQ 5G |  |  | SW - OR | MHHS-Southwest |  |  |  | 013-19293 |  | Southwest |  | SW - OR | [5 empty] | ULTRASONIC UNITS, DIAGNOSTIC |  | ULTRASOUNDDIAGNOSTIC-Philips-EPIQ 5 |  |  |  |  | ULTRASOUNDDIAGNOSTIC-Philips-EPIQ 5 | PHILIPS | [7 empty] | Covered PM Repair - Biomedical | MHHS-Southwest
NO | NO |  |  |  | 013-18472 |  | Philips Healthcare | EPIQ 5W |  | US215C0845 | SW - LABOR & DELIVERY | MHHS-Southwest |  |  |  | 013-18472 |  | Southwest |  | SW - LABOR & DELIVERY | [5 empty] | ULTRASONIC UNITS, DIAGNOSTIC |  | ULTRASOUNDDIAGNOSTIC-Philips-EPIQ 5 |  |  |  |  | ULTRASOUNDDIAGNOSTIC-Philips-EPIQ 5 | PHILIPS | [7 empty] | Covered PM Repair - Biomedical | MHHS-Southwest
NO | YES |  |  |  | 009-08485 | 009-08485 | Philips Healthcare | EPIQ 7 |  | USDI4B0505 | GH-Cardiology | MHHS-Greater Heights |  | Ultrasound, Diagnostic |  | 009-08485 | 009-08485 | Central | MHHS-Greater Heights | GH-Cardiology |  | 3/1/19 |  | 3/1/20 |  | ULTRASONIC UNITS, DIAGNOSTIC | Ultrasound, Diagnostic | ULTRASOUNDDIAGNOSTIC-Philips-EPIQ 7 | ULTRASOUNDDIAGNOSTIC | EPIQ 7 |  |  |  | PHILIPS | Ultrasound, Diagnostic |  | ULTRASOUNDDIAGNOSTIC-Philips-EPIQ 7 |  | 11/13/13 |  | UD-A | Covered PM Repair - Biomedical | MHHS-Greater Heights | [8 empty] | ULTRASOUNDDIAGNOSTIC | Ultrasound, Diagnostic | PHILIPS
NO | YES |  |  |  | 009-09673 | 009-09673 | Philips Healthcare | EPIQ 7 |  | USO13B0601 | GH-Outpatient Testing | MHHS-Greater Heights |  | Ultrasound, Diagnostic |  | 009-09673 | 009-09673 | Central | MHHS-Greater Heights | GH-Outpatient Testing | General Ultrasound | 7/1/19 |  | 7/1/20 |  | ULTRASONIC UNITS, DIAGNOSTIC | Ultrasound, Diagnostic | ULTRASOUNDDIAGNOSTIC-Philips-EPIQ 7 | ULTRASOUNDDIAGNOSTIC | EPIQ 7 |  |  |  | PHILIPS | Ultrasound, Diagnostic |  | ULTRASOUNDDIAGNOSTIC-Philips-EPIQ 7 |  | 11/13/13 |  | UD-A | Covered PM Repair - Biomedical | MHHS-Greater Heights | [8 empty] | ULTRASOUNDDIAGNOSTIC | Ultrasound, Diagnostic | PHILIPS
NO | YES | Asset Tag 009-08484 |  |  | 009-08484 | 009-08484 | Philips Healthcare | EPIQ 7 |  | USDI4B0506 | GH-Radiology | MHHS-Greater Heights |  | Ultrasound, Diagnostic |  | 009-08484 | 009-08484 | Central & Greater Heights | MHHS-Greater Heights | GH-Radiology |  | 1/2/19 |  |  |  | ULTRASONIC UNITS, DIAGNOSTIC | Ultrasound, Diagnostic | ULTRASOUNDDIAGNOSTIC-Philips-EPIQ 7 | ULTRASOUNDDIAGNOSTIC | EPIQ 7 |  |  |  | PHILIPS | Ultrasound, Diagnostic |  | ULTRASOUNDDIAGNOSTIC-Philips-EPIQ 7 |  | 11/13/13 | Finished from Script 3/27/2020 12:11:52pm (Central) | UD-A | Covered PM Repair - Biomedical | MHHS-Greater Heights | [8 empty] | ULTRASOUNDDIAGNOSTIC | Ultrasound, Diagnostic | PHILIPS
NO | YES |  |  |  | 133-07372 | 133-07372 | Philips Healthcare | EPIQ 7 |  | US418B0679 | Katy-Ultrasound | MHHS-Katy |  | Ultrasound, Diagnostic |  | 133-07372 | 133-07372 | Katy | MHHS-Katy | Katy-Ultrasound | Katy (Imaging Dept) | 9/1/19 | 9/1/20 |  |  | ULTRASONIC UNITS, DIAGNOSTIC | Ultrasound, Diagnostic | ULTRASOUNDDIAGNOSTIC-Philips-EPIQ 7 | ULTRASOUNDDIAGNOSTIC | EPIQ 7 |  |  |  | PHILIPS | Ultrasound, Diagnostic |  | ULTRASOUNDDIAGNOSTIC-Philips-EPIQ 7 |  | 9/22/16 |  | UD-A | Covered PM Repair - Biomedical | MHHS-Katy | [8 empty] | ULTRASOUNDDIAGNOSTIC | Ultrasound, Diagnostic | PHILIPS
NO | YES |  |  |  | 041-18131 | 041-18131 | Philips Healthcare | EPIQ 7 |  | USD13B0075 | MEMORIAL CITY - MOR | MHHS-Mem City |  | Ultrasound, Diagnostic |  | 041-18131 | 041-18131 | West | Memorial city -memorial herman hospital center | MEMORIAL CITY - MOR | Procedure room 2 |  |  |  |  | ULTRASONIC UNITS, DIAGNOSTIC |  | ULTRASOUNDDIAGNOSTIC-Philips-EPIQ 7 | ULTRASOUNDDIAGNOSTIC | EPIQ 7 |  |  |  | PHILIPS | Ultrasound, Diagnostic |  | ULTRASOUNDDIAGNOSTIC-Philips-EPIQ 7 |  |  |  |  | Covered PM Repair - Biomedical | MHHS-Mem City
NO | YES |  |  |  | 041-32256 | 041-32256 | Philips Healthcare | EPIQ 7 |  | US116B1141 | MH MG - (MC) - MC CARDIOLOGY (MP4) STE400 | MHHS-MG |  | Ultrasound, Diagnostic |  | 041-32256 | 041-32256 | West & Memorial City | MHHS-MG | MH MG - (MC) - MC CARDIOLOGY (MP4) STE400 | Echo Room 2 | 9/1/18 |  | 9/1/19 |  | ULTRASONIC UNITS, DIAGNOSTIC |  | ULTRASOUNDDIAGNOSTIC-Philips-EPIQ 7 | ULTRASOUNDDIAGNOSTIC | EPIQ 7 |  |  |  | PHILIPS | Ultrasound, Diagnostic |  | ULTRASOUNDDIAGNOSTIC-Philips-EPIQ 7 |  |  |  |  | Covered PM Repair - Biomedical | MHHS-MG
NO | YES |  |  |  | 013-18471 | 013-18471 | Philips Healthcare | EPIQ 7 |  | US115B0016 | SW-Telemetry | MHHS-Southwest |  | Ultrasound, Diagnostic |  | 013-18471 | 013-18471 | Southwest | MHHS-Southwest | SW-Telemetry | Rm 469 | 10/1/19 |  | 10/1/20 |  | ULTRASONIC UNITS, DIAGNOSTIC | Ultrasound, Diagnostic | ULTRASOUNDDIAGNOSTIC-Philips-EPIQ 7 | ULTRASOUNDDIAGNOSTIC | EPIQ 7 |  |  |  | PHILIPS | Ultrasound, Diagnostic |  | ULTRASOUNDDIAGNOSTIC-Philips-EPIQ 7 |  | 11/13/13 |  | UD-A | Covered PM Repair - Biomedical | MHHS-Southwest | [8 empty] | ULTRASOUNDDIAGNOSTIC | Ultrasound, Diagnostic | PHILIPS
NO | YES |  |  |  | 013-36427 | 013-36427 | Philips Healthcare | EPIQ 7 |  | US116B1085 | SW-Telemetry | MHHS-Southwest |  | Ultrasound, Diagnostic |  | 013-36427 | 013-36427 | Southwest | MHHS-Southwest | SW-Telemetry |  | 5/1/19 |  | 5/1/20 |  | ULTRASONIC UNITS, DIAGNOSTIC | Ultrasound, Diagnostic | ULTRASOUNDDIAGNOSTIC-Philips-EPIQ 7 | ULTRASOUNDDIAGNOSTIC | EPIQ 7 |  |  |  | PHILIPS | Ultrasound, Diagnostic |  | ULTRASOUNDDIAGNOSTIC-Philips-EPIQ 7 |  | 9/22/16 |  | UD-A | Covered PM Repair - Biomedical | MHHS-Southwest | [8 empty] | ULTRASOUNDDIAGNOSTIC | Ultrasound, Diagnostic | PHILIPS
NO | YES |  |  |  | 013-36595 | 013-36595 | Philips Healthcare | EPIQ 7 |  | US015B0485 | SW-HVI-OR | MHHS-Southwest |  | Ultrasound, Diagnostic |  | 013-36595 | 013-36595 | Southwest | MHHS-Southwest | SW-HVI-OR |  | 10/1/19 |  | 10/1/20 |  | ULTRASONIC UNITS, DIAGNOSTIC | Ultrasound, Diagnostic | ULTRASOUNDDIAGNOSTIC-Philips-EPIQ 7 | ULTRASOUNDDIAGNOSTIC | EPIQ 7 |  |  |  | PHILIPS | Ultrasound, Diagnostic |  | ULTRASOUNDDIAGNOSTIC-Philips-EPIQ 7 |  | 9/22/16 |  | UD-A | Covered PM Repair - Biomedical | MHHS-Southwest | [5 empty] | 10/1/15 |  |  | ULTRASOUNDDIAGNOSTIC | Ultrasound, Diagnostic | PHILIPS
NO | YES |  |  |  | 129-05840 | 129-05840 | Philips Healthcare | EPIQ 7 |  | USD14B0461 | SUGAR LAND - RADIOLOGY | MHHS-Sugarland |  | Ultrasound, Diagnostic |  | 129-05840 | 129-05840 | Sugar Land | MH SL | SUGAR LAND - RADIOLOGY | Sugar Land W1 323.1 | 12/1/19 | 12/1/20 |  |  | ULTRASONIC UNITS, DIAGNOSTIC | Ultrasound, Diagnostic | ULTRASOUNDDIAGNOSTIC-Philips-EPIQ 7 | ULTRASOUNDDIAGNOSTIC | EPIQ 7 |  |  |  | PHILIPS | Ultrasound, Diagnostic |  | ULTRASOUNDDIAGNOSTIC-Philips-EPIQ 7 |  |  |  | UD-A | Covered PM Repair - Biomedical | MHHS-Sugarland | [5 empty] | 12/1/14 |  |  | ULTRASOUNDDIAGNOSTIC | Ultrasound, Diagnostic | PHILIPS
NO | YES |  |  |  | 129-06927 | 129-06927 | Philips Healthcare | EPIQ 7 |  | US616B0515 | SUGAR LAND - RADIOLOGY | MHHS-Sugarland |  | Ultrasound, Diagnostic |  | 129-06927 | 129-06927 | Sugar Land | MH SL | SUGAR LAND - RADIOLOGY | W1 323.3 / US 2 | 7/1/19 |  |  |  | ULTRASONIC UNITS, DIAGNOSTIC | Ultrasound, Diagnostic | ULTRASOUNDDIAGNOSTIC-Philips-EPIQ 7 | ULTRASOUNDDIAGNOSTIC | EPIQ 7 |  |  |  | PHILIPS | Ultrasound, Diagnostic |  | ULTRASOUNDDIAGNOSTIC-Philips-EPIQ 7 |  |  |  | UD-A | Covered PM Repair - Biomedical | MHHS-Sugarland | [5 empty] | 6/1/16 |  |  | ULTRASOUNDDIAGNOSTIC | Ultrasound, Diagnostic | PHILIPS
NO | YES |  |  |  | 074-03410 | 074-03410 | Philips Healthcare | EPIQ 7 |  | US913B0446 | TMC-HVI-Cardiology (3Hvi) | MHHS-TMC |  | Ultrasound, Diagnostic |  | 074-03410 | 074-03410 | TMC | MHHS-TMC | TMC-HVI-Cardiology (3Hvi) | Hall | 9/1/19 |  | 9/1/20 |  | ULTRASONIC UNITS, DIAGNOSTIC | Ultrasound, Diagnostic | ULTRASOUNDDIAGNOSTIC-Philips-EPIQ 7 | ULTRASOUNDDIAGNOSTIC | EPIQ 7 |  |  |  | PHILIPS | Ultrasound, Diagnostic |  | ULTRASOUNDDIAGNOSTIC-Philips-EPIQ 7 |  | 12/12/13 |  | UD-A | Covered PM Repair - Biomedical | MHHS-TMC | [8 empty] | ULTRASOUNDDIAGNOSTIC | Ultrasound, Diagnostic | PHILIPS
NO | YES |  |  |  | R-069-EPIQ2 |  | Philips Healthcare | EPIQ 7 |  | USD14B0507 | TMC - RADIOLOGY - JONES PAVILION | MHHS-TMC |  | Ultrasound, Diagnostic |  | R-069-EPIQ2 |  | TMC |  | TMC - RADIOLOGY - JONES PAVILION |  | 3/19/19 |  |  |  | ULTRASONIC UNITS, DIAGNOSTIC |  | ULTRASOUNDDIAGNOSTIC-Philips-EPIQ 7 | ULTRASOUNDDIAGNOSTIC | EPIQ 7 |  |  |  | PHILIPS | Ultrasound, Diagnostic |  | ULTRASOUNDDIAGNOSTIC-Philips-EPIQ 7 |  | 11/13/13 |  |  | Covered PM Repair - Biomedical | MHHS-TMC
NO | YES |  |  |  | R-069-EPIQ3 |  | Philips Healthcare | EPIQ 7 |  | USD14B0866 | TMC - RADIOLOGY - JONES PAVILION | MHHS-TMC |  | Ultrasound, Diagnostic |  | R-069-EPIQ3 |  | TMC |  | TMC - RADIOLOGY - JONES PAVILION |  | 3/27/19 |  |  |  | ULTRASONIC UNITS, DIAGNOSTIC |  | ULTRASOUNDDIAGNOSTIC-Philips-EPIQ 7 | ULTRASOUNDDIAGNOSTIC | EPIQ 7 |  |  |  | PHILIPS | Ultrasound, Diagnostic |  | ULTRASOUNDDIAGNOSTIC-Philips-EPIQ 7 |  | 11/13/13 |  |  | Covered PM Repair - Biomedical | MHHS-TMC
NO | YES |  |  |  | R-069-EPIQ4 |  | Philips Healthcare | EPIQ 7 |  | USD14B0996 | TMC - RADIOLOGY - JONES PAVILION | MHHS-TMC |  | Ultrasound, Diagnostic |  | R-069-EPIQ4 |  | TMC |  | TMC - RADIOLOGY - JONES PAVILION |  | 1/22/19 |  |  |  | ULTRASONIC UNITS, DIAGNOSTIC |  | ULTRASOUNDDIAGNOSTIC-Philips-EPIQ 7 | ULTRASOUNDDIAGNOSTIC | EPIQ 7 |  |  |  | PHILIPS | Ultrasound, Diagnostic |  | ULTRASOUNDDIAGNOSTIC-Philips-EPIQ 7 |  |  |  |  | Covered PM Repair - Biomedical | MHHS-TMC
NO | YES |  |  |  | R-069-EPIQ5 |  | Philips Healthcare | EPIQ 7 |  | US115B0264 | TMC - RADIOLOGY - JONES PAVILION | MHHS-TMC |  | Ultrasound, Diagnostic |  | R-069-EPIQ5 |  | TMC |  | TMC - RADIOLOGY - JONES PAVILION |  | 1/29/19 |  |  |  | ULTRASONIC UNITS, DIAGNOSTIC |  | ULTRASOUNDDIAGNOSTIC-Philips-EPIQ 7 | ULTRASOUNDDIAGNOSTIC | EPIQ 7 |  |  |  | PHILIPS | Ultrasound, Diagnostic |  | ULTRASOUNDDIAGNOSTIC-Philips-EPIQ 7 |  |  |  |  | Covered PM Repair - Biomedical | MHHS-TMC
YES | YES |  |  |  | 142-08420 | 142-08420 | Philips Healthcare | EPIQ 7 |  | USD19B1289 | [5 empty] | 142-08420 | 142-08420 | Humble | HM Humble |  | 1st floor ultrasound | 2/1/20 | 1/1/21 |  | Site ID 83645141 |  | Ultrasound, Diagnostic | ULTRASOUNDDIAGNOSTIC-Philips-EPIQ 7 | [12 empty] | UD-A | [10 empty] | ULTRASOUNDDIAGNOSTIC | Ultrasound, Diagnostic | PHILIPS
YES | YES |  |  |  | 142-06000 | 142-06000 | Philips Healthcare | EPIQ 7 |  | USB14B0516 | [5 empty] | 142-06000 | 142-06000 | Humble | HM Humble |  |  | 2/1/19 | 2/1/20 |  | Site ID 64677935 |  | Ultrasound, Diagnostic | ULTRASOUNDDIAGNOSTIC-Philips-EPIQ 7 | [12 empty] | UD-A | [10 empty] | ULTRASOUNDDIAGNOSTIC | Ultrasound, Diagnostic | PHILIPS
YES | YES |  |  |  | 074-03411 | 074-03411 | Philips Healthcare | EPIQ 7 |  |  | Heart and vascular |  |  |  |  | 074-03411 | 074-03411 | TMC | Memorial Hermann-Texas Medical Center | Heart and vascular | Special procedures to | 10/1/19 |  | 10/1/20 |  |  |  | ULTRASOUNDDIAGNOSTIC-Philips-EPIQ 7
YES | YES |  |  |  | 069-45475 | 069-45475 | Philips Healthcare | EPIQ 7 |  |  | TMC - RADIOLOGY - JONES PAVILION |  |  |  |  | 069-45475 | 069-45475 | TMC | Memorial Hermann-Texas Medical Center | TMC - RADIOLOGY - JONES PAVILION | TMC - RADIOLOGY - JONES PAVILION | 3/1/20 |  | 12/1/20 |  |  |  | ULTRASOUNDDIAGNOSTIC-Philips-EPIQ 7
NO | YES |  |  |  | 069-35400 | 099-09094 | Philips Healthcare | EPIQ 7 |  | USN17B1799 | TMC-Sarofim 2-OR |  |  |  |  | 069-35400 | 099-09094 | TMC | MHHS-TMC | TMC-Sarofim 2-OR | sarofim 2 - OR | 11/1/19 |  | 11/1/20
NO | YES |  |  |  | 005-09511 | 005-09511 | Philips Healthcare | EPIQ 7 |  | USD17B0824 | SE-OR |  |  |  |  | 005-09511 | 005-09511 | Southeast | MHHS-Southeast | SE-OR | Room 12
NO | NO |  |  |  | R-009-09171 |  | Philips Healthcare | EPIQ 7 |  | US116B0489 | CAHF - (GH) - GREATER HEIGHTS [MP1-STE250] | MHHS - Heart Failure Clinics |  | Ultrasound, Diagnostic |  | R-009-09171 |  | Central & Greater Heights |  | CAHF - (GH) - GREATER HEIGHTS [MP1-STE250] | [5 empty] | ULTRASONIC UNITS, DIAGNOSTIC |  | ULTRASOUNDDIAGNOSTIC-Philips-EPIQ 7 | ULTRASOUNDDIAGNOSTIC | EPIQ 7 |  |  |  | PHILIPS | Ultrasound, Diagnostic |  | ULTRASOUNDDIAGNOSTIC-Philips-EPIQ 7 |  |  |  |  | Covered PM Repair - Biomedical | MHHS - Heart Failure Clinics
NO | NO |  |  |  | 133-08410 |  | Philips Healthcare | EPIQ 7 |  | US915B0390 | CAHF - (KY) - KATY [MP2-STE200] | MHHS - Heart Failure Clinics |  | Ultrasound, Diagnostic |  | 133-08410 |  | Katy |  | CAHF - (KY) - KATY [MP2-STE200] | [5 empty] | ULTRASONIC UNITS, DIAGNOSTIC |  | ULTRASOUNDDIAGNOSTIC-Philips-EPIQ 7 | ULTRASOUNDDIAGNOSTIC | EPIQ 7 |  |  |  | PHILIPS | Ultrasound, Diagnostic |  | ULTRASOUNDDIAGNOSTIC-Philips-EPIQ 7 |  |  |  |  | Covered PM Repair - Biomedical | MHHS - Heart Failure Clinics
NO | NO |  |  |  | R-069-HFUS1 |  | Philips Healthcare | EPIQ 7 |  | US913B0447 | CAHF - (TMC) - TMC MEDICAL PLAZA [MHMP-STE2500] | MHHS - Heart Failure Clinics |  | Ultrasound, Diagnostic |  | R-069-HFUS1 |  | TMC |  | CAHF - (TMC) - TMC MEDICAL PLAZA [MHMP-STE2500] | [5 empty] | ULTRASONIC UNITS, DIAGNOSTIC |  | ULTRASOUNDDIAGNOSTIC-Philips-EPIQ 7 | ULTRASOUNDDIAGNOSTIC | EPIQ 7 |  |  |  | PHILIPS | Ultrasound, Diagnostic |  | ULTRASOUNDDIAGNOSTIC-Philips-EPIQ 7 |  |  |  |  | Covered PM Repair - Biomedical | MHHS - Heart Failure Clinics
NO | NO |  |  |  | 041-19044 |  | Philips Healthcare | EPIQ 7 |  | US815B0158 | MEMORIAL CITY - NONINVASIVE CARDIOLOGY - EKG | MHHS-Mem City |  | Ultrasound, Diagnostic |  | 041-19044 |  | West & Memorial City |  | MEMORIAL CITY - NONINVASIVE CARDIOLOGY - EKG | [5 empty] | ULTRASONIC UNITS, DIAGNOSTIC |  | ULTRASOUNDDIAGNOSTIC-Philips-EPIQ 7 | ULTRASOUNDDIAGNOSTIC | EPIQ 7 |  |  |  | PHILIPS | Ultrasound, Diagnostic |  | ULTRASOUNDDIAGNOSTIC-Philips-EPIQ 7 |  |  |  |  | Covered PM Repair - Biomedical | MHHS-Mem City
NO | NO |  |  |  | R-069-40002 |  | Philips Healthcare | EPIQ 7 |  | US415B0521 | TMC - CHILDRENS - PROCEDURE SUITE (GHP) | MHHS-TMC |  | Ultrasound, Diagnostic |  | R-069-40002 |  | TMC |  | TMC - CHILDRENS - PROCEDURE SUITE (GHP) | [5 empty] | ULTRASONIC UNITS, DIAGNOSTIC |  | ULTRASOUNDDIAGNOSTIC-Philips-EPIQ 7 | ULTRASOUNDDIAGNOSTIC | EPIQ 7 |  |  |  | PHILIPS | Ultrasound, Diagnostic |  | ULTRASOUNDDIAGNOSTIC-Philips-EPIQ 7 |  |  |  |  | Covered PM Repair - Biomedical | MHHS-TMC
NO | NO |  |  |  | R-069-PECHO2 |  | Philips Healthcare | EPIQ 7 |  | US815B0745 | TMC - CHILDRENS - PROCEDURE SUITE (GHP) | MHHS-TMC |  | Ultrasound, Diagnostic |  | R-069-PECHO2 |  | TMC |  | TMC - CHILDRENS - PROCEDURE SUITE (GHP) | [5 empty] | ULTRASONIC UNITS, DIAGNOSTIC |  | ULTRASOUNDDIAGNOSTIC-Philips-EPIQ 7 | ULTRASOUNDDIAGNOSTIC | EPIQ 7 |  |  |  | PHILIPS | Ultrasound, Diagnostic |  | ULTRASOUNDDIAGNOSTIC-Philips-EPIQ 7 |  |  |  |  | Covered PM Repair - Biomedical | MHHS-TMC
NO | NO |  |  |  | R-069-ECHO1 |  | Philips Healthcare | EPIQ 7 |  | US913B0445 | TMC - HVI - CARDIOLOGY (3HVI) | MHHS-TMC |  | Ultrasound, Diagnostic |  | R-069-ECHO1 |  | TMC |  | TMC - HVI - CARDIOLOGY (3HVI) | [5 empty] | ULTRASONIC UNITS, DIAGNOSTIC |  | ULTRASOUNDDIAGNOSTIC-Philips-EPIQ 7 | ULTRASOUNDDIAGNOSTIC | EPIQ 7 |  |  |  | PHILIPS | Ultrasound, Diagnostic |  | ULTRASOUNDDIAGNOSTIC-Philips-EPIQ 7 |  |  |  |  | Covered PM Repair - Biomedical | MHHS-TMC
NO | NO |  |  |  | R-069-ECHO3 |  | Philips Healthcare | EPIQ 7 |  | US913B0444 | TMC - HVI - CARDIOLOGY (3HVI) | MHHS-TMC |  | Ultrasound, Diagnostic |  | R-069-ECHO3 |  | TMC |  | TMC - HVI - CARDIOLOGY (3HVI) | [5 empty] | ULTRASONIC UNITS, DIAGNOSTIC |  | ULTRASOUNDDIAGNOSTIC-Philips-EPIQ 7 | ULTRASOUNDDIAGNOSTIC | EPIQ 7 |  |  |  | PHILIPS | Ultrasound, Diagnostic |  | ULTRASOUNDDIAGNOSTIC-Philips-EPIQ 7 |  |  |  |  | Covered PM Repair - Biomedical | MHHS-TMC
NO | YES |  |  |  | 133-08318 | 133-08318 | Philips Healthcare | EPIQ 7C |  | US815B0421 | Katy-Cardiology | MHHS-Katy |  | Ultrasound, Diagnostic |  | 133-08318 | 133-08318 | Katy | MHHS-Katy | Katy-Cardiology | ECG room | 10/1/19 | 10/1/20 |  |  | ULTRASONIC UNITS, DIAGNOSTIC | Ultrasound, Diagnostic | ULTRASOUNDDIAGNOSTIC-PHILIPS-EPIQ 7C | ULTRASOUNDDIAGNOSTIC | EPIQ 7C |  |  |  | PHILIPS | Ultrasound, Diagnostic |  | ULTRASOUNDDIAGNOSTIC-PHILIPS-EPIQ 7C |  |  |  | UD-A | Covered PM Repair - Biomedical | MHHS-Katy | [8 empty] | ULTRASOUNDDIAGNOSTIC | Ultrasound, Diagnostic | PHILIPS
NO | YES |  |  |  | 041-20239 | 041-20239 | Philips Healthcare | EPIQ 7C |  | US815B0157 | Memorial City - Pre Admission | MHHS-Mem City |  | Ultrasound, Diagnostic |  | 041-20239 | 041-20239 | West | Memorial City - Nuke Med | Memorial City - Pre Admission | E8 306 Echo Room |  |  |  |  | ULTRASONIC UNITS, DIAGNOSTIC |  | ULTRASOUNDDIAGNOSTIC-PHILIPS-EPIQ 7C | ULTRASOUNDDIAGNOSTIC | EPIQ 7C |  |  |  | PHILIPS | Ultrasound, Diagnostic |  | ULTRASOUNDDIAGNOSTIC-PHILIPS-EPIQ 7C |  |  |  |  | Covered PM Repair - Biomedical | MHHS-Mem City
NO | YES | [5 empty] | Philips Healthcare | EPIQ 7C |  | US215B0199 | NE-Cardiopulmonary | MHHS-Northeast |  | Ultrasound, Diagnostic |  |  |  | Katy | MHHS-Northeast | NE-Cardiopulmonary |  | 2/1/19 | 2/1/20 |  | Site ID 64868004 | ULTRASONIC UNITS, DIAGNOSTIC | Ultrasound, Diagnostic | ULTRASOUNDDIAGNOSTIC-PHILIPS-EPIQ 7C | ULTRASOUNDDIAGNOSTIC | EPIQ 7C |  |  |  | PHILIPS | Ultrasound, Diagnostic |  | ULTRASOUNDDIAGNOSTIC-PHILIPS-EPIQ 7C |  | 6/4/15 |  | UD-A | Covered PM Repair - Biomedical | MHHS-Northeast | [8 empty] | ULTRASOUNDDIAGNOSTIC | Ultrasound, Diagnostic | PHILIPS
NO | YES | [5 empty] | Philips Healthcare | EPIQ 7C |  | US215B0200 | NE - RADIOLOGY | MHHS-Northeast |  | Ultrasound, Diagnostic |  |  |  | Katy |  | NE - RADIOLOGY |  | 2/20/19 |  |  |  | ULTRASONIC UNITS, DIAGNOSTIC |  | ULTRASOUNDDIAGNOSTIC-PHILIPS-EPIQ 7C | ULTRASOUNDDIAGNOSTIC | EPIQ 7C |  |  |  | PHILIPS | Ultrasound, Diagnostic |  | ULTRASOUNDDIAGNOSTIC-PHILIPS-EPIQ 7C |  |  |  |  | Covered PM Repair - Biomedical | MHHS-Northeast
NO | YES |  |  |  | 069-40753 | 069-40753 | Philips Healthcare | EPIQ 7C |  | USN16B0580 | Heart and vascular | MHHS-TMC |  | Ultrasound, Diagnostic |  | 069-40753 | 069-40753 | TMC | Memorial Hermann-Texas Medical Center | Heart and vascular | ByHVI7109 | 12/1/19 |  |  |  | ULTRASONIC UNITS, DIAGNOSTIC | Ultrasound, Diagnostic | ULTRASOUNDDIAGNOSTIC-PHILIPS-EPIQ 7C | ULTRASOUNDDIAGNOSTIC | EPIQ 7C |  |  |  | PHILIPS | Ultrasound, Diagnostic |  | ULTRASOUNDDIAGNOSTIC-PHILIPS-EPIQ 7C |  |  |  | UD-A | Not Covered Vendor Only - Biomedical | MHHS-TMC | [8 empty] | ULTRASOUNDDIAGNOSTIC | Ultrasound, Diagnostic | PHILIPS
NO | YES |  |  |  | 145-00032 | 145-00032 | Philips Healthcare | EPIQ 7C |  | US316B0990 | Pearland-Cardiology Services |  |  |  |  | 145-00032 | 145-00032 | Pearland | MHHS-Pearland Hospital | Pearland-Cardiology Services | S2 251 ECHO | 8/1/19 | 8/1/20 |  |  | Ultrasound Diagnostic | Ultrasound, Diagnostic | ULTRASOUNDDIAGNOSTIC-PHILIPS-EPIQ 7C | [12 empty] | UD-A | [7 empty] | 3/1/16 |  |  | ULTRASOUNDDIAGNOSTIC | Ultrasound, Diagnostic | PHILIPS
NO | YES |  |  |  | 005-33555 | 005-33555 | Philips Healthcare | EPIQ 7C |  | USN18B0894 | SE-OR |  |  |  |  | 005-33555 | 005-33555 | Southeast | MHHS-Southeast | SE-OR | OR14
NO | NO |  |  |  | 151-01740 |  | Philips Healthcare | EPIQ 7C |  | US217B0444 | CY - NONINVASIVE CARDIOLOGY | MHHS-Cypress |  | Ultrasound, Diagnostic |  | 151-01740 |  | Northwest & Cypress |  | CY - NONINVASIVE CARDIOLOGY | [5 empty] | ULTRASONIC UNITS, DIAGNOSTIC |  | ULTRASOUNDDIAGNOSTIC-PHILIPS-EPIQ 7C | ULTRASOUNDDIAGNOSTIC | EPIQ 7C |  |  |  | PHILIPS | Ultrasound, Diagnostic |  | ULTRASOUNDDIAGNOSTIC-PHILIPS-EPIQ 7C |  |  |  |  | Covered PM Repair - Biomedical | MHHS-Cypress
NO | NO |  |  |  | 041-20553 |  | Philips Healthcare | EPIQ 7C |  | US015B0486 | CAHF - (MC) - MEMORIAL CITY [MP3-STE300] | MHHS - Heart Failure Clinics |  | Ultrasound, Diagnostic |  | 041-20553 |  | West & Memorial City |  | CAHF - (MC) - MEMORIAL CITY [MP3-STE300] | [5 empty] | ULTRASONIC UNITS, DIAGNOSTIC |  | ULTRASOUNDDIAGNOSTIC-PHILIPS-EPIQ 7C | ULTRASOUNDDIAGNOSTIC | EPIQ 7C |  |  |  | PHILIPS | Ultrasound, Diagnostic |  | ULTRASOUNDDIAGNOSTIC-PHILIPS-EPIQ 7C |  |  |  |  | Not Covered Vendor Only - Biomedical | MHHS - Heart Failure Clinics
NO | NO |  |  |  | 041-20545 |  | Philips Healthcare | EPIQ 7C |  | US614B0513 | MEMORIAL CITY - CARDIOLOGY | MHHS-Mem City |  | Ultrasound, Diagnostic |  | 041-20545 |  | West & Memorial City |  | MEMORIAL CITY - CARDIOLOGY | [5 empty] | ULTRASONIC UNITS, DIAGNOSTIC |  | ULTRASOUNDDIAGNOSTIC-PHILIPS-EPIQ 7C | ULTRASOUNDDIAGNOSTIC | EPIQ 7C |  |  |  | PHILIPS | Ultrasound, Diagnostic |  | ULTRASOUNDDIAGNOSTIC-PHILIPS-EPIQ 7C |  |  |  |  | Covered PM Repair - Biomedical | MHHS-Mem City
NO | NO |  |  |  | R-069-ECHO16 |  | Philips Healthcare | EPIQ 7C |  | USN16B0943 | TMC - CATH LAB - ADULT (2HVI) | MHHS-TMC |  | Ultrasound, Diagnostic |  | R-069-ECHO16 |  | TMC |  | TMC - CATH LAB - ADULT (2HVI) | [5 empty] | ULTRASONIC UNITS, DIAGNOSTIC |  | ULTRASOUNDDIAGNOSTIC-PHILIPS-EPIQ 7C | ULTRASOUNDDIAGNOSTIC | EPIQ 7C |  |  |  | PHILIPS | Ultrasound, Diagnostic |  | ULTRASOUNDDIAGNOSTIC-PHILIPS-EPIQ 7C |  |  |  |  | Covered PM Repair - Biomedical | MHHS-TMC
NO | NO |  |  |  | R-069-HVIVAS4 |  | Philips Healthcare | EPIQ 7C |  | USN16B0579 | TMC - HVI - CARDIOLOGY (3HVI) | MHHS-TMC |  | Ultrasound, Diagnostic |  | R-069-HVIVAS4 |  | TMC |  | TMC - HVI - CARDIOLOGY (3HVI) | [5 empty] | ULTRASONIC UNITS, DIAGNOSTIC |  | ULTRASOUNDDIAGNOSTIC-PHILIPS-EPIQ 7C | ULTRASOUNDDIAGNOSTIC | EPIQ 7C |  |  |  | PHILIPS | Ultrasound, Diagnostic |  | ULTRASOUNDDIAGNOSTIC-PHILIPS-EPIQ 7C |  |  |  |  | Covered PM Repair - Biomedical | MHHS-TMC
NO | YES |  |  |  | 129-06443 | 129-06443 | Philips Healthcare | EPIQ 7G |  | US915B0111 | CAHF - (SL) - SUGAR LAND (MP2) | MHHS - Heart Failure Clinics |  | Ultrasound, Diagnostic |  | 129-06443 | 129-06443 | Sugar Land | MHHS-Others | CAHF - (SL) - SUGAR LAND (MP2) | Echo | 1/1/19 | 1/1/20 |  |  | ULTRASONIC UNITS, DIAGNOSTIC | Ultrasound, Diagnostic | ULTRASOUNDDIAGNOSTIC-PHILIPS-EPIQ 7G | ULTRASOUNDDIAGNOSTIC | EPIQ 7G |  |  |  | PHILIPS | Ultrasound, Diagnostic |  | ULTRASOUNDDIAGNOSTIC-PHILIPS-EPIQ 7G |  | 7/6/16 |  | UD-A | Covered PM Repair - Biomedical | MHHS - Heart Failure Clinics | [8 empty] | ULTRASOUNDDIAGNOSTIC | Ultrasound, Diagnostic | PHILIPS
NO | YES | [5 empty] | Philips Healthcare | EPIQ 7G |  | USD14B0516 | NE - RADIOLOGY | MHHS-Northeast |  | Ultrasound, Diagnostic |  |  |  | Katy |  | NE - RADIOLOGY |  | 2/20/19 |  |  |  | ULTRASONIC UNITS, DIAGNOSTIC |  | ULTRASOUNDDIAGNOSTIC-PHILIPS-EPIQ 7G | ULTRASOUNDDIAGNOSTIC | EPIQ 7G |  |  |  | PHILIPS | Ultrasound, Diagnostic |  | ULTRASOUNDDIAGNOSTIC-PHILIPS-EPIQ 7G |  | 2/3/20 |  |  | Not Covered Vendor Only - Biomedical | MHHS-Northeast
NO | YES |  |  |  | 142-06276 | 142-06276 | Philips Healthcare | EPIQ 7G |  | US315B0038 | NE-Radiology | MHHS-Northeast |  | Ultrasound, Diagnostic |  | 142-06276 | 142-06276 | Katy | MHHS-Northeast | NE-Radiology | Radiology 1st floor | 2/20/19 |  |  |  | ULTRASONIC UNITS, DIAGNOSTIC | Ultrasound, Diagnostic | ULTRASOUNDDIAGNOSTIC-PHILIPS-EPIQ 7G | ULTRASOUNDDIAGNOSTIC | EPIQ 7G |  |  |  | PHILIPS | Ultrasound, Diagnostic |  | ULTRASOUNDDIAGNOSTIC-PHILIPS-EPIQ 7G |  | 2/3/20 |  | UD-A | Not Covered Vendor Only - Biomedical | MHHS-Northeast | [8 empty] | ULTRASOUNDDIAGNOSTIC | Ultrasound, Diagnostic | PHILIPS
NO | YES |  |  |  | R-005-EPIQ6 |  | Philips Healthcare | EPIQ 7G |  | US315B0235 | SE - RADIOLOGY | MHHS-Southeast |  | Ultrasound, Diagnostic |  | R-005-EPIQ6 |  | Southeast & Bay Area |  | SE - RADIOLOGY |  | 6/11/19 |  |  |  | ULTRASONIC UNITS, DIAGNOSTIC |  | ULTRASOUNDDIAGNOSTIC-PHILIPS-EPIQ 7G | ULTRASOUNDDIAGNOSTIC | EPIQ 7G |  |  |  | PHILIPS | Ultrasound, Diagnostic |  | ULTRASOUNDDIAGNOSTIC-PHILIPS-EPIQ 7G |  |  |  |  | Covered PM Repair - Biomedical | MHHS-Southeast
NO | YES |  |  |  | R-069-EPIQ1 |  | Philips Healthcare | EPIQ 7G |  | USD14B0583 | TMC - RADIOLOGY - CHILDRENS HOSPITAL | MHHS-TMC |  | Ultrasound, Diagnostic |  | R-069-EPIQ1 |  | TMC |  | TMC - RADIOLOGY - CHILDRENS HOSPITAL |  | 3/25/19 |  |  |  | ULTRASONIC UNITS, DIAGNOSTIC |  | ULTRASOUNDDIAGNOSTIC-PHILIPS-EPIQ 7G | ULTRASOUNDDIAGNOSTIC | EPIQ 7G |  |  |  | PHILIPS | Ultrasound, Diagnostic |  | ULTRASOUNDDIAGNOSTIC-PHILIPS-EPIQ 7G |  |  |  |  | Covered PM Repair - Biomedical | MHHS-TMC
YES | YES |  |  |  | 005-09503 | 005-09503 | Philips Healthcare | EPIQ 7G |  |  | Womens Center |  |  |  |  | 005-09503 | 005-09503 | South East | Memorial Herman 11800 Astoria | Womens Center | Womens Center Ultrasound room | [5 empty] | Ultrasound, Diagnostic | ULTRASOUNDDIAGNOSTIC-PHILIPS-EPIQ 7G | [12 empty] | UD-A | [10 empty] | ULTRASOUNDDIAGNOSTIC | Ultrasound, Diagnostic | PHILIPS
NO | YES | Asset Tag 009-08484 |  |  | 009-08484 | 009-08484 | Philips Healthcare | EPIQ 7G |  | USD14B0506 | GH-Radiology |  |  |  |  | 009-08484 | 009-08484 | Central | MHHS-Greater Heights | GH-Radiology | US Rm 1 | 1/1/19 |  | 1/1/20
YES | YES |  |  |  | 069-36461 | 069-36461 | Philips Healthcare | EPIQ 7G |  |  | TMC - RADIOLOGY - JONES PAVILION |  |  |  |  | 069-36461 | 069-36461 | TMC | Memorial Hermann-Texas Medical Center | TMC - RADIOLOGY - JONES PAVILION | TMC - RADIOLOGY - JONES PAVILION | 1/1/20 |  | 1/1/21 |  |  |  | ULTRASOUNDDIAGNOSTIC-PHILIPS-EPIQ 7G
NO | YES | Asset Tag 133-08659 |  |  | 133-08659 | 133-08659 | Philips Healthcare | EPIQ 7G X-MATRIX |  | USD14B0460 | Katy-Ultrasound | MHHS-Katy |  | Ultrasound, Diagnostic |  | 133-08659 | 133-08659 | Katy | MHHS-Katy | Katy-Ultrasound | Imaging Dept | 11/1/18 |  |  |  | ULTRASONIC UNITS, DIAGNOSTIC | Ultrasound, Diagnostic | ULTRASOUNDDIAGNOSTIC-Philips-EPIQ 7 | ULTRASOUNDDIAGNOSTIC | EPIQ 7 |  |  |  | PHILIPS | Ultrasound, Diagnostic |  | ULTRASOUNDDIAGNOSTIC-Philips-EPIQ 7 |  |  |  | UD-A | Covered PM Repair - Biomedical | MHHS-Katy | [8 empty] | ULTRASOUNDDIAGNOSTIC | Ultrasound, Diagnostic | PHILIPS
YES | YES |  |  |  | 099-03423 | 099-03423 | Philips Healthcare | Epiq CV/3D |  | US120B1555 | [5 empty] | 099-03423 | 099-03423 | Humble | HM Humble |  | Echo |  | 12/1/19
NO | YES |  |  |  | 099-06444 | 099-06444 | Philips Healthcare | EPIQ CVX |  | US619B0805 | (null) | MHHS-Mem City |  | Ultrasound, Diagnostic |  | 099-06444 | 099-06444 | (null) | (null) | (null) | (null) | (null) | (null) | (null) | (null) | ULTRASONIC UNITS, DIAGNOSTIC |  | ULTRASOUNDDIAGNOSTIC-PHILIPS-EPIQ CVx | ULTRASOUNDDIAGNOSTIC | EPIQ CVx |  |  |  | PHILIPS | Ultrasound, Diagnostic |  | ULTRASOUNDDIAGNOSTIC-PHILIPS-EPIQ CVx |  |  |  |  | Covered PM Repair - Biomedical | MHHS-Mem City
NO | YES |  |  |  | 013-38848 | 013-38848 | Philips Healthcare | EPIQ CVX |  | US819B1086 | SW-Nurse Call | MHHS-Southwest |  | Ultrasound, Diagnostic |  | 013-38848 | 013-38848 | Southwest | MHHS-Southwest | SW-Nurse Call | Stress Testing |  |  |  |  | ULTRASONIC UNITS, DIAGNOSTIC | Ultrasound, Diagnostic | ULTRASOUNDDIAGNOSTIC-PHILIPS-EPIQ CVx | ULTRASOUNDDIAGNOSTIC | EPIQ CVx |  |  |  | PHILIPS | Ultrasound, Diagnostic |  | ULTRASOUNDDIAGNOSTIC-PHILIPS-EPIQ CVx |  |  |  | UD-A | Covered PM Repair - Biomedical | MHHS-Southwest | [8 empty] | ULTRASOUNDDIAGNOSTIC | Ultrasound, Diagnostic | PHILIPS
NO | YES |  |  |  | R-069-ECHO10 |  | Philips Healthcare | EPIQ CVX |  | US419B1444 | TMC - RADIOLOGY - HVI PAVILION | MHHS-TMC |  | Ultrasound, Diagnostic |  | R-069-ECHO10 |  | TMC |  | TMC - RADIOLOGY - HVI PAVILION |  | 5/14/19 |  |  |  | ULTRASONIC UNITS, DIAGNOSTIC |  | ULTRASOUNDDIAGNOSTIC-PHILIPS-EPIQ CVx | ULTRASOUNDDIAGNOSTIC | EPIQ CVx |  |  |  | PHILIPS | Ultrasound, Diagnostic |  | ULTRASOUNDDIAGNOSTIC-PHILIPS-EPIQ CVx |  | 2/3/20 |  |  | Not Covered Vendor Only - Biomedical | MHHS-TMC
YES | YES |  |  |  | 069-46883 | 069-46883 | Philips Healthcare | EPIQ CVx |  | US120B0453 | TMC - RADIOLOGY - HVI PAVILION |  |  |  |  | 069-46883 | 069-46883 | TMC | Memorial Hermann-Texas Medical Center | TMC - RADIOLOGY - HVI PAVILION | Hallway | 3/1/20 |  |  | No pmsticker
YES | YES |  |  |  | 069-46877 | 069-46877 | Philips Healthcare | EPIQ CVx |  | US120B0348 | TMC - RADIOLOGY - HVI PAVILION |  |  |  |  | 069-46877 | 069-46877 | TMC | Memorial Hermann-Texas Medical Center | TMC - RADIOLOGY - HVI PAVILION | Hallway
YES | YES |  |  |  | 069-46879 | 069-46879 | Philips Healthcare | EPIQ CVx |  | US120B0345 | TMC - RADIOLOGY - HVI PAVILION |  |  |  |  | 069-46879 | 069-46879 | TMC | Memorial Hermann-Texas Medical Center | TMC - RADIOLOGY - HVI PAVILION | Hallway |  |  |  | No pm sticker found
YES | YES |  |  |  | 069-46878 | 069-46878 | Philips Healthcare | EPIQ CVx |  | US120B0346 | Hallway |  |  |  |  | 069-46878 | 069-46878 |  | TMC | Hallway | TMC - Johns - NICu | 3/1/20 |  |  | Nnn
NO | NO |  |  |  | US 319B0197 |  | Philips Healthcare | EPIQ CVX |  | US 319B0197 | CY - NONINVASIVE CARDIOLOGY | MHHS-Cypress |  | Ultrasound, Diagnostic |  | US 319B0197 |  | Northwest & Cypress |  | CY - NONINVASIVE CARDIOLOGY | [5 empty] | ULTRASONIC UNITS, DIAGNOSTIC |  | ULTRASOUNDDIAGNOSTIC-PHILIPS-EPIQ CVx | ULTRASOUNDDIAGNOSTIC | EPIQ CVx |  |  |  | PHILIPS | Ultrasound, Diagnostic |  | ULTRASOUNDDIAGNOSTIC-PHILIPS-EPIQ CVx |  |  |  |  | Covered PM Repair - Biomedical | MHHS-Cypress
NO | NO |  |  |  | R-069-ECHO17 |  | Philips Healthcare | EPIQ CVX |  | US419B1445 | TMC - HVI - CARDIOLOGY (3HVI) | MHHS-TMC |  | Ultrasound, Diagnostic |  | R-069-ECHO17 |  | TMC |  | TMC - HVI - CARDIOLOGY (3HVI) | [5 empty] | ULTRASONIC UNITS, DIAGNOSTIC |  | ULTRASOUNDDIAGNOSTIC-PHILIPS-EPIQ CVx | ULTRASOUNDDIAGNOSTIC | EPIQ CVx |  |  |  | PHILIPS | Ultrasound, Diagnostic |  | ULTRASOUNDDIAGNOSTIC-PHILIPS-EPIQ CVx |  |  |  |  | Covered PM Repair - Biomedical | MHHS-TMC
NO | YES |  |  |  | R-069-EPIQ6 |  | Philips Healthcare | EPIQ ELITE |  | USD19B0460 | TMC - RADIOLOGY - JONES PAVILION | MHHS-TMC |  | Ultrasound, Diagnostic |  | R-069-EPIQ6 |  | TMC |  | TMC - RADIOLOGY - JONES PAVILION |  | 12/24/19 |  |  |  | ULTRASONIC UNITS, DIAGNOSTIC |  | ULTRASOUNDDIAGNOSTIC-Philips-EPIQ Elite | ULTRASOUNDDIAGNOSTIC | EPIQ Elite |  |  |  | Philips | Ultrasound, Diagnostic |  | ULTRASOUNDDIAGNOSTIC-Philips-EPIQ Elite |  |  |  |  | Covered PM Repair - Biomedical | MHHS-TMC
NO | YES |  |  |  | 133-08275 | 133-08275 | Philips Healthcare | EPIQ5G Pure Wave |  | US616C0972 | OPID-(KY)-Katy-445 (Mp1) |  |  |  |  | 133-08275 | 133-08275 | Katy | MHHS-Others | OPID-(KY)-Katy-445 (Mp1) | Katy (Mammo) | 7/1/19 | 7/1/20 |  | Ultrasound asystem
YES | YES |  |  |  | 005-07498 | 005-07498 | Philips Healthcare | ET1928L-CWMI-1ROGH-G |  | G09C013736 | SE - OR - PACU |  |  |  |  | 005-07498 | 005-07498 | Southeast | Memorial Hermann Southeast Hospital | SE - OR - PACU | Nurses Station | 4/1/20
YES | YES |  |  |  | 145-00844 | 145-00844 | Philips Healthcare | Expression IP5 |  | US51902009 | PEARLAND - RADIOLOGY |  |  |  |  | 145-00844 | 145-00844 | Pearland | Memorial Hermann Pearland Hospital | PEARLAND - RADIOLOGY | MRI Procedure |  | 2/1/20
YES | YES |  |  |  | 099-09734 | 099-09734 | Philips Healthcare | Expression IPS |  | US51902411 | SE - RADIOLOGY |  |  |  |  | 099-09734 | 099-09734 | Southeast | Memorial Hermann Southeast Hospital | SE - RADIOLOGY | MRI dept
YES | YES |  |  |  | 145-00784 | 145-00784 | Philips Healthcare | Expression MR |  | SGS00673 | Biomed Shop |  |  |  |  | 145-00784 | 145-00784 | Pearland | Memorial Hermann Pearland Hospital | Biomed Shop | Biomed Shop
NO | YES |  |  |  | 009-09358 | 009-09358 | Philips Healthcare | EXTENDED BRILLANCE WORKSPACE |  |  | GH-Radiology | MHHS-Greater Heights |  |  |  | 009-09358 | 009-09358 | Central | MHHS-Greater Heights | GH-Radiology | Nucmed2 | 6/1/13 |  |  |  | IMAGE STORAGE DEVICES, WORKSTATION |  | .needs class | [5 empty] | PHILIPS | [7 empty] | Covered PM Repair - Biomedical | MHHS-Greater Heights
NO | YES |  |  |  | R-005-33995 |  | Philips Healthcare | EXTENDED BRILLANCE WORKSPACE |  |  | SE - RADIOLOGY | MHHS-Southeast |  |  |  | R-005-33995 |  | Southeast & Bay Area |  | SE - RADIOLOGY |  | 7/12/19 |  |  |  | IMAGE STORAGE DEVICES, WORKSTATION |  | .needs class | [5 empty] | PHILIPS |  |  |  |  | 12/28/19 |  |  | Covered PM Repair - Biomedical | MHHS-Southeast
NO | NO |  |  |  | R-145-CL1WS |  | Philips Healthcare | EXTENDED BRILLANCE WORKSPACE |  |  | PEARLAND - CARDIAC CATH LAB | MHHS-Pearland Hospital |  |  |  | R-145-CL1WS |  | Pearland |  | PEARLAND - CARDIAC CATH LAB | [5 empty] | IMAGE STORAGE DEVICES, WORKSTATION |  | .needs class | [5 empty] | PHILIPS | [7 empty] | Covered PM Repair - Biomedical | MHHS-Pearland Hospital
NO | NO |  |  |  | R-005-HYBRID2WS |  | Philips Healthcare | EXTENDED BRILLANCE WORKSPACE |  |  | SE - OR | MHHS-Southeast |  |  |  | R-005-HYBRID2WS |  | Southeast & Bay Area |  | SE - OR | [5 empty] | IMAGE STORAGE DEVICES, WORKSTATION |  | .needs class | [5 empty] | PHILIPS | [7 empty] | Covered PM Repair - Biomedical | MHHS-Southeast
NO | NO |  |  |  | R-069-CL6WS |  | Philips Healthcare | EXTENDED BRILLANCE WORKSPACE |  | H5HXC5J | TMC - CATH LAB - ADULT (2HVI) | MHHS-TMC |  |  |  | R-069-CL6WS |  | TMC |  | TMC - CATH LAB - ADULT (2HVI) | [5 empty] | IMAGE STORAGE DEVICES, WORKSTATION |  | .needs class | [5 empty] | PHILIPS | [7 empty] | Covered PM Repair - Biomedical | MHHS-TMC
YES | YES |  |  |  | 099-03482 | 099-03482 | Philips Healthcare | FD-W17 | [7 empty] | 099-03482 | 099-03482 | Humble | HM Humble POB1 |  |  |  | 12/1/19
YES | YES |  |  |  |  | 005-07383 | Philips Healthcare | FD20 |  | 49408181 /cV.623 | Cath Lab | [5 empty] | 005-07383 | Southeast | Memorial Herman Southeast 11800 ASTORIA | Cath Lab | Cath Lab 3 |  |  |  | Used site ID as serial # , No pm sticker
YES | YES |  |  |  | 151-05046 | 151-05046 | Philips Healthcare | FMS-4 |  | DE12379577 | CY - ICU |  |  |  |  | 151-05046 | 151-05046 | Northwest | Memorial Hermann Cypress Hospital | CY - ICU | ICU 20
YES | YES |  |  |  | 151-05048 | 151-05048 | Philips Healthcare | FMS-4 |  | DE12379580 | CY - CENTRAL SUPPLY |  |  |  |  | 151-05048 | 151-05048 | Northwest | Memorial Hermann Cypress Hospital | CY - CENTRAL SUPPLY | ICU 18
YES | YES |  |  |  | 151-05051 | 151-05051 | Philips Healthcare | FMS-4 |  | DE12358304 | CY - CENTRAL SUPPLY |  |  |  |  | 151-05051 | 151-05051 | Northwest | Memorial Hermann Cypress Hospital | CY - CENTRAL SUPPLY | ICU 16
YES | YES |  |  |  | 151-04713 | 151-04713 | Philips Healthcare | FMS-4 |  | DE12358333 | CY - CENTRAL SUPPLY |  |  |  |  | 151-04713 | 151-04713 | Northwest | Memorial Hermann Cypress Hospital | CY - CENTRAL SUPPLY | ICU 14
YES | YES |  |  |  | 151-04714 | 151-04714 | Philips Healthcare | FMS-4 |  | DE12358335 | CY - ICU |  |  |  |  | 151-04714 | 151-04714 | Northwest | Memorial Hermann Cypress Hospital | CY - ICU | ICU 11
YES | YES |  |  |  | 151-04716 | 151-04716 | Philips Healthcare | FMS-4 |  | DE12358334 | CY - ICU |  |  |  |  | 151-04716 | 151-04716 | Northwest | Memorial Hermann Cypress Hospital | CY - ICU | ICU 10
YES | YES |  |  |  | 151-04717 | 151-04717 | Philips Healthcare | FMS-4 |  | DE12358307 | CY - ICU |  |  |  |  | 151-04717 | 151-04717 | Northwest | Memorial Hermann Cypress Hospital | CY - ICU | ICU 7
YES | YES |  |  |  | 151-04719 | 151-04719 | Philips Healthcare | FMS-4 |  | DE12375416 | CY - ICU |  |  |  |  | 151-04719 | 151-04719 | Northwest | Memorial Hermann Cypress Hospital | CY - ICU | ICU 4
YES | YES |  |  |  | 151-04720 | 151-04720 | Philips Healthcare | FMS-4 |  | DE12375417 | CY - ICU |  |  |  |  | 151-04720 | 151-04720 | Northwest | Memorial Hermann Cypress Hospital | CY - ICU | ICU 1
YES | YES |  |  |  | 151-04722 | 151-04722 | Philips Healthcare | FMS-4 |  | DE12375415 | CY - ICU |  |  |  |  | 151-04722 | 151-04722 | Northwest | Memorial Hermann Cypress Hospital | CY - ICU | ICU 2
YES | YES |  |  |  | 151-04682 | 151-04682 | Philips Healthcare | FMS-4 |  | DE12375453 | CY - ICU |  |  |  |  | 151-04682 | 151-04682 | Northwest | Memorial Hermann Cypress Hospital | CY - ICU | ICU 3
YES | YES |  |  |  | 151-04723 | 151-01112 | Philips Healthcare | FMS-4 |  | DE12358338 | CY - ICU |  |  |  |  | 151-04723 | 151-01112 | Northwest | Memorial Hermann Cypress Hospital | CY - ICU | ICU 6
YES | YES |  |  |  | 151-04727 | 151-04727 | Philips Healthcare | FMS-4 |  | DE12358336 | CY - ICU |  |  |  |  | 151-04727 | 151-04727 | Northwest | Memorial Hermann Cypress Hospital | CY - ICU | ICU 9
YES | YES |  |  |  | 151-04999 | 151-04999 | Philips Healthcare | FMS-4 |  | DE12358339 | CY - ICU |  |  |  |  | 151-04999 | 151-04999 | Northwest | Memorial Hermann Cypress Hospital | CY - ICU | ICU 12
YES | YES |  |  |  | 151-05002 | 151-05002 | Philips Healthcare | FMS-4 |  | DE12358337 | CY - ICU |  |  |  |  | 151-05002 | 151-05002 | Northwest | Memorial Hermann Cypress Hospital | CY - ICU | ICU 13 | 2/1/20
YES | YES |  |  |  | 151-05004 | 151-05004 | Philips Healthcare | FMS-4 |  | DE12358305 | CY - ICU |  |  |  |  | 151-05004 | 151-05004 | Northwest | Memorial Hermann Cypress Hospital | CY - ICU | ICU 15
YES | YES |  |  |  | 151-03737 | 151-03737 | Philips Healthcare | FMS-4 |  | DE12349997 | CY - ER |  |  |  |  | 151-03737 | 151-03737 | Northwest | Memorial Hermann Cypress Hospital | CY - ER | Trauma 2 | 2/1/20
YES | YES |  |  |  | 099-04426 | 099-04426 | Philips Healthcare | FMS-4 |  | DE12326175 | PEARLAND - EMERGENCY CENTER |  |  |  |  | 099-04426 | 099-04426 | Pearland | Memorial Hermann Pearland Hospital | PEARLAND - EMERGENCY CENTER | Trauma 2
NO | YES | [5 empty] | Philips Healthcare | Foot Ankle Coil 16ch 1.5T |  |  | Outpatient Imaging | [6 empty] | Sugar Land | OPID Sugarland | Outpatient Imaging | MRI |  |  |  | No pm sticker
YES | YES |  |  |  | 005-13490 | 005-13490 | Philips Healthcare | GEST190XX-POXX-BT |  | ESTE-SG2-L00080 | [5 empty] | 005-13490 | 005-13490 | South East | Memorial Herman 11800 Astoria |  | OR Hybrid equipment closet | 1/1/20 | 1/1/21
NO | YES |  |  |  | 005-10556 | 005-10556 | Philips Healthcare | GTIN | [7 empty] | 005-10556 | 005-10556 | South East | Memorial Herman Southeast 11800 ASTORIA |  | Cath Lab Hallway
YES | YES |  |  |  | 129-04204 | 129-04204 | Philips Healthcare | HAGO |  | 103-3844 | Cath Lan |  |  |  |  | 129-04204 | 129-04204 | Sugar Land | Memorial Hermann Sugar Land Hospital | Cath Lan
NO | NO |  |  |  | R-069-DDCUS3 |  | Philips Healthcare | HD11 XE |  | US90671149 | TMC - PLAZA - ERTAN DDC (STE 1400) | MHHS-TMC |  | Ultrasound, Diagnostic |  | R-069-DDCUS3 |  | TMC |  | TMC - PLAZA - ERTAN DDC (STE 1400) | [5 empty] | ULTRASONIC UNITS, DIAGNOSTIC |  | ULTRASOUNDDIAGNOSTIC-Philips-HD11XE | ULTRASOUNDDIAGNOSTIC | HD11XE |  |  |  | PHILIPS | Ultrasound, Diagnostic |  |  | ULTRASOUNDDIAGNOSTIC-Philips-HD11XE |  |  |  | Covered PM Repair - Biomedical | MHHS-TMC
NO | YES |  |  |  | 129-06074 | 129-06074 | Philips Healthcare | HD15 PureWave |  | US715C0278 | SP CCC - (SL) - EMERGENCY ROOM |  |  |  |  | 129-06074 | 129-06074 | Sugar Land | MHHS-Others | SP CCC - (SL) - EMERGENCY ROOM | Ultrasound 1 | 10/1/19 |  | 10/1/20
NO | YES |  |  |  | 041-18402 | 041-18402 | Philips Healthcare | HD15 PureWave |  | US915C0619 | OPID - (MC) - MEMORIAL CITY - 422 (MP4). |  |  |  |  | 041-18402 | 041-18402 |  | Memorial Hermann- medical plaza 3 | OPID - (MC) - MEMORIAL CITY - 422 (MP4). | Ultrasound 4 | 1/1/20 |  | 1/1/21
YES | YES |  |  |  | 099-02165 | 099-02165 | Philips Healthcare | Heart Start |  | A16E-06782 | MH MG - (KY) - KATY PEDS (MP2) |  |  |  |  | 099-02165 | 099-02165 | Katy | Katy | MH MG - (KY) - KATY PEDS (MP2) | Padi Lab
NO | YES |  |  |  | 013-38301 | 013-38301 | Philips Healthcare | Heart Start |  | A11K-02386 | MH MG-(SW)-Southwest Cardiology (Mp2) |  |  |  |  | 013-38301 | 013-38301 | Southwest | MHHS-MG | MH MG-(SW)-Southwest Cardiology (Mp2) | Cardiovascular
YES | YES | Serial Number 1003104032 |  |  | 005-03363 | 005-03363 | Philips Healthcare | Heart Start FR2 Defibrillator |  |  | SMR - (PL) - PEARLAND EAST |  |  |  |  | 005-03363 | 005-03363 | Pearland |  | SMR - (PL) - PEARLAND EAST |  | 2/1/20
YES | YES |  |  |  | 129-06954 | 129-06954 | Philips Healthcare | Heartstarr HS1 M5066A |  | A16F-02752 | Cardio Pulmonary Clinic |  |  |  |  | 129-06954 | 129-06954 | South | HM Med Grp Wharton | Cardio Pulmonary Clinic | Storage Room | 2/1/20
YES | YES | Serial Number 1003104032 |  |  |  | 005-03363 | Philips Healthcare | HeartStart |  |  | West broadway sports rehab | [5 empty] | 005-03363 | Pearland | Memorial Hermann Sports Medicine | West broadway sports rehab | By sink | 2/1/20 |  |  | Has a no pm required sticker
YES | YES |  |  |  | 005-11684 | 005-11684 | Philips Healthcare | HeartStart |  | A16A-01504 | PEARLAND - PROJECTS |  |  |  |  | 005-11684 | 005-11684 | Pearland | Memorial Hermann Medical Group Central Pearland | PEARLAND - PROJECTS | Nurses Station | 9/1/17 | 9/1/17
NO | YES |  |  |  | 129-07384 | 129-07384 | Philips Healthcare | HeartStart |  | A16D-00008 | MH MG - (SL) - URGENT CARE - TELFAIR |  |  |  |  | 129-07384 | 129-07384 | Sugar Land | Memorial Hermann Urgent Care Telfair (#A) | MH MG - (SL) - URGENT CARE - TELFAIR | Exam room 1 | 4/1/19 | 4/1/20
NO | YES | Asset Tag 005-03362 |  |  | 005-03362 | 005-03362 | Philips Healthcare | HEARTSTART FR2 |  |  | SMR - (SE) - SOUTHEAST (MP1) | MHHS-SMR |  |  |  | 005-03362 | 005-03362 | Southeast | Memorial Hermann Sports Medicine | SMR - (SE) - SOUTHEAST (MP1) | SMR SE |  |  | 2/1/21 |  | DEFIBRILLATORS |  | .needs class | [5 empty] | PHILIPS |  |  |  |  | 2/16/15 |  |  | Covered PM Repair - Biomedical | MHHS-SMR
NO | NO | [5 empty] | Philips Healthcare | HEARTSTART FR2+ |  |  | OPID - (KY) - KATY REHAB - 585 | MHHS-OPID | [5 empty] | Katy |  | OPID - (KY) - KATY REHAB - 585 | [5 empty] | DEFIBRILLATORS |  | .needs class | [5 empty] | PHILIPS | [7 empty] | Covered PM Repair - Biomedical | MHHS-OPID
NO | NO |  |  |  | 005-03364 |  | Philips Healthcare | HEARTSTART FR2+ |  |  | SMR - (SE) - ALVIN | MHHS-SMR |  |  |  | 005-03364 |  | Southeast & Bay Area |  | SMR - (SE) - ALVIN | [5 empty] | DEFIBRILLATORS |  | .needs class | [5 empty] | PHILIPS | [7 empty] | Covered PM Repair - Biomedical | MHHS-SMR
NO | YES |  |  |  | 005-10479 | 005-10479 | Philips Healthcare | HEARTSTART HS1 |  | A14F-06803 | MH MG-(PL)-Central Pearland | MHHS-MG |  | Defibrillator, AED |  | 005-10479 | 005-10479 | Pearland | MHHS-MG | MH MG-(PL)-Central Pearland | Lab | 2/1/19 |  |  |  | DEFIBRILLATORS | Defibrillator, AED | DEFIBRILLATORAED-PHILIPS-HeartStart HS1 | DEFIBRILLATORAED | HeartStart HS1 |  |  |  | PHILIPS | Defibrillator, AED |  | DEFIBRILLATORAED-PHILIPS-HeartStart HS1 |  | 3/1/15 |  | DAED-A | Covered PM Repair - Biomedical | MHHS-MG | [8 empty] | DEFIBRILLATORAED | Defibrillator, AED | PHILIPS
NO | YES |  |  |  | 005-11695 | 005-11695 | Philips Healthcare | HEARTSTART HS1 |  | A07I-03526 | MH MG-(PL)-Central Pearland | MHHS-MG |  | Defibrillator, AED |  | 005-11695 | 005-11695 | Pearland | MHHS-MG | MH MG-(PL)-Central Pearland | Reception | 2/1/19 | 2/1/20 |  |  | DEFIBRILLATORS | Defibrillator, AED | DEFIBRILLATORAED-PHILIPS-HeartStart HS1 | DEFIBRILLATORAED | HeartStart HS1 |  |  |  | PHILIPS | Defibrillator, AED |  | DEFIBRILLATORAED-PHILIPS-HeartStart HS1 |  | 5/15/15 |  | DAED-A | Covered PM Repair - Biomedical | MHHS-MG | [8 empty] | DEFIBRILLATORAED | Defibrillator, AED | PHILIPS
NO | YES |  |  |  | 017-01235 | 017-01235 | Philips Healthcare | HEARTSTART HS1 |  | A16J-05348 | MH MG-(PL)-Pearland Clinic | MHHS-MG |  | Defibrillator, AED |  | 017-01235 | 017-01235 | Pearland | MHHS-MG | MH MG-(PL)-Pearland Clinic | Exam 21 |  |  |  |  | DEFIBRILLATORS | Defibrillator, AED | DEFIBRILLATORAED-PHILIPS-HeartStart HS1 | DEFIBRILLATORAED | HeartStart HS1 |  |  |  | PHILIPS | Defibrillator, AED |  | DEFIBRILLATORAED-PHILIPS-HeartStart HS1 |  | 3/12/16 |  | DAED-A | Covered PM Repair - Biomedical | MHHS-MG | [8 empty] | DEFIBRILLATORAED | Defibrillator, AED | PHILIPS
NO | YES |  |  |  | 005-11700 | 005-11700 | Philips Healthcare | HEARTSTART HS1 |  | A16L-01322 | MH MG-(PL)-Pearland Multi-Specialty (Mp 2) | MHHS-MG |  | Defibrillator, AED |  | 005-11700 | 005-11700 | Pearland | MHHS-MG | MH MG-(PL)-Pearland Multi-Specialty (Mp 2) | Multispecialty | 2/1/19 | 2/1/20 |  |  | DEFIBRILLATORS | Defibrillator, AED | DEFIBRILLATORAED-PHILIPS-HeartStart HS1 | DEFIBRILLATORAED | HeartStart HS1 |  |  |  | PHILIPS | Defibrillator, AED |  | DEFIBRILLATORAED-PHILIPS-HeartStart HS1 |  | 10/19/12 |  | DAED-A | Covered PM Repair - Biomedical | MHHS-MG | [8 empty] | DEFIBRILLATORAED | Defibrillator, AED | PHILIPS
NO | YES |  |  |  |  | 099-06739 | Philips Healthcare | HEARTSTART HS1 |  | A07I-03659 | MH MG - (MC) - MEMORIAL CITY (MP3) | MHHS-MG |  | Defibrillator, AED |  |  | 099-06739 | West | MHHS-MG | MH MG - (MC) - MEMORIAL CITY (MP3) |  | 6/1/19 |  |  |  | DEFIBRILLATORS |  | DEFIBRILLATORAED-PHILIPS-HeartStart HS1 | DEFIBRILLATORAED | HeartStart HS1 |  |  |  | PHILIPS | Defibrillator, AED |  | DEFIBRILLATORAED-PHILIPS-HeartStart HS1 |  | 3/1/15 |  |  | Covered PM Repair - Biomedical | MHHS-MG
NO | YES |  |  |  | 017-01041 |  | Philips Healthcare | HEARTSTART HS1 |  | A16J-04558 | MH MG - (MC) - PHILLIPS 66 | MHHS-MG |  | Defibrillator, AED |  | 017-01041 |  | West & Memorial City |  | MH MG - (MC) - PHILLIPS 66 |  | 04/05/2019 |  |  |  | DEFIBRILLATORS |  | DEFIBRILLATORAED-PHILIPS-HeartStart HS1 | DEFIBRILLATORAED | HeartStart HS1 |  |  |  | PHILIPS | Defibrillator, AED |  | DEFIBRILLATORAED-PHILIPS-HeartStart HS1 |  | 12/15/2018 |  |  | Covered PM Repair - Biomedical | MHHS-MG
NO | YES |  |  |  |  | 151-03899 | Philips Healthcare | HEARTSTART HS1 |  | A13D-00401 | MH MG-(CY)-Copperfield | MHHS-MG |  | Defibrillator, AED |  |  | 151-03899 | Northwest | MHHS-MG | MH MG-(CY)-Copperfield | Storage room | 3/1/19 | 3/1/20 |  |  | DEFIBRILLATORS | Defibrillator, AED | DEFIBRILLATORAED-PHILIPS-HeartStart HS1 | DEFIBRILLATORAED | HeartStart HS1 |  |  |  | PHILIPS | Defibrillator, AED |  | DEFIBRILLATORAED-PHILIPS-HeartStart HS1 |  |  |  | DAED-A | Covered PM Repair - Biomedical | MHHS-MG | [8 empty] | DEFIBRILLATORAED | Defibrillator, AED | PHILIPS
NO | YES |  |  |  | 009-09857 | 009-09857 | Philips Healthcare | HEARTSTART HS1 |  | A13C-03588 | MH MG-(CY)-Fairfield [Mp1-Ste100] | MHHS-MG |  | Defibrillator, AED |  | 009-09857 | 009-09857 | Northwest | MHHS-MG | MH MG-(CY)-Fairfield [Mp1-Ste100] | Work Room | 3/1/19 | 2/1/20 |  |  | DEFIBRILLATORS | Defibrillator, AED | DEFIBRILLATORAED-PHILIPS-HeartStart HS1 | DEFIBRILLATORAED | HeartStart HS1 |  |  |  | PHILIPS | Defibrillator, AED |  | DEFIBRILLATORAED-PHILIPS-HeartStart HS1 |  | 1/1/05 |  | DAED-A | Covered PM Repair - Biomedical | MHHS-MG | [8 empty] | DEFIBRILLATORAED | Defibrillator, AED | PHILIPS
NO | YES |  |  |  | 041-19888 | 041-19888 | Philips Healthcare | HEARTSTART HS1 |  | A16A-01501 | MH MG-(CY)-Fairfield [Mp1-Ste100] | MHHS-MG |  | Defibrillator, AED |  | 041-19888 | 041-19888 | Northwest | MHHS-MG | MH MG-(CY)-Fairfield [Mp1-Ste100] | Nurses Station | 3/1/19 | 3/1/20 |  |  | DEFIBRILLATORS | Defibrillator, AED | DEFIBRILLATORAED-PHILIPS-HeartStart HS1 | DEFIBRILLATORAED | HeartStart HS1 |  |  |  | PHILIPS | Defibrillator, AED |  | DEFIBRILLATORAED-PHILIPS-HeartStart HS1 |  | 1/1/01 |  | DAED-A | Covered PM Repair - Biomedical | MHHS-MG | [8 empty] | DEFIBRILLATORAED | Defibrillator, AED | PHILIPS
NO | YES |  |  |  | 151-02448 | 151-02448 | Philips Healthcare | HEARTSTART HS1 |  | A17G-00168 | MH MG - (CY) - OCCUPATIONAL MEDICINE [MP1-STE180] | MHHS-MG |  | Defibrillator, AED |  | 151-02448 | 151-02448 | Northwest | MHHS-MG | MH MG - (CY) - OCCUPATIONAL MEDICINE [MP1-STE180] | Nurses station | 3/1/19 | 3/1/20 |  | By refrigerator | DEFIBRILLATORS | Defibrillator, AED | DEFIBRILLATORAED-PHILIPS-HeartStart HS1 | DEFIBRILLATORAED | HeartStart HS1 |  |  |  | PHILIPS | Defibrillator, AED |  | DEFIBRILLATORAED-PHILIPS-HeartStart HS1 |  |  |  | DAED-A | Covered PM Repair - Biomedical | MHHS-MG | [8 empty] | DEFIBRILLATORAED | Defibrillator, AED | PHILIPS
NO | YES |  |  |  | 009-08382 | 009-08382 | Philips Healthcare | HEARTSTART HS1 |  | A07I-03989 | MH MG-(GH)-GH CCC | MHHS-MG |  | Defibrillator, AED |  | 009-08382 | 009-08382 | Central | MHHS-MG | MH MG-(GH)-GH CCC | Nurses Station | 4/1/19 | 4/1/20 |  |  | DEFIBRILLATORS | Defibrillator, AED | DEFIBRILLATORAED-PHILIPS-HeartStart HS1 | DEFIBRILLATORAED | HeartStart HS1 |  |  |  | PHILIPS | Defibrillator, AED |  | DEFIBRILLATORAED-PHILIPS-HeartStart HS1 |  |  |  | DAED-A | Covered PM Repair - Biomedical | MHHS-MG | [8 empty] | DEFIBRILLATORAED | Defibrillator, AED | PHILIPS
NO | YES |  |  |  | 017-01255 | 017-01255 | Philips Healthcare | HEARTSTART HS1 |  | A16K-04717 | MH MG-(GH)-GH Urology [Mp1-Ste500] | MHHS-MG |  | Defibrillator, AED |  | 017-01255 | 017-01255 | Central | MHHS-MG | MH MG-(GH)-GH Urology [Mp1-Ste500] | Eurology clinic 500 | 4/1/19 |  | 4/1/20 |  | DEFIBRILLATORS | Defibrillator, AED | DEFIBRILLATORAED-PHILIPS-HeartStart HS1 | DEFIBRILLATORAED | HeartStart HS1 |  |  |  | PHILIPS | Defibrillator, AED |  | DEFIBRILLATORAED-PHILIPS-HeartStart HS1 |  | 5/30/14 |  | DAED-A | Covered PM Repair - Respiratory/Steriliz | MHHS-MG | [8 empty] | DEFIBRILLATORAED | Defibrillator, AED | PHILIPS
NO | YES |  |  |  | 583-00768 | 583-00768 | Philips Healthcare | HEARTSTART HS1 |  | A14J-00331 | MH MG-(KY)-Firethorne | MHHS-MG |  | Defibrillator, AED |  | 583-00768 | 583-00768 | Katy | MHHS-MG | MH MG-(KY)-Firethorne | Exam 10 | 1/1/19 | 2/1/20 |  |  | DEFIBRILLATORS | Defibrillator, AED | DEFIBRILLATORAED-PHILIPS-HeartStart HS1 | DEFIBRILLATORAED | HeartStart HS1 |  |  |  | PHILIPS | Defibrillator, AED |  | DEFIBRILLATORAED-PHILIPS-HeartStart HS1 |  | 8/24/18 |  | DAED-A | Covered PM Repair - Biomedical | MHHS-MG | [8 empty] | DEFIBRILLATORAED | Defibrillator, AED | PHILIPS
NO | YES |  |  |  | 133-10387 | 133-10387 | Philips Healthcare | HEARTSTART HS1 |  | A18G-02881 | MH MG-(KY)-Katy [Mp2-Ste400] | MHHS-MG |  | Defibrillator, AED |  | 133-10387 | 133-10387 | Katy | MHHS-MG | MH MG-(KY)-Katy [Mp2-Ste400] |  | 11/1/18 |  |  |  | DEFIBRILLATORS | Defibrillator, AED | DEFIBRILLATORAED-PHILIPS-HeartStart HS1 | DEFIBRILLATORAED | HeartStart HS1 |  |  |  | PHILIPS | Defibrillator, AED |  | DEFIBRILLATORAED-PHILIPS-HeartStart HS1 |  | 6/3/17 |  | DAED-A | Covered PM Repair - Biomedical | MHHS-MG | [8 empty] | DEFIBRILLATORAED | Defibrillator, AED | PHILIPS
NO | YES |  |  |  | 000-05159 | 000-05159 | Philips Healthcare | HEARTSTART HS1 |  | A17K-06636 | MH MG-(KY)-Katy Sports Medicine | MHHS-MG |  | Defibrillator, AED |  | 000-05159 | 000-05159 | Katy | MHHS-MG | MH MG-(KY)-Katy Sports Medicine | Sports rehab |  |  |  |  | DEFIBRILLATORS | Defibrillator, AED | DEFIBRILLATORAED-PHILIPS-HeartStart HS1 | DEFIBRILLATORAED | HeartStart HS1 |  |  |  | PHILIPS | Defibrillator, AED |  | DEFIBRILLATORAED-PHILIPS-HeartStart HS1 |  | 6/3/17 |  | DAED-A | Covered PM Repair - Biomedical | MHHS-MG | [8 empty] | DEFIBRILLATORAED | Defibrillator, AED | PHILIPS
NO | YES |  |  |  | 583-01283 | 583-01283 | Philips Healthcare | HEARTSTART HS1 |  | A16J-06333 | MH MG-(KY)-Katy Urology (Mp2) | MHHS-MG |  | Defibrillator, AED |  | 583-01283 | 583-01283 | Katy | MHHS-MG | MH MG-(KY)-Katy Urology (Mp2) | HALL | 1/1/19 | 2/1/20 |  |  | DEFIBRILLATORS | Defibrillator, AED | DEFIBRILLATORAED-PHILIPS-HeartStart HS1 | DEFIBRILLATORAED | HeartStart HS1 |  |  |  | PHILIPS | Defibrillator, AED |  | DEFIBRILLATORAED-PHILIPS-HeartStart HS1 |  | 5/30/14 |  | DAED-A | Covered PM Repair - Respiratory/Steriliz | MHHS-MG | [8 empty] | DEFIBRILLATORAED | Defibrillator, AED | PHILIPS
NO | YES |  |  |  | 583-01322 | 583-01322 | Philips Healthcare | HEARTSTART HS1 |  | A17C-04885 | MH MG-(KY)-OCC Health Center (Mp1) | MHHS-MG |  | Defibrillator, AED |  | 583-01322 | 583-01322 | Katy | MHHS-MG | MH MG-(KY)-OCC Health Center (Mp1) | Occupational Health | 1/1/19 | 1/1/20 |  |  | DEFIBRILLATORS | Defibrillator, AED | DEFIBRILLATORAED-PHILIPS-HeartStart HS1 | DEFIBRILLATORAED | HeartStart HS1 |  |  |  | PHILIPS | Defibrillator, AED |  | DEFIBRILLATORAED-PHILIPS-HeartStart HS1 |  | 1/7/22 |  | DAED-A | Not Covered Vendor Only - Biomedical | MHHS-MG | [8 empty] | DEFIBRILLATORAED | Defibrillator, AED | PHILIPS
NO | YES |  |  |  | 583-01280 | 583-01280 | Philips Healthcare | HEARTSTART HS1 |  | A16L-03144 | MH MG-(KY)-Urgent Care-Fulshear | MHHS-MG |  | Defibrillator, AED |  | 583-01280 | 583-01280 | Katy | MHHS-MG | MH MG-(KY)-Urgent Care-Fulshear | Exam room 4 | 1/1/19 | 1/1/20 |  |  | DEFIBRILLATORS | Defibrillator, AED | DEFIBRILLATORAED-PHILIPS-HeartStart HS1 | DEFIBRILLATORAED | HeartStart HS1 |  |  |  | PHILIPS | Defibrillator, AED |  | DEFIBRILLATORAED-PHILIPS-HeartStart HS1 |  | 3/12/22 |  | DAED-A | Not Covered Vendor Only - Biomedical | MHHS-MG | [8 empty] | DEFIBRILLATORAED | Defibrillator, AED | PHILIPS
NO | YES |  |  |  | 929-01229 | 929-01229 | Philips Healthcare | HEARTSTART HS1 |  | A15H-08985 | Medical Plaza 4 Heart Clinic 6th Floor Suite 630 | MHHS-MG |  | Defibrillator, AED |  | 929-01229 | 929-01229 | West | Memorial Hermann Memorial City Medical Center | Medical Plaza 4 Heart Clinic 6th Floor Suite 630 | Room 6 Stress Test Room |  |  |  |  | DEFIBRILLATORS |  | DEFIBRILLATORAED-PHILIPS-HeartStart HS1 | DEFIBRILLATORAED | HeartStart HS1 |  |  |  | PHILIPS | Defibrillator, AED |  | DEFIBRILLATORAED-PHILIPS-HeartStart HS1 |  |  |  |  | Not Covered Vendor Only - Biomedical | MHHS-MG
NO | YES |  |  |  | 929-01189 | 929-01189 | Philips Healthcare | HEARTSTART HS1 |  | A11K-02299 | MH MG - (MC) - MC CARDIOLOGY (MP4) STE400 | MHHS-MG |  | Defibrillator, AED |  | 929-01189 | 929-01189 | West & Memorial City | MHHS-MG | MH MG - (MC) - MC CARDIOLOGY (MP4) STE400 | Echo stress test | 6/1/19 |  |  | No PM Sticker | DEFIBRILLATORS |  | DEFIBRILLATORAED-PHILIPS-HeartStart HS1 | DEFIBRILLATORAED | HeartStart HS1 |  |  |  | PHILIPS | Defibrillator, AED |  | DEFIBRILLATORAED-PHILIPS-HeartStart HS1 |  | 3/12/22 |  |  | Not Covered Vendor Only - Biomedical | MHHS-MG
NO | YES |  |  |  |  | 000-04936 | Philips Healthcare | HEARTSTART HS1 |  | A16J-04594 | MH MG - (NE) - ATASCOCITA PEDIATRICS | MHHS-MG |  | Defibrillator, AED |  |  | 000-04936 | Katy | Memorial north east | MH MG - (NE) - ATASCOCITA PEDIATRICS | MH MG - ( NE) ATASCOCITA PED |  |  |  |  | DEFIBRILLATORS |  | DEFIBRILLATORAED-PHILIPS-HeartStart HS1 | DEFIBRILLATORAED | HeartStart HS1 |  |  |  | PHILIPS | Defibrillator, AED |  | DEFIBRILLATORAED-PHILIPS-HeartStart HS1 |  |  |  |  | Covered PM Repair - Biomedical | MHHS-MG
NO | YES |  |  |  | 009-10733 | 009-10733 | Philips Healthcare | HEARTSTART HS1 |  | A16E-07164 | MH MG-(NE)-Kingwood Ob/Gyn | MHHS-MG |  | Defibrillator, AED |  | 009-10733 | 009-10733 | Katy | MHHS-MG | MH MG-(NE)-Kingwood Ob/Gyn | Nurses station | 2/1/19 |  |  | No pm required | DEFIBRILLATORS | Defibrillator, AED | DEFIBRILLATORAED-PHILIPS-HeartStart HS1 | DEFIBRILLATORAED | HeartStart HS1 |  |  |  | PHILIPS | Defibrillator, AED |  | DEFIBRILLATORAED-PHILIPS-HeartStart HS1 |  | 3/24/15 |  | DAED-A | Covered PM Repair - Biomedical | MHHS-MG | [8 empty] | DEFIBRILLATORAED | Defibrillator, AED | PHILIPS
NO | YES |  |  |  | 142-07496 | 142-07496 | Philips Healthcare | HEARTSTART HS1 |  | A18G-00984 | MH MG-(NE)-Kingwood CCC-Timeshare | MHHS-MG |  | Defibrillator, AED |  | 142-07496 | 142-07496 | Katy | MHHS-MG | MH MG-(NE)-Kingwood CCC-Timeshare | Vaccine room | 2/1/19 |  |  |  | DEFIBRILLATORS | Defibrillator, AED | DEFIBRILLATORAED-PHILIPS-HeartStart HS1 | DEFIBRILLATORAED | HeartStart HS1 |  |  |  | PHILIPS | Defibrillator, AED |  | DEFIBRILLATORAED-PHILIPS-HeartStart HS1 |  | 5/15/15 |  | DAED-A | Covered PM Repair - Biomedical | MHHS-MG | [8 empty] | DEFIBRILLATORAED | Defibrillator, AED | PHILIPS
NO | YES |  |  |  | 005-12383 | 005-12383 | Philips Healthcare | HEARTSTART HS1 |  | A17I-05726 | MH MG - (SE) - LC CCC - TIMESHARE | MHHS-MG |  | Defibrillator, AED |  | 005-12383 | 005-12383 | Southeast | MHHS-MG | MH MG - (SE) - LC CCC - TIMESHARE | Ste600 | 2/1/19 |  |  |  | DEFIBRILLATORS | Defibrillator, AED | DEFIBRILLATORAED-PHILIPS-HeartStart HS1 | DEFIBRILLATORAED | HeartStart HS1 |  |  |  | PHILIPS | Defibrillator, AED |  | DEFIBRILLATORAED-PHILIPS-HeartStart HS1 |  | 3/24/15 |  | DAED-A | Covered PM Repair - Biomedical | MHHS-MG | [8 empty] | DEFIBRILLATORAED | Defibrillator, AED | PHILIPS
NO | YES |  |  |  | 005-12391 | 005-12391 | Philips Healthcare | HEARTSTART HS1 |  | A17L-12447 | MH MG - (SE) - LC CCC - OCC MED | MHHS-MG |  | Defibrillator, AED |  | 005-12391 | 005-12391 | Sugar Land | Memorial Hermann Medical Group Sugar Land Multi-Specialty (#350) | MH MG - (SE) - LC CCC - OCC MED | Occupational Health Nurses Station | 2/1/19 | 2/1/20 |  |  | DEFIBRILLATORS | Defibrillator, AED | DEFIBRILLATORAED-PHILIPS-HeartStart HS1 | DEFIBRILLATORAED | HeartStart HS1 |  |  |  | PHILIPS | Defibrillator, AED |  | DEFIBRILLATORAED-PHILIPS-HeartStart HS1 |  | 5/15/15 |  | DAED-A | Covered PM Repair - Biomedical | MHHS-MG | [8 empty] | DEFIBRILLATORAED | Defibrillator, AED | PHILIPS
NO | YES |  |  |  | 005-11173 | 005-11173 | Philips Healthcare | HEARTSTART HS1 |  | A11K-02076 | MH MG - (SE) - SOUTHEAST COLON AND RECTAL (MP2) | MHHS-MG |  | Defibrillator, AED |  | 005-11173 | 005-11173 | Southeast | Memorial Hermann Medical Group Colon | MH MG - (SE) - SOUTHEAST COLON AND RECTAL (MP2) | MH MG (SE) | 3/1/19 |  |  |  | DEFIBRILLATORS | Defibrillator, AED | DEFIBRILLATORAED-PHILIPS-HeartStart HS1 | DEFIBRILLATORAED | HeartStart HS1 |  |  |  | PHILIPS | Defibrillator, AED |  | DEFIBRILLATORAED-PHILIPS-HeartStart HS1 |  | 3/24/15 |  | DAED-A | Covered PM Repair - Biomedical | MHHS-MG | [8 empty] | DEFIBRILLATORAED | Defibrillator, AED | PHILIPS
NO | YES |  |  |  | 129-06073 | 129-06073 | Philips Healthcare | HEARTSTART HS1 |  | A11K-02153 | MH MG - (SL) - SUGAR LAND CARDIOLOGY | MHHS-MG |  | Defibrillator, AED |  | 129-06073 | 129-06073 | Sugar Land | Memorial Hermann Medical Group Sugar Land Cardiology (#210) | MH MG - (SL) - SUGAR LAND CARDIOLOGY | Hall outside Echo | 6/1/18 |  |  |  | DEFIBRILLATORS | Defibrillator, AED | DEFIBRILLATORAED-PHILIPS-HeartStart HS1 | DEFIBRILLATORAED | HeartStart HS1 |  |  |  | PHILIPS | Defibrillator, AED |  | DEFIBRILLATORAED-PHILIPS-HeartStart HS1 |  | 3/1/15 |  | DAED-A | Covered PM Repair - Biomedical | MHHS-MG | [8 empty] | DEFIBRILLATORAED | Defibrillator, AED | PHILIPS
NO | YES |  |  |  | 129-07450 | 129-07450 | Philips Healthcare | HEARTSTART HS1 |  | 0A71-03564 | MH MG-(SL)-Sugar Land Multi-Specialty (Mp1) | MHHS-MG |  | Defibrillator, AED |  | 129-07450 | 129-07450 | Sugar Land | MHHS-MG | MH MG-(SL)-Sugar Land Multi-Specialty (Mp1) | Cardio 2 | 6/1/18 |  |  |  | DEFIBRILLATORS | Defibrillator, AED | DEFIBRILLATORAED-PHILIPS-HeartStart HS1 | DEFIBRILLATORAED | HeartStart HS1 |  |  |  | PHILIPS | Defibrillator, AED |  | DEFIBRILLATORAED-PHILIPS-HeartStart HS1 |  | 3/1/15 |  | DAED-A | Covered PM Repair - Biomedical | MHHS-MG | [8 empty] | DEFIBRILLATORAED | Defibrillator, AED | PHILIPS
NO | YES |  |  |  | 129-06520 | 129-06520 | Philips Healthcare | HEARTSTART HS1 |  | A07I-03580 | MH MG-(SL)-Sugar Land Multi-Specialty (Mp1) | MHHS-MG |  | Defibrillator, AED |  | 129-06520 | 129-06520 | Sugar Land | MHHS-MG | MH MG-(SL)-Sugar Land Multi-Specialty (Mp1) | Exam room 4 | 5/1/19 |  | 5/1/20 |  | DEFIBRILLATORS | Defibrillator, AED | DEFIBRILLATORAED-PHILIPS-HeartStart HS1 | DEFIBRILLATORAED | HeartStart HS1 |  |  |  | PHILIPS | Defibrillator, AED |  | DEFIBRILLATORAED-PHILIPS-HeartStart HS1 |  | 3/25/15 |  | DAED-A | Covered PM Repair - Biomedical | MHHS-MG | [8 empty] | DEFIBRILLATORAED | Defibrillator, AED | PHILIPS
NO | YES |  |  |  | 129-06631 | 129-06631 | Philips Healthcare | HEARTSTART HS1 |  | A14J-00335 | MH MG - (SL) - SWEETWATER | MHHS-MG |  | Defibrillator, AED |  | 129-06631 | 129-06631 | Sugar Land | Memorial Hermann Medical Group Sugar Land (#300) | MH MG - (SL) - SWEETWATER | Nurses Station | 6/1/18 |  |  |  | DEFIBRILLATORS | Defibrillator, AED | DEFIBRILLATORAED-PHILIPS-HeartStart HS1 | DEFIBRILLATORAED | HeartStart HS1 |  |  |  | PHILIPS | Defibrillator, AED |  | DEFIBRILLATORAED-PHILIPS-HeartStart HS1 |  |  |  | DAED-A | Covered PM Repair - Biomedical | MHHS-MG | [8 empty] | DEFIBRILLATORAED | Defibrillator, AED | PHILIPS
NO | YES |  |  |  | 129-07834 | 129-07834 | Philips Healthcare | HEARTSTART HS1 |  | DE61420194 | Sugar Land-Pedi IMU | MHHS-MG |  | Defibrillator, AED |  | 129-07834 | 129-07834 | Sugar Land | MHHS-Sugarland | Sugar Land-Pedi IMU | Suite 521 | 4/1/19 |  |  |  | DEFIBRILLATORS | Defibrillator, AED | DEFIBRILLATORAED-PHILIPS-HeartStart HS1 | DEFIBRILLATORAED | HeartStart HS1 |  |  |  | PHILIPS | Defibrillator, AED |  | DEFIBRILLATORAED-PHILIPS-HeartStart HS1 |  | 4/24/18 |  | DAED-A | Covered PM Repair - Biomedical | MHHS-MG | [8 empty] | DEFIBRILLATORAED | Defibrillator, AED | PHILIPS
NO | YES |  |  |  | 129-06612 | 129-06612 | Philips Healthcare | HEARTSTART HS1 |  | A11K-02051 | MH MG-(STX)-South Texas-Rosenberg | MHHS-MG |  | Defibrillator, AED |  | 129-06612 | 129-06612 | South | MHHS-MG | MH MG-(STX)-South Texas-Rosenberg | Exam Room 14 |  |  |  | ?AuNo PM Required?Au sticker | DEFIBRILLATORS | Defibrillator, AED | DEFIBRILLATORAED-PHILIPS-HeartStart HS1 | DEFIBRILLATORAED | HeartStart HS1 |  |  |  | PHILIPS | Defibrillator, AED |  | DEFIBRILLATORAED-PHILIPS-HeartStart HS1 |  | 6/4/18 |  | DAED-A | Covered PM Repair - Biomedical | MHHS-MG | [8 empty] | DEFIBRILLATORAED | Defibrillator, AED | PHILIPS
NO | YES |  |  |  | 013-35950 | 013-35950 | Philips Healthcare | HEARTSTART HS1 |  | A13D-00420 | MH MG-(SW)-Bellaire Center | MHHS-MG |  | Defibrillator, AED |  | 013-35950 | 013-35950 | Southwest | MHHS-MG | MH MG-(SW)-Bellaire Center |  | 4/1/19 |  |  |  | DEFIBRILLATORS | Defibrillator, AED | DEFIBRILLATORAED-PHILIPS-HeartStart HS1 | DEFIBRILLATORAED | HeartStart HS1 |  |  |  | PHILIPS | Defibrillator, AED |  | DEFIBRILLATORAED-PHILIPS-HeartStart HS1 |  | 1/1/10 |  | DAED-A | Covered PM Repair - Biomedical | MHHS-MG | [8 empty] | DEFIBRILLATORAED | Defibrillator, AED | PHILIPS
NO | YES |  |  |  | 013-38310 | 013-38310 | Philips Healthcare | HEARTSTART HS1 |  | A11K-02032 | MH MG-(SW)-Southwest Cardiology (Mp2) | MHHS-MG |  | Defibrillator, AED |  | 013-38310 | 013-38310 | Southwest | MHHS-MG | MH MG-(SW)-Southwest Cardiology (Mp2) | Office | 11/1/18 |  | 11/1/19 |  | DEFIBRILLATORS | Defibrillator, AED | DEFIBRILLATORAED-PHILIPS-HeartStart HS1 | DEFIBRILLATORAED | HeartStart HS1 |  |  |  | PHILIPS | Defibrillator, AED |  | DEFIBRILLATORAED-PHILIPS-HeartStart HS1 |  | 6/4/18 |  | DAED-A | Covered PM Repair - Biomedical | MHHS-MG | [8 empty] | DEFIBRILLATORAED | Defibrillator, AED | PHILIPS
NO | YES | [5 empty] | Philips Healthcare | HEARTSTART HS1 |  | A07I-03535 | MH MG-(SW)-SW Medical Plaza 4 (Mp4) | MHHS-MG |  | Defibrillator, AED |  |  |  | Southwest | MHHS-MG | MH MG-(SW)-SW Medical Plaza 4 (Mp4) | Suite 350 | 11/1/18 |  | 11/1/19 |  | DEFIBRILLATORS | Defibrillator, AED | DEFIBRILLATORAED-PHILIPS-HeartStart HS1 | DEFIBRILLATORAED | HeartStart HS1 |  |  |  | PHILIPS | Defibrillator, AED |  | DEFIBRILLATORAED-PHILIPS-HeartStart HS1 |  |  |  | DAED-A | Covered PM Repair - Biomedical | MHHS-MG | [8 empty] | DEFIBRILLATORAED | Defibrillator, AED | PHILIPS
NO | YES |  |  |  | 069-42733 | 069-42733 | Philips Healthcare | HEARTSTART HS1 |  | A12I-05758 | MH MG-(GH)-GH CCC | MHHS-MG |  | Defibrillator, AED |  | 069-42733 | 069-42733 | Central | MHHS-MG | MH MG-(GH)-GH CCC | TMC Suite 1160 | 5/1/19 |  |  |  | DEFIBRILLATORS |  | DEFIBRILLATORAED-PHILIPS-HeartStart HS1 | DEFIBRILLATORAED | HeartStart HS1 |  |  |  | PHILIPS | Defibrillator, AED |  | DEFIBRILLATORAED-PHILIPS-HeartStart HS1 |  |  |  |  | Covered PM Repair - Biomedical | MHHS-MG
NO | YES |  |  |  | 069-42115 | 069-42115 | Philips Healthcare | HEARTSTART HS1 |  | A14F-08097 | MH MG - (TMC) - INT MED/ENDOCRINOLOGY (STE 2015) | MHHS-MG |  | Defibrillator, AED |  | 069-42115 | 069-42115 | TMC | Memorial Hermann- | MH MG - (TMC) - INT MED/ENDOCRINOLOGY (STE 2015) |  | 5/1/19 |  | 5/1/20 |  | DEFIBRILLATORS | Defibrillator, AED | DEFIBRILLATORAED-PHILIPS-HeartStart HS1 | DEFIBRILLATORAED | HeartStart HS1 |  |  |  | PHILIPS | Defibrillator, AED |  | DEFIBRILLATORAED-PHILIPS-HeartStart HS1 |  |  |  | DAED-A | Covered PM Repair - Biomedical | MHHS-MG | [8 empty] | DEFIBRILLATORAED | Defibrillator, AED | PHILIPS
NO | YES |  |  |  | 069-29349 |  | Philips Healthcare | HEARTSTART HS1 |  | A071-03586 | MH MG - (TMC) - PEDIATRICS (STE 2445) | MHHS-MG |  | Defibrillator, AED |  | 069-29349 |  | TMC | Memorial Hermann-Texas Medical Center | MH MG - (TMC) - PEDIATRICS (STE 2445) | Nurse station | 4/1/19 |  | 4/1/20 |  | DEFIBRILLATORS | Defibrillator, AED | DEFIBRILLATORAED-PHILIPS-HeartStart HS1 | DEFIBRILLATORAED | HeartStart HS1 |  |  |  | PHILIPS | Defibrillator, AED |  | DEFIBRILLATORAED-PHILIPS-HeartStart HS1 |  | 1/1/10 |  | DAED-A | Covered PM Repair - Biomedical | MHHS-MG | [8 empty] | DEFIBRILLATORAED | Defibrillator, AED | PHILIPS
NO | YES |  |  |  | 129-06567 | 129-06567 | Philips Healthcare | HEARTSTART HS1 |  | A16A-01502 | MH MG-(WDLS)-Ob/Gyn (Mp3) | MHHS-MG |  | Defibrillator, AED |  | 129-06567 | 129-06567 | Woodlands | MHHS-MG | MH MG-(WDLS)-Ob/Gyn (Mp3) | Nurses Station |  |  |  | No PM Sticker | DEFIBRILLATORS | Defibrillator, AED | DEFIBRILLATORAED-PHILIPS-HeartStart HS1 | DEFIBRILLATORAED | HeartStart HS1 |  |  |  | PHILIPS | Defibrillator, AED |  | DEFIBRILLATORAED-PHILIPS-HeartStart HS1 |  |  |  | DAED-A | Covered PM Repair - Biomedical | MHHS-MG | [8 empty] | DEFIBRILLATORAED | Defibrillator, AED | PHILIPS
NO | YES |  |  |  | 929-01329 | 929-01329 | Philips Healthcare | HEARTSTART HS1 |  | A12I-05150 | MH MG-(WDLS)-Twl Exec Health (Ste 301) | MHHS-MG |  | Defibrillator, AED |  | 929-01329 | 929-01329 | Woodlands | MHHS-MG | MH MG-(WDLS)-Twl Exec Health (Ste 301) |  | 8/1/18 |  |  |  | DEFIBRILLATORS | Defibrillator, AED | DEFIBRILLATORAED-PHILIPS-HeartStart HS1 | DEFIBRILLATORAED | HeartStart HS1 |  |  |  | PHILIPS | Defibrillator, AED |  | DEFIBRILLATORAED-PHILIPS-HeartStart HS1 |  |  |  | DAED-A | Covered PM Repair - Biomedical | MHHS-MG | [8 empty] | DEFIBRILLATORAED | Defibrillator, AED | PHILIPS
NO | YES |  |  |  | 929-01312 | 929-01312 | Philips Healthcare | HEARTSTART HS1 |  | A07I-03598 | MH MG-(WDLS)-Twl Pinecroft (100/101) | MHHS-MG |  | Defibrillator, AED |  | 929-01312 | 929-01312 | Woodlands | MHHS-MG | MH MG-(WDLS)-Twl Pinecroft (100/101) | Family practice | 7/1/18 |  |  |  | DEFIBRILLATORS | Defibrillator, AED | DEFIBRILLATORAED-PHILIPS-HeartStart HS1 | DEFIBRILLATORAED | HeartStart HS1 |  |  |  | PHILIPS | Defibrillator, AED |  | DEFIBRILLATORAED-PHILIPS-HeartStart HS1 |  |  |  | DAED-A | Covered PM Repair - Biomedical | MHHS-MG | [8 empty] | DEFIBRILLATORAED | Defibrillator, AED | PHILIPS
NO | YES |  |  |  | 929-01326 | 929-01326 | Philips Healthcare | HEARTSTART HS1 |  | A071-03544 | MH MG-(WDLS)-Twl Pinecroft (100/101) | MHHS-MG |  | Defibrillator, AED |  | 929-01326 | 929-01326 | Woodlands | MHHS-MG | MH MG-(WDLS)-Twl Pinecroft (100/101) | Family Practice | 7/1/18 |  |  |  | DEFIBRILLATORS | Defibrillator, AED | DEFIBRILLATORAED-PHILIPS-HeartStart HS1 | DEFIBRILLATORAED | HeartStart HS1 |  |  |  | PHILIPS | Defibrillator, AED |  | DEFIBRILLATORAED-PHILIPS-HeartStart HS1 |  |  |  | DAED-A | Covered PM Repair - Biomedical | MHHS-MG | [8 empty] | DEFIBRILLATORAED | Defibrillator, AED | PHILIPS
NO | YES |  |  |  | 029-11941 | 029-11941 | Philips Healthcare | HEARTSTART HS1 |  | A16F-07662 | MH MG-(WDLS)-Urgent Care-Spring | MHHS-MG |  | Defibrillator, AED |  | 029-11941 | 029-11941 | Woodlands | MHHS-MG | MH MG-(WDLS)-Urgent Care-Spring | Spring | 4/1/19 |  | 4/1/20 |  | DEFIBRILLATORS | Defibrillator, AED | DEFIBRILLATORAED-PHILIPS-HeartStart HS1 | DEFIBRILLATORAED | HeartStart HS1 |  |  |  | PHILIPS | Defibrillator, AED |  | DEFIBRILLATORAED-PHILIPS-HeartStart HS1 |  | 5/13/15 |  | DAED-A | Covered PM Repair - Biomedical | MHHS-MG | [8 empty] | DEFIBRILLATORAED | Defibrillator, AED | PHILIPS
NO | YES |  |  |  | 069-29652 | 069-29652 | Philips Healthcare | HEARTSTART HS1 |  | A071-01975 | OPID - (TMC) - BREAST CARE CENTER [MHMP-STE1600] - 453 | MHHS-OPID |  | Defibrillator, AED |  | 069-29652 | 069-29652 | TMC | Memorial Hermann-Texas Medical Center | OPID - (TMC) - BREAST CARE CENTER [MHMP-STE1600] - 453 | OPID - (TMC) - BREAST CARE | 5/1/19 |  | 5/1/20 |  | DEFIBRILLATORS | Defibrillator, AED | DEFIBRILLATORAED-PHILIPS-HeartStart HS1 | DEFIBRILLATORAED | HeartStart HS1 |  |  |  | PHILIPS | Defibrillator, AED |  | DEFIBRILLATORAED-PHILIPS-HeartStart HS1 |  | 4/1/19 |  | DAED-A | Covered PM Repair - Biomedical | MHHS-OPID | [8 empty] | DEFIBRILLATORAED | Defibrillator, AED | PHILIPS
NO | YES |  |  |  | 129-02818 | 129-02818 | Philips Healthcare | HEARTSTART HS1 |  | A08I-02846 | SUGAR LAND - BIOMEDICAL SERVICES | MHHS-Sugarland |  | Defibrillator, AED |  | 129-02818 | 129-02818 | Sugar Land | Memorial Hermann Sugar Land Hospital | SUGAR LAND - BIOMEDICAL SERVICES | Biomed Shop | 2/1/19 |  |  |  | DEFIBRILLATORS | Defibrillator, AED | DEFIBRILLATORAED-PHILIPS-HeartStart HS1 | DEFIBRILLATORAED | HeartStart HS1 |  |  |  | PHILIPS | Defibrillator, AED |  | DEFIBRILLATORAED-PHILIPS-HeartStart HS1 |  | 3/12/20 |  | DAED-A | Not Covered Vendor Only - Biomedical | MHHS-Sugarland | [8 empty] | DEFIBRILLATORAED | Defibrillator, AED | PHILIPS
NO | YES |  |  |  | 129-05739 | 129-05739 | Philips Healthcare | HEARTSTART HS1 |  | A14G-03773 | SUGAR LAND - BIOMEDICAL SERVICES | MHHS-Sugarland |  | Defibrillator, AED |  | 129-05739 | 129-05739 | Sugar Land | Memorial Hermann Sugar Land Hospital | SUGAR LAND - BIOMEDICAL SERVICES | Biomed Shop | 2/1/19 |  |  |  | DEFIBRILLATORS | Defibrillator, AED | DEFIBRILLATORAED-PHILIPS-HeartStart HS1 | DEFIBRILLATORAED | HeartStart HS1 |  |  |  | PHILIPS | Defibrillator, AED |  | DEFIBRILLATORAED-PHILIPS-HeartStart HS1 |  | 1/7/22 |  | DAED-A | Not Covered Vendor Only - Biomedical | MHHS-Sugarland | [8 empty] | DEFIBRILLATORAED | Defibrillator, AED | PHILIPS
NO | YES |  |  |  | 129-05745 | 129-05745 | Philips Healthcare | HEARTSTART HS1 |  | A14G-03783 | Sugar Land-Sleep Disorder Center | MHHS-Sugarland |  | Defibrillator, AED |  | 129-05745 | 129-05745 | Sugar Land | MHHS-Sugarland | Sugar Land-Sleep Disorder Center | Sleep Disorder Clinic | 5/1/19 |  |  |  | DEFIBRILLATORS | Defibrillator, AED | DEFIBRILLATORAED-PHILIPS-HeartStart HS1 | DEFIBRILLATORAED | HeartStart HS1 |  |  |  | PHILIPS | Defibrillator, AED |  | DEFIBRILLATORAED-PHILIPS-HeartStart HS1 |  | 1/22/20 |  | DAED-A | Not Covered Vendor Only - Biomedical | MHHS-Sugarland | [8 empty] | DEFIBRILLATORAED | Defibrillator, AED | PHILIPS
NO | YES |  |  |  | 029-10480 | 029-10480 | Philips Healthcare | HEARTSTART HS1 |  | A16D-05253 | Woodlands-Sleep Lab | MHHS-Woodlands |  | Defibrillator, AED |  | 029-10480 | 029-10480 | Woodlands | MHHS-Woodlands | Woodlands-Sleep Lab | Sleep center | 1/1/19 |  | 1/1/20 |  | DEFIBRILLATORS | Defibrillator, AED | DEFIBRILLATORAED-PHILIPS-HeartStart HS1 | DEFIBRILLATORAED | HeartStart HS1 |  |  |  | PHILIPS | Defibrillator, AED |  | DEFIBRILLATORAED-PHILIPS-HeartStart HS1 |  | 1/1/20 |  | DAED-A | Not Covered Vendor Only - Biomedical | MHHS-Woodlands | [8 empty] | DEFIBRILLATORAED | Defibrillator, AED | PHILIPS
YES | YES |  |  |  | 929-01175 | 929-01175 | Philips Healthcare | HeartStart HS1 |  | A16F-03349 | [5 empty] | 929-01175 | 929-01175 | Sugar Land | IRONMAN Sports Medicine Institute at Sugar Land (#100) |  | Main area | 9/1/17 | 9/1/18 |  |  |  | Defibrillator, AED | DEFIBRILLATORAED-PHILIPS-HeartStart HS1 | [12 empty] | DAED-A | [10 empty] | DEFIBRILLATORAED | Defibrillator, AED | PHILIPS
NO | NO |  |  |  | 151-02482 |  | Philips Healthcare | HEARTSTART HS1 |  | A17I-04066 | CY - WOUND CARE / OCCUPATIONAL HEALTH | MHHS-Cypress |  | Defibrillator, AED |  | 151-02482 |  | Northwest & Cypress |  | CY - WOUND CARE / OCCUPATIONAL HEALTH | [5 empty] | DEFIBRILLATORS |  | DEFIBRILLATORAED-PHILIPS-HeartStart HS1 | DEFIBRILLATORAED | HeartStart HS1 |  |  |  | PHILIPS | Defibrillator, AED |  | DEFIBRILLATORAED-PHILIPS-HeartStart HS1 |  |  |  |  | Covered PM Repair - Biomedical | MHHS-Cypress
NO | NO |  |  |  | 133-10030 |  | Philips Healthcare | HEARTSTART HS1 |  | A15D-08593 | MH MG - (MC) - URGENT CARE - TOWN & COUNTRY | MHHS-MG |  | Defibrillator, AED |  | 133-10030 |  | West & Memorial City |  | MH MG - (MC) - URGENT CARE - TOWN & COUNTRY | [5 empty] | DEFIBRILLATORS |  | DEFIBRILLATORAED-PHILIPS-HeartStart HS1 | DEFIBRILLATORAED | HeartStart HS1 |  |  |  | PHILIPS | Defibrillator, AED |  | DEFIBRILLATORAED-PHILIPS-HeartStart HS1 |  |  |  |  | Covered PM Repair - Biomedical | MHHS-MG
NO | NO |  |  |  | 929-01147 |  | Philips Healthcare | HEARTSTART HS1 |  | A07F-03636 | MH MG - (MC) - UROLOGY MC (MP3) | MHHS-MG |  | Defibrillator, AED |  | 929-01147 |  | West & Memorial City |  | MH MG - (MC) - UROLOGY MC (MP3) | [5 empty] | DEFIBRILLATORS |  | DEFIBRILLATORAED-PHILIPS-HeartStart HS1 | DEFIBRILLATORAED | HeartStart HS1 |  |  |  | PHILIPS | Defibrillator, AED |  | DEFIBRILLATORAED-PHILIPS-HeartStart HS1 |  |  |  |  | Covered PM Repair - Biomedical | MHHS-MG
NO | NO |  |  |  | 005-33761 |  | Philips Healthcare | HEARTSTART HS1 |  | A17E-03411 | MH MG - (CY) - GOODMAN WALLER | MHHS-MG |  | Defibrillator, AED |  | 005-33761 |  | Northwest & Cypress |  | MH MG - (CY) - GOODMAN WALLER | [5 empty] | DEFIBRILLATORS |  | DEFIBRILLATORAED-PHILIPS-HeartStart HS1 | DEFIBRILLATORAED | HeartStart HS1 |  |  |  | PHILIPS | Defibrillator, AED |  | DEFIBRILLATORAED-PHILIPS-HeartStart HS1 |  |  |  |  | Covered PM Repair - Radiology, Low End | MHHS-MG
NO | NO |  |  |  | 929-01138 |  | Philips Healthcare | HEARTSTART HS1 |  | A11K-02212 | MH MG - (MC) - MC EXEC HEALTH (MHT) | MHHS-MG |  | Defibrillator, AED |  | 929-01138 |  | West & Memorial City |  | MH MG - (MC) - MC EXEC HEALTH (MHT) | [5 empty] | DEFIBRILLATORS |  | DEFIBRILLATORAED-PHILIPS-HeartStart HS1 | DEFIBRILLATORAED | HeartStart HS1 |  |  |  | PHILIPS | Defibrillator, AED |  | DEFIBRILLATORAED-PHILIPS-HeartStart HS1 |  |  |  |  | Covered PM Repair - Biomedical | MHHS-MG
NO | NO |  |  |  | 929-01139 |  | Philips Healthcare | HEARTSTART HS1 |  | A15C-08628 | MH MG - (MC) - MC EXEC HEALTH (MHT) | MHHS-MG |  | Defibrillator, AED |  | 929-01139 |  | West & Memorial City |  | MH MG - (MC) - MC EXEC HEALTH (MHT) | [5 empty] | DEFIBRILLATORS |  | DEFIBRILLATORAED-PHILIPS-HeartStart HS1 | DEFIBRILLATORAED | HeartStart HS1 |  |  |  | PHILIPS | Defibrillator, AED |  | DEFIBRILLATORAED-PHILIPS-HeartStart HS1 |  |  |  |  | Covered PM Repair - Biomedical | MHHS-MG
NO | NO |  |  |  | 005-10768 |  | Philips Healthcare | HEARTSTART HS1 |  | A15H-10460 | MH MG - (SE) - ALVIN | MHHS-MG |  | Defibrillator, AED |  | 005-10768 |  | Southeast & Bay Area |  | MH MG - (SE) - ALVIN | [5 empty] | DEFIBRILLATORS |  | DEFIBRILLATORAED-PHILIPS-HeartStart HS1 | DEFIBRILLATORAED | HeartStart HS1 |  |  |  | PHILIPS | Defibrillator, AED |  | DEFIBRILLATORAED-PHILIPS-HeartStart HS1 |  |  |  |  | Covered PM Repair - Biomedical | MHHS-MG
NO | NO |  |  |  | 005-06859 |  | Philips Healthcare | HEARTSTART HS1 |  | A071-03752 | MH MG - (SE) - FRIENDSWOOD | MHHS-MG |  | Defibrillator, AED |  | 005-06859 |  | Southeast & Bay Area |  | MH MG - (SE) - FRIENDSWOOD | [5 empty] | DEFIBRILLATORS |  | DEFIBRILLATORAED-PHILIPS-HeartStart HS1 | DEFIBRILLATORAED | HeartStart HS1 |  |  |  | PHILIPS | Defibrillator, AED |  | DEFIBRILLATORAED-PHILIPS-HeartStart HS1 |  |  |  |  | Covered PM Repair - Biomedical | MHHS-MG
NO | NO |  |  |  | 005-10809 |  | Philips Healthcare | HEARTSTART HS1 |  | A14J-00375 | MH MG - (SE) - URGENT CARE - CLEAR LAKE (WEBSTER) | MHHS-MG |  | Defibrillator, AED |  | 005-10809 |  | Southeast & Bay Area |  | MH MG - (SE) - URGENT CARE - CLEAR LAKE (WEBSTER) | [5 empty] | DEFIBRILLATORS |  | DEFIBRILLATORAED-PHILIPS-HeartStart HS1 | DEFIBRILLATORAED | HeartStart HS1 |  |  |  | PHILIPS | Defibrillator, AED |  | DEFIBRILLATORAED-PHILIPS-HeartStart HS1 |  |  |  |  | Not Covered Vendor Only - Biomedical | MHHS-MG
NO | NO |  |  |  | 005-10601 |  | Philips Healthcare | HEARTSTART HS1 |  | A15G-11926 | MH MG - (SE) - URGENT CARE - FRIENDSWOOD | MHHS-MG |  | Defibrillator, AED |  | 005-10601 |  | Southeast & Bay Area |  | MH MG - (SE) - URGENT CARE - FRIENDSWOOD | [5 empty] | DEFIBRILLATORS |  | DEFIBRILLATORAED-PHILIPS-HeartStart HS1 | DEFIBRILLATORAED | HeartStart HS1 |  |  |  | PHILIPS | Defibrillator, AED |  | DEFIBRILLATORAED-PHILIPS-HeartStart HS1 |  |  |  |  | Covered PM Repair - Biomedical | MHHS-MG
NO | NO |  |  |  | 005-10626 |  | Philips Healthcare | HEARTSTART HS1 |  | A15F-13922 | MH MG - (SE) - UROLOGY ASSOCIATES - SOUTHEAST | MHHS-MG |  | Defibrillator, AED |  | 005-10626 |  | Southeast & Bay Area |  | MH MG - (SE) - UROLOGY ASSOCIATES - SOUTHEAST | [5 empty] | DEFIBRILLATORS |  | DEFIBRILLATORAED-PHILIPS-HeartStart HS1 | DEFIBRILLATORAED | HeartStart HS1 |  |  |  | PHILIPS | Defibrillator, AED |  | DEFIBRILLATORAED-PHILIPS-HeartStart HS1 |  |  |  |  | Covered PM Repair - Biomedical | MHHS-MG
NO | NO |  |  |  | 129-07241 |  | Philips Healthcare | HEARTSTART HS1 |  | A16J-05342 | MH MG - (SL) - SUGAR LAND SPORTS MEDICINE (MP2) | MHHS-MG |  | Defibrillator, AED |  | 129-07241 |  | Sugar Land |  | MH MG - (SL) - SUGAR LAND SPORTS MEDICINE (MP2) | [5 empty] | DEFIBRILLATORS |  | DEFIBRILLATORAED-PHILIPS-HeartStart HS1 | DEFIBRILLATORAED | HeartStart HS1 |  |  |  | PHILIPS | Defibrillator, AED |  | DEFIBRILLATORAED-PHILIPS-HeartStart HS1 |  |  |  |  | Covered PM Repair - Biomedical | MHHS-MG
NO | NO |  |  |  | 129-05908 |  | Philips Healthcare | HEARTSTART HS1 |  | A14J-01682 | MH MG - (STX) - SOUTH TEXAS - NEEDVILLE | MHHS-MG |  | Defibrillator, AED |  | 129-05908 |  | South |  | MH MG - (STX) - SOUTH TEXAS - NEEDVILLE | [5 empty] | DEFIBRILLATORS |  | DEFIBRILLATORAED-PHILIPS-HeartStart HS1 | DEFIBRILLATORAED | HeartStart HS1 |  |  |  | PHILIPS | Defibrillator, AED |  | DEFIBRILLATORAED-PHILIPS-HeartStart HS1 |  |  |  |  | Covered PM Repair - Biomedical | MHHS-MG
NO | NO |  |  |  | 069-43617 |  | Philips Healthcare | HEARTSTART HS1 |  | A15H-10332 | MH MG - (TMC) - DOWNTOWN | MHHS-MG |  | Defibrillator, AED |  | 069-43617 |  | TMC |  | MH MG - (TMC) - DOWNTOWN | [5 empty] | DEFIBRILLATORS |  | DEFIBRILLATORAED-PHILIPS-HeartStart HS1 | DEFIBRILLATORAED | HeartStart HS1 |  |  |  | PHILIPS | Defibrillator, AED |  | DEFIBRILLATORAED-PHILIPS-HeartStart HS1 |  |  |  |  | Covered PM Repair - Biomedical | MHHS-MG
NO | NO |  |  |  | 069-39334 |  | Philips Healthcare | HEARTSTART HS1 |  | A13D-00532 | MH MG - (TMC) - UPPER KIRBY | MHHS-MG |  | Defibrillator, AED |  | 069-39334 |  | TMC |  | MH MG - (TMC) - UPPER KIRBY | [5 empty] | DEFIBRILLATORS |  | DEFIBRILLATORAED-PHILIPS-HeartStart HS1 | DEFIBRILLATORAED | HeartStart HS1 |  |  |  | PHILIPS | Defibrillator, AED |  | DEFIBRILLATORAED-PHILIPS-HeartStart HS1 |  |  |  |  | Covered PM Repair - Biomedical | MHHS-MG
NO | NO |  |  |  | 069-41403 |  | Philips Healthcare | HEARTSTART HS1 |  | A16E-09158 | MH MG - (TMC) - UPPER KIRBY | MHHS-MG |  | Defibrillator, AED |  | 069-41403 |  | TMC |  | MH MG - (TMC) - UPPER KIRBY | [5 empty] | DEFIBRILLATORS |  | DEFIBRILLATORAED-PHILIPS-HeartStart HS1 | DEFIBRILLATORAED | HeartStart HS1 |  |  |  | PHILIPS | Defibrillator, AED |  | DEFIBRILLATORAED-PHILIPS-HeartStart HS1 |  |  |  |  | Covered PM Repair - Respiratory/Steriliz | MHHS-MG
NO | NO |  |  |  | 029-09634 |  | Philips Healthcare | HEARTSTART HS1 |  | A11K-02322 | MH MG - (WDLS) - SPRING CARDIOLOGY | MHHS-MG |  | Defibrillator, AED |  | 029-09634 |  | Woodlands |  | MH MG - (WDLS) - SPRING CARDIOLOGY | [5 empty] | DEFIBRILLATORS |  | DEFIBRILLATORAED-PHILIPS-HeartStart HS1 | DEFIBRILLATORAED | HeartStart HS1 |  |  |  | PHILIPS | Defibrillator, AED |  | DEFIBRILLATORAED-PHILIPS-HeartStart HS1 |  |  |  |  | Covered PM Repair - Biomedical | MHHS-MG
NO | NO |  |  |  | 029-09771 |  | Philips Healthcare | HEARTSTART HS1 |  | A14F-08175 | MH MG - (WDLS) - SPRING CCC | MHHS-MG |  | Defibrillator, AED |  | 029-09771 |  | Woodlands |  | MH MG - (WDLS) - SPRING CCC | [5 empty] | DEFIBRILLATORS |  | DEFIBRILLATORAED-PHILIPS-HeartStart HS1 | DEFIBRILLATORAED | HeartStart HS1 |  |  |  | PHILIPS | Defibrillator, AED |  | DEFIBRILLATORAED-PHILIPS-HeartStart HS1 |  |  |  |  | Covered PM Repair - Biomedical | MHHS-MG
NO | NO |  |  |  | 029-09175 |  | Philips Healthcare | HEARTSTART HS1 |  | A11K-02294 | MH MG - (WDLS) - STERLING RIDGE | MHHS-MG |  | Defibrillator, AED |  | 029-09175 |  | Woodlands |  | MH MG - (WDLS) - STERLING RIDGE | [5 empty] | DEFIBRILLATORS |  | DEFIBRILLATORAED-PHILIPS-HeartStart HS1 | DEFIBRILLATORAED | HeartStart HS1 |  |  |  | PHILIPS | Defibrillator, AED |  | DEFIBRILLATORAED-PHILIPS-HeartStart HS1 |  |  |  |  | Covered PM Repair - Biomedical | MHHS-MG
NO | NO |  |  |  | 005-08176 |  | Philips Healthcare | HEARTSTART HS1 |  | A08K-00663 | OPID - (SE) - FRIENDSWOOD - 401 | MHHS-OPID |  | Defibrillator, AED |  | 005-08176 |  | Southeast & Bay Area |  | OPID - (SE) - FRIENDSWOOD - 401 | [5 empty] | DEFIBRILLATORS |  | DEFIBRILLATORAED-PHILIPS-HeartStart HS1 | DEFIBRILLATORAED | HeartStart HS1 |  |  |  | PHILIPS | Defibrillator, AED |  | DEFIBRILLATORAED-PHILIPS-HeartStart HS1 |  |  |  |  | Covered PM Repair - Biomedical | MHHS-OPID
NO | NO |  |  |  | 000-03720 |  | Philips Healthcare | HEARTSTART HS1 |  | A16D-06883 | SMR - (NE) - FALL CREEK | MHHS-SMR |  | Defibrillator, AED |  | 000-03720 |  | Katy |  | SMR - (NE) - FALL CREEK | [5 empty] | DEFIBRILLATORS |  | DEFIBRILLATORAED-PHILIPS-HeartStart HS1 | DEFIBRILLATORAED | HeartStart HS1 |  |  |  | PHILIPS | Defibrillator, AED |  | DEFIBRILLATORAED-PHILIPS-HeartStart HS1 |  |  |  |  | Covered PM Repair - Biomedical | MHHS-SMR
NO | NO |  |  |  | NEEDS TAGGED |  | Philips Healthcare | HEARTSTART HS1 |  | A13C-02109 | SMR - (SE) - HOUSTON SPORTS PARK | MHHS-SMR |  | Defibrillator, AED |  | NEEDS TAGGED |  | Southeast & Bay Area |  | SMR - (SE) - HOUSTON SPORTS PARK | [5 empty] | DEFIBRILLATORS |  | DEFIBRILLATORAED-PHILIPS-HeartStart HS1 | DEFIBRILLATORAED | HeartStart HS1 |  |  |  | PHILIPS | Defibrillator, AED |  | DEFIBRILLATORAED-PHILIPS-HeartStart HS1 |  |  |  |  | Covered PM Repair - Biomedical | MHHS-SMR
NO | NO |  |  |  | 013-19085 |  | Philips Healthcare | HEARTSTART HS1 |  | A141-01637 | SW - CENTRAL SUPPLY | MHHS-Southwest |  | Defibrillator, AED |  | 013-19085 |  | Southwest |  | SW - CENTRAL SUPPLY | [5 empty] | DEFIBRILLATORS |  | DEFIBRILLATORAED-PHILIPS-HeartStart HS1 | DEFIBRILLATORAED | HeartStart HS1 |  |  |  | PHILIPS | Defibrillator, AED |  | DEFIBRILLATORAED-PHILIPS-HeartStart HS1 |  |  |  |  | Covered PM Repair - Biomedical | MHHS-Southwest
NO | NO |  |  |  | 129-05740 |  | Philips Healthcare | HEARTSTART HS1 |  | A14G-03774 | SUGAR LAND - DAY SURGERY | MHHS-Sugarland |  | Defibrillator, AED |  | 129-05740 |  | Sugar Land |  | SUGAR LAND - DAY SURGERY | [5 empty] | DEFIBRILLATORS |  | DEFIBRILLATORAED-PHILIPS-HeartStart HS1 | DEFIBRILLATORAED | HeartStart HS1 |  |  |  | PHILIPS | Defibrillator, AED |  | DEFIBRILLATORAED-PHILIPS-HeartStart HS1 |  |  |  |  | Not Covered Vendor Only - Biomedical | MHHS-Sugarland
NO | NO |  |  |  | 129-05743 |  | Philips Healthcare | HEARTSTART HS1 |  | A14G-03839 | SUGAR LAND - MFM CLINIC | MHHS-Sugarland |  | Defibrillator, AED |  | 129-05743 |  | Sugar Land |  | SUGAR LAND - MFM CLINIC | [5 empty] | DEFIBRILLATORS |  | DEFIBRILLATORAED-PHILIPS-HeartStart HS1 | DEFIBRILLATORAED | HeartStart HS1 |  |  |  | PHILIPS | Defibrillator, AED |  | DEFIBRILLATORAED-PHILIPS-HeartStart HS1 |  |  |  |  | Not Covered Vendor Only - Biomedical | MHHS-Sugarland
NO | NO |  |  |  | 129-05741 |  | Philips Healthcare | HEARTSTART HS1 |  | A14G-03865 | SUGAR LAND - NURSING ADMIN | MHHS-Sugarland |  | Defibrillator, AED |  | 129-05741 |  | Sugar Land |  | SUGAR LAND - NURSING ADMIN | [5 empty] | DEFIBRILLATORS |  | DEFIBRILLATORAED-PHILIPS-HeartStart HS1 | DEFIBRILLATORAED | HeartStart HS1 |  |  |  | PHILIPS | Defibrillator, AED |  | DEFIBRILLATORAED-PHILIPS-HeartStart HS1 |  |  |  |  | Not Covered Vendor Only - Biomedical | MHHS-Sugarland
NO | NO |  |  |  | 129-05744 |  | Philips Healthcare | HEARTSTART HS1 |  | A14G-03782 | SUGAR LAND - SECURITY | MHHS-Sugarland |  | Defibrillator, AED |  | 129-05744 |  | Sugar Land |  | SUGAR LAND - SECURITY | [5 empty] | DEFIBRILLATORS |  | DEFIBRILLATORAED-PHILIPS-HeartStart HS1 | DEFIBRILLATORAED | HeartStart HS1 |  |  |  | PHILIPS | Defibrillator, AED |  | DEFIBRILLATORAED-PHILIPS-HeartStart HS1 |  |  |  |  | Not Covered Vendor Only - Biomedical | MHHS-Sugarland
NO | NO |  |  |  | 129-05742 |  | Philips Healthcare | HEARTSTART HS1 |  | A14G-03772 | SUGAR LAND - WOUND CARE | MHHS-Sugarland |  | Defibrillator, AED |  | 129-05742 |  | Sugar Land |  | SUGAR LAND - WOUND CARE | [5 empty] | DEFIBRILLATORS |  | DEFIBRILLATORAED-PHILIPS-HeartStart HS1 | DEFIBRILLATORAED | HeartStart HS1 |  |  |  | PHILIPS | Defibrillator, AED |  | DEFIBRILLATORAED-PHILIPS-HeartStart HS1 |  |  |  |  | Not Covered Vendor Only - Biomedical | MHHS-Sugarland
NO | NO |  |  |  | 241-00523 |  | Philips Healthcare | HEARTSTART HS1 |  | A03C-00290 | TIRR - KIRBY GLENN | MHHS-TIRR |  | Defibrillator, AED |  | 241-00523 |  | TMC |  | TIRR - KIRBY GLENN | [5 empty] | DEFIBRILLATORS |  | DEFIBRILLATORAED-PHILIPS-HeartStart HS1 | DEFIBRILLATORAED | HeartStart HS1 |  |  |  | PHILIPS | Defibrillator, AED |  | DEFIBRILLATORAED-PHILIPS-HeartStart HS1 |  |  |  |  | Covered PM Repair - Biomedical | MHHS-TIRR
NO | NO |  |  |  | 069-38068 |  | Philips Healthcare | HEARTSTART HS1 |  | A09B-02118 | TMC - MHTMC - CLINICAL ENGINEERING | MHHS-TMC |  | Defibrillator, AED |  | 069-38068 |  | TMC |  | TMC - MHTMC - CLINICAL ENGINEERING | [5 empty] | DEFIBRILLATORS |  | DEFIBRILLATORAED-PHILIPS-HeartStart HS1 | DEFIBRILLATORAED | HeartStart HS1 |  |  |  | PHILIPS | Defibrillator, AED |  | DEFIBRILLATORAED-PHILIPS-HeartStart HS1 |  |  |  |  | Covered PM Repair - Biomedical | MHHS-TMC
YES | YES |  |  |  | 013-38261 | 013-38261 | Philips Healthcare | HeartStart M5066A |  | A14H-06583 | University place Senior |  |  |  |  | 013-38261 | 013-38261 | Southwest | University Place Senior Living | University place Senior | 1st floor nurses station | 7/1/18
YES | YES |  |  |  | 013-38263 | 013-38263 | Philips Healthcare | HeartStart M5066A |  | A14H-06754 | University place Senior |  |  |  |  | 013-38263 | 013-38263 | Southwest | University Place Senior Living | University place Senior | Nurses station | 7/1/18 | 7/1/19
YES | YES |  |  |  | 029-09967 | 029-09967 | Philips Healthcare | HeartStart XL |  | US00108546 | OPID - (WDLS) - WOODLANDS - 430 (MP3) |  |  |  |  | 029-09967 | 029-09967 | Woodlands | OPID - (WDLS) - WOODLANDS - 430 (MP3) | OPID - (WDLS) - WOODLANDS - 430 (MP3) | Behind Nurse Station | 2/1/20 |  | 8/1/20 |  |  | Defibrillator | DEFIBRILLATOR-Philips-HeartStart XL | [12 empty] | D-SA | [10 empty] | DEFIBRILLATOR | Defibrillator | Philips
YES | YES |  |  |  | 029-13706 | 029-13706 | Philips Healthcare | HeartStart XL |  | US000444720 | WOODLANDS - East Tower 5 |  |  |  |  | 029-13706 | 029-13706 | Woodlands | Memorial Hermann Hospital Woodlands | WOODLANDS - East Tower 5 | Nurse Station 2 | 10/1/19 |  | 4/1/20
YES | YES |  |  |  | 151-03835 | 151-03835 | Philips Healthcare | HS456 (InspiratioElite) |  | 456 SN 07111022196 | MHMG med group |  |  |  |  | 151-03835 | 151-03835 | Pearland |  | MHMG med group | Storage | 2/1/20
NO | YES |  |  |  | 009-06779 | 009-06779 | Philips Healthcare | iE33 |  | 039VXY | GH-OR | MHHS-Greater Heights |  | Ultrasound, Diagnostic |  | 009-06779 | 009-06779 | Central & Greater Heights | MHHS-Greater Heights | GH-OR | Room 9 | 5/1/19 |  | 5/1/20 |  | ULTRASONIC UNITS, DIAGNOSTIC | Ultrasound, Diagnostic | ULTRASOUNDDIAGNOSTIC-Philips-iE33 | ULTRASOUNDDIAGNOSTIC | iE33 |  |  |  | PHILIPS | Ultrasound, Diagnostic |  | ULTRASOUNDDIAGNOSTIC-Philips-iE33 |  |  |  | UD-A | Covered PM Repair - Biomedical | MHHS-Greater Heights | [8 empty] | ULTRASOUNDDIAGNOSTIC | Ultrasound, Diagnostic | PHILIPS
NO | YES |  |  |  | 009-06789 |  | Philips Healthcare | iE33 |  | 034JHD | GH - OUTPATIENT RADIOLOGY | MHHS-Greater Heights |  | Ultrasound, Diagnostic |  | 009-06789 |  | Central & Greater Heights |  | GH - OUTPATIENT RADIOLOGY |  | 8/8/19 |  |  |  | ULTRASONIC UNITS, DIAGNOSTIC |  | ULTRASOUNDDIAGNOSTIC-Philips-iE33 | ULTRASOUNDDIAGNOSTIC | iE33 |  |  |  | PHILIPS | Ultrasound, Diagnostic |  | ULTRASOUNDDIAGNOSTIC-Philips-iE33 |  |  |  |  | Covered PM Repair - Biomedical | MHHS-Greater Heights
NO | YES |  |  |  | 009-06792 | 009-06792 | Philips Healthcare | iE33 |  | 034JG8 | GH-Cardiology | MHHS-Greater Heights |  | Ultrasound, Diagnostic |  | 009-06792 | 009-06792 | Central | MHHS-Greater Heights | GH-Cardiology | S2 2: 105 41 | 2/1/19 |  |  |  | ULTRASONIC UNITS, DIAGNOSTIC | Ultrasound, Diagnostic | ULTRASOUNDDIAGNOSTIC-Philips-iE33 | ULTRASOUNDDIAGNOSTIC | iE33 |  |  |  | PHILIPS | Ultrasound, Diagnostic |  | ULTRASOUNDDIAGNOSTIC-Philips-iE33 |  |  |  | UD-A | Covered PM Repair - Biomedical | MHHS-Greater Heights | [8 empty] | ULTRASOUNDDIAGNOSTIC | Ultrasound, Diagnostic | PHILIPS
NO | YES |  |  |  | 133-07321 | 133-07321 | Philips Healthcare | iE33 |  | B0MRRK | Katy-Cardiology | MHHS-Katy |  | Ultrasound, Diagnostic |  | 133-07321 | 133-07321 | Katy | MHHS-Katy | Katy-Cardiology | ECG Holter set up room | 4/1/19 |  |  |  | ULTRASONIC UNITS, DIAGNOSTIC | Ultrasound, Diagnostic | ULTRASOUNDDIAGNOSTIC-Philips-iE33 | ULTRASOUNDDIAGNOSTIC | iE33 |  |  |  | PHILIPS | Ultrasound, Diagnostic |  | ULTRASOUNDDIAGNOSTIC-Philips-iE33 |  | 6/14/17 |  | UD-A | Covered PM Repair - Biomedical | MHHS-Katy | [8 empty] | ULTRASOUNDDIAGNOSTIC | Ultrasound, Diagnostic | PHILIPS
NO | YES |  |  |  | 133-08541 | 133-08541 | Philips Healthcare | iE33 |  | B05N66 | Katy-Cardiology | MHHS-Katy |  | Ultrasound, Diagnostic |  | 133-08541 | 133-08541 | Katy | MHHS-Katy | Katy-Cardiology | ECG set up room | 5/1/19 |  |  |  | ULTRASONIC UNITS, DIAGNOSTIC | Ultrasound, Diagnostic | ULTRASOUNDDIAGNOSTIC-Philips-iE33 | ULTRASOUNDDIAGNOSTIC | iE33 |  |  |  | PHILIPS | Ultrasound, Diagnostic |  | ULTRASOUNDDIAGNOSTIC-Philips-iE33 |  | 6/14/17 |  | UD-A | Covered PM Repair - Biomedical | MHHS-Katy | [8 empty] | ULTRASOUNDDIAGNOSTIC | Ultrasound, Diagnostic | PHILIPS
NO | YES |  |  |  | 041-18132 | 041-18132 | Philips Healthcare | iE33 |  | B0G4WG | Memorial City - Dialysis | MHHS-Mem City |  | Ultrasound, Diagnostic |  | 041-18132 | 041-18132 | West | Memorial City - Nuke Med | Memorial City - Dialysis | E8 119 |  |  |  |  | ULTRASONIC UNITS, DIAGNOSTIC |  | ULTRASOUNDDIAGNOSTIC-Philips-iE33 | ULTRASOUNDDIAGNOSTIC | iE33 |  |  |  | PHILIPS | Ultrasound, Diagnostic |  | ULTRASOUNDDIAGNOSTIC-Philips-iE33 |  |  |  |  | Covered PM Repair - Biomedical | MHHS-Mem City
NO | YES |  |  |  | 142-03295 | 142-03295 | Philips Healthcare | iE33 |  | 02RDJP | NE-Cardiopulmonary | MHHS-Northeast |  | Ultrasound, Diagnostic |  | 142-03295 | 142-03295 | Katy | MHHS-Northeast | NE-Cardiopulmonary |  | 11/1/19 |  |  | System is being deactivated | ULTRASONIC UNITS, DIAGNOSTIC | Ultrasound, Diagnostic | ULTRASOUNDDIAGNOSTIC-Philips-iE33 | ULTRASOUNDDIAGNOSTIC | iE33 |  |  |  | PHILIPS | Ultrasound, Diagnostic |  | ULTRASOUNDDIAGNOSTIC-Philips-iE33 |  |  |  | UD-A | Covered PM Repair - Biomedical | MHHS-Northeast | [8 empty] | ULTRASOUNDDIAGNOSTIC | Ultrasound, Diagnostic | PHILIPS
NO | YES |  |  |  | 013-19733 | 013-19733 | Philips Healthcare | iE33 |  | B05P7W | SW-HVI-OR | MHHS-Southwest |  | Ultrasound, Diagnostic |  | 013-19733 | 013-19733 | Southwest | MHHS-Southwest | SW-HVI-OR | SW-HVI-OR | 11/1/18 |  | 2/1/21 |  | ULTRASONIC UNITS, DIAGNOSTIC | Ultrasound, Diagnostic | ULTRASOUNDDIAGNOSTIC-Philips-iE33 | ULTRASOUNDDIAGNOSTIC | iE33 |  |  |  | PHILIPS | Ultrasound, Diagnostic |  | ULTRASOUNDDIAGNOSTIC-Philips-iE33 |  |  |  | UD-A | Covered PM Repair - Biomedical | MHHS-Southwest | [8 empty] | ULTRASOUNDDIAGNOSTIC | Ultrasound, Diagnostic | PHILIPS
NO | YES |  |  |  | 099-13585 | 099-13585 | Philips Healthcare | iE33 |  | 02RBJK | HVI Cardiovascular Imaging |  |  |  |  | 099-13585 | 099-13585 | TMC | Memorial Hermann-Texas Medical Center | HVI Cardiovascular Imaging | Echo 2 | 7/1/19 |  | 7/1/20
YES | YES |  |  |  | 069-36113 | 069-36113 | Philips Healthcare | iE33 |  |  | TMC - HVI - CARDIOLOGY (3HVI) |  |  |  |  | 069-36113 | 069-36113 | TMC | Memorial Hermann-Texas Medical Center | TMC - HVI - CARDIOLOGY (3HVI) | HVI3144 | 7/1/19 |  | 7/1/20
NO | YES |  |  |  | 069-18267 | 069-18267 | Philips Healthcare | iE33 |  | 02R88R | TMC-Radiology-Hvi Pavilion |  |  |  |  | 069-18267 | 069-18267 | TMC | MHHS-TMC | TMC-Radiology-Hvi Pavilion | Hallway
YES | YES |  |  |  | 069-45963 | 069-45963 | Philips Healthcare | iE33 |  |  | Tmc-or-cvor |  |  |  |  | 069-45963 | 069-45963 | TMC | Memorial Hermann-Texas Medical Center | Tmc-or-cvor | Equipment room | 7/1/19 |  | 7/1/20
NO | YES |  |  |  | 069-21986 | 069-21986 | Philips Healthcare | iE33 |  |  | Heart and vascular |  |  |  |  | 069-21986 | 069-21986 | TMC | Memorial Hermann-Texas Medical Center | Heart and vascular | ByHVI7109 | 6/1/19 |  | 6/1/20
YES | YES |  |  |  | 069-46511 | 069-46511 | Philips Healthcare | iE33 |  |  | Heart and vascular |  |  |  |  | 069-46511 | 069-46511 | TMC | Memorial Hermann-Texas Medical Center | Heart and vascular | ByHVI7109 | 7/1/19 |  | 7/1/20
NO | YES |  |  |  | 069-36492 |  | Philips Healthcare | iE33 |  | B06BQQ | Memorial Hermann- Texas Medical Center Radiology |  |  |  |  | 069-36492 |  |  | TMC | Memorial Hermann- Texas Medical Center Radiology | Angio 1 | 4/1/20 |  |  | No PM Sticker
NO | NO |  |  |  | R-069-HFUS2 |  | Philips Healthcare | iE33 |  | B0G22H | CAHF - (TMC) - TMC MEDICAL PLAZA [MHMP-STE2500] | MHHS - Heart Failure Clinics |  | Ultrasound, Diagnostic |  | R-069-HFUS2 |  | TMC |  | CAHF - (TMC) - TMC MEDICAL PLAZA [MHMP-STE2500] | [5 empty] | ULTRASONIC UNITS, DIAGNOSTIC |  | ULTRASOUNDDIAGNOSTIC-Philips-iE33 | ULTRASOUNDDIAGNOSTIC | iE33 |  |  |  | PHILIPS | Ultrasound, Diagnostic |  | ULTRASOUNDDIAGNOSTIC-Philips-iE33 |  |  |  |  | Covered PM Repair - Biomedical | MHHS - Heart Failure Clinics
NO | NO |  |  |  | 041-18741 |  | Philips Healthcare | iE33 |  | B00PBC | MEMORIAL CITY - NONINVASIVE CARDIOLOGY - EKG | MHHS-Mem City |  | Ultrasound, Diagnostic |  | 041-18741 |  | West & Memorial City |  | MEMORIAL CITY - NONINVASIVE CARDIOLOGY - EKG | [5 empty] | ULTRASONIC UNITS, DIAGNOSTIC |  | ULTRASOUNDDIAGNOSTIC-Philips-iE33 | ULTRASOUNDDIAGNOSTIC | iE33 |  |  |  | PHILIPS | Ultrasound, Diagnostic |  | ULTRASOUNDDIAGNOSTIC-Philips-iE33 |  |  |  |  | Covered PM Repair - Biomedical | MHHS-Mem City
NO | NO | [5 empty] | Philips Healthcare | iE33 |  | 034K4L | MEMORIAL CITY - NONINVASIVE CARDIOLOGY - EKG | MHHS-Mem City |  | Ultrasound, Diagnostic |  |  |  | West & Memorial City |  | MEMORIAL CITY - NONINVASIVE CARDIOLOGY - EKG | [5 empty] | ULTRASONIC UNITS, DIAGNOSTIC |  | ULTRASOUNDDIAGNOSTIC-Philips-iE33 | ULTRASOUNDDIAGNOSTIC | iE33 |  |  |  | PHILIPS | Ultrasound, Diagnostic |  | ULTRASOUNDDIAGNOSTIC-Philips-iE33 |  |  |  |  | Covered PM Repair - Biomedical | MHHS-Mem City
NO | NO |  |  |  | R-069-PECHO3 |  | Philips Healthcare | iE33 |  | B069RX | TMC - CHILDRENS - PROCEDURE SUITE (GHP) | MHHS-TMC |  | Ultrasound, Diagnostic |  | R-069-PECHO3 |  | TMC |  | TMC - CHILDRENS - PROCEDURE SUITE (GHP) | [5 empty] | ULTRASONIC UNITS, DIAGNOSTIC |  | ULTRASOUNDDIAGNOSTIC-Philips-iE33 | ULTRASOUNDDIAGNOSTIC | iE33 |  |  |  | PHILIPS | Ultrasound, Diagnostic |  | ULTRASOUNDDIAGNOSTIC-Philips-iE33 |  |  |  |  | Covered PM Repair - Biomedical | MHHS-TMC
NO | NO |  |  |  | R-069-PECHO4 |  | Philips Healthcare | iE33 |  | 03B49T | TMC - CHILDRENS - PROCEDURE SUITE (GHP) | MHHS-TMC |  | Ultrasound, Diagnostic |  | R-069-PECHO4 |  | TMC |  | TMC - CHILDRENS - PROCEDURE SUITE (GHP) | [5 empty] | ULTRASONIC UNITS, DIAGNOSTIC |  | ULTRASOUNDDIAGNOSTIC-Philips-iE33 | ULTRASOUNDDIAGNOSTIC | iE33 |  |  |  | PHILIPS | Ultrasound, Diagnostic |  | ULTRASOUNDDIAGNOSTIC-Philips-iE33 |  |  |  |  | Covered PM Repair - Biomedical | MHHS-TMC
NO | NO |  |  |  | R-069-ECHO4 |  | Philips Healthcare | iE33 |  | 02R7KG | TMC - HVI - CARDIOLOGY (3HVI) | MHHS-TMC |  | Ultrasound, Diagnostic |  | R-069-ECHO4 |  | TMC |  | TMC - HVI - CARDIOLOGY (3HVI) | [5 empty] | ULTRASONIC UNITS, DIAGNOSTIC |  | ULTRASOUNDDIAGNOSTIC-Philips-iE33 | ULTRASOUNDDIAGNOSTIC | iE33 |  |  |  | PHILIPS | Ultrasound, Diagnostic |  | ULTRASOUNDDIAGNOSTIC-Philips-iE33 |  |  |  |  | Covered PM Repair - Biomedical | MHHS-TMC
NO | NO |  |  |  | R-069-ECHO5 |  | Philips Healthcare | iE33 |  | B0G4CH | TMC - HVI - CARDIOLOGY (3HVI) | MHHS-TMC |  | Ultrasound, Diagnostic |  | R-069-ECHO5 |  | TMC |  | TMC - HVI - CARDIOLOGY (3HVI) | [5 empty] | ULTRASONIC UNITS, DIAGNOSTIC |  | ULTRASOUNDDIAGNOSTIC-Philips-iE33 | ULTRASOUNDDIAGNOSTIC | iE33 |  |  |  | PHILIPS | Ultrasound, Diagnostic |  | ULTRASOUNDDIAGNOSTIC-Philips-iE33 |  |  |  |  | Covered PM Repair - Biomedical | MHHS-TMC
NO | NO |  |  |  | R-069-ECHO11 |  | Philips Healthcare | iE33 |  | 02RPKC | TMC - OR - CVOR (7HVI) | MHHS-TMC |  | Ultrasound, Diagnostic |  | R-069-ECHO11 |  | TMC |  | TMC - OR - CVOR (7HVI) | [5 empty] | ULTRASONIC UNITS, DIAGNOSTIC |  | ULTRASOUNDDIAGNOSTIC-Philips-iE33 | ULTRASOUNDDIAGNOSTIC | iE33 |  |  |  | PHILIPS | Ultrasound, Diagnostic |  | ULTRASOUNDDIAGNOSTIC-Philips-iE33 |  |  |  |  | Covered PM Repair - Biomedical | MHHS-TMC
NO | NO |  |  |  | R-069-ECHO12 |  | Philips Healthcare | iE33 |  | 02XL3K | TMC - OR - CVOR (7HVI) | MHHS-TMC |  | Ultrasound, Diagnostic |  | R-069-ECHO12 |  | TMC |  | TMC - OR - CVOR (7HVI) | [5 empty] | ULTRASONIC UNITS, DIAGNOSTIC |  | ULTRASOUNDDIAGNOSTIC-Philips-iE33 | ULTRASOUNDDIAGNOSTIC | iE33 |  |  |  | PHILIPS | Ultrasound, Diagnostic |  | ULTRASOUNDDIAGNOSTIC-Philips-iE33 |  |  |  |  | Covered PM Repair - Biomedical | MHHS-TMC
NO | YES |  |  |  | 041-19212 | 041-19212 | Philips Healthcare | INGENIA 1.5T |  |  | MH MG - (CY) - CY-FAIR MED PLAZA | MHHS-OPID |  | Imager, Magnetic Resonance (MRI) |  | 041-19212 | 041-19212 | Northwest & Cypress | MHHS-MG | MH MG - (CY) - CY-FAIR MED PLAZA |  | 9/1/19 | 3/1/20 |  |  | SCANNING SYSTEMS, MAGNETIC RESONANCE IMAGING | Imager, Magnetic Resonance (MRI) | IMAGEMAGNETRESONANCE(MRI)-Philips-Ingenia 1.5T | IMAGEMAGNETRESONANCE(MRI) | Ingenia 1.5T |  |  |  | PHILIPS | Imager, Magnetic Resonance (MRI) |  | IMAGEMAGNETRESONANCE(MRI)-Philips-Ingenia 1.5T |  | 12/1/25 |  | IMR-SA | Not Covered Vendor Only - Biomedical | MHHS-OPID | [5 empty] | 2/1/20 |  |  | IMAGEMAGNETRESONANCE(MRI) | Imager, Magnetic Resonance (MRI) | PHILIPS
NO | YES |  |  |  | 009-10542 | 009-10542 | Philips Healthcare | INGENIA 1.5T |  |  | OPID-(GH)-Greater Heights CCC-439 | MHHS-OPID |  | Imager, Magnetic Resonance (MRI) |  | 009-10542 | 009-10542 | Central | MHHS-Others | OPID-(GH)-Greater Heights CCC-439 | MRI | 8/1/19 |  |  |  | SCANNING SYSTEMS, MAGNETIC RESONANCE IMAGING | Imager, Magnetic Resonance (MRI) | IMAGEMAGNETRESONANCE(MRI)-Philips-Ingenia 1.5T | IMAGEMAGNETRESONANCE(MRI) | Ingenia 1.5T |  |  |  | PHILIPS | Imager, Magnetic Resonance (MRI) |  | IMAGEMAGNETRESONANCE(MRI)-Philips-Ingenia 1.5T |  | 12/1/25 |  | IMR-SA | Not Covered Vendor Only - Biomedical | MHHS-OPID | [8 empty] | IMAGEMAGNETRESONANCE(MRI) | Imager, Magnetic Resonance (MRI) | PHILIPS
NO | YES | Serial Number 41444 |  |  | 041-34334 | 041-34334 | Philips Healthcare | INGENIA 1.5T |  |  | MH West Memorial City Imaging Center | MHHS-OPID |  | Imager, Magnetic Resonance (MRI) |  | 041-34334 | 041-34334 | West | Memorial Hermann Imaging Center - Memorial City (#200) | MH West Memorial City Imaging Center | MRI 1.5 | 10/1/19 |  |  |  | SCANNING SYSTEMS, MAGNETIC RESONANCE IMAGING |  | IMAGEMAGNETRESONANCE(MRI)-Philips-Ingenia 1.5T | IMAGEMAGNETRESONANCE(MRI) | Ingenia 1.5T |  |  |  | PHILIPS | Imager, Magnetic Resonance (MRI) |  | IMAGEMAGNETRESONANCE(MRI)-Philips-Ingenia 1.5T |  | 12/1/25 |  |  | Not Covered Vendor Only - Biomedical | MHHS-OPID
NO | YES |  |  |  | 099-03518 | 099-03518 | Philips Healthcare | Ingenia 1.5T |  |  | Radiology |  |  |  |  | 099-03518 | 099-03518 |  | Memorial Herman Hospital | Radiology | M1:122.3 |  |  |  |  | MRI
NO | YES | Asset Tag 041-19931 |  |  | 041-19931 | 041-19931 | Philips Healthcare | INGENIA 3.0T |  |  | OPID - (CY) - CYPRESS - 427 (MP1) | MHHS-OPID |  | Imager, Magnetic Resonance (MRI) |  | 041-19931 | 041-19931 | Northwest & Cypress | Memorial Hermann cypress 27700 | OPID - (CY) - CYPRESS - 427 (MP1) | C1:207.2 | 8/1/19 | 8/1/20 |  |  | SCANNING SYSTEMS, MAGNETIC RESONANCE IMAGING | Imager, Magnetic Resonance (MRI) | IMAGEMAGNETRESONANCE(MRI)-Philips-Ingenia 3.0T | IMAGEMAGNETRESONANCE(MRI) | Ingenia 3.0T |  |  |  | PHILIPS | Imager, Magnetic Resonance (MRI) |  | IMAGEMAGNETRESONANCE(MRI)-Philips-Ingenia 3.0T |  | 12/1/25 |  | IMR-SA | Not Covered Vendor Only - Biomedical | MHHS-OPID | [5 empty] | 2/1/20 |  |  | IMAGEMAGNETRESONANCE(MRI) | Imager, Magnetic Resonance (MRI) | PHILIPS
NO | YES |  |  |  | R-133-08038 |  | Philips Healthcare | INGENIA 3.0T |  |  | OPID - (KY) - KATY - 445 (MP1) | MHHS-OPID |  | Imager, Magnetic Resonance (MRI) |  | R-133-08038 |  | Katy |  | OPID - (KY) - KATY - 445 (MP1) |  | 12/11/19 |  |  |  | SCANNING SYSTEMS, MAGNETIC RESONANCE IMAGING |  | IMAGEMAGNETRESONANCE(MRI)-Philips-Ingenia 3.0T | IMAGEMAGNETRESONANCE(MRI) | Ingenia 3.0T |  |  |  | PHILIPS | Imager, Magnetic Resonance (MRI) |  | IMAGEMAGNETRESONANCE(MRI)-Philips-Ingenia 3.0T |  | 12/1/25 |  |  | Not Covered Vendor Only - Biomedical | MHHS-OPID
NO | YES |  |  |  | 005-33532 |  | Philips Healthcare | INGENIA 3.0T |  |  | OPID - (PL) - PEARLAND - 406 (MP1) | MHHS-OPID |  | Imager, Magnetic Resonance (MRI) |  | 005-33532 |  | Pearland |  | OPID - (PL) - PEARLAND - 406 (MP1) |  | 7/29/19 |  |  |  | SCANNING SYSTEMS, MAGNETIC RESONANCE IMAGING |  | IMAGEMAGNETRESONANCE(MRI)-Philips-Ingenia 3.0T | IMAGEMAGNETRESONANCE(MRI) | Ingenia 3.0T |  |  |  | PHILIPS | Imager, Magnetic Resonance (MRI) |  | IMAGEMAGNETRESONANCE(MRI)-Philips-Ingenia 3.0T |  | 12/1/25 |  |  | Not Covered Vendor Only - Biomedical | MHHS-OPID
NO | YES |  |  |  | R-129-07223 |  | Philips Healthcare | INGENIA 3.0T |  |  | OPID - (SL) - SUGAR LAND - 449 (MP1) | MHHS-OPID |  | Imager, Magnetic Resonance (MRI) |  | R-129-07223 |  | Sugar Land |  | OPID - (SL) - SUGAR LAND - 449 (MP1) |  | 9/5/19 |  |  |  | SCANNING SYSTEMS, MAGNETIC RESONANCE IMAGING |  | IMAGEMAGNETRESONANCE(MRI)-Philips-Ingenia 3.0T | IMAGEMAGNETRESONANCE(MRI) | Ingenia 3.0T |  |  |  | PHILIPS | Imager, Magnetic Resonance (MRI) |  | IMAGEMAGNETRESONANCE(MRI)-Philips-Ingenia 3.0T |  | 12/1/25 |  |  | Not Covered Vendor Only - Biomedical | MHHS-OPID
NO | YES |  |  |  | R-069-MR2 |  | Philips Healthcare | INGENIA 3.0T |  |  | TMC - RADIOLOGY - MRI | MHHS-TMC |  | Imager, Magnetic Resonance (MRI) |  | R-069-MR2 |  | TMC |  | TMC - RADIOLOGY - MRI |  | 10/28/19 |  |  |  | SCANNING SYSTEMS, MAGNETIC RESONANCE IMAGING |  | IMAGEMAGNETRESONANCE(MRI)-Philips-Ingenia 3.0T | IMAGEMAGNETRESONANCE(MRI) | Ingenia 3.0T |  |  |  | PHILIPS | Imager, Magnetic Resonance (MRI) |  | IMAGEMAGNETRESONANCE(MRI)-Philips-Ingenia 3.0T |  | 12/1/25 |  |  | Not Covered Vendor Only - Biomedical | MHHS-TMC
YES | YES |  |  |  | 099-14275 | 099-14275 | Philips Healthcare | Ingenia 3.0T |  |  | MRI |  |  |  |  | 099-14275 | 099-14275 | TMC | Memorial Hermann Hospital MRI | MRI | MRI 2
NO | YES | Serial Number 41444 |  |  | 041-08963 | 041-08963 | Philips Healthcare | Ingenia 3.0T |  |  | MH West Memorial City Imaging Center |  |  |  |  | 041-08963 | 041-08963 | West | Memorial Hermann Imaging Center - Memorial City (#200) | MH West Memorial City Imaging Center | MRI 3.0T
NO | YES |  |  |  | 099-03494 | 099-03494 | Philips Healthcare | Ingenia 3T |  |  | Woodlands-Radiology |  |  |  |  | 099-03494 | 099-03494 | woodlands | MHHS-Woodlands | Woodlands-Radiology |  | 12/1/19 | 12/1/20 |  | Philips ID 58545196
YES | YES |  |  |  | 145-01548 | 145-01548 | Philips Healthcare | Ingenia Ambition 1.5 t |  |  | Out patention imaging |  |  |  |  | 145-01548 | 145-01548 | Sugar Land | OPID SUGARLAND | Out patention imaging | MRI 1.5
NO | YES |  |  |  | 041-32593 | 041-32593 | Philips Healthcare | INNERCOOL |  | 161CB00251 | MEMORIAL CITY MOR | MHHS-Mem City |  |  |  | 041-32593 | 041-32593 | West | Memorial Hermann Memorial City Medical Center | MEMORIAL CITY MOR | MEMORIAL CITY MOR |  |  |  |  | WARMING/COOLING UNITS, PATIENT |  | .needs class | [5 empty] | PHILIPS | [7 empty] | Clinical Miscellaneous | MHHS-Mem City
NO | YES |  |  |  | 041-32594 | 041-32594 | Philips Healthcare | INNERCOOL |  | 161CB00249 | MEMORIAL CITY MOR | MHHS-Mem City |  |  |  | 041-32594 | 041-32594 | West | Memorial Hermann Memorial City Medical Center | MEMORIAL CITY MOR | MEMORIAL CITY MOR |  |  |  |  | WARMING/COOLING UNITS, PATIENT |  | .needs class | [5 empty] | PHILIPS | [7 empty] | Clinical Miscellaneous | MHHS-Mem City
YES | YES |  |  |  | 099-02172 | 099-02172 | Philips Healthcare | InnoSpire Essence |  | AU0039576 | MH MG - (SW) - BELLAIRE CENTER |  |  |  |  | 099-02172 | 099-02172 | SouthWest |  | MH MG - (SW) - BELLAIRE CENTER
YES | YES |  |  |  | 142-09046 | 142-09046 | Philips Healthcare | Inspiration Elite |  |  | MH MG - (SL) - SUGAR LAND PRIMARY CARE (MP1) |  |  |  |  | 142-09046 | 142-09046 | Sugar Land | Memorial Hermann Medical Group Sugar Land (#300) | MH MG - (SL) - SUGAR LAND PRIMARY CARE (MP1) | Work Room 2
YES | YES |  |  |  | 129-02767 | 129-02767 | Philips Healthcare | Intellivie information center |  | 726421634C | SUGAR LAND - PACU |  |  |  |  | 129-02767 | 129-02767 | Sugar Land | Memorial Hermann Sugar Land Hospital | SUGAR LAND - PACU | Nurses station
YES | YES | Serial Number Cnf |  |  | 041-16767 | 041-16767 | Philips Healthcare | IntelliVue |  | CNF | MEMORIAL CITY - ER - PEDS Room 2 |  |  |  |  | 041-16767 | 041-16767 | West | Memorial Hermann - Memorial City | MEMORIAL CITY - ER - PEDS Room 2 | Memorial City ER Peds Room 2
YES | YES |  |  |  | 041-32510 | 041-32510 | Philips Healthcare | IntelliVue |  | DE35164498 | MEMORIAL CITY - CATH LAB |  |  |  |  | 041-32510 | 041-32510 | West | Memorial Hermann Heart | MEMORIAL CITY - CATH LAB | Cath Lab 2
YES | YES | Serial Number Cnf |  |  | 041-13001 |  | Philips Healthcare | IntelliVue |  | CNF | Memorial City - Neonatal |  |  |  |  | 041-13001 |  | West | Memorial Hermann - Memorial City | Memorial City - Neonatal | MH4 116 Room 4M21 |  |  |  | Baby in room. Unable to turn on lights to get better photos. LF
YES | YES |  |  |  | 013-38172 | 013-38172 | Philips Healthcare | IntelliVue |  | DE351C8774 | SW - RADIOLOGY |  |  |  |  | 013-38172 | 013-38172 | Southwest | SW Radiology | SW - RADIOLOGY | CT 3
YES | YES |  |  |  | 099-03624 | 099-03624 | Philips Healthcare | IntelliVue CL 865220 |  | DE03803082 | KATY - BIOMED |  |  |  |  | 099-03624 | 099-03624 | Katy | Memorial Hermann Katy Hospital | KATY - BIOMED | Biomed Shop
YES | YES |  |  |  | 099-03623 | 099-03623 | Philips Healthcare | IntelliVue CL 865220 |  | DE03803095 | KATY - BIOMED |  |  |  |  | 099-03623 | 099-03623 | Katy | Memorial Hermann Katy Hospital | KATY - BIOMED | Biomed Shop
YES | YES |  |  |  | 133-08513 | 133-08513 | Philips Healthcare | IntelliVue CL 865220 |  | DE03801796 | KATY - BIOMED |  |  |  |  | 133-08513 | 133-08513 | Katy | Memorial Hermann Katy Hospital | KATY - BIOMED | Biomed Shop
YES | YES |  |  |  | 099-03622 | 099-03622 | Philips Healthcare | IntelliVue CL 865220 |  | DE03803093 | KATY - BIOMED |  |  |  |  | 099-03622 | 099-03622 | Katy | Memorial Hermann Katy Hospital | KATY - BIOMED | Biomed Shop
YES | YES |  |  |  | 099-03621 | 099-03621 | Philips Healthcare | IntelliVue CL 865220 |  | DE03803092 | KATY - BIOMED |  |  |  |  | 099-03621 | 099-03621 | Katy | Memorial Hermann Katy Hospital | KATY - BIOMED | Biomed Shop
YES | YES |  |  |  | 133-10477 | 133-10477 | Philips Healthcare | IntelliVue Dock 867043 |  | PL43110097 | KATY - CATH LAB |  |  |  |  | 133-10477 | 133-10477 | Katy | Katy | KATY - CATH LAB | Cath lab 1 |  |  |  | No pm
YES | YES |  |  |  | 129-31733 | 129-31733 | Philips Healthcare | IntelliVue Dock 867043 |  | Pl43110053 | SUGAR LAND - DAY SURGERY |  |  |  |  | 129-31733 | 129-31733 | Sugar Land | Memorial Hermann Sugar Land Hospital | SUGAR LAND - DAY SURGERY | Pacu nurses station
YES | YES |  |  |  | 129-31734 | 129-31734 | Philips Healthcare | IntelliVue Dock 867043 |  | Pl43110054 | SUGAR LAND - PACU |  |  |  |  | 129-31734 | 129-31734 | Sugar Land | Memorial Hermann Sugar Land Hospital | SUGAR LAND - PACU | Nurses station
NO | YES |  |  |  | 013-38580 | 013-38580 | Philips Healthcare | INTELLIVUE FMS-4 |  | DE12366956 | SW-NICU | MHHS-Southwest |  |  |  | 013-38580 | 013-38580 | Southwest | MHHS-Southwest | SW-NICU | NICU | 12/1/17 |  |  |  | PHYSIOLOGIC MONITOR MODULE HOUSINGS |  | .needs class | [5 empty] | PHILIPS | [7 empty] | Covered PM Repair - Biomedical | MHHS-Southwest
NO | YES |  |  |  | 013-38583 | 013-38583 | Philips Healthcare | INTELLIVUE FMS-4 |  | De12366957 | SW-NICU | MHHS-Southwest |  |  |  | 013-38583 | 013-38583 | Southwest | MHHS-Southwest | SW-NICU | NICU 1 | 12/1/17 |  |  |  | PHYSIOLOGIC MONITOR MODULE HOUSINGS |  | .needs class | [5 empty] | PHILIPS | [7 empty] | Covered PM Repair - Biomedical | MHHS-Southwest
NO | YES |  |  |  | 009-09085 | 009-09085 | Philips Healthcare | INTELLIVUE G5 |  | ASDF-0028 | GH-OR | MHHS-Greater Heights |  |  |  | 009-09085 | 009-09085 | Central | MHHS-Greater Heights | GH-OR | Rm 2 | 6/1/19 |  | 6/1/20 |  | PHYSIOLOGIC MONITOR MODULES, ANESTHETIC GAS |  | .needs class | [5 empty] | PHILIPS | [7 empty] | Covered PM Repair - Biomedical | MHHS-Greater Heights
NO | YES |  |  |  | 133-09798 | 133-09798 | Philips Healthcare | INTELLIVUE G5 |  | ASCN-0068 - Endo 2 | Katy-OR | MHHS-Katy |  |  |  | 133-09798 | 133-09798 | Katy | MHHS-Katy | Katy-OR | Endo 2 | 8/1/19 | 8/1/20 |  |  | PHYSIOLOGIC MONITOR MODULES, ANESTHETIC GAS |  | .needs class | [5 empty] | PHILIPS | [7 empty] | Covered PM Repair - Biomedical | MHHS-Katy
NO | YES |  |  |  | 133-09805 | 133-09805 | Philips Healthcare | INTELLIVUE G5 |  | ASCN-0052 | Katy-OR | MHHS-Katy |  |  |  | 133-09805 | 133-09805 | Katy | MHHS-Katy | Katy-OR | OR 11 | 9/1/19 | 9/1/20 |  |  | PHYSIOLOGIC MONITOR MODULES, ANESTHETIC GAS |  | .needs class | [5 empty] | PHILIPS | [7 empty] | Covered PM Repair - Biomedical | MHHS-Katy
NO | YES |  |  |  | 133-09806 | 133-09806 | Philips Healthcare | INTELLIVUE G5 |  | ASCN-0057 | Katy-OR | MHHS-Katy |  |  |  | 133-09806 | 133-09806 | Katy | MHHS-Katy | Katy-OR | OR 6 | 11/1/19 | 11/1/20 |  |  | PHYSIOLOGIC MONITOR MODULES, ANESTHETIC GAS |  | .needs class | [5 empty] | PHILIPS | [7 empty] | Covered PM Repair - Biomedical | MHHS-Katy
NO | YES |  |  |  | 133-10105 | 133-10105 | Philips Healthcare | INTELLIVUE G5 |  | ASBE-0122 | Katy-OR | MHHS-Katy |  |  |  | 133-10105 | 133-10105 | Katy | MHHS-Katy | Katy-OR | OR10 | 9/1/19 | 9/1/20 |  |  | PHYSIOLOGIC MONITOR MODULES, ANESTHETIC GAS |  | .needs class | [5 empty] | PHILIPS | [7 empty] | Covered PM Repair - Biomedical | MHHS-Katy
NO | YES |  |  |  |  | 041-10549 | Philips Healthcare | INTELLIVUE G5 |  | ARYK-0026 | Memorial City-Labor & Delivery | MHHS-Mem City |  |  |  |  | 041-10549 | West | MHHS-Mem City | Memorial City-Labor & Delivery | OR 1 | 11/1/19 |  | 11/1/20 |  | PHYSIOLOGIC MONITOR MODULES, ANESTHETIC GAS |  | .needs class | [5 empty] | PHILIPS | [7 empty] | Covered PM Repair - Biomedical | MHHS-Mem City
NO | YES |  |  |  | 041-14899 | 041-14899 | Philips Healthcare | INTELLIVUE G5 |  | ARYJ-0065 | MEMORIAL CITY - LABOR | MHHS-Mem City |  |  |  | 041-14899 | 041-14899 | West | Womens Memorial Hermann Memorial City Hospital | MEMORIAL CITY - LABOR | L | 11/1/19 |  |  |  | PHYSIOLOGIC MONITOR MODULES, ANESTHETIC GAS |  | .needs class | [5 empty] | PHILIPS | [7 empty] | Covered PM Repair - Biomedical | MHHS-Mem City
NO | YES |  |  |  | 041-17586 | 041-17586 | Philips Healthcare | INTELLIVUE G5 |  | ASAJ-0097 | MEMORIAL CITY - CATH LAB | MHHS-Mem City |  |  |  | 041-17586 | 041-17586 | West | Memorial Hermann Heart | MEMORIAL CITY - CATH LAB | Cath Lab 2 |  |  |  |  | PHYSIOLOGIC MONITOR MODULES, ANESTHETIC GAS |  | .needs class | [5 empty] | PHILIPS | [7 empty] | Covered PM Repair - Biomedical | MHHS-Mem City
NO | YES |  |  |  | 041-17862 | 041-17862 | Philips Healthcare | INTELLIVUE G5 |  | ASBM-0045 | MEMORIAL CITY -MOR | MHHS-Mem City |  |  |  | 041-17862 | 041-17862 | West | Memorial Hermann Memorial City Medical Center | MEMORIAL CITY -MOR | MEMORIAL CITY - MOR |  |  |  |  | PHYSIOLOGIC MONITOR MODULES, ANESTHETIC GAS |  | .needs class | [5 empty] | PHILIPS | [7 empty] | Covered PM Repair - Biomedical | MHHS-Mem City
NO | YES |  |  |  |  | 041-16485 | Philips Healthcare | INTELLIVUE G5 |  | asaa-0081 | MEMORIAL CITY MOR | MHHS-Mem City |  |  |  |  | 041-16485 | West | Memorial Hermann Memorial City Medical Center | MEMORIAL CITY MOR | MEMORIAL CITY MOR |  |  |  |  | PHYSIOLOGIC MONITOR MODULES, ANESTHETIC GAS |  | .needs class | [5 empty] | PHILIPS | [7 empty] | Covered PM Repair - Biomedical | MHHS-Mem City
NO | YES | [5 empty] | Philips Healthcare | INTELLIVUE G5 |  | ARZF-0117 | MEMORIAL CITY - Anesthesia | MHHS-Mem City | [5 empty] | West | Memorial Hermann Memorial City Medical Center | MEMORIAL CITY - Anesthesia | Surgery Anesthesia Work Room |  |  |  |  | PHYSIOLOGIC MONITOR MODULES, ANESTHETIC GAS |  | .needs class | [5 empty] | PHILIPS | [7 empty] | Covered PM Repair - Biomedical | MHHS-Mem City
NO | YES |  |  |  | 005-06183 | 005-06183 | Philips Healthcare | INTELLIVUE G5 |  | ASAD-0079 | SE-OR | MHHS-Southeast |  |  |  | 005-06183 | 005-06183 | Southeast | MHHS-Southeast | SE-OR |  | 4/1/19 |  | 4/1/20 |  | PHYSIOLOGIC MONITOR MODULES, ANESTHETIC GAS |  | .needs class | [5 empty] | PHILIPS | [7 empty] | Covered PM Repair - Biomedical | MHHS-Southeast
NO | YES |  |  |  | 005-07414 | 005-07414 | Philips Healthcare | INTELLIVUE G5 |  | ASDE-0017 | SE-Labor & Delivery | MHHS-Southeast |  |  |  | 005-07414 | 005-07414 | Southeast | MHHS-Southeast | SE-Labor & Delivery | Delivery OR 2 |  |  | 4/1/20 | No pm label | PHYSIOLOGIC MONITOR MODULES, ANESTHETIC GAS |  | .needs class | [5 empty] | PHILIPS | [7 empty] | Covered PM Repair - Biomedical | MHHS-Southeast
NO | YES |  |  |  | 005-07416 | 005-07416 | Philips Healthcare | INTELLIVUE G5 |  | ASDE-0011 | SE-OR | MHHS-Southeast |  |  |  | 005-07416 | 005-07416 | Southeast | MHHS-Southeast | SE-OR | OR4 | 4/1/19 |  | 4/1/20 |  | PHYSIOLOGIC MONITOR MODULES, ANESTHETIC GAS |  | .needs class | [5 empty] | PHILIPS | [7 empty] | Covered PM Repair - Biomedical | MHHS-Southeast
NO | YES |  |  |  | 005-08690 | 005-08690 | Philips Healthcare | INTELLIVUE G5 |  | ASCF-0045 | SE-OR | MHHS-Southeast |  |  |  | 005-08690 | 005-08690 | Southeast | MHHS-Southeast | SE-OR | SE -OR | 4/1/19 |  | 4/1/20 |  | PHYSIOLOGIC MONITOR MODULES, ANESTHETIC GAS |  | .needs class | [5 empty] | PHILIPS | [7 empty] | Covered PM Repair - Biomedical | MHHS-Southeast
NO | YES |  |  |  | 005-08691 | 005-08691 | Philips Healthcare | INTELLIVUE G5 |  | ASCF-0048 | SE-OR | MHHS-Southeast |  |  |  | 005-08691 | 005-08691 | Southeast | MHHS-Southeast | SE-OR | Or 5 | 4/1/19 |  | 4/1/20 |  | PHYSIOLOGIC MONITOR MODULES, ANESTHETIC GAS |  | .needs class | [5 empty] | PHILIPS | [7 empty] | Covered PM Repair - Biomedical | MHHS-Southeast
NO | YES |  |  |  | 005-08692 | 005-08692 | Philips Healthcare | INTELLIVUE G5 |  | ASCF-0043 | SE-OR-Anesthesia | MHHS-Southeast |  |  |  | 005-08692 | 005-08692 | Southeast | MHHS-Southeast | SE-OR-Anesthesia | OR 7 | 4/1/20 |  | 4/1/21 |  | PHYSIOLOGIC MONITOR MODULES, ANESTHETIC GAS |  | .needs class | [5 empty] | PHILIPS | [7 empty] | Covered PM Repair - Biomedical | MHHS-Southeast
NO | YES |  |  |  | 005-09230 | 005-09230 | Philips Healthcare | INTELLIVUE G5 |  | ASDI-0009 | SE-OR | MHHS-Southeast |  |  |  | 005-09230 | 005-09230 | Southeast | MHHS-Southeast | SE-OR | Cysto | 4/1/19 |  | 4/1/20 |  | PHYSIOLOGIC MONITOR MODULES, ANESTHETIC GAS |  | .needs class | [5 empty] | PHILIPS | [7 empty] | Covered PM Repair - Biomedical | MHHS-Southeast
NO | YES |  |  |  | 005-09300 | 005-09300 | Philips Healthcare | INTELLIVUE G5 |  | ASDE-0020 | SE-Esophageal Disease Center | MHHS-Southeast |  |  |  | 005-09300 | 005-09300 | Southeast & Bay Area | MHHS-Southeast | SE-Esophageal Disease Center | EP 1 | 5/1/19 |  | 5/1/20 |  | PHYSIOLOGIC MONITOR MODULES, ANESTHETIC GAS |  | .needs class | [5 empty] | PHILIPS | [7 empty] | Covered PM Repair - Biomedical | MHHS-Southeast
NO | YES |  |  |  | 005-09338 | 005-09338 | Philips Healthcare | INTELLIVUE G5 |  | ASDE-0014 | SE-OR | MHHS-Southeast |  |  |  | 005-09338 | 005-09338 | Southeast | MHHS-Southeast | SE-OR | SE -OR | 4/1/19 |  | 4/1/20 |  | PHYSIOLOGIC MONITOR MODULES, ANESTHETIC GAS |  | .needs class | [5 empty] | PHILIPS | [7 empty] | Covered PM Repair - Biomedical | MHHS-Southeast
NO | YES |  |  |  | 005-09430 | 005-09430 | Philips Healthcare | INTELLIVUE G5 |  | ASDE-0019 | Memorial Hermann- South East OR | MHHS-Southeast |  |  |  | 005-09430 | 005-09430 | Southeast & Bay Area | Memorial Hermann- South East | Memorial Hermann- South East OR | OR3 | 4/1/19 |  | 4/1/20 |  | PHYSIOLOGIC MONITOR MODULES, ANESTHETIC GAS |  | .needs class | [5 empty] | PHILIPS | [7 empty] | Covered PM Repair - Biomedical | MHHS-Southeast
NO | YES |  |  |  | 129-04459 | 129-04459 | Philips Healthcare | INTELLIVUE G5 |  | ARYJ-0012 | Sugar Land-OR | MHHS-Sugarland |  |  |  | 129-04459 | 129-04459 | Sugar Land | MHHS-Sugarland | Sugar Land-OR | OR 2 | 7/1/19 |  | 7/1/20 |  | PHYSIOLOGIC MONITOR MODULES, ANESTHETIC GAS |  | .needs class | [5 empty] | PHILIPS | [7 empty] | Covered PM Repair - Biomedical | MHHS-Sugarland
NO | YES |  |  |  | 129-03255 | 129-03255 | Philips Healthcare | INTELLIVUE G5 |  | ARXM-0168 | Sugar Land-Endoscopy | MHHS-Sugarland |  |  |  | 129-03255 | 129-03255 | Sugar Land | MHHS-Sugarland | Sugar Land-Endoscopy | Procedure Room 2 | 7/1/19 |  |  |  | PHYSIOLOGIC MONITOR MODULES, ANESTHETIC GAS |  | .needs class | [5 empty] | PHILIPS | [7 empty] | Covered PM Repair - Biomedical | MHHS-Sugarland
NO | YES |  |  |  | 129-03418 | 129-03418 | Philips Healthcare | INTELLIVUE G5 |  | ASAK-0225 | Sugar Land-OR | MHHS-Sugarland |  |  |  | 129-03418 | 129-03418 | Sugar Land | MHHS-Sugarland | Sugar Land-OR | OR 4 | 7/1/19 |  |  |  | PHYSIOLOGIC MONITOR MODULES, ANESTHETIC GAS |  | .needs class | [5 empty] | PHILIPS | [7 empty] | Covered PM Repair - Biomedical | MHHS-Sugarland
NO | YES |  |  |  | 129-04142 | 129-04142 | Philips Healthcare | INTELLIVUE G5 |  | ASAB-0032 | Sugar Land-OR | MHHS-Sugarland |  |  |  | 129-04142 | 129-04142 | Sugar Land | MHHS-Sugarland | Sugar Land-OR | OR | 7/1/19 |  | 7/1/20 |  | PHYSIOLOGIC MONITOR MODULES, ANESTHETIC GAS |  | .needs class | [5 empty] | PHILIPS | [7 empty] | Covered PM Repair - Biomedical | MHHS-Sugarland
NO | YES |  |  |  | 129-04487 | 129-04487 | Philips Healthcare | INTELLIVUE G5 |  | ARXC-0032 | OR | MHHS-Sugarland |  |  |  | 129-04487 | 129-04487 | Sugar Land | Memorial Hermann Sugar Land Hospital | OR | Anesthesia work room | 8/1/19 |  | 8/1/20 |  | PHYSIOLOGIC MONITOR MODULES, ANESTHETIC GAS |  | .needs class | [5 empty] | PHILIPS | [7 empty] | Covered PM Repair - Biomedical | MHHS-Sugarland
NO | NO | [5 empty] | Philips Healthcare | INTELLIVUE G5 |  | ASCF-0091 | MEMORIAL CITY - MOR | MHHS-Mem City | [5 empty] | West & Memorial City |  | MEMORIAL CITY - MOR | [5 empty] | PHYSIOLOGIC MONITOR MODULES, ANESTHETIC GAS |  | .needs class | [5 empty] | PHILIPS | [7 empty] | Covered PM Repair - Biomedical | MHHS-Mem City
NO | NO |  |  |  | 129-05701 |  | Philips Healthcare | INTELLIVUE INFO CENTER PIIC IX A.0 |  | 0M09-0uh7-4 | SUGAR LAND - ER | MHHS-Sugarland |  |  |  | 129-05701 |  | Sugar Land |  | SUGAR LAND - ER | [5 empty] | NETWORK SERVERS |  | MONITORCENTRALSTATION-Philips-PIIC iX |  |  |  |  | MONITORCENTRALSTATION-Philips-PIIC iX | PHILIPS | [7 empty] | Covered PM Repair - Biomedical | MHHS-Sugarland
NO | YES |  |  |  | 013-38712 | 013-38712 | Philips Healthcare | INTELLIVUE INFO CENTER PIIC IX B.0 |  | 2UA7392NYL | SW-OR | MHHS-Southwest |  |  |  | 013-38712 | 013-38712 | Southwest | MHHS-Southwest | SW-OR | OR | 7/1/19 |  | 1/1/21 |  | NETWORK SERVERS | Monitor, Central Station | MONITORCENTRALSTATION-Philips-PIIC iX |  |  |  |  | MONITORCENTRALSTATION-Philips-PIIC iX | PHILIPS | [6 empty] | MCS-A | Covered PM Repair - Biomedical | MHHS-Southwest | [8 empty] | MONITORCENTRALSTATION | Monitor, Central Station | Philips
NO | NO |  |  |  | 013-38093 |  | Philips Healthcare | INTELLIVUE INFO CENTER PIIC IX B.0 |  | US43319174 | SW - ICU | MHHS-Southwest |  |  |  | 013-38093 |  | Southwest |  | SW - ICU | [5 empty] | NETWORK SERVERS |  | MONITORCENTRALSTATION-Philips-PIIC iX |  |  |  |  | MONITORCENTRALSTATION-Philips-PIIC iX | PHILIPS | [7 empty] | Covered PM Repair - Biomedical | MHHS-Southwest
NO | NO |  |  |  | 129-31164 |  | Philips Healthcare | INTELLIVUE INFO CENTER PIIC IX B.0 |  |  | SUGAR LAND - DAY SURGERY | MHHS-Sugarland |  |  |  | 129-31164 |  | Sugar Land |  | SUGAR LAND - DAY SURGERY | [5 empty] | NETWORK SERVERS |  | MONITORCENTRALSTATION-Philips-PIIC iX |  |  |  |  | MONITORCENTRALSTATION-Philips-PIIC iX | PHILIPS | [7 empty] | Covered PM Repair - Biomedical | MHHS-Sugarland
NO | NO |  |  |  | 129-07525 |  | Philips Healthcare | INTELLIVUE INFO CENTER PIIC IX B.0 |  | US43324477 | SUGAR LAND - PEDI IMU | MHHS-Sugarland |  |  |  | 129-07525 |  | Sugar Land |  | SUGAR LAND - PEDI IMU | [5 empty] | NETWORK SERVERS |  | MONITORCENTRALSTATION-Philips-PIIC iX |  |  |  |  | MONITORCENTRALSTATION-Philips-PIIC iX | PHILIPS | [7 empty] | Covered PM Repair - Biomedical | MHHS-Sugarland
NO | NO |  |  |  | 129-06983 |  | Philips Healthcare | INTELLIVUE INFO CENTER PIIC IX B.0 |  | 2UA6282K7G | SUGAR LAND - TELEMETRY | MHHS-Sugarland |  |  |  | 129-06983 |  | Sugar Land |  | SUGAR LAND - TELEMETRY | [5 empty] | NETWORK SERVERS |  | MONITORCENTRALSTATION-Philips-PIIC iX |  |  |  |  | MONITORCENTRALSTATION-Philips-PIIC iX | PHILIPS | [7 empty] | Covered PM Repair - Biomedical | MHHS-Sugarland
NO | NO |  |  |  | 129-06984 |  | Philips Healthcare | INTELLIVUE INFO CENTER PIIC IX B.0 |  | 2UA6282K6K | SUGAR LAND - TELEMETRY | MHHS-Sugarland |  |  |  | 129-06984 |  | Sugar Land |  | SUGAR LAND - TELEMETRY | [5 empty] | NETWORK SERVERS |  | MONITORCENTRALSTATION-Philips-PIIC iX |  |  |  |  | MONITORCENTRALSTATION-Philips-PIIC iX | PHILIPS | [7 empty] | Covered PM Repair - Biomedical | MHHS-Sugarland
NO | NO |  |  |  | 129-06985 |  | Philips Healthcare | INTELLIVUE INFO CENTER PIIC IX B.0 |  | 2UA6282K5X | SUGAR LAND - TELEMETRY | MHHS-Sugarland |  |  |  | 129-06985 |  | Sugar Land |  | SUGAR LAND - TELEMETRY | [5 empty] | NETWORK SERVERS |  | MONITORCENTRALSTATION-Philips-PIIC iX |  |  |  |  | MONITORCENTRALSTATION-Philips-PIIC iX | PHILIPS | [7 empty] | Covered PM Repair - Biomedical | MHHS-Sugarland
NO | NO |  |  |  | 129-06986 |  | Philips Healthcare | INTELLIVUE INFO CENTER PIIC IX B.0 |  | 2UA6282K5L | SUGAR LAND - TELEMETRY | MHHS-Sugarland |  |  |  | 129-06986 |  | Sugar Land |  | SUGAR LAND - TELEMETRY | [5 empty] | NETWORK SERVERS |  | MONITORCENTRALSTATION-Philips-PIIC iX |  |  |  |  | MONITORCENTRALSTATION-Philips-PIIC iX | PHILIPS | [7 empty] | Covered PM Repair - Biomedical | MHHS-Sugarland
NO | NO |  |  |  | 129-06987 |  | Philips Healthcare | INTELLIVUE INFO CENTER PIIC IX B.0 |  | 2UA6282K5Y | SUGAR LAND - TELEMETRY | MHHS-Sugarland |  |  |  | 129-06987 |  | Sugar Land |  | SUGAR LAND - TELEMETRY | [5 empty] | NETWORK SERVERS |  | MONITORCENTRALSTATION-Philips-PIIC iX |  |  |  |  | MONITORCENTRALSTATION-Philips-PIIC iX | PHILIPS | [7 empty] | Covered PM Repair - Biomedical | MHHS-Sugarland
NO | NO |  |  |  | 129-06988 |  | Philips Healthcare | INTELLIVUE INFO CENTER PIIC IX B.0 |  | 2UA6282K7N | SUGAR LAND - TELEMETRY | MHHS-Sugarland |  |  |  | 129-06988 |  | Sugar Land |  | SUGAR LAND - TELEMETRY | [5 empty] | NETWORK SERVERS |  | MONITORCENTRALSTATION-Philips-PIIC iX |  |  |  |  | MONITORCENTRALSTATION-Philips-PIIC iX | PHILIPS | [7 empty] | Covered PM Repair - Biomedical | MHHS-Sugarland
NO | YES |  |  |  | 133-09610 | 133-09610 | Philips Healthcare | INTELLIVUE INFORMATION CENTER iX SERVER |  | US43307589 | Katy-Med/Surg 6th Floor | MHHS-Katy |  |  |  | 133-09610 | 133-09610 | Katy | MHHS-Katy | Katy-Med/Surg 6th Floor | ISD 6TH FLOOR |  |  |  |  | NETWORK SERVERS | Monitor, Central Station | MONITORCENTRALSTATION-Philips-PIIC iX |  |  |  |  | MONITORCENTRALSTATION-Philips-PIIC iX | PHILIPS | [6 empty] | MCS-A | Covered PM Repair - Biomedical | MHHS-Katy | [8 empty] | MONITORCENTRALSTATION | Monitor, Central Station | Philips
NO | YES |  |  |  | 133-08674 | 133-08674 | Philips Healthcare | INTELLIVUE INFORMATION CENTER iX SERVER |  | 5L51-5JHY-V | Katy-Med/Surg 6th Floor | MHHS-Katy |  |  |  | 133-08674 | 133-08674 | Katy | MHHS-Katy | Katy-Med/Surg 6th Floor | ISD room 6 floor |  |  |  |  | NETWORK SERVERS | Monitor, Central Station | MONITORCENTRALSTATION-Philips-PIIC iX |  |  |  |  | MONITORCENTRALSTATION-Philips-PIIC iX | PHILIPS | [6 empty] | MCS-A | Covered PM Repair - Biomedical | MHHS-Katy | [8 empty] | MONITORCENTRALSTATION | Monitor, Central Station | Philips
NO | YES |  |  |  | 129-06123 | 129-06123 | Philips Healthcare | INTELLIVUE INFORMATION CENTER iX SERVER |  | 2UA52319R4 | SP CCC - (SL) - EMERGENCY ROOM | MHHS-Sienna Plantation CCC |  |  |  | 129-06123 | 129-06123 | Sugar Land | MHHS-Others | SP CCC - (SL) - EMERGENCY ROOM | Nurses Station | 8/1/18 |  | 2/1/20 |  | NETWORK SERVERS | Monitor, Central Station | MONITORCENTRALSTATION-Philips-PIIC iX |  |  |  |  | MONITORCENTRALSTATION-Philips-PIIC iX | PHILIPS | [6 empty] | MCS-A | Covered PM Repair - Biomedical | MHHS-Sienna Plantation CCC | [8 empty] | MONITORCENTRALSTATION | Monitor, Central Station | Philips
NO | NO |  |  |  | 129-07870 |  | Philips Healthcare | INTELLIVUE INFORMATION CENTER iX SERVER |  | US43367603 | SUGAR LAND - OBSERVATION UNIT | MHHS-Sugarland |  |  |  | 129-07870 |  | Sugar Land |  | SUGAR LAND - OBSERVATION UNIT | [5 empty] | NETWORK SERVERS |  | MONITORCENTRALSTATION-Philips-PIIC iX |  |  |  |  | MONITORCENTRALSTATION-Philips-PIIC iX | PHILIPS | [7 empty] | Covered PM Repair - Biomedical | MHHS-Sugarland
NO | NO |  |  |  | 005-06174 |  | Philips Healthcare | INTELLIVUE M3170 PATIENT LINK |  | 5417A069 | SE - ESOPHAGEAL DISEASE CENTER | MHHS-Southeast |  |  |  | 005-06174 |  | Southeast & Bay Area |  | SE - ESOPHAGEAL DISEASE CENTER | [5 empty] | INFORMATION SYSTEMS, DATA MANAGEMENT |  | .needs class | [5 empty] | PHILIPS | [7 empty] | Not Covered Vendor Only - Biomedical | MHHS-Southeast
NO | NO |  |  |  | 129-06255 |  | Philips Healthcare | INTELLIVUE M3170 PATIENT LINK |  | 2UA5231V63 | SUGAR LAND - LABOR & DELIVERY | MHHS-Sugarland |  |  |  | 129-06255 |  | Sugar Land |  | SUGAR LAND - LABOR & DELIVERY | [5 empty] | INFORMATION SYSTEMS, DATA MANAGEMENT |  | .needs class | [5 empty] | PHILIPS | [7 empty] | Covered PM Repair - Biomedical | MHHS-Sugarland
NO | NO |  |  |  | 129-07756 |  | Philips Healthcare | INTELLIVUE MMS |  | DE6520JJ5AN | SUGAR LAND - PACU | MHHS-Sugarland |  |  |  | 129-07756 |  | Sugar Land |  | SUGAR LAND - PACU | [5 empty] | PHYSIOLOGIC MONITOR MODULES, MULTIPARAMETER |  | .needs class | [5 empty] | PHILIPS | [7 empty] | Covered PM Repair - Biomedical | MHHS-Sugarland
NO | YES |  |  |  | 151-01657 | 151-01657 | Philips Healthcare | INTELLIVUE MMS X2 |  | DE575P9013 | CY-Endoscopy | MHHS-Cypress |  |  |  | 151-01657 | 151-01657 | Northwest | MHHS-Cypress | CY-Endoscopy | Endo rm 2 | 11/1/19 | 11/1/20 |  |  | PHYSIOLOGIC MONITOR MODULES, MULTIPARAMETER | Monitor, Cardiac, Portable | MONITORCARDIAPORTABLE-Philips-M3002A X2 |  |  |  |  | MONITORCARDIAPORTABLE-Philips-M3002A X2 | PHILIPS | [6 empty] | MCP-A | Covered PM Repair - Biomedical | MHHS-Cypress | [8 empty] | MONITORCARDIAPORTABLE | Monitor, Cardiac, Portable | Philips
NO | YES |  |  |  | 151-01213 | 151-01213 | Philips Healthcare | INTELLIVUE MMS X2 |  | DE575P5401 | CY-ER | MHHS-Cypress |  |  |  | 151-01213 | 151-01213 | Northwest | MHHS-Cypress | CY-ER | NURSES STATION | 12/1/19 | 12/1/20 |  |  | PHYSIOLOGIC MONITOR MODULES, MULTIPARAMETER | Monitor, Cardiac, Portable | MONITORCARDIAPORTABLE-Philips-M3002A X2 |  |  |  |  | MONITORCARDIAPORTABLE-Philips-M3002A X2 | PHILIPS | [6 empty] | MCP-A | Covered PM Repair - Biomedical | MHHS-Cypress | [8 empty] | MONITORCARDIAPORTABLE | Monitor, Cardiac, Portable | Philips
NO | YES |  |  |  | 151-02938 | 151-02938 | Philips Healthcare | INTELLIVUE MMS X2 |  | DE535L6666 | CY-ER | MHHS-Cypress |  |  |  | 151-02938 | 151-02938 | Northwest | MHHS-Cypress | CY-ER | NURSES STATION | 12/1/19 | 12/1/20 |  |  | PHYSIOLOGIC MONITOR MODULES, MULTIPARAMETER | Monitor, Cardiac, Portable | MONITORCARDIAPORTABLE-Philips-M3002A X2 |  |  |  |  | MONITORCARDIAPORTABLE-Philips-M3002A X2 | PHILIPS | [6 empty] | MCP-A | Covered PM Repair - Biomedical | MHHS-Cypress | [8 empty] | MONITORCARDIAPORTABLE | Monitor, Cardiac, Portable | Philips
NO | YES |  |  |  | 151-01105 | 151-01105 | Philips Healthcare | INTELLIVUE MMS X2 |  | DE575P5439 | CY-Central Supply | MHHS-Cypress |  |  |  | 151-01105 | 151-01105 | Northwest | MHHS-Cypress | CY-Central Supply | ICU 14 |  |  |  |  | PHYSIOLOGIC MONITOR MODULES, MULTIPARAMETER | Monitor, Cardiac, Portable | MONITORCARDIAPORTABLE-Philips-M3002A X2 |  |  |  |  | MONITORCARDIAPORTABLE-Philips-M3002A X2 | PHILIPS | [6 empty] | MCP-A | Covered PM Repair - Biomedical | MHHS-Cypress | [8 empty] | MONITORCARDIAPORTABLE | Monitor, Cardiac, Portable | Philips
NO | YES |  |  |  | 151-01106 | 151-01106 | Philips Healthcare | INTELLIVUE MMS X2 |  | DE575P5448 | CY-ICU | MHHS-Cypress |  |  |  | 151-01106 | 151-01106 | Northwest | MHHS-Cypress | CY-ICU | ICU 10 | 11/1/19 | 11/1/20 |  |  | PHYSIOLOGIC MONITOR MODULES, MULTIPARAMETER | Monitor, Cardiac, Portable | MONITORCARDIAPORTABLE-Philips-M3002A X2 |  |  |  |  | MONITORCARDIAPORTABLE-Philips-M3002A X2 | PHILIPS | [6 empty] | MCP-A | Covered PM Repair - Biomedical | MHHS-Cypress | [8 empty] | MONITORCARDIAPORTABLE | Monitor, Cardiac, Portable | Philips
NO | YES |  |  |  | 151-01107 | 151-01107 | Philips Healthcare | INTELLIVUE MMS X2 |  | DE575P5375 | CY-ICU | MHHS-Cypress |  |  |  | 151-01107 | 151-01107 | Northwest | MHHS-Cypress | CY-ICU | CY -ICU 17 | 1/1/20 | 1/1/21 |  |  | PHYSIOLOGIC MONITOR MODULES, MULTIPARAMETER | Monitor, Cardiac, Portable | MONITORCARDIAPORTABLE-Philips-M3002A X2 |  |  |  |  | MONITORCARDIAPORTABLE-Philips-M3002A X2 | PHILIPS | [6 empty] | MCP-A | Covered PM Repair - Biomedical | MHHS-Cypress | [8 empty] | MONITORCARDIAPORTABLE | Monitor, Cardiac, Portable | Philips
NO | YES |  |  |  | 151-01108 | 151-01108 | Philips Healthcare | INTELLIVUE MMS X2 |  | DE575P5455 | CY-Central Supply | MHHS-Cypress |  |  |  | 151-01108 | 151-01108 | Northwest | MHHS-Cypress | CY-Central Supply | ICU 16 |  |  |  |  | PHYSIOLOGIC MONITOR MODULES, MULTIPARAMETER | Monitor, Cardiac, Portable | MONITORCARDIAPORTABLE-Philips-M3002A X2 |  |  |  |  | MONITORCARDIAPORTABLE-Philips-M3002A X2 | PHILIPS | [6 empty] | MCP-A | Covered PM Repair - Biomedical | MHHS-Cypress | [8 empty] | MONITORCARDIAPORTABLE | Monitor, Cardiac, Portable | Philips
NO | YES |  |  |  | 151-01109 | 151-01109 | Philips Healthcare | INTELLIVUE MMS X2 |  | DE575P5478 | CY-ICU | MHHS-Cypress |  |  |  | 151-01109 | 151-01109 | Northwest | MHHS-Cypress | CY-ICU | ICU 8 | 12/1/19 | 12/1/20 |  |  | PHYSIOLOGIC MONITOR MODULES, MULTIPARAMETER | Monitor, Cardiac, Portable | MONITORCARDIAPORTABLE-Philips-M3002A X2 |  |  |  |  | MONITORCARDIAPORTABLE-Philips-M3002A X2 | PHILIPS | [6 empty] | MCP-A | Covered PM Repair - Biomedical | MHHS-Cypress | [8 empty] | MONITORCARDIAPORTABLE | Monitor, Cardiac, Portable | Philips
NO | YES |  |  |  | 151-01110 | 151-01110 | Philips Healthcare | INTELLIVUE MMS X2 |  | DE575P5487 | CY-ICU | MHHS-Cypress |  |  |  | 151-01110 | 151-01110 | Northwest | MHHS-Cypress | CY-ICU | ICU 9 | 11/1/19 | 11/1/20 |  |  | PHYSIOLOGIC MONITOR MODULES, MULTIPARAMETER | Monitor, Cardiac, Portable | MONITORCARDIAPORTABLE-Philips-M3002A X2 |  |  |  |  | MONITORCARDIAPORTABLE-Philips-M3002A X2 | PHILIPS | [6 empty] | MCP-A | Covered PM Repair - Biomedical | MHHS-Cypress | [8 empty] | MONITORCARDIAPORTABLE | Monitor, Cardiac, Portable | Philips
NO | YES |  |  |  | 151-01111 | 151-01111 | Philips Healthcare | INTELLIVUE MMS X2 |  | DE575P5433 | CY-ICU | MHHS-Cypress |  |  |  | 151-01111 | 151-01111 | Northwest | MHHS-Cypress | CY-ICU | ICU 15 | 11/1/19 | 11/1/20 |  |  | PHYSIOLOGIC MONITOR MODULES, MULTIPARAMETER | Monitor, Cardiac, Portable | MONITORCARDIAPORTABLE-Philips-M3002A X2 |  |  |  |  | MONITORCARDIAPORTABLE-Philips-M3002A X2 | PHILIPS | [6 empty] | MCP-A | Covered PM Repair - Biomedical | MHHS-Cypress | [8 empty] | MONITORCARDIAPORTABLE | Monitor, Cardiac, Portable | Philips
NO | YES |  |  |  | 151-01112 | 151-01112 | Philips Healthcare | INTELLIVUE MMS X2 |  | DE575P5403 | CY-ICU | MHHS-Cypress |  |  |  | 151-01112 | 151-01112 | Northwest | MHHS-Cypress | CY-ICU | ICU 6 | 12/1/19 | 12/1/20 |  |  | PHYSIOLOGIC MONITOR MODULES, MULTIPARAMETER | Monitor, Cardiac, Portable | MONITORCARDIAPORTABLE-Philips-M3002A X2 |  |  |  |  | MONITORCARDIAPORTABLE-Philips-M3002A X2 | PHILIPS | [6 empty] | MCP-A | Covered PM Repair - Biomedical | MHHS-Cypress | [8 empty] | MONITORCARDIAPORTABLE | Monitor, Cardiac, Portable | Philips
NO | YES |  |  |  | 151-01113 | 151-01113 | Philips Healthcare | INTELLIVUE MMS X2 |  | DE575P5446 | CY-ICU | MHHS-Cypress |  |  |  | 151-01113 | 151-01113 | Northwest | MHHS-Cypress | CY-ICU | ICU 1 | 11/1/19 | 11/1/20 |  |  | PHYSIOLOGIC MONITOR MODULES, MULTIPARAMETER | Monitor, Cardiac, Portable | MONITORCARDIAPORTABLE-Philips-M3002A X2 |  |  |  |  | MONITORCARDIAPORTABLE-Philips-M3002A X2 | PHILIPS | [6 empty] | MCP-A | Covered PM Repair - Biomedical | MHHS-Cypress | [8 empty] | MONITORCARDIAPORTABLE | Monitor, Cardiac, Portable | Philips
NO | YES |  |  |  | 151-01114 | 151-01114 | Philips Healthcare | INTELLIVUE MMS X2 |  | DE575P5481 | CY-ICU | MHHS-Cypress |  |  |  | 151-01114 | 151-01114 | Northwest | MHHS-Cypress | CY-ICU | ICU12 | 12/1/19 | 12/1/20 |  |  | PHYSIOLOGIC MONITOR MODULES, MULTIPARAMETER | Monitor, Cardiac, Portable | MONITORCARDIAPORTABLE-Philips-M3002A X2 |  |  |  |  | MONITORCARDIAPORTABLE-Philips-M3002A X2 | PHILIPS | [6 empty] | MCP-A | Covered PM Repair - Biomedical | MHHS-Cypress | [8 empty] | MONITORCARDIAPORTABLE | Monitor, Cardiac, Portable | Philips
NO | YES |  |  |  | 151-01115 | 151-01115 | Philips Healthcare | INTELLIVUE MMS X2 |  | DE575P5436 | CV- cardiac cath lab | MHHS-Cypress |  |  |  | 151-01115 | 151-01115 | Northwest | Memorial Hermann Cypress Hospital | CV- cardiac cath lab | Cvr nursing | 11/1/18 | 11/1/19 |  |  | PHYSIOLOGIC MONITOR MODULES, MULTIPARAMETER | Monitor, Cardiac, Portable | MONITORCARDIAPORTABLE-Philips-M3002A X2 |  |  |  |  | MONITORCARDIAPORTABLE-Philips-M3002A X2 | PHILIPS | [6 empty] | MCP-A | Covered PM Repair - Biomedical | MHHS-Cypress | [8 empty] | MONITORCARDIAPORTABLE | Monitor, Cardiac, Portable | Philips
NO | YES |  |  |  | 151-01116 | 151-01116 | Philips Healthcare | INTELLIVUE MMS X2 |  | DE575P5491 | CY-ICU | MHHS-Cypress |  |  |  | 151-01116 | 151-01116 | Northwest | MHHS-Cypress | CY-ICU | ICU 2 | 12/1/19 | 12/1/20 |  |  | PHYSIOLOGIC MONITOR MODULES, MULTIPARAMETER | Monitor, Cardiac, Portable | MONITORCARDIAPORTABLE-Philips-M3002A X2 |  |  |  |  | MONITORCARDIAPORTABLE-Philips-M3002A X2 | PHILIPS | [6 empty] | MCP-A | Covered PM Repair - Biomedical | MHHS-Cypress | [8 empty] | MONITORCARDIAPORTABLE | Monitor, Cardiac, Portable | Philips
NO | YES |  |  |  | 151-02939 | 151-02939 | Philips Healthcare | INTELLIVUE MMS X2 |  | DE575P5490 | CY-ICU | MHHS-Cypress |  |  |  | 151-02939 | 151-02939 | Northwest | MHHS-Cypress | CY-ICU | ICU 13 | 12/1/19 | 12/1/20 |  |  | PHYSIOLOGIC MONITOR MODULES, MULTIPARAMETER | Monitor, Cardiac, Portable | MONITORCARDIAPORTABLE-Philips-M3002A X2 |  |  |  |  | MONITORCARDIAPORTABLE-Philips-M3002A X2 | PHILIPS | [6 empty] | MCP-A | Covered PM Repair - Biomedical | MHHS-Cypress | [8 empty] | MONITORCARDIAPORTABLE | Monitor, Cardiac, Portable | Philips
NO | YES |  |  |  | 151-01212 | 151-01212 | Philips Healthcare | INTELLIVUE MMS X2 |  | DE575P5374 | CY - L | MHHS-Cypress |  |  |  | 151-01212 | 151-01212 | Northwest | MHHS-Cypress | CY - L |  | 12/1/19 | 12/1/20 |  |  | PHYSIOLOGIC MONITOR MODULES, MULTIPARAMETER | Monitor, Cardiac, Portable | MONITORCARDIAPORTABLE-Philips-M3002A X2 |  |  |  |  | MONITORCARDIAPORTABLE-Philips-M3002A X2 | PHILIPS | [6 empty] | MCP-A | Covered PM Repair - Biomedical | MHHS-Cypress | [8 empty] | MONITORCARDIAPORTABLE | Monitor, Cardiac, Portable | Philips
NO | YES |  |  |  | 151-01656 | 151-01656 | Philips Healthcare | INTELLIVUE MMS X2 |  | DE575P9004 | CY-OR | MHHS-Cypress |  |  |  | 151-01656 | 151-01656 | Northwest | MHHS-Cypress | CY-OR | Anesthesia workroom | 12/1/19 | 12/1/20 |  |  | PHYSIOLOGIC MONITOR MODULES, MULTIPARAMETER | Monitor, Cardiac, Portable | MONITORCARDIAPORTABLE-Philips-M3002A X2 |  |  |  |  | MONITORCARDIAPORTABLE-Philips-M3002A X2 | PHILIPS | [6 empty] | MCP-A | Covered PM Repair - Biomedical | MHHS-Cypress | [8 empty] | MONITORCARDIAPORTABLE | Monitor, Cardiac, Portable | Philips
NO | YES |  |  |  | 151-01194 | 151-01194 | Philips Healthcare | INTELLIVUE MMS X2 |  | DE575P5379 | CY-PACU | MHHS-Cypress |  |  |  | 151-01194 | 151-01194 | Northwest | MHHS-Cypress | CY-PACU | Nurses station | 1/1/19 | 12/1/20 |  |  | PHYSIOLOGIC MONITOR MODULES, MULTIPARAMETER | Monitor, Cardiac, Portable | MONITORCARDIAPORTABLE-Philips-M3002A X2 |  |  |  |  | MONITORCARDIAPORTABLE-Philips-M3002A X2 | PHILIPS | [6 empty] | MCP-A | Covered PM Repair - Biomedical | MHHS-Cypress | [8 empty] | MONITORCARDIAPORTABLE | Monitor, Cardiac, Portable | Philips
NO | YES |  |  |  | 133-10418 | 133-10418 | Philips Healthcare | INTELLIVUE MMS X2 |  | DE575P6894 | Katy-ICU | MHHS-Katy |  |  |  | 133-10418 | 133-10418 | Katy | MHHS-Katy | Katy-ICU | Icu -19 | 4/1/19 | 4/1/20 |  |  | PHYSIOLOGIC MONITOR MODULES, MULTIPARAMETER | Monitor, Cardiac, Portable | MONITORCARDIAPORTABLE-Philips-M3002A X2 |  |  |  |  | MONITORCARDIAPORTABLE-Philips-M3002A X2 | PHILIPS | [6 empty] | MCP-A | Covered PM Repair - Biomedical | MHHS-Katy | [8 empty] | MONITORCARDIAPORTABLE | Monitor, Cardiac, Portable | Philips
NO | YES |  |  |  | 133-09590 | 133-09590 | Philips Healthcare | INTELLIVUE MMS X2 |  | DE506J1259 | Katy-ICU | MHHS-Katy |  |  |  | 133-09590 | 133-09590 | Katy | MHHS-Katy | Katy-ICU | ICU Clean Utility | 3/1/19 | 3/1/20 |  |  | PHYSIOLOGIC MONITOR MODULES, MULTIPARAMETER | Monitor, Cardiac, Portable | MONITORCARDIAPORTABLE-Philips-M3002A X2 |  |  |  |  | MONITORCARDIAPORTABLE-Philips-M3002A X2 | PHILIPS | [6 empty] | MCP-A | Covered PM Repair - Biomedical | MHHS-Katy | [8 empty] | MONITORCARDIAPORTABLE | Monitor, Cardiac, Portable | Philips
NO | YES |  |  |  | 133-09591 | 133-09591 | Philips Healthcare | INTELLIVUE MMS X2 |  | DE506J1285 | Katy-ICU | MHHS-Katy |  |  |  | 133-09591 | 133-09591 | Katy | MHHS-Katy | Katy-ICU | Room 6 | 12/1/18 | 12/1/19 |  |  | PHYSIOLOGIC MONITOR MODULES, MULTIPARAMETER | Monitor, Cardiac, Portable | MONITORCARDIAPORTABLE-Philips-M3002A X2 |  |  |  |  | MONITORCARDIAPORTABLE-Philips-M3002A X2 | PHILIPS | [6 empty] | MCP-A | Covered PM Repair - Biomedical | MHHS-Katy | [8 empty] | MONITORCARDIAPORTABLE | Monitor, Cardiac, Portable | Philips
NO | YES |  |  |  | 133-09593 | 133-09593 | Philips Healthcare | INTELLIVUE MMS X2 |  | DE506J1210 | Katy-ICU | MHHS-Katy |  |  |  | 133-09593 | 133-09593 | Katy | MHHS-Katy | Katy-ICU |  | 12/1/19 |  |  |  | PHYSIOLOGIC MONITOR MODULES, MULTIPARAMETER | Monitor, Cardiac, Portable | MONITORCARDIAPORTABLE-Philips-M3002A X2 |  |  |  |  | MONITORCARDIAPORTABLE-Philips-M3002A X2 | PHILIPS | [6 empty] | MCP-A | Covered PM Repair - Biomedical | MHHS-Katy | [8 empty] | MONITORCARDIAPORTABLE | Monitor, Cardiac, Portable | Philips
NO | YES |  |  |  | 133-09594 | 133-09594 | Philips Healthcare | INTELLIVUE MMS X2 |  | DE506J1245 | Katy-ICU | MHHS-Katy |  |  |  | 133-09594 | 133-09594 | Katy | MHHS-Katy | Katy-ICU | ICU | 12/1/19 | 12/1/20 |  |  | PHYSIOLOGIC MONITOR MODULES, MULTIPARAMETER | Monitor, Cardiac, Portable | MONITORCARDIAPORTABLE-Philips-M3002A X2 |  |  |  |  | MONITORCARDIAPORTABLE-Philips-M3002A X2 | PHILIPS | [6 empty] | MCP-A | Covered PM Repair - Biomedical | MHHS-Katy | [8 empty] | MONITORCARDIAPORTABLE | Monitor, Cardiac, Portable | Philips
NO | YES |  |  |  | 133-09595 | 133-09595 | Philips Healthcare | INTELLIVUE MMS X2 |  | DE506J1266 | Katy-ICU | MHHS-Katy |  |  |  | 133-09595 | 133-09595 | Katy | MHHS-Katy | Katy-ICU | ICU 5 | 12/1/19 | 12/1/20 |  |  | PHYSIOLOGIC MONITOR MODULES, MULTIPARAMETER | Monitor, Cardiac, Portable | MONITORCARDIAPORTABLE-Philips-M3002A X2 |  |  |  |  | MONITORCARDIAPORTABLE-Philips-M3002A X2 | PHILIPS | [6 empty] | MCP-A | Covered PM Repair - Biomedical | MHHS-Katy | [8 empty] | MONITORCARDIAPORTABLE | Monitor, Cardiac, Portable | Philips
NO | YES |  |  |  | 133-09596 | 133-09596 | Philips Healthcare | INTELLIVUE MMS X2 |  | DE506J1319 | Katy-ICU | MHHS-Katy |  |  |  | 133-09596 | 133-09596 | Katy | MHHS-Katy | Katy-ICU | ICU | 12/1/19 | 12/1/20 |  |  | PHYSIOLOGIC MONITOR MODULES, MULTIPARAMETER | Monitor, Cardiac, Portable | MONITORCARDIAPORTABLE-Philips-M3002A X2 |  |  |  |  | MONITORCARDIAPORTABLE-Philips-M3002A X2 | PHILIPS | [6 empty] | MCP-A | Covered PM Repair - Biomedical | MHHS-Katy | [8 empty] | MONITORCARDIAPORTABLE | Monitor, Cardiac, Portable | Philips
NO | YES |  |  |  | 133-09597 | 133-09597 | Philips Healthcare | INTELLIVUE MMS X2 |  | DE506J1234 | Katy-ICU | MHHS-Katy |  |  |  | 133-09597 | 133-09597 | Katy | MHHS-Katy | Katy-ICU | ICU 3 | 12/1/19 | 12/1/20 |  |  | PHYSIOLOGIC MONITOR MODULES, MULTIPARAMETER | Monitor, Cardiac, Portable | MONITORCARDIAPORTABLE-Philips-M3002A X2 |  |  |  |  | MONITORCARDIAPORTABLE-Philips-M3002A X2 | PHILIPS | [6 empty] | MCP-A | Covered PM Repair - Biomedical | MHHS-Katy | [8 empty] | MONITORCARDIAPORTABLE | Monitor, Cardiac, Portable | Philips
NO | YES |  |  |  | 133-09599 | 133-09599 | Philips Healthcare | INTELLIVUE MMS X2 |  | DE506J1295 | Katy-ICU | MHHS-Katy |  |  |  | 133-09599 | 133-09599 | Katy | MHHS-Katy | Katy-ICU | ICU 17 | 12/1/19 | 12/1/20 |  |  | PHYSIOLOGIC MONITOR MODULES, MULTIPARAMETER | Monitor, Cardiac, Portable | MONITORCARDIAPORTABLE-Philips-M3002A X2 |  |  |  |  | MONITORCARDIAPORTABLE-Philips-M3002A X2 | PHILIPS | [6 empty] | MCP-A | Covered PM Repair - Biomedical | MHHS-Katy | [8 empty] | MONITORCARDIAPORTABLE | Monitor, Cardiac, Portable | Philips
NO | YES |  |  |  | 133-09600 | 133-09600 | Philips Healthcare | INTELLIVUE MMS X2 |  | DE506J1304 | Katy-ICU | MHHS-Katy |  |  |  | 133-09600 | 133-09600 | Katy | MHHS-Katy | Katy-ICU | ICU 1 | 12/1/18 | 12/1/19 |  |  | PHYSIOLOGIC MONITOR MODULES, MULTIPARAMETER | Monitor, Cardiac, Portable | MONITORCARDIAPORTABLE-Philips-M3002A X2 |  |  |  |  | MONITORCARDIAPORTABLE-Philips-M3002A X2 | PHILIPS | [6 empty] | MCP-A | Covered PM Repair - Biomedical | MHHS-Katy | [8 empty] | MONITORCARDIAPORTABLE | Monitor, Cardiac, Portable | Philips
NO | YES |  |  |  | 133-09601 | 133-09601 | Philips Healthcare | INTELLIVUE MMS X2 |  | DE506J1325 | Katy-ICU | MHHS-Katy |  |  |  | 133-09601 | 133-09601 | Katy | MHHS-Katy | Katy-ICU | ICU 14 | 12/1/19 | 12/1/20 |  |  | PHYSIOLOGIC MONITOR MODULES, MULTIPARAMETER | Monitor, Cardiac, Portable | MONITORCARDIAPORTABLE-Philips-M3002A X2 |  |  |  |  | MONITORCARDIAPORTABLE-Philips-M3002A X2 | PHILIPS | [6 empty] | MCP-A | Covered PM Repair - Biomedical | MHHS-Katy | [8 empty] | MONITORCARDIAPORTABLE | Monitor, Cardiac, Portable | Philips
NO | YES |  |  |  | 133-09602 | 133-09602 | Philips Healthcare | INTELLIVUE MMS X2 |  | DE506J1333 | Katy-ICU | MHHS-Katy |  |  |  | 133-09602 | 133-09602 | Katy | MHHS-Katy | Katy-ICU | ICU 8 | 12/1/19 | 12/1/20 |  |  | PHYSIOLOGIC MONITOR MODULES, MULTIPARAMETER | Monitor, Cardiac, Portable | MONITORCARDIAPORTABLE-Philips-M3002A X2 |  |  |  |  | MONITORCARDIAPORTABLE-Philips-M3002A X2 | PHILIPS | [6 empty] | MCP-A | Covered PM Repair - Biomedical | MHHS-Katy | [8 empty] | MONITORCARDIAPORTABLE | Monitor, Cardiac, Portable | Philips
NO | YES |  |  |  | 133-09603 | 133-09603 | Philips Healthcare | INTELLIVUE MMS X2 |  | DE506J1208 | Katy-ICU | MHHS-Katy |  |  |  | 133-09603 | 133-09603 | Katy | MHHS-Katy | Katy-ICU | ICU | 12/1/19 | 12/1/20 |  |  | PHYSIOLOGIC MONITOR MODULES, MULTIPARAMETER | Monitor, Cardiac, Portable | MONITORCARDIAPORTABLE-Philips-M3002A X2 |  |  |  |  | MONITORCARDIAPORTABLE-Philips-M3002A X2 | PHILIPS | [6 empty] | MCP-A | Covered PM Repair - Biomedical | MHHS-Katy | [8 empty] | MONITORCARDIAPORTABLE | Monitor, Cardiac, Portable | Philips
NO | YES |  |  |  | 133-09604 | 133-09604 | Philips Healthcare | INTELLIVUE MMS X2 |  | DE506J1202 | Katy-ICU | MHHS-Katy |  |  |  | 133-09604 | 133-09604 | Katy | MHHS-Katy | Katy-ICU | ICU 4 | 12/1/19 | 12/1/20 |  |  | PHYSIOLOGIC MONITOR MODULES, MULTIPARAMETER | Monitor, Cardiac, Portable | MONITORCARDIAPORTABLE-Philips-M3002A X2 |  |  |  |  | MONITORCARDIAPORTABLE-Philips-M3002A X2 | PHILIPS | [6 empty] | MCP-A | Covered PM Repair - Biomedical | MHHS-Katy | [8 empty] | MONITORCARDIAPORTABLE | Monitor, Cardiac, Portable | Philips
NO | YES |  |  |  | 133-09605 | 133-09605 | Philips Healthcare | INTELLIVUE MMS X2 |  | DE506J1323 | Katy-ICU | MHHS-Katy |  |  |  | 133-09605 | 133-09605 | Katy | MHHS-Katy | Katy-ICU | ICU 9 | 12/1/19 | 12/1/20 |  |  | PHYSIOLOGIC MONITOR MODULES, MULTIPARAMETER | Monitor, Cardiac, Portable | MONITORCARDIAPORTABLE-Philips-M3002A X2 |  |  |  |  | MONITORCARDIAPORTABLE-Philips-M3002A X2 | PHILIPS | [6 empty] | MCP-A | Covered PM Repair - Biomedical | MHHS-Katy | [8 empty] | MONITORCARDIAPORTABLE | Monitor, Cardiac, Portable | Philips
NO | YES |  |  |  | 133-09606 | 133-09606 | Philips Healthcare | INTELLIVUE MMS X2 |  | DE506J1256 | Katy-ICU | MHHS-Katy |  |  |  | 133-09606 | 133-09606 | Katy | MHHS-Katy | Katy-ICU | ICU 20 | 12/1/19 | 12/1/20 |  |  | PHYSIOLOGIC MONITOR MODULES, MULTIPARAMETER | Monitor, Cardiac, Portable | MONITORCARDIAPORTABLE-Philips-M3002A X2 |  |  |  |  | MONITORCARDIAPORTABLE-Philips-M3002A X2 | PHILIPS | [6 empty] | MCP-A | Covered PM Repair - Biomedical | MHHS-Katy | [8 empty] | MONITORCARDIAPORTABLE | Monitor, Cardiac, Portable | Philips
NO | YES |  |  |  | 133-09607 | 133-09607 | Philips Healthcare | INTELLIVUE MMS X2 |  | DE506J1321 | Katy-ICU | MHHS-Katy |  |  |  | 133-09607 | 133-09607 | Katy | MHHS-Katy | Katy-ICU | ICU 2 | 12/1/19 | 12/1/20 |  |  | PHYSIOLOGIC MONITOR MODULES, MULTIPARAMETER | Monitor, Cardiac, Portable | MONITORCARDIAPORTABLE-Philips-M3002A X2 |  |  |  |  | MONITORCARDIAPORTABLE-Philips-M3002A X2 | PHILIPS | [6 empty] | MCP-A | Covered PM Repair - Biomedical | MHHS-Katy | [8 empty] | MONITORCARDIAPORTABLE | Monitor, Cardiac, Portable | Philips
NO | YES |  |  |  | 133-09608 | 133-09608 | Philips Healthcare | INTELLIVUE MMS X2 |  | DE506J1314 | Katy-ICU | MHHS-Katy |  |  |  | 133-09608 | 133-09608 | Katy | MHHS-Katy | Katy-ICU | ICU 18 | 12/1/19 | 12/1/20 |  |  | PHYSIOLOGIC MONITOR MODULES, MULTIPARAMETER | Monitor, Cardiac, Portable | MONITORCARDIAPORTABLE-Philips-M3002A X2 |  |  |  |  | MONITORCARDIAPORTABLE-Philips-M3002A X2 | PHILIPS | [6 empty] | MCP-A | Covered PM Repair - Biomedical | MHHS-Katy | [8 empty] | MONITORCARDIAPORTABLE | Monitor, Cardiac, Portable | Philips
NO | YES |  |  |  | 133-09609 | 133-09609 | Philips Healthcare | INTELLIVUE MMS X2 |  | DE506J1329 | Katy-ICU | MHHS-Katy |  |  |  | 133-09609 | 133-09609 | Katy | MHHS-Katy | Katy-ICU | ICU 15 | 12/1/19 |  |  | In use | PHYSIOLOGIC MONITOR MODULES, MULTIPARAMETER | Monitor, Cardiac, Portable | MONITORCARDIAPORTABLE-Philips-M3002A X2 |  |  |  |  | MONITORCARDIAPORTABLE-Philips-M3002A X2 | PHILIPS | [6 empty] | MCP-A | Covered PM Repair - Biomedical | MHHS-Katy | [8 empty] | MONITORCARDIAPORTABLE | Monitor, Cardiac, Portable | Philips
NO | YES |  |  |  | 133-08128 | 133-08128 | Philips Healthcare | INTELLIVUE MMS X2 |  | DE315F0341 | Katy-PACU | MHHS-Katy |  |  |  | 133-08128 | 133-08128 | Katy | MHHS-Katy | Katy-PACU | Nurses Station | 7/1/19 | 7/1/20 |  |  | PHYSIOLOGIC MONITOR MODULES, MULTIPARAMETER | Monitor, Cardiac, Portable | MONITORCARDIAPORTABLE-Philips-M3002A X2 |  |  |  |  | MONITORCARDIAPORTABLE-Philips-M3002A X2 | PHILIPS | [6 empty] | MCP-A | Covered PM Repair - Biomedical | MHHS-Katy | [8 empty] | MONITORCARDIAPORTABLE | Monitor, Cardiac, Portable | Philips
NO | YES |  |  |  | 041-20559 | 041-20559 | Philips Healthcare | INTELLIVUE MMS X2 |  | DE575P6741 | MEMORIAL CITY - CATH LAB | MHHS-Mem City |  |  |  | 041-20559 | 041-20559 | West | Heart | MEMORIAL CITY - CATH LAB | Vascular Procedure Control Room |  |  |  |  | PHYSIOLOGIC MONITOR MODULES, MULTIPARAMETER |  | MONITORCARDIAPORTABLE-Philips-M3002A X2 |  |  |  |  | MONITORCARDIAPORTABLE-Philips-M3002A X2 | PHILIPS | [7 empty] | Covered PM Repair - Biomedical | MHHS-Mem City
NO | YES |  |  |  | 041-19149 | 041-19149 | Philips Healthcare | INTELLIVUE MMS X2 |  | DE535K7236 | MEMORIAL CITY - ANESTHESIOLOGY | MHHS-Mem City |  |  |  | 041-19149 | 041-19149 | West | Memorial Hermann - Memorial City | MEMORIAL CITY - ANESTHESIOLOGY | Cath Lab 1 |  |  |  |  | PHYSIOLOGIC MONITOR MODULES, MULTIPARAMETER |  | MONITORCARDIAPORTABLE-Philips-M3002A X2 |  |  |  |  | MONITORCARDIAPORTABLE-Philips-M3002A X2 | PHILIPS | [7 empty] | Covered PM Repair - Respiratory/Steriliz | MHHS-Mem City
NO | YES |  |  |  | 041-19152 | 041-19152 | Philips Healthcare | INTELLIVUE MMS X2 |  | DE535K7295 | Memorial City- ICU | MHHS-Mem City |  |  |  | 041-19152 | 041-19152 | West | Memorial City-Memorial Hermann Hospital | Memorial City- ICU | E4:222 Neuroscience ICU RM 443 |  |  |  | No PM sticker | PHYSIOLOGIC MONITOR MODULES, MULTIPARAMETER |  | MONITORCARDIAPORTABLE-Philips-M3002A X2 |  |  |  |  | MONITORCARDIAPORTABLE-Philips-M3002A X2 | PHILIPS | [7 empty] | Covered PM Repair - Biomedical | MHHS-Mem City
NO | YES |  |  |  | 041-19160 | 041-19160 | Philips Healthcare | INTELLIVUE MMS X2 |  | DE535K7247 | MEMORIAL CITY - EAST TOWER - NEUROLOGY | MHHS-Mem City |  |  |  | 041-19160 | 041-19160 | West |  | MEMORIAL CITY - EAST TOWER - NEUROLOGY | [5 empty] | PHYSIOLOGIC MONITOR MODULES, MULTIPARAMETER |  | MONITORCARDIAPORTABLE-Philips-M3002A X2 |  |  |  |  | MONITORCARDIAPORTABLE-Philips-M3002A X2 | PHILIPS | [7 empty] | Covered PM Repair - Biomedical | MHHS-Mem City
NO | YES |  |  |  | 041-19173 | 041-19173 | Philips Healthcare | INTELLIVUE MMS X2 |  | DE535K7218 | MEMORIAL CITY - EAST TOWER - IMCU | MHHS-Mem City |  |  |  | 041-19173 | 041-19173 | West | Memorial Hermann Memorial City Medical Center | MEMORIAL CITY - EAST TOWER - IMCU | MEMORIAL CITY - EAST TOWER - IMCU Room 442 |  |  |  | Top right corner cover cracked | PHYSIOLOGIC MONITOR MODULES, MULTIPARAMETER |  | MONITORCARDIAPORTABLE-Philips-M3002A X2 |  |  |  |  | MONITORCARDIAPORTABLE-Philips-M3002A X2 | PHILIPS | [7 empty] | Covered PM Repair - Biomedical | MHHS-Mem City
NO | YES |  |  |  | 041-12890 | 041-12890 | Philips Healthcare | INTELLIVUE MMS X2 |  | DE73611979 | Memorial City-Labor & Delivery | MHHS-Mem City |  |  |  | 041-12890 | 041-12890 | West | MHHS-Mem City | Memorial City-Labor & Delivery | Infant Resuscitation | 6/1/19 |  |  |  | PHYSIOLOGIC MONITOR MODULES, MULTIPARAMETER |  | MONITORCARDIAPORTABLE-Philips-M3002A X2 |  |  |  |  | MONITORCARDIAPORTABLE-Philips-M3002A X2 | PHILIPS |  |  |  |  | 8/8/19 |  |  | Covered PM Repair - Biomedical | MHHS-Mem City
NO | YES |  |  |  | 041-12865 | 041-12865 | Philips Healthcare | INTELLIVUE MMS X2 |  |  | Memorial City-Labor & Delivery | MHHS-Mem City |  |  |  | 041-12865 | 041-12865 | West | MHHS-Mem City | Memorial City-Labor & Delivery | 3M09 | 8/1/19 |  | 8/1/20 |  | PHYSIOLOGIC MONITOR MODULES, MULTIPARAMETER |  | MONITORCARDIAPORTABLE-Philips-M3002A X2 |  |  |  |  | MONITORCARDIAPORTABLE-Philips-M3002A X2 | PHILIPS | [7 empty] | Covered PM Repair - Biomedical | MHHS-Mem City
NO | YES |  |  |  | 041-13406 | 041-13406 | Philips Healthcare | INTELLIVUE MMS X2 |  |  | Memorial City-Labor & Delivery | MHHS-Mem City |  |  |  | 041-13406 | 041-13406 | West | MHHS-Mem City | Memorial City-Labor & Delivery | Infant Resuscitation | 7/1/19 |  | 7/1/20 |  | PHYSIOLOGIC MONITOR MODULES, MULTIPARAMETER |  | MONITORCARDIAPORTABLE-Philips-M3002A X2 |  |  |  |  | MONITORCARDIAPORTABLE-Philips-M3002A X2 | PHILIPS | [7 empty] | Covered PM Repair - Biomedical | MHHS-Mem City
NO | YES | Serial Number Cnf |  |  | 041-18428 | 041-18428 | Philips Healthcare | INTELLIVUE MMS X2 |  | CNF | MEMORIAL CITY - Anesthesia | MHHS-Mem City |  |  |  | 041-18428 | 041-18428 | West | Memorial Hermann Memorial City Medical Center | MEMORIAL CITY - Anesthesia | Surgery Anesthesia Work Room |  |  |  |  | PHYSIOLOGIC MONITOR MODULES, MULTIPARAMETER |  | MONITORCARDIAPORTABLE-Philips-M3002A X2 |  |  |  |  | MONITORCARDIAPORTABLE-Philips-M3002A X2 | PHILIPS | [7 empty] | Covered PM Repair - Biomedical | MHHS-Mem City
NO | YES |  |  |  | 145-00579 | 145-00579 | Philips Healthcare | INTELLIVUE MMS X2 |  | DE535L5272 | Pearland-Emergency Center | MHHS-Pearland Hospital |  |  |  | 145-00579 | 145-00579 | Pearland | MHHS-Pearland Hospital | Pearland-Emergency Center | Trauma 2 |  |  |  |  | PHYSIOLOGIC MONITOR MODULES, MULTIPARAMETER | Monitor, Cardiac, Portable | MONITORCARDIAPORTABLE-Philips-M3002A X2 |  |  |  |  | MONITORCARDIAPORTABLE-Philips-M3002A X2 | PHILIPS | [6 empty] | MCP-A | Covered PM Repair - Biomedical | MHHS-Pearland Hospital | [8 empty] | MONITORCARDIAPORTABLE | Monitor, Cardiac, Portable | Philips
NO | YES |  |  |  | 145-00799 | 145-00799 | Philips Healthcare | INTELLIVUE MMS X2 |  | DE535K5917 | Pearland-Emergency Center | MHHS-Pearland Hospital |  |  |  | 145-00799 | 145-00799 | Pearland | MHHS-Pearland Hospital | Pearland-Emergency Center | Trauma3 | 2/1/20 | 2/1/21 |  |  | PHYSIOLOGIC MONITOR MODULES, MULTIPARAMETER | Monitor, Cardiac, Portable | MONITORCARDIAPORTABLE-Philips-M3002A X2 |  |  |  |  | MONITORCARDIAPORTABLE-Philips-M3002A X2 | PHILIPS | [6 empty] | MCP-A | Covered PM Repair - Biomedical | MHHS-Pearland Hospital | [8 empty] | MONITORCARDIAPORTABLE | Monitor, Cardiac, Portable | Philips
NO | YES |  |  |  | 145-00398 | 145-00398 | Philips Healthcare | INTELLIVUE MMS X2 |  | DE575N1522 | Pearland-ICU/IMCU | MHHS-Pearland Hospital |  |  |  | 145-00398 | 145-00398 | Pearland | MHHS-Pearland Hospital | Pearland-ICU/IMCU | Icu 6 | 1/1/20 | 1/1/21 |  | In use | PHYSIOLOGIC MONITOR MODULES, MULTIPARAMETER | Monitor, Cardiac, Portable | MONITORCARDIAPORTABLE-Philips-M3002A X2 |  |  |  |  | MONITORCARDIAPORTABLE-Philips-M3002A X2 | PHILIPS | [6 empty] | MCP-A | Covered PM Repair - Biomedical | MHHS-Pearland Hospital | [8 empty] | MONITORCARDIAPORTABLE | Monitor, Cardiac, Portable | Philips
NO | YES |  |  |  | 145-00400 | 145-00400 | Philips Healthcare | INTELLIVUE MMS X2 |  | DE575N1509 | Pearland-ICU/IMCU | MHHS-Pearland Hospital |  |  |  | 145-00400 | 145-00400 | Pearland | MHHS-Pearland Hospital | Pearland-ICU/IMCU | In a cabinet in icu At the nurses station |  |  |  |  | PHYSIOLOGIC MONITOR MODULES, MULTIPARAMETER | Monitor, Cardiac, Portable | MONITORCARDIAPORTABLE-Philips-M3002A X2 |  |  |  |  | MONITORCARDIAPORTABLE-Philips-M3002A X2 | PHILIPS | [6 empty] | MCP-A | Covered PM Repair - Biomedical | MHHS-Pearland Hospital | [8 empty] | MONITORCARDIAPORTABLE | Monitor, Cardiac, Portable | Philips
NO | YES |  |  |  | 145-00575 | 145-00575 | Philips Healthcare | INTELLIVUE MMS X2 |  | DE535L5245 | Pearland-ICU/IMCU | MHHS-Pearland Hospital |  |  |  | 145-00575 | 145-00575 | Pearland | MHHS-Pearland Hospital | Pearland-ICU/IMCU | ICU 4 | 1/1/19 | 1/1/20 |  |  | PHYSIOLOGIC MONITOR MODULES, MULTIPARAMETER | Monitor, Cardiac, Portable | MONITORCARDIAPORTABLE-Philips-M3002A X2 |  |  |  |  | MONITORCARDIAPORTABLE-Philips-M3002A X2 | PHILIPS | [6 empty] | MCP-A | Covered PM Repair - Biomedical | MHHS-Pearland Hospital | [8 empty] | MONITORCARDIAPORTABLE | Monitor, Cardiac, Portable | Philips
NO | YES |  |  |  | 145-00577 | 145-00577 | Philips Healthcare | INTELLIVUE MMS X2 |  | DE535L5253 | Pearland-ICU/IMCU | MHHS-Pearland Hospital |  |  |  | 145-00577 | 145-00577 | Pearland | MHHS-Pearland Hospital | Pearland-ICU/IMCU | ICU 9 | 3/1/19 | 3/1/20 |  |  | PHYSIOLOGIC MONITOR MODULES, MULTIPARAMETER | Monitor, Cardiac, Portable | MONITORCARDIAPORTABLE-Philips-M3002A X2 |  |  |  |  | MONITORCARDIAPORTABLE-Philips-M3002A X2 | PHILIPS | [6 empty] | MCP-A | Covered PM Repair - Biomedical | MHHS-Pearland Hospital | [8 empty] | MONITORCARDIAPORTABLE | Monitor, Cardiac, Portable | Philips
NO | YES |  |  |  | 145-00665 | 145-00665 | Philips Healthcare | INTELLIVUE MMS X2 |  | DE535L5247 | Pearland-ICU/IMCU | MHHS-Pearland Hospital |  |  |  | 145-00665 | 145-00665 | Pearland | MHHS-Pearland Hospital | Pearland-ICU/IMCU | Icu 8 |  |  |  | check photo broken | PHYSIOLOGIC MONITOR MODULES, MULTIPARAMETER | Monitor, Cardiac, Portable | MONITORCARDIAPORTABLE-Philips-M3002A X2 |  |  |  |  | MONITORCARDIAPORTABLE-Philips-M3002A X2 | PHILIPS | [6 empty] | MCP-A | Covered PM Repair Labor Only - Biomedica | MHHS-Pearland Hospital | [8 empty] | MONITORCARDIAPORTABLE | Monitor, Cardiac, Portable | Philips
NO | YES |  |  |  | 145-00667 | 145-00667 | Philips Healthcare | INTELLIVUE MMS X2 |  | DE535L5241 | Pearland-ICU/IMCU | MHHS-Pearland Hospital |  |  |  | 145-00667 | 145-00667 | Pearland | MHHS-Pearland Hospital | Pearland-ICU/IMCU | Icu 1 | 1/1/20 | 1/1/21 |  |  | PHYSIOLOGIC MONITOR MODULES, MULTIPARAMETER | Monitor, Cardiac, Portable | MONITORCARDIAPORTABLE-Philips-M3002A X2 |  |  |  |  | MONITORCARDIAPORTABLE-Philips-M3002A X2 | PHILIPS | [6 empty] | MCP-A | Covered PM Repair Labor Only - Biomedica | MHHS-Pearland Hospital | [8 empty] | MONITORCARDIAPORTABLE | Monitor, Cardiac, Portable | Philips
NO | YES |  |  |  | 145-00669 | 145-00669 | Philips Healthcare | INTELLIVUE MMS X2 |  | DE535L5261 | Pearland-4N-Med/Surg | MHHS-Pearland Hospital |  |  |  | 145-00669 | 145-00669 | Pearland | MHHS-Pearland Hospital | Pearland-4N-Med/Surg | Icu 10 | 6/1/19 | 6/1/20 |  |  | PHYSIOLOGIC MONITOR MODULES, MULTIPARAMETER | Monitor, Cardiac, Portable | MONITORCARDIAPORTABLE-Philips-M3002A X2 |  |  |  |  | MONITORCARDIAPORTABLE-Philips-M3002A X2 | PHILIPS | [6 empty] | MCP-A | Covered PM Repair Labor Only - Biomedica | MHHS-Pearland Hospital | [8 empty] | MONITORCARDIAPORTABLE | Monitor, Cardiac, Portable | Philips
NO | YES |  |  |  | 145-00725 | 145-00725 | Philips Healthcare | INTELLIVUE MMS X2 |  | DE535L5258 | Pearland-ICU/IMCU | MHHS-Pearland Hospital |  |  |  | 145-00725 | 145-00725 | Pearland | MHHS-Pearland Hospital | Pearland-ICU/IMCU | Icu 3 | 3/1/19 | 3/1/20 |  |  | PHYSIOLOGIC MONITOR MODULES, MULTIPARAMETER | Monitor, Cardiac, Portable | MONITORCARDIAPORTABLE-Philips-M3002A X2 |  |  |  |  | MONITORCARDIAPORTABLE-Philips-M3002A X2 | PHILIPS | [6 empty] | MCP-A | Covered PM Repair Labor Only - Biomedica | MHHS-Pearland Hospital | [8 empty] | MONITORCARDIAPORTABLE | Monitor, Cardiac, Portable | Philips
NO | YES |  |  |  | 145-00737 | 145-00737 | Philips Healthcare | INTELLIVUE MMS X2 |  | DE535L5279 | Pearland-ICU/IMCU | MHHS-Pearland Hospital |  |  |  | 145-00737 | 145-00737 | Pearland | MHHS-Pearland Hospital | Pearland-ICU/IMCU | Icu 7 | 3/1/19 | 3/1/20 |  |  | PHYSIOLOGIC MONITOR MODULES, MULTIPARAMETER | Monitor, Cardiac, Portable | MONITORCARDIAPORTABLE-Philips-M3002A X2 |  |  |  |  | MONITORCARDIAPORTABLE-Philips-M3002A X2 | PHILIPS | [6 empty] | MCP-A | Covered PM Repair Labor Only - Biomedica | MHHS-Pearland Hospital | [8 empty] | MONITORCARDIAPORTABLE | Monitor, Cardiac, Portable | Philips
NO | YES |  |  |  | 145-00739 | 145-00739 | Philips Healthcare | INTELLIVUE MMS X2 |  | DE535L5240 | Pearland-ICU/IMCU | MHHS-Pearland Hospital |  |  |  | 145-00739 | 145-00739 | Pearland | MHHS-Pearland Hospital | Pearland-ICU/IMCU | ICU nurses station | 3/1/19 | 3/1/20 |  |  | PHYSIOLOGIC MONITOR MODULES, MULTIPARAMETER | Monitor, Cardiac, Portable | MONITORCARDIAPORTABLE-Philips-M3002A X2 |  |  |  |  | MONITORCARDIAPORTABLE-Philips-M3002A X2 | PHILIPS | [6 empty] | MCP-A | Covered PM Repair Labor Only - Biomedica | MHHS-Pearland Hospital | [8 empty] | MONITORCARDIAPORTABLE | Monitor, Cardiac, Portable | Philips
NO | YES |  |  |  | 145-00800 | 145-00800 | Philips Healthcare | INTELLIVUE MMS X2 |  | DE535K5924 | Pearland-ICU/IMCU | MHHS-Pearland Hospital |  |  |  | 145-00800 | 145-00800 | Pearland | MHHS-Pearland Hospital | Pearland-ICU/IMCU | ICU 5 | 3/1/19 | 3/1/20 |  |  | PHYSIOLOGIC MONITOR MODULES, MULTIPARAMETER | Monitor, Cardiac, Portable | MONITORCARDIAPORTABLE-Philips-M3002A X2 |  |  |  |  | MONITORCARDIAPORTABLE-Philips-M3002A X2 | PHILIPS | [6 empty] | MCP-A | Covered PM Repair Labor Only - Biomedica | MHHS-Pearland Hospital | [8 empty] | MONITORCARDIAPORTABLE | Monitor, Cardiac, Portable | Philips
NO | YES |  |  |  | 145-00780 | 145-00780 | Philips Healthcare | INTELLIVUE MMS X2 |  | DE535L5796 | Pearland-ICU/IMCU | MHHS-Pearland Hospital |  |  |  | 145-00780 | 145-00780 | Pearland | MHHS-Pearland Hospital | Pearland-ICU/IMCU | ICU 2 | 3/1/19 | 3/1/20 |  |  | PHYSIOLOGIC MONITOR MODULES, MULTIPARAMETER | Monitor, Cardiac, Portable | MONITORCARDIAPORTABLE-Philips-M3002A X2 |  |  |  |  | MONITORCARDIAPORTABLE-Philips-M3002A X2 | PHILIPS | [6 empty] | MCP-A | Covered PM Repair Labor Only - Biomedica | MHHS-Pearland Hospital | [8 empty] | MONITORCARDIAPORTABLE | Monitor, Cardiac, Portable | Philips
NO | YES |  |  |  | 145-01103 | 145-01103 | Philips Healthcare | INTELLIVUE MMS X2 |  | DE535L5128 | Pearland-Pharmacy | MHHS-Pearland Hospital |  |  |  | 145-01103 | 145-01103 | Pearland | MHHS-Pearland Hospital | Pearland-Pharmacy | PHARMACY S3-142 | 4/1/19 | 4/1/20 |  |  | PHYSIOLOGIC MONITOR MODULES, MULTIPARAMETER | Monitor, Cardiac, Portable | MONITORCARDIAPORTABLE-Philips-M3002A X2 |  |  |  |  | MONITORCARDIAPORTABLE-Philips-M3002A X2 | PHILIPS | [6 empty] | MCP-A | Covered PM Repair Labor Only - Biomedica | MHHS-Pearland Hospital | [8 empty] | MONITORCARDIAPORTABLE | Monitor, Cardiac, Portable | Philips
NO | YES |  |  |  | 583-00950 | 583-00950 | Philips Healthcare | INTELLIVUE MMS X2 |  | DE506J6405 | KT CCC-(KY)-Emergency Room | MHHS-South Katy CCC |  |  |  | 583-00950 | 583-00950 | Katy | MHHS-Others | KT CCC-(KY)-Emergency Room | Exam 6 | 5/1/19 | 5/1/20 |  |  | PHYSIOLOGIC MONITOR MODULES, MULTIPARAMETER | Monitor, Cardiac, Portable | MONITORCARDIAPORTABLE-Philips-M3002A X2 |  |  |  |  | MONITORCARDIAPORTABLE-Philips-M3002A X2 | PHILIPS | [6 empty] | MCP-A | Covered PM Repair - Biomedical | MHHS-South Katy CCC | [8 empty] | MONITORCARDIAPORTABLE | Monitor, Cardiac, Portable | Philips
NO | YES |  |  |  | 583-00952 | 583-00952 | Philips Healthcare | INTELLIVUE MMS X2 |  | DE506J6418 | KT CCC-(KY)-Emergency Room | MHHS-South Katy CCC |  |  |  | 583-00952 | 583-00952 | Katy | MHHS-Others | KT CCC-(KY)-Emergency Room | Ex 6 | 6/1/17 | 6/1/18 |  |  | PHYSIOLOGIC MONITOR MODULES, MULTIPARAMETER | Monitor, Cardiac, Portable | MONITORCARDIAPORTABLE-Philips-M3002A X2 |  |  |  |  | MONITORCARDIAPORTABLE-Philips-M3002A X2 | PHILIPS | [6 empty] | MCP-A | Covered PM Repair - Biomedical | MHHS-South Katy CCC | [8 empty] | MONITORCARDIAPORTABLE | Monitor, Cardiac, Portable | Philips
NO | YES |  |  |  | 005-11144 | 005-11144 | Philips Healthcare | INTELLIVUE MMS X2 |  | DE535K0910 | SE-OR | MHHS-Southeast |  |  |  | 005-11144 | 005-11144 | Southeast | MHHS-Southeast | SE-OR | Hybrid OR | 5/1/19 |  | 5/1/20 |  | PHYSIOLOGIC MONITOR MODULES, MULTIPARAMETER |  | MONITORCARDIAPORTABLE-Philips-M3002A X2 |  |  |  |  | MONITORCARDIAPORTABLE-Philips-M3002A X2 | PHILIPS | [7 empty] | Not Covered Vendor Only - Biomedical | MHHS-Southeast
NO | YES |  |  |  | 005-34285 | 005-34285 | Philips Healthcare | INTELLIVUE MMS X2 |  | DE037A1221 | SE-Emergency Center | MHHS-Southeast |  |  |  | 005-34285 | 005-34285 | Southeast | MHHS-Southeast | SE-Emergency Center | Hybrid OR | 9/1/19 |  | 9/1/20 |  | PHYSIOLOGIC MONITOR MODULES, MULTIPARAMETER |  | MONITORCARDIAPORTABLE-Philips-M3002A X2 |  |  |  |  | MONITORCARDIAPORTABLE-Philips-M3002A X2 | PHILIPS | [7 empty] | Not Covered Vendor Only - Biomedical | MHHS-Southeast
NO | YES |  |  |  | 005-10269 | 005-10269 | Philips Healthcare | INTELLIVUE MMS X2 |  | DE46644551 | SE-Esophageal Disease Center | MHHS-Southeast |  |  |  | 005-10269 | 005-10269 | Southeast & Bay Area | MHHS-Southeast | SE-Esophageal Disease Center | Endo storage | 1/1/19 |  | 1/1/20 |  | PHYSIOLOGIC MONITOR MODULES, MULTIPARAMETER |  | MONITORCARDIAPORTABLE-Philips-M3002A X2 |  |  |  |  | MONITORCARDIAPORTABLE-Philips-M3002A X2 | PHILIPS | [7 empty] | Not Covered Vendor Only - Biomedical | MHHS-Southeast
NO | YES |  |  |  | 005-10270 | 005-10270 | Philips Healthcare | INTELLIVUE MMS X2 |  | DE466H4543 | SE-Esophageal Disease Center | MHHS-Southeast |  |  |  | 005-10270 | 005-10270 | Southeast & Bay Area | MHHS-Southeast | SE-Esophageal Disease Center | Endo storage | 1/1/19 |  | 1/1/20 |  | PHYSIOLOGIC MONITOR MODULES, MULTIPARAMETER |  | MONITORCARDIAPORTABLE-Philips-M3002A X2 |  |  |  |  | MONITORCARDIAPORTABLE-Philips-M3002A X2 | PHILIPS | [7 empty] | Not Covered Vendor Only - Biomedical | MHHS-Southeast
NO | YES |  |  |  | 005-10753 |  | Philips Healthcare | INTELLIVUE MMS X2 |  | DE535L4315 | SE - RADIOLOGY | MHHS-Southeast |  |  |  | 005-10753 |  | Southeast & Bay Area |  | SE - RADIOLOGY |  | 3/21/19 |  |  |  | PHYSIOLOGIC MONITOR MODULES, MULTIPARAMETER |  | MONITORCARDIAPORTABLE-Philips-M3002A X2 |  |  |  |  | MONITORCARDIAPORTABLE-Philips-M3002A X2 | PHILIPS |  |  |  |  | 10/31/18 |  |  | Covered PM Repair - Biomedical | MHHS-Southeast
NO | YES |  |  |  | 041-34824 | 041-34824 | Philips Healthcare | INTELLIVUE MMS X2 |  | DE03711985 | SW-Endoscopy | MHHS-Southwest |  |  |  | 041-34824 | 041-34824 | Memorial Hermann Hospital - Southwest | MHHS-Southwest | SW-Endoscopy | Endoscopy - GI Lab |  |  |  |  | PHYSIOLOGIC MONITOR MODULES, MULTIPARAMETER | Monitor, Cardiac, Portable | MONITORCARDIAPORTABLE-Philips-M3002A X2 |  |  |  |  | MONITORCARDIAPORTABLE-Philips-M3002A X2 | PHILIPS | [6 empty] | MCP-A | Not Covered Vendor Only - Biomedical | MHHS-Southwest | [8 empty] | MONITORCARDIAPORTABLE | Monitor, Cardiac, Portable | Philips
NO | YES |  |  |  | 013-35618 | 013-35618 | Philips Healthcare | INTELLIVUE MMS X2 |  | DE037A1495 | SW-ER | MHHS-Southwest |  |  |  | 013-35618 | 013-35618 | Southwest | MHHS-Southwest | SW-ER | Biomed |  |  |  | No PM Sticker | PHYSIOLOGIC MONITOR MODULES, MULTIPARAMETER | Monitor, Cardiac, Portable | MONITORCARDIAPORTABLE-Philips-M3002A X2 |  |  |  |  | MONITORCARDIAPORTABLE-Philips-M3002A X2 | PHILIPS | [6 empty] | MCP-A | Not Covered Vendor Only - Biomedical | MHHS-Southwest | [8 empty] | MONITORCARDIAPORTABLE | Monitor, Cardiac, Portable | Philips
NO | YES |  |  |  | 013-37498 | 013-37498 | Philips Healthcare | INTELLIVUE MMS X2 |  | DE466G7287 | SW-ER | MHHS-Southwest |  |  |  | 013-37498 | 013-37498 | Southwest | MHHS-Southwest | SW-ER | Trauma 2 |  |  |  |  | PHYSIOLOGIC MONITOR MODULES, MULTIPARAMETER | Monitor, Cardiac, Portable | MONITORCARDIAPORTABLE-Philips-M3002A X2 |  |  |  |  | MONITORCARDIAPORTABLE-Philips-M3002A X2 | PHILIPS | [6 empty] | MCP-A | Not Covered Vendor Only - Biomedical | MHHS-Southwest | [8 empty] | MONITORCARDIAPORTABLE | Monitor, Cardiac, Portable | Philips
NO | YES |  |  |  | 013-37347 | 013-37347 | Philips Healthcare | INTELLIVUE MMS X2 |  | DE535L1128 | SW-HVI-CV ICU | MHHS-Southwest |  |  |  | 013-37347 | 013-37347 | Southwest | MHHS-Southwest | SW-HVI-CV ICU | CVICU | 5/1/19 |  |  |  | PHYSIOLOGIC MONITOR MODULES, MULTIPARAMETER | Monitor, Cardiac, Portable | MONITORCARDIAPORTABLE-Philips-M3002A X2 |  |  |  |  | MONITORCARDIAPORTABLE-Philips-M3002A X2 | PHILIPS | [6 empty] | MCP-A | Covered PM Repair - Biomedical | MHHS-Southwest | [8 empty] | MONITORCARDIAPORTABLE | Monitor, Cardiac, Portable | Philips
NO | YES |  |  |  | 013-37375 | 013-37375 | Philips Healthcare | INTELLIVUE MMS X2 |  | DE535L0318 | SW-HVI-CV ICU | MHHS-Southwest |  |  |  | 013-37375 | 013-37375 | Southwest | MHHS-Southwest | SW-HVI-CV ICU | Room 2 | 5/1/19 |  | 5/1/20 |  | PHYSIOLOGIC MONITOR MODULES, MULTIPARAMETER | Monitor, Cardiac, Portable | MONITORCARDIAPORTABLE-Philips-M3002A X2 |  |  |  |  | MONITORCARDIAPORTABLE-Philips-M3002A X2 | PHILIPS | [6 empty] | MCP-A | Covered PM Repair - Biomedical | MHHS-Southwest | [8 empty] | MONITORCARDIAPORTABLE | Monitor, Cardiac, Portable | Philips
NO | YES |  |  |  | 013-37578 | 013-37578 | Philips Healthcare | INTELLIVUE MMS X2 |  | DE037A0278 | SW-HVI-CV ICU | MHHS-Southwest |  |  |  | 013-37578 | 013-37578 | Southwest | MHHS-Southwest | SW-HVI-CV ICU | CVICU | 8/1/19 |  |  |  | PHYSIOLOGIC MONITOR MODULES, MULTIPARAMETER | Monitor, Cardiac, Portable | MONITORCARDIAPORTABLE-Philips-M3002A X2 |  |  |  |  | MONITORCARDIAPORTABLE-Philips-M3002A X2 | PHILIPS | [6 empty] | MCP-A | Covered PM Repair - Biomedical | MHHS-Southwest | [8 empty] | MONITORCARDIAPORTABLE | Monitor, Cardiac, Portable | Philips
NO | YES |  |  |  | 013-37352 | 013-37352 | Philips Healthcare | INTELLIVUE MMS X2 |  | DE535L1546 | SW-HVI-CV ICU | MHHS-Southwest |  |  |  | 013-37352 | 013-37352 | Southwest | MHHS-Southwest | SW-HVI-CV ICU | CVICU | 10/1/19 |  |  |  | PHYSIOLOGIC MONITOR MODULES, MULTIPARAMETER | Monitor, Cardiac, Portable | MONITORCARDIAPORTABLE-Philips-M3002A X2 |  |  |  |  | MONITORCARDIAPORTABLE-Philips-M3002A X2 | PHILIPS | [6 empty] | MCP-A | Covered PM Repair - Biomedical | MHHS-Southwest | [8 empty] | MONITORCARDIAPORTABLE | Monitor, Cardiac, Portable | Philips
NO | YES |  |  |  | 013-37419 | 013-37419 | Philips Healthcare | INTELLIVUE MMS X2 |  | DE535L4072 | SW-HVI-OR | MHHS-Southwest |  |  |  | 013-37419 | 013-37419 | Southwest | MHHS-Southwest | SW-HVI-OR | HVI OR Core | 1/1/20 |  | 1/1/21 |  | PHYSIOLOGIC MONITOR MODULES, MULTIPARAMETER | Monitor, Cardiac, Portable | MONITORCARDIAPORTABLE-Philips-M3002A X2 |  |  |  |  | MONITORCARDIAPORTABLE-Philips-M3002A X2 | PHILIPS |  |  |  |  | 12/16/13 |  | MCP-A | Covered PM Repair - Biomedical | MHHS-Southwest | [8 empty] | MONITORCARDIAPORTABLE | Monitor, Cardiac, Portable | Philips
NO | YES |  |  |  | 013-37429 | 013-37429 | Philips Healthcare | INTELLIVUE MMS X2 |  | DE535L4046 | SW-HVI-OR | MHHS-Southwest |  |  |  | 013-37429 | 013-37429 | Southwest | MHHS-Southwest | SW-HVI-OR | Hvi or 2 | 3/1/20 |  | 3/1/21 |  | PHYSIOLOGIC MONITOR MODULES, MULTIPARAMETER | Monitor, Cardiac, Portable | MONITORCARDIAPORTABLE-Philips-M3002A X2 |  |  |  |  | MONITORCARDIAPORTABLE-Philips-M3002A X2 | PHILIPS | [6 empty] | MCP-A | Covered PM Repair - Biomedical | MHHS-Southwest | [8 empty] | MONITORCARDIAPORTABLE | Monitor, Cardiac, Portable | Philips
NO | YES |  |  |  | 013-37433 | 013-37433 | Philips Healthcare | INTELLIVUE MMS X2 |  | DE535L3858 | SW-HVI-OR | MHHS-Southwest |  |  |  | 013-37433 | 013-37433 | Southwest | MHHS-Southwest | SW-HVI-OR | SW-HVI-OR | 1/1/19 |  | 3/1/21 |  | PHYSIOLOGIC MONITOR MODULES, MULTIPARAMETER | Monitor, Cardiac, Portable | MONITORCARDIAPORTABLE-Philips-M3002A X2 |  |  |  |  | MONITORCARDIAPORTABLE-Philips-M3002A X2 | PHILIPS | [6 empty] | MCP-A | Covered PM Repair - Biomedical | MHHS-Southwest | [8 empty] | MONITORCARDIAPORTABLE | Monitor, Cardiac, Portable | Philips
NO | YES |  |  |  | 013-37437 | 013-37437 | Philips Healthcare | INTELLIVUE MMS X2 |  | DE535L3860 | SW-HVI-OR | MHHS-Southwest |  |  |  | 013-37437 | 013-37437 | Southwest | MHHS-Southwest | SW-HVI-OR | SW-HVI-OR | 1/1/20 |  | 1/1/21 |  | PHYSIOLOGIC MONITOR MODULES, MULTIPARAMETER | Monitor, Cardiac, Portable | MONITORCARDIAPORTABLE-Philips-M3002A X2 |  |  |  |  | MONITORCARDIAPORTABLE-Philips-M3002A X2 | PHILIPS | [6 empty] | MCP-A | Covered PM Repair - Biomedical | MHHS-Southwest | [8 empty] | MONITORCARDIAPORTABLE | Monitor, Cardiac, Portable | Philips
NO | YES |  |  |  | 013-37708 | 013-37708 | Philips Healthcare | INTELLIVUE MMS X2 |  | DE03756906 | SW-HVI-OR | MHHS-Southwest |  |  |  | 013-37708 | 013-37708 | Southwest | MHHS-Southwest | SW-HVI-OR | SW-HVI-OR | 1/1/19 |  | 1/1/21 |  | PHYSIOLOGIC MONITOR MODULES, MULTIPARAMETER | Monitor, Cardiac, Portable | MONITORCARDIAPORTABLE-Philips-M3002A X2 |  |  |  |  | MONITORCARDIAPORTABLE-Philips-M3002A X2 | PHILIPS | [6 empty] | MCP-A | Covered PM Repair - Biomedical | MHHS-Southwest | [8 empty] | MONITORCARDIAPORTABLE | Monitor, Cardiac, Portable | Philips
NO | YES |  |  |  | 013-37709 | 013-37709 | Philips Healthcare | INTELLIVUE MMS X2 |  | DE315E0980 | SW-HVI-OR | MHHS-Southwest |  |  |  | 013-37709 | 013-37709 | Southwest | MHHS-Southwest | SW-HVI-OR | HVI ENDO 7 | 2/1/20 |  | 2/1/21 |  | PHYSIOLOGIC MONITOR MODULES, MULTIPARAMETER | Monitor, Cardiac, Portable | MONITORCARDIAPORTABLE-Philips-M3002A X2 |  |  |  |  | MONITORCARDIAPORTABLE-Philips-M3002A X2 | PHILIPS | [6 empty] | MCP-A | Covered PM Repair - Biomedical | MHHS-Southwest | [8 empty] | MONITORCARDIAPORTABLE | Monitor, Cardiac, Portable | Philips
NO | YES |  |  |  | 013-36824 | 013-36824 | Philips Healthcare | INTELLIVUE MMS X2 |  | DE535K4047 | SW-Biomedical Services | MHHS-Southwest |  |  |  | 013-36824 | 013-36824 | Southwest | MHHS-Southwest | SW-Biomedical Services | Biomed | 10/1/19 | 10/1/20 |  |  | PHYSIOLOGIC MONITOR MODULES, MULTIPARAMETER | Monitor, Cardiac, Portable | MONITORCARDIAPORTABLE-Philips-M3002A X2 |  |  |  |  | MONITORCARDIAPORTABLE-Philips-M3002A X2 | PHILIPS | [6 empty] | MCP-A | Covered PM Repair - Biomedical | MHHS-Southwest | [8 empty] | MONITORCARDIAPORTABLE | Monitor, Cardiac, Portable | Philips
NO | YES |  |  |  | 013-36826 | 013-36826 | Philips Healthcare | INTELLIVUE MMS X2 |  | DE535K4045 | Floor 2 | MHHS-Southwest |  |  |  | 013-36826 | 013-36826 | Southwest | Memorial Hermann Southwest Hospital | Floor 2 | Floor 2 | 7/1/19 |  |  |  | PHYSIOLOGIC MONITOR MODULES, MULTIPARAMETER | Monitor, Cardiac, Portable | MONITORCARDIAPORTABLE-Philips-M3002A X2 |  |  |  |  | MONITORCARDIAPORTABLE-Philips-M3002A X2 | PHILIPS | [6 empty] | MCP-A | Covered PM Repair - Biomedical | MHHS-Southwest | [8 empty] | MONITORCARDIAPORTABLE | Monitor, Cardiac, Portable | Philips
NO | YES |  |  |  | 013-39088 | 013-39088 | Philips Healthcare | INTELLIVUE MMS X2 |  | DE83636364 | ICU D | MHHS-Southwest |  |  |  | 013-39088 | 013-39088 | Southwest | Memorial Hermann Southwest Hospital | ICU D | Rm 32 | 6/1/19 |  | 6/1/20 |  | PHYSIOLOGIC MONITOR MODULES, MULTIPARAMETER | Monitor, Cardiac, Portable | MONITORCARDIAPORTABLE-Philips-M3002A X2 |  |  |  |  | MONITORCARDIAPORTABLE-Philips-M3002A X2 | PHILIPS | [6 empty] | MCP-A | Covered PM Repair - Biomedical | MHHS-Southwest | [8 empty] | MONITORCARDIAPORTABLE | Monitor, Cardiac, Portable | Philips
NO | YES | Serial Number de83636347 |  |  |  |  | Philips Healthcare | INTELLIVUE MMS X2 |  | de83636347 | Floor 2 | MHHS-Southwest | [5 empty] | Southwest | Memorial Hermann Southwest Hospital | Floor 2 | Floor 2 | 5/1/19 |  |  |  | PHYSIOLOGIC MONITOR MODULES, MULTIPARAMETER | Monitor, Cardiac, Portable | MONITORCARDIAPORTABLE-Philips-M3002A X2 |  |  |  |  | MONITORCARDIAPORTABLE-Philips-M3002A X2 | PHILIPS | [6 empty] | MCP-A | Covered PM Repair - Biomedical | MHHS-Southwest | [8 empty] | MONITORCARDIAPORTABLE | Monitor, Cardiac, Portable | Philips
NO | YES | [5 empty] | Philips Healthcare | INTELLIVUE MMS X2 |  | DE83636448 | ICU | MHHS-Southwest | [5 empty] | Southwest | Memorial Hermann Southwest Hospital | ICU | ICU54 | 5/1/19 |  | 5/1/20 |  | PHYSIOLOGIC MONITOR MODULES, MULTIPARAMETER | Monitor, Cardiac, Portable | MONITORCARDIAPORTABLE-Philips-M3002A X2 |  |  |  |  | MONITORCARDIAPORTABLE-Philips-M3002A X2 | PHILIPS | [6 empty] | MCP-A | Covered PM Repair - Biomedical | MHHS-Southwest | [8 empty] | MONITORCARDIAPORTABLE | Monitor, Cardiac, Portable | Philips
NO | YES |  |  |  |  | 013-36848 | Philips Healthcare | INTELLIVUE MMS X2 |  | DE83636355 | SW-ER | MHHS-Southwest |  |  |  |  | 013-36848 | Southwest | MHHS-Southwest | SW-ER | Room 11 |  |  |  |  | PHYSIOLOGIC MONITOR MODULES, MULTIPARAMETER | Monitor, Cardiac, Portable | MONITORCARDIAPORTABLE-Philips-M3002A X2 |  |  |  |  | MONITORCARDIAPORTABLE-Philips-M3002A X2 | PHILIPS | [6 empty] | MCP-A | Covered PM Repair - Biomedical | MHHS-Southwest | [8 empty] | MONITORCARDIAPORTABLE | Monitor, Cardiac, Portable | Philips
NO | YES |  |  |  | 013-37965 | 013-37965 | Philips Healthcare | INTELLIVUE MMS X2 |  | DE83636375 | Floor 2 | MHHS-Southwest |  |  |  | 013-37965 | 013-37965 | Southwest | Memorial Hermann Southwest Hospital | Floor 2 | Floor 2 | 10/1/19 |  |  |  | PHYSIOLOGIC MONITOR MODULES, MULTIPARAMETER | Monitor, Cardiac, Portable | MONITORCARDIAPORTABLE-Philips-M3002A X2 |  |  |  |  | MONITORCARDIAPORTABLE-Philips-M3002A X2 | PHILIPS | [6 empty] | MCP-A | Covered PM Repair - Biomedical | MHHS-Southwest | [8 empty] | MONITORCARDIAPORTABLE | Monitor, Cardiac, Portable | Philips
NO | YES |  |  |  | 013-39122 | 013-39122 | Philips Healthcare | INTELLIVUE MMS X2 |  | DE83636366 | SW-HVI-CV ICU | MHHS-Southwest |  |  |  | 013-39122 | 013-39122 | Southwest | MHHS-Southwest | SW-HVI-CV ICU | CVICU7 | 2/1/20 |  | 2/1/21 |  | PHYSIOLOGIC MONITOR MODULES, MULTIPARAMETER | Monitor, Cardiac, Portable | MONITORCARDIAPORTABLE-Philips-M3002A X2 |  |  |  |  | MONITORCARDIAPORTABLE-Philips-M3002A X2 | PHILIPS | [6 empty] | MCP-A | Covered PM Repair - Biomedical | MHHS-Southwest | [8 empty] | MONITORCARDIAPORTABLE | Monitor, Cardiac, Portable | Philips
NO | YES |  |  |  |  | 013-17665 | Philips Healthcare | INTELLIVUE MMS X2 |  | DE83636376 | SW-ER | MHHS-Southwest |  |  |  |  | 013-17665 | Southwest | MHHS-Southwest | SW-ER | Trauma Pod A 10 |  |  |  |  | PHYSIOLOGIC MONITOR MODULES, MULTIPARAMETER | Monitor, Cardiac, Portable | MONITORCARDIAPORTABLE-Philips-M3002A X2 |  |  |  |  | MONITORCARDIAPORTABLE-Philips-M3002A X2 | PHILIPS | [6 empty] | MCP-A | Covered PM Repair - Biomedical | MHHS-Southwest | [8 empty] | MONITORCARDIAPORTABLE | Monitor, Cardiac, Portable | Philips
NO | YES |  |  |  |  | 099-14456 | Philips Healthcare | INTELLIVUE MMS X2 |  | DE83636336 | SW-ICU-CCU | MHHS-Southwest |  |  |  |  | 099-14456 | Southwest | MHHS-Southwest | SW-ICU-CCU | Biomed ahop |  |  |  | No PM Sticker Physically Damaged | PHYSIOLOGIC MONITOR MODULES, MULTIPARAMETER | Monitor, Cardiac, Portable | MONITORCARDIAPORTABLE-Philips-M3002A X2 |  |  |  |  | MONITORCARDIAPORTABLE-Philips-M3002A X2 | PHILIPS | [6 empty] | MCP-A | Covered PM Repair - Biomedical | MHHS-Southwest | [8 empty] | MONITORCARDIAPORTABLE | Monitor, Cardiac, Portable | Philips
NO | YES |  |  |  | 099-14092 | 099-14092 | Philips Healthcare | INTELLIVUE MMS X2 |  | DE83636442 | SW | MHHS-Southwest |  |  |  | 099-14092 | 099-14092 | Southwest | Memorial Hermann Southwest Hospital | SW | ER Pod-B |  |  |  |  | PHYSIOLOGIC MONITOR MODULES, MULTIPARAMETER | Monitor, Cardiac, Portable | MONITORCARDIAPORTABLE-Philips-M3002A X2 |  |  |  |  | MONITORCARDIAPORTABLE-Philips-M3002A X2 | PHILIPS | [6 empty] | MCP-A | Covered PM Repair - Biomedical | MHHS-Southwest | [8 empty] | MONITORCARDIAPORTABLE | Monitor, Cardiac, Portable | Philips
NO | YES |  |  |  | 013-37329 | 013-37329 | Philips Healthcare | INTELLIVUE MMS X2 |  | DE575M8694 | SW-ICU-Neuro & Stroke | MHHS-Southwest |  |  |  | 013-37329 | 013-37329 | Southwest | MHHS-Southwest | SW-ICU-Neuro & Stroke | Room H7 - ICU49 | 9/1/19 |  | 9/1/20 |  | PHYSIOLOGIC MONITOR MODULES, MULTIPARAMETER | Monitor, Cardiac, Portable | MONITORCARDIAPORTABLE-Philips-M3002A X2 |  |  |  |  | MONITORCARDIAPORTABLE-Philips-M3002A X2 | PHILIPS | [6 empty] | MCP-A | Covered PM Repair - Biomedical | MHHS-Southwest | [8 empty] | MONITORCARDIAPORTABLE | Monitor, Cardiac, Portable | Philips
NO | YES |  |  |  | 013-37666 | 013-37666 | Philips Healthcare | INTELLIVUE MMS X2 |  | DE575M8168 | SW-HVI-CV ICU | MHHS-Southwest |  |  |  | 013-37666 | 013-37666 | Southwest | MHHS-Southwest | SW-HVI-CV ICU | CVICU | 1/1/19 |  |  |  | PHYSIOLOGIC MONITOR MODULES, MULTIPARAMETER | Monitor, Cardiac, Portable | MONITORCARDIAPORTABLE-Philips-M3002A X2 |  |  |  |  | MONITORCARDIAPORTABLE-Philips-M3002A X2 | PHILIPS | [6 empty] | MCP-A | Covered PM Repair - Biomedical | MHHS-Southwest | [8 empty] | MONITORCARDIAPORTABLE | Monitor, Cardiac, Portable | Philips
NO | YES |  |  |  | 013-37667 | 013-37667 | Philips Healthcare | INTELLIVUE MMS X2 |  | DE575M8700 | SW-Biomedical Services | MHHS-Southwest |  |  |  | 013-37667 | 013-37667 | Southwest | MHHS-Southwest | SW-Biomedical Services | Biomed | 6/1/19 | 6/1/20 |  |  | PHYSIOLOGIC MONITOR MODULES, MULTIPARAMETER | Monitor, Cardiac, Portable | MONITORCARDIAPORTABLE-Philips-M3002A X2 |  |  |  |  | MONITORCARDIAPORTABLE-Philips-M3002A X2 | PHILIPS | [6 empty] | MCP-A | Covered PM Repair - Biomedical | MHHS-Southwest | [8 empty] | MONITORCARDIAPORTABLE | Monitor, Cardiac, Portable | Philips
NO | YES |  |  |  | 013-37903 | 013-37903 | Philips Healthcare | INTELLIVUE MMS X2 |  | DE575P2081 | Floor 7 | MHHS-Southwest |  |  |  | 013-37903 | 013-37903 | Southwest | Memorial Hermann Southwest Hospital | Floor 7 | Floor 7 | 3/1/19 |  |  |  | PHYSIOLOGIC MONITOR MODULES, MULTIPARAMETER | Monitor, Cardiac, Portable | MONITORCARDIAPORTABLE-Philips-M3002A X2 |  |  |  |  | MONITORCARDIAPORTABLE-Philips-M3002A X2 | PHILIPS | [6 empty] | MCP-A | Covered PM Repair - Biomedical | MHHS-Southwest | [8 empty] | MONITORCARDIAPORTABLE | Monitor, Cardiac, Portable | Philips
NO | YES |  |  |  | 013-37995 | 013-37995 | Philips Healthcare | INTELLIVUE MMS X2 |  | DE575M8690 | SW-ER | MHHS-Southwest |  |  |  | 013-37995 | 013-37995 | Southwest | MHHS-Southwest | SW-ER | Trauma 5 | 1/1/20 |  | 1/1/21 |  | PHYSIOLOGIC MONITOR MODULES, MULTIPARAMETER | Monitor, Cardiac, Portable | MONITORCARDIAPORTABLE-Philips-M3002A X2 |  |  |  |  | MONITORCARDIAPORTABLE-Philips-M3002A X2 | PHILIPS | [6 empty] | MCP-A | Covered PM Repair - Biomedical | MHHS-Southwest | [8 empty] | MONITORCARDIAPORTABLE | Monitor, Cardiac, Portable | Philips
NO | YES |  |  |  | 013-37998 | 013-37998 | Philips Healthcare | INTELLIVUE MMS X2 |  | DE575M8385 | ICU D | MHHS-Southwest |  |  |  | 013-37998 | 013-37998 | Southwest | Memorial Hermann Southwest Hospital | ICU D | ICU Room 30 | 1/1/20 |  | 1/1/21 |  | PHYSIOLOGIC MONITOR MODULES, MULTIPARAMETER | Monitor, Cardiac, Portable | MONITORCARDIAPORTABLE-Philips-M3002A X2 |  |  |  |  | MONITORCARDIAPORTABLE-Philips-M3002A X2 | PHILIPS | [6 empty] | MCP-A | Covered PM Repair - Biomedical | MHHS-Southwest | [8 empty] | MONITORCARDIAPORTABLE | Monitor, Cardiac, Portable | Philips
NO | YES |  |  |  | 013-17663 | 013-17663 | Philips Healthcare | INTELLIVUE MMS X2 |  | DE83636310 | SW-ICU-Neuro | MHHS-Southwest |  |  |  | 013-17663 | 013-17663 | Southwest | MHHS-Southwest | SW-ICU-Neuro | SW - ER |  |  |  |  | PHYSIOLOGIC MONITOR MODULES, MULTIPARAMETER | Monitor, Cardiac, Portable | MONITORCARDIAPORTABLE-Philips-M3002A X2 |  |  |  |  | MONITORCARDIAPORTABLE-Philips-M3002A X2 | PHILIPS | [6 empty] | MCP-A | Covered PM Repair - Biomedical | MHHS-Southwest | [8 empty] | MONITORCARDIAPORTABLE | Monitor, Cardiac, Portable | Philips
NO | YES |  |  |  | 013-37621 | 013-37621 | Philips Healthcare | INTELLIVUE MMS X2 |  | DE575P2028 | SW-OR | MHHS-Southwest |  |  |  | 013-37621 | 013-37621 | Southwest | MHHS-Southwest | SW-OR | OR19 | 12/1/19 |  | 6/1/20 |  | PHYSIOLOGIC MONITOR MODULES, MULTIPARAMETER | Monitor, Cardiac, Portable | MONITORCARDIAPORTABLE-Philips-M3002A X2 |  |  |  |  | MONITORCARDIAPORTABLE-Philips-M3002A X2 | PHILIPS | [6 empty] | MCP-A | Covered PM Repair - Biomedical | MHHS-Southwest | [8 empty] | MONITORCARDIAPORTABLE | Monitor, Cardiac, Portable | Philips
NO | YES |  |  |  |  | 013-18134 | Philips Healthcare | INTELLIVUE MMS X2 |  | DE83636374 | SW-Biomedical Services | MHHS-Southwest |  |  |  |  | 013-18134 | Southwest | MHHS-Southwest | SW-Biomedical Services | Biomed | 7/1/19 | 7/1/20 |  |  | PHYSIOLOGIC MONITOR MODULES, MULTIPARAMETER | Monitor, Cardiac, Portable | MONITORCARDIAPORTABLE-Philips-M3002A X2 |  |  |  |  | MONITORCARDIAPORTABLE-Philips-M3002A X2 | PHILIPS | [6 empty] | MCP-A | Covered PM Repair - Biomedical | MHHS-Southwest | [8 empty] | MONITORCARDIAPORTABLE | Monitor, Cardiac, Portable | Philips
NO | YES |  |  |  | 129-31201 | 129-31201 | Philips Healthcare | INTELLIVUE MMS X2 |  | DE506H8722 | Sugar Land - Cath Lab | MHHS-Sugarland |  |  |  | 129-31201 | 129-31201 | Sugar Land | Memorial Hermann Sugar Land Hospital | Sugar Land - Cath Lab |  | 12/1/19 |  |  |  | PHYSIOLOGIC MONITOR MODULES, MULTIPARAMETER | Monitor, Cardiac, Portable | MONITORCARDIAPORTABLE-Philips-M3002A X2 |  |  |  |  | MONITORCARDIAPORTABLE-Philips-M3002A X2 | PHILIPS | [6 empty] | MCP-A | Covered PM Repair - Biomedical | MHHS-Sugarland | [8 empty] | MONITORCARDIAPORTABLE | Monitor, Cardiac, Portable | Philips
NO | YES |  |  |  | 129-05678 | 129-05678 | Philips Healthcare | INTELLIVUE MMS X2 |  | DE422G2473 | Sugar Land-IMU | MHHS-Sugarland |  |  |  | 129-05678 | 129-05678 | Sugar Land | MHHS-Sugarland | Sugar Land-IMU | Room 301 | 8/1/19 |  | 8/1/20 |  | PHYSIOLOGIC MONITOR MODULES, MULTIPARAMETER | Monitor, Cardiac, Portable | MONITORCARDIAPORTABLE-Philips-M3002A X2 |  |  |  |  | MONITORCARDIAPORTABLE-Philips-M3002A X2 | PHILIPS | [6 empty] | MCP-A | Covered PM Repair - Biomedical | MHHS-Sugarland | [8 empty] | MONITORCARDIAPORTABLE | Monitor, Cardiac, Portable | Philips
NO | YES |  |  |  | 129-05680 | 129-05680 | Philips Healthcare | INTELLIVUE MMS X2 |  | DE422G2433 | Sugar Land-IMU | MHHS-Sugarland |  |  |  | 129-05680 | 129-05680 | Sugar Land | MHHS-Sugarland | Sugar Land-IMU | E325 | 9/1/19 |  |  |  | PHYSIOLOGIC MONITOR MODULES, MULTIPARAMETER | Monitor, Cardiac, Portable | MONITORCARDIAPORTABLE-Philips-M3002A X2 |  |  |  |  | MONITORCARDIAPORTABLE-Philips-M3002A X2 | PHILIPS | [6 empty] | MCP-A | Covered PM Repair - Biomedical | MHHS-Sugarland | [8 empty] | MONITORCARDIAPORTABLE | Monitor, Cardiac, Portable | Philips
NO | YES |  |  |  | 129-05687 | 129-05687 | Philips Healthcare | INTELLIVUE MMS X2 |  | DE422G2463 | Sugar Land-IMU | MHHS-Sugarland |  |  |  | 129-05687 | 129-05687 | Sugar Land | MHHS-Sugarland | Sugar Land-IMU | E308 | 9/1/19 |  | 9/1/20 |  | PHYSIOLOGIC MONITOR MODULES, MULTIPARAMETER | Monitor, Cardiac, Portable | MONITORCARDIAPORTABLE-Philips-M3002A X2 |  |  |  |  | MONITORCARDIAPORTABLE-Philips-M3002A X2 | PHILIPS | [6 empty] | MCP-A | Covered PM Repair - Biomedical | MHHS-Sugarland | [8 empty] | MONITORCARDIAPORTABLE | Monitor, Cardiac, Portable | Philips
NO | YES |  |  |  | 129-05688 | 129-05688 | Philips Healthcare | INTELLIVUE MMS X2 |  | DE422G2020 | SUGAR LAND - ICU | MHHS-Sugarland |  |  |  | 129-05688 | 129-05688 | Sugar Land | Memorial Hermann Sugar Land Hospital | SUGAR LAND - ICU | ICU | 8/1/19 |  | 8/1/20 |  | PHYSIOLOGIC MONITOR MODULES, MULTIPARAMETER | Monitor, Cardiac, Portable | MONITORCARDIAPORTABLE-Philips-M3002A X2 |  |  |  |  | MONITORCARDIAPORTABLE-Philips-M3002A X2 | PHILIPS | [6 empty] | MCP-A | Covered PM Repair - Biomedical | MHHS-Sugarland | [8 empty] | MONITORCARDIAPORTABLE | Monitor, Cardiac, Portable | Philips
NO | YES |  |  |  | 129-05761 | 129-05761 | Philips Healthcare | INTELLIVUE MMS X2 |  | DE422G2426 | ICU | MHHS-Sugarland |  |  |  | 129-05761 | 129-05761 | Sugar Land | Memorial Hermann Sugar Land Hospital | ICU | RM E321 | 10/1/19 |  | 10/1/20 |  | PHYSIOLOGIC MONITOR MODULES, MULTIPARAMETER | Monitor, Cardiac, Portable | MONITORCARDIAPORTABLE-Philips-M3002A X2 |  |  |  |  | MONITORCARDIAPORTABLE-Philips-M3002A X2 | PHILIPS | [6 empty] | MCP-A | Covered PM Repair - Biomedical | MHHS-Sugarland | [8 empty] | MONITORCARDIAPORTABLE | Monitor, Cardiac, Portable | Philips
NO | YES |  |  |  | 129-07168 | 129-07168 | Philips Healthcare | INTELLIVUE MMS X2 |  | DE575N5230 | Sugar Land-IMU | MHHS-Sugarland |  |  |  | 129-07168 | 129-07168 | Sugar Land | MHHS-Sugarland | Sugar Land-IMU | E330 | 9/1/19 |  |  |  | PHYSIOLOGIC MONITOR MODULES, MULTIPARAMETER | Monitor, Cardiac, Portable | MONITORCARDIAPORTABLE-Philips-M3002A X2 |  |  |  |  | MONITORCARDIAPORTABLE-Philips-M3002A X2 | PHILIPS | [6 empty] | MCP-A | Covered PM Repair - Biomedical | MHHS-Sugarland | [8 empty] | MONITORCARDIAPORTABLE | Monitor, Cardiac, Portable | Philips
NO | YES |  |  |  | 129-07169 | 129-07169 | Philips Healthcare | INTELLIVUE MMS X2 |  | DE575N5229 | Sugar Land-ICU | MHHS-Sugarland |  |  |  | 129-07169 | 129-07169 | Sugar Land | MHHS-Sugarland | Sugar Land-ICU |  | 8/1/19 | 8/1/20 |  |  | PHYSIOLOGIC MONITOR MODULES, MULTIPARAMETER | Monitor, Cardiac, Portable | MONITORCARDIAPORTABLE-Philips-M3002A X2 |  |  |  |  | MONITORCARDIAPORTABLE-Philips-M3002A X2 | PHILIPS | [6 empty] | MCP-A | Covered PM Repair - Biomedical | MHHS-Sugarland | [8 empty] | MONITORCARDIAPORTABLE | Monitor, Cardiac, Portable | Philips
NO | YES |  |  |  | 129-07171 | 129-07171 | Philips Healthcare | INTELLIVUE MMS X2 |  | DE575N5227 | ICu | MHHS-Sugarland |  |  |  | 129-07171 | 129-07171 | Sugar Land | Memorial Hermann Sugar Land Hospital | ICu | Rm E312 | 8/1/19 |  | 8/1/20 |  | PHYSIOLOGIC MONITOR MODULES, MULTIPARAMETER | Monitor, Cardiac, Portable | MONITORCARDIAPORTABLE-Philips-M3002A X2 |  |  |  |  | MONITORCARDIAPORTABLE-Philips-M3002A X2 | PHILIPS | [6 empty] | MCP-A | Covered PM Repair - Biomedical | MHHS-Sugarland | [8 empty] | MONITORCARDIAPORTABLE | Monitor, Cardiac, Portable | Philips
NO | YES |  |  |  | 129-07174 | 129-07174 | Philips Healthcare | INTELLIVUE MMS X2 |  | DE575N5223 | Sugar Land-IMU | MHHS-Sugarland |  |  |  | 129-07174 | 129-07174 | Sugar Land | MHHS-Sugarland | Sugar Land-IMU | E307 | 10/1/19 |  | 10/1/20 |  | PHYSIOLOGIC MONITOR MODULES, MULTIPARAMETER | Monitor, Cardiac, Portable | MONITORCARDIAPORTABLE-Philips-M3002A X2 |  |  |  |  | MONITORCARDIAPORTABLE-Philips-M3002A X2 | PHILIPS | [6 empty] | MCP-A | Covered PM Repair - Biomedical | MHHS-Sugarland | [8 empty] | MONITORCARDIAPORTABLE | Monitor, Cardiac, Portable | Philips
NO | YES |  |  |  | 129-07187 | 129-07187 | Philips Healthcare | INTELLIVUE MMS X2 |  | DE575N5033 | Sugar Land-IMU | MHHS-Sugarland |  |  |  | 129-07187 | 129-07187 | Sugar Land | MHHS-Sugarland | Sugar Land-IMU | E307 | 12/1/19 |  | 12/1/20 |  | PHYSIOLOGIC MONITOR MODULES, MULTIPARAMETER | Monitor, Cardiac, Portable | MONITORCARDIAPORTABLE-Philips-M3002A X2 |  |  |  |  | MONITORCARDIAPORTABLE-Philips-M3002A X2 | PHILIPS | [6 empty] | MCP-A | Covered PM Repair - Biomedical | MHHS-Sugarland | [8 empty] | MONITORCARDIAPORTABLE | Monitor, Cardiac, Portable | Philips
NO | YES |  |  |  | 129-07188 | 129-07188 | Philips Healthcare | INTELLIVUE MMS X2 |  | DE575N4639 | Sugar Land-IMU | MHHS-Sugarland |  |  |  | 129-07188 | 129-07188 | Sugar Land | MHHS-Sugarland | Sugar Land-IMU | Room 302 | 8/1/19 |  | 8/1/20 |  | PHYSIOLOGIC MONITOR MODULES, MULTIPARAMETER | Monitor, Cardiac, Portable | MONITORCARDIAPORTABLE-Philips-M3002A X2 |  |  |  |  | MONITORCARDIAPORTABLE-Philips-M3002A X2 | PHILIPS | [6 empty] | MCP-A | Covered PM Repair - Biomedical | MHHS-Sugarland | [8 empty] | MONITORCARDIAPORTABLE | Monitor, Cardiac, Portable | Philips
NO | YES |  |  |  | 129-07190 | 129-07190 | Philips Healthcare | INTELLIVUE MMS X2 |  | DE575N5214 | ICU | MHHS-Sugarland |  |  |  | 129-07190 | 129-07190 | Sugar Land | Memorial Hermann Sugar Land Hospital | ICU | Rm E310 | 8/1/19 |  | 8/1/20 |  | PHYSIOLOGIC MONITOR MODULES, MULTIPARAMETER | Monitor, Cardiac, Portable | MONITORCARDIAPORTABLE-Philips-M3002A X2 |  |  |  |  | MONITORCARDIAPORTABLE-Philips-M3002A X2 | PHILIPS | [6 empty] | MCP-A | Covered PM Repair - Biomedical | MHHS-Sugarland | [8 empty] | MONITORCARDIAPORTABLE | Monitor, Cardiac, Portable | Philips
NO | YES |  |  |  | 129-07191 | 129-07191 | Philips Healthcare | INTELLIVUE MMS X2 |  | DE575N4649 | Sugar Land-IMU | MHHS-Sugarland |  |  |  | 129-07191 | 129-07191 | Sugar Land | MHHS-Sugarland | Sugar Land-IMU | Room 324 | 9/1/19 |  | 9/1/20 |  | PHYSIOLOGIC MONITOR MODULES, MULTIPARAMETER | Monitor, Cardiac, Portable | MONITORCARDIAPORTABLE-Philips-M3002A X2 |  |  |  |  | MONITORCARDIAPORTABLE-Philips-M3002A X2 | PHILIPS | [6 empty] | MCP-A | Covered PM Repair - Biomedical | MHHS-Sugarland | [8 empty] | MONITORCARDIAPORTABLE | Monitor, Cardiac, Portable | Philips
NO | YES |  |  |  | 129-07192 | 129-07192 | Philips Healthcare | INTELLIVUE MMS X2 |  | DE575N5231 | Sugar Land-IMU | MHHS-Sugarland |  |  |  | 129-07192 | 129-07192 | Sugar Land | MHHS-Sugarland | Sugar Land-IMU | E328 | 10/1/19 |  |  |  | PHYSIOLOGIC MONITOR MODULES, MULTIPARAMETER | Monitor, Cardiac, Portable | MONITORCARDIAPORTABLE-Philips-M3002A X2 |  |  |  |  | MONITORCARDIAPORTABLE-Philips-M3002A X2 | PHILIPS | [6 empty] | MCP-A | Covered PM Repair - Biomedical | MHHS-Sugarland | [8 empty] | MONITORCARDIAPORTABLE | Monitor, Cardiac, Portable | Philips
NO | YES |  |  |  | 129-07193 | 129-07193 | Philips Healthcare | INTELLIVUE MMS X2 |  | DE575N5065 | Sugar Land-IMU | MHHS-Sugarland |  |  |  | 129-07193 | 129-07193 | Sugar Land | MHHS-Sugarland | Sugar Land-IMU | E306 | 9/1/19 |  | 9/1/20 |  | PHYSIOLOGIC MONITOR MODULES, MULTIPARAMETER | Monitor, Cardiac, Portable | MONITORCARDIAPORTABLE-Philips-M3002A X2 |  |  |  |  | MONITORCARDIAPORTABLE-Philips-M3002A X2 | PHILIPS | [6 empty] | MCP-A | Covered PM Repair - Biomedical | MHHS-Sugarland | [8 empty] | MONITORCARDIAPORTABLE | Monitor, Cardiac, Portable | Philips
NO | YES |  |  |  | 129-07196 | 129-07196 | Philips Healthcare | INTELLIVUE MMS X2 |  | DE575N5058 | Sugar Land-IMU | MHHS-Sugarland |  |  |  | 129-07196 | 129-07196 | Sugar Land | MHHS-Sugarland | Sugar Land-IMU | E326 | 8/1/19 |  |  |  | PHYSIOLOGIC MONITOR MODULES, MULTIPARAMETER | Monitor, Cardiac, Portable | MONITORCARDIAPORTABLE-Philips-M3002A X2 |  |  |  |  | MONITORCARDIAPORTABLE-Philips-M3002A X2 | PHILIPS | [6 empty] | MCP-A | Covered PM Repair - Biomedical | MHHS-Sugarland | [8 empty] | MONITORCARDIAPORTABLE | Monitor, Cardiac, Portable | Philips
NO | YES |  |  |  | 129-07197 | 129-07197 | Philips Healthcare | INTELLIVUE MMS X2 |  | DE575N4943 | Sugar Land-IMU | MHHS-Sugarland |  |  |  | 129-07197 | 129-07197 | Sugar Land | MHHS-Sugarland | Sugar Land-IMU | Room 304 | 8/1/19 |  | 8/1/20 |  | PHYSIOLOGIC MONITOR MODULES, MULTIPARAMETER | Monitor, Cardiac, Portable | MONITORCARDIAPORTABLE-Philips-M3002A X2 |  |  |  |  | MONITORCARDIAPORTABLE-Philips-M3002A X2 | PHILIPS | [6 empty] | MCP-A | Covered PM Repair - Biomedical | MHHS-Sugarland | [8 empty] | MONITORCARDIAPORTABLE | Monitor, Cardiac, Portable | Philips
NO | YES |  |  |  | 129-07198 | 129-07198 | Philips Healthcare | INTELLIVUE MMS X2 |  | DE575N4866 | Sugar Land-IMU | MHHS-Sugarland |  |  |  | 129-07198 | 129-07198 | Sugar Land | MHHS-Sugarland | Sugar Land-IMU | Room 303 | 10/1/19 |  | 10/1/20 |  | PHYSIOLOGIC MONITOR MODULES, MULTIPARAMETER | Monitor, Cardiac, Portable | MONITORCARDIAPORTABLE-Philips-M3002A X2 |  |  |  |  | MONITORCARDIAPORTABLE-Philips-M3002A X2 | PHILIPS | [6 empty] | MCP-A | Covered PM Repair - Biomedical | MHHS-Sugarland | [8 empty] | MONITORCARDIAPORTABLE | Monitor, Cardiac, Portable | Philips
NO | YES |  |  |  | 129-07199 | 129-07199 | Philips Healthcare | INTELLIVUE MMS X2 |  | DE575N4872 | Sugar Land-IMU | MHHS-Sugarland |  |  |  | 129-07199 | 129-07199 | Sugar Land | MHHS-Sugarland | Sugar Land-IMU | E327 | 9/1/19 |  |  |  | PHYSIOLOGIC MONITOR MODULES, MULTIPARAMETER | Monitor, Cardiac, Portable | MONITORCARDIAPORTABLE-Philips-M3002A X2 |  |  |  |  | MONITORCARDIAPORTABLE-Philips-M3002A X2 | PHILIPS | [6 empty] | MCP-A | Covered PM Repair - Biomedical | MHHS-Sugarland | [8 empty] | MONITORCARDIAPORTABLE | Monitor, Cardiac, Portable | Philips
NO | YES |  |  |  | 129-07200 | 129-07200 | Philips Healthcare | INTELLIVUE MMS X2 |  | DE575N5222 | Sugar Land-IMU | MHHS-Sugarland |  |  |  | 129-07200 | 129-07200 | Sugar Land | MHHS-Sugarland | Sugar Land-IMU | Room 323 | 9/1/19 |  | 9/1/20 |  | PHYSIOLOGIC MONITOR MODULES, MULTIPARAMETER | Monitor, Cardiac, Portable | MONITORCARDIAPORTABLE-Philips-M3002A X2 |  |  |  |  | MONITORCARDIAPORTABLE-Philips-M3002A X2 | PHILIPS | [6 empty] | MCP-A | Covered PM Repair - Biomedical | MHHS-Sugarland | [8 empty] | MONITORCARDIAPORTABLE | Monitor, Cardiac, Portable | Philips
NO | YES |  |  |  | 129-07201 | 129-07201 | Philips Healthcare | INTELLIVUE MMS X2 |  | DE575N5024 | Sugar Land-IMU | MHHS-Sugarland |  |  |  | 129-07201 | 129-07201 | Sugar Land | MHHS-Sugarland | Sugar Land-IMU | E316 | 9/1/19 |  | 8/1/20 |  | PHYSIOLOGIC MONITOR MODULES, MULTIPARAMETER | Monitor, Cardiac, Portable | MONITORCARDIAPORTABLE-Philips-M3002A X2 |  |  |  |  | MONITORCARDIAPORTABLE-Philips-M3002A X2 | PHILIPS | [6 empty] | MCP-A | Covered PM Repair - Biomedical | MHHS-Sugarland | [8 empty] | MONITORCARDIAPORTABLE | Monitor, Cardiac, Portable | Philips
NO | YES |  |  |  | 129-07202 | 129-07202 | Philips Healthcare | INTELLIVUE MMS X2 |  | DE575N4971 | Sugar Land-IMU | MHHS-Sugarland |  |  |  | 129-07202 | 129-07202 | Sugar Land | MHHS-Sugarland | Sugar Land-IMU | E320 | 8/1/19 |  |  |  | PHYSIOLOGIC MONITOR MODULES, MULTIPARAMETER | Monitor, Cardiac, Portable | MONITORCARDIAPORTABLE-Philips-M3002A X2 |  |  |  |  | MONITORCARDIAPORTABLE-Philips-M3002A X2 | PHILIPS | [6 empty] | MCP-A | Covered PM Repair - Biomedical | MHHS-Sugarland | [8 empty] | MONITORCARDIAPORTABLE | Monitor, Cardiac, Portable | Philips
NO | YES |  |  |  | 129-07203 | 129-07203 | Philips Healthcare | INTELLIVUE MMS X2 |  | DE575N5217 | Sugar Land-IMU | MHHS-Sugarland |  |  |  | 129-07203 | 129-07203 | Sugar Land | MHHS-Sugarland | Sugar Land-IMU | E322 | 8/1/19 |  | 8/1/20 |  | PHYSIOLOGIC MONITOR MODULES, MULTIPARAMETER | Monitor, Cardiac, Portable | MONITORCARDIAPORTABLE-Philips-M3002A X2 |  |  |  |  | MONITORCARDIAPORTABLE-Philips-M3002A X2 | PHILIPS | [6 empty] | MCP-A | Covered PM Repair - Biomedical | MHHS-Sugarland | [8 empty] | MONITORCARDIAPORTABLE | Monitor, Cardiac, Portable | Philips
NO | YES |  |  |  | 129-06173 | 129-06173 | Philips Healthcare | INTELLIVUE MMS X2 |  | de535k0668 | SP CCC - (SL) - EMERGENCY ROOM | MHHS-Sienna Plantation CCC |  |  |  | 129-06173 | 129-06173 | Sugar Land | MHHS-Others | SP CCC - (SL) - EMERGENCY ROOM | Exam room 7 | 5/1/19 |  | 5/1/20 |  | PHYSIOLOGIC MONITOR MODULES, MULTIPARAMETER | Monitor, Cardiac, Portable | MONITORCARDIAPORTABLE-Philips-M3002A X2 |  |  |  |  | MONITORCARDIAPORTABLE-Philips-M3002A X2 | PHILIPS | [6 empty] | MCP-A | Covered PM Repair - Biomedical | MHHS-Sienna Plantation CCC | [8 empty] | MONITORCARDIAPORTABLE | Monitor, Cardiac, Portable | Philips
NO | YES |  |  |  | 077-09059 | 077-09059 | Philips Healthcare | INTELLIVUE MMS X2 |  | DE535L8961 | TMC-Children's-Pedi Transport (7Hp) | MHHS-TMC |  |  |  | 077-09059 | 077-09059 | TMC | MHHS-TMC | TMC-Children's-Pedi Transport (7Hp) |  | 7/11/19 |  |  |  | PHYSIOLOGIC MONITOR MODULES, MULTIPARAMETER |  | MONITORCARDIAPORTABLE-Philips-M3002A X2 |  |  |  |  | MONITORCARDIAPORTABLE-Philips-M3002A X2 | PHILIPS | [5 empty] | Verified 3/30/2020 4:07pm (Central) |  | Covered PM Repair - Biomedical | MHHS-TMC
NO | YES |  |  |  | 077-09132 | 077-09132 | Philips Healthcare | INTELLIVUE MMS X2 |  | DE53L9661 | TMC-Children's-Pedi Transport (7Hp) | MHHS-TMC |  |  |  | 077-09132 | 077-09132 | TMC | MHHS-TMC | TMC-Children's-Pedi Transport (7Hp) |  | 7/5/19 |  |  |  | PHYSIOLOGIC MONITOR MODULES, MULTIPARAMETER |  | MONITORCARDIAPORTABLE-Philips-M3002A X2 |  |  |  |  | MONITORCARDIAPORTABLE-Philips-M3002A X2 | PHILIPS | [5 empty] | Verified 3/30/2020 4:07pm (Central) |  | Covered PM Repair - Biomedical | MHHS-TMC
NO | YES |  |  |  | 077-06472 | 077-06472 | Philips Healthcare | INTELLIVUE MMS X2 |  | DE037A0596 | TMC-Children's-PICU (9Hp) | MHHS-TMC |  |  |  | 077-06472 | 077-06472 | TMC | MHHS-TMC | TMC-Children's-PICU (9Hp) |  | 4/3/19 |  |  |  | PHYSIOLOGIC MONITOR MODULES, MULTIPARAMETER |  | MONITORCARDIAPORTABLE-Philips-M3002A X2 |  |  |  |  | MONITORCARDIAPORTABLE-Philips-M3002A X2 | PHILIPS | [5 empty] | Verified 3/30/2020 4:07pm (Central) |  | Covered PM Repair - Biomedical | MHHS-TMC
NO | YES |  |  |  | 077-07609 |  | Philips Healthcare | INTELLIVUE MMS X2 |  | DE037A0606 | PICU | MHHS-TMC |  |  |  | 077-07609 |  | TMC | TMC | PICU | Memorial Hermann- texas medical center | 4/1/19 |  |  | No PM Sticker In use on patient | PHYSIOLOGIC MONITOR MODULES, MULTIPARAMETER |  | MONITORCARDIAPORTABLE-Philips-M3002A X2 |  |  |  |  | MONITORCARDIAPORTABLE-Philips-M3002A X2 | PHILIPS | [7 empty] | Covered PM Repair - Biomedical | MHHS-TMC
NO | YES |  |  |  | 077-09831 | 077-09831 | Philips Healthcare | INTELLIVUE MMS X2 |  | DE037A0612 | TMC-Children's-PICU (9Hp) | MHHS-TMC |  |  |  | 077-09831 | 077-09831 | TMC | MHHS-TMC | TMC-Children's-PICU (9Hp) |  | 4/4/19 |  |  |  | PHYSIOLOGIC MONITOR MODULES, MULTIPARAMETER |  | MONITORCARDIAPORTABLE-Philips-M3002A X2 |  |  |  |  | MONITORCARDIAPORTABLE-Philips-M3002A X2 | PHILIPS | [5 empty] | Verified 3/30/2020 4:07pm (Central) |  | Covered PM Repair - Biomedical | MHHS-TMC
YES | YES |  |  |  | 099-10608 | 099-10608 | Philips Healthcare | INTELLIVUE MMS X2 |  |  | CVICU |  |  |  |  | 099-10608 | 099-10608 | Southwest | Memorial Hermann Southwest Hospital | CVICU | CVICU
YES | YES |  |  |  | 013-36169 | 013-36169 | Philips Healthcare | INTELLIVUE MMS X2 |  |  | Floor 7 |  |  |  |  | 013-36169 | 013-36169 | Southwest | Memorial Hermann Southwest Hospital | Floor 7 | Floor 7
YES | YES |  |  |  | 013-37439 | 013-37439 | Philips Healthcare | INTELLIVUE MMS X2 |  | DE535L4049 | SW - HVI - OR |  |  |  |  | 013-37439 | 013-37439 | Southwest | Memorial Hermann Heart | SW - HVI - OR | HVI OR Core | 1/1/20 |  | 1/1/21 | New Add
NO | NO |  |  |  | 151-01658 |  | Philips Healthcare | INTELLIVUE MMS X2 |  | DE575P9000 | CY - CARDIAC CATH LAB | MHHS-Cypress |  |  |  | 151-01658 |  | Northwest & Cypress |  | CY - CARDIAC CATH LAB | [5 empty] | PHYSIOLOGIC MONITOR MODULES, MULTIPARAMETER |  | MONITORCARDIAPORTABLE-Philips-M3002A X2 |  |  |  |  | MONITORCARDIAPORTABLE-Philips-M3002A X2 | PHILIPS | [7 empty] | Covered PM Repair - Biomedical | MHHS-Cypress
NO | NO |  |  |  | 151-02305 |  | Philips Healthcare | INTELLIVUE MMS X2 |  | DE535L6656 | CY - ER | MHHS-Cypress |  |  |  | 151-02305 |  | Northwest & Cypress |  | CY - ER | [5 empty] | PHYSIOLOGIC MONITOR MODULES, MULTIPARAMETER |  | MONITORCARDIAPORTABLE-Philips-M3002A X2 |  |  |  |  | MONITORCARDIAPORTABLE-Philips-M3002A X2 | PHILIPS | [7 empty] | Covered PM Repair - Biomedical | MHHS-Cypress
NO | NO |  |  |  | DE03770344 |  | Philips Healthcare | INTELLIVUE MMS X2 |  | DE03770344 | CY - Pacific Medical Temporary Philips Loaners | MHHS-Cypress |  |  |  | DE03770344 |  | Northwest & Cypress |  | CY - Pacific Medical Temporary Philips Loaners | [5 empty] | PHYSIOLOGIC MONITOR MODULES, MULTIPARAMETER |  | MONITORCARDIAPORTABLE-Philips-M3002A X2 |  |  |  |  | MONITORCARDIAPORTABLE-Philips-M3002A X2 | PHILIPS | [7 empty] | Covered PM Repair - Biomedical | MHHS-Cypress
NO | NO |  |  |  | DE03777726 |  | Philips Healthcare | INTELLIVUE MMS X2 |  | DE03777726 | CY - Pacific Medical Temporary Philips Loaners | MHHS-Cypress |  |  |  | DE03777726 |  | Northwest & Cypress |  | CY - Pacific Medical Temporary Philips Loaners | [5 empty] | PHYSIOLOGIC MONITOR MODULES, MULTIPARAMETER |  | MONITORCARDIAPORTABLE-Philips-M3002A X2 |  |  |  |  | MONITORCARDIAPORTABLE-Philips-M3002A X2 | PHILIPS | [7 empty] | Covered PM Repair - Biomedical | MHHS-Cypress
NO | NO |  |  |  | DE03787218 |  | Philips Healthcare | INTELLIVUE MMS X2 |  | DE03787218 | CY - Pacific Medical Temporary Philips Loaners | MHHS-Cypress |  |  |  | DE03787218 |  | Northwest & Cypress |  | CY - Pacific Medical Temporary Philips Loaners | [5 empty] | PHYSIOLOGIC MONITOR MODULES, MULTIPARAMETER |  | MONITORCARDIAPORTABLE-Philips-M3002A X2 |  |  |  |  | MONITORCARDIAPORTABLE-Philips-M3002A X2 | PHILIPS | [7 empty] | Covered PM Repair - Biomedical | MHHS-Cypress
NO | NO |  |  |  | DE037C0682 |  | Philips Healthcare | INTELLIVUE MMS X2 |  | DE037C0682 | CY - Pacific Medical Temporary Philips Loaners | MHHS-Cypress |  |  |  | DE037C0682 |  | Northwest & Cypress |  | CY - Pacific Medical Temporary Philips Loaners | [5 empty] | PHYSIOLOGIC MONITOR MODULES, MULTIPARAMETER |  | MONITORCARDIAPORTABLE-Philips-M3002A X2 |  |  |  |  | MONITORCARDIAPORTABLE-Philips-M3002A X2 | PHILIPS | [7 empty] | Covered PM Repair - Biomedical | MHHS-Cypress
NO | NO |  |  |  | DE315C8135 |  | Philips Healthcare | INTELLIVUE MMS X2 |  | DE315C8135 | CY - Pacific Medical Temporary Philips Loaners | MHHS-Cypress |  |  |  | DE315C8135 |  | Northwest & Cypress |  | CY - Pacific Medical Temporary Philips Loaners | [5 empty] | PHYSIOLOGIC MONITOR MODULES, MULTIPARAMETER |  | MONITORCARDIAPORTABLE-Philips-M3002A X2 |  |  |  |  | MONITORCARDIAPORTABLE-Philips-M3002A X2 | PHILIPS | [7 empty] | Covered PM Repair - Biomedical | MHHS-Cypress
NO | NO |  |  |  | DE315C8306 |  | Philips Healthcare | INTELLIVUE MMS X2 |  | DE315C8306 | CY - Pacific Medical Temporary Philips Loaners | MHHS-Cypress |  |  |  | DE315C8306 |  | Northwest & Cypress |  | CY - Pacific Medical Temporary Philips Loaners | [5 empty] | PHYSIOLOGIC MONITOR MODULES, MULTIPARAMETER |  | MONITORCARDIAPORTABLE-Philips-M3002A X2 |  |  |  |  | MONITORCARDIAPORTABLE-Philips-M3002A X2 | PHILIPS | [7 empty] | Covered PM Repair - Biomedical | MHHS-Cypress
NO | NO |  |  |  | DE315C8313 |  | Philips Healthcare | INTELLIVUE MMS X2 |  | DE315C8313 | CY - Pacific Medical Temporary Philips Loaners | MHHS-Cypress |  |  |  | DE315C8313 |  | Northwest & Cypress |  | CY - Pacific Medical Temporary Philips Loaners | [5 empty] | PHYSIOLOGIC MONITOR MODULES, MULTIPARAMETER |  | MONITORCARDIAPORTABLE-Philips-M3002A X2 |  |  |  |  | MONITORCARDIAPORTABLE-Philips-M3002A X2 | PHILIPS | [7 empty] | Covered PM Repair - Biomedical | MHHS-Cypress
NO | NO |  |  |  | DE315C8319 |  | Philips Healthcare | INTELLIVUE MMS X2 |  | DE315C8319 | CY - Pacific Medical Temporary Philips Loaners | MHHS-Cypress |  |  |  | DE315C8319 |  | Northwest & Cypress |  | CY - Pacific Medical Temporary Philips Loaners | [5 empty] | PHYSIOLOGIC MONITOR MODULES, MULTIPARAMETER |  | MONITORCARDIAPORTABLE-Philips-M3002A X2 |  |  |  |  | MONITORCARDIAPORTABLE-Philips-M3002A X2 | PHILIPS | [7 empty] | Covered PM Repair - Biomedical | MHHS-Cypress
NO | NO |  |  |  | DE315C8344 |  | Philips Healthcare | INTELLIVUE MMS X2 |  | DE315C8344 | CY - Pacific Medical Temporary Philips Loaners | MHHS-Cypress |  |  |  | DE315C8344 |  | Northwest & Cypress |  | CY - Pacific Medical Temporary Philips Loaners | [5 empty] | PHYSIOLOGIC MONITOR MODULES, MULTIPARAMETER |  | MONITORCARDIAPORTABLE-Philips-M3002A X2 |  |  |  |  | MONITORCARDIAPORTABLE-Philips-M3002A X2 | PHILIPS | [7 empty] | Covered PM Repair - Biomedical | MHHS-Cypress
NO | NO |  |  |  | DE315C8396 |  | Philips Healthcare | INTELLIVUE MMS X2 |  | DE315C8396 | CY - Pacific Medical Temporary Philips Loaners | MHHS-Cypress |  |  |  | DE315C8396 |  | Northwest & Cypress |  | CY - Pacific Medical Temporary Philips Loaners | [5 empty] | PHYSIOLOGIC MONITOR MODULES, MULTIPARAMETER |  | MONITORCARDIAPORTABLE-Philips-M3002A X2 |  |  |  |  | MONITORCARDIAPORTABLE-Philips-M3002A X2 | PHILIPS | [7 empty] | Covered PM Repair - Biomedical | MHHS-Cypress
NO | NO |  |  |  | DE315D4504 |  | Philips Healthcare | INTELLIVUE MMS X2 |  | DE315D4504 | CY - Pacific Medical Temporary Philips Loaners | MHHS-Cypress |  |  |  | DE315D4504 |  | Northwest & Cypress |  | CY - Pacific Medical Temporary Philips Loaners | [5 empty] | PHYSIOLOGIC MONITOR MODULES, MULTIPARAMETER |  | MONITORCARDIAPORTABLE-Philips-M3002A X2 |  |  |  |  | MONITORCARDIAPORTABLE-Philips-M3002A X2 | PHILIPS | [7 empty] | Covered PM Repair - Biomedical | MHHS-Cypress
NO | NO |  |  |  | DE315E0299 |  | Philips Healthcare | INTELLIVUE MMS X2 |  | DE315E0299 | CY - Pacific Medical Temporary Philips Loaners | MHHS-Cypress |  |  |  | DE315E0299 |  | Northwest & Cypress |  | CY - Pacific Medical Temporary Philips Loaners | [5 empty] | PHYSIOLOGIC MONITOR MODULES, MULTIPARAMETER |  | MONITORCARDIAPORTABLE-Philips-M3002A X2 |  |  |  |  | MONITORCARDIAPORTABLE-Philips-M3002A X2 | PHILIPS | [7 empty] | Covered PM Repair - Biomedical | MHHS-Cypress
NO | NO |  |  |  | DE315E4081 |  | Philips Healthcare | INTELLIVUE MMS X2 |  | DE315E4081 | CY - Pacific Medical Temporary Philips Loaners | MHHS-Cypress |  |  |  | DE315E4081 |  | Northwest & Cypress |  | CY - Pacific Medical Temporary Philips Loaners | [5 empty] | PHYSIOLOGIC MONITOR MODULES, MULTIPARAMETER |  | MONITORCARDIAPORTABLE-Philips-M3002A X2 |  |  |  |  | MONITORCARDIAPORTABLE-Philips-M3002A X2 | PHILIPS | [7 empty] | Covered PM Repair - Biomedical | MHHS-Cypress
NO | NO |  |  |  | DE315E4149 |  | Philips Healthcare | INTELLIVUE MMS X2 |  | DE315E4149 | CY - Pacific Medical Temporary Philips Loaners | MHHS-Cypress |  |  |  | DE315E4149 |  | Northwest & Cypress |  | CY - Pacific Medical Temporary Philips Loaners | [5 empty] | PHYSIOLOGIC MONITOR MODULES, MULTIPARAMETER |  | MONITORCARDIAPORTABLE-Philips-M3002A X2 |  |  |  |  | MONITORCARDIAPORTABLE-Philips-M3002A X2 | PHILIPS | [7 empty] | Covered PM Repair - Biomedical | MHHS-Cypress
NO | NO |  |  |  | DE316C8159 |  | Philips Healthcare | INTELLIVUE MMS X2 |  | DE316C8159 | CY - Pacific Medical Temporary Philips Loaners | MHHS-Cypress |  |  |  | DE316C8159 |  | Northwest & Cypress |  | CY - Pacific Medical Temporary Philips Loaners | [5 empty] | PHYSIOLOGIC MONITOR MODULES, MULTIPARAMETER |  | MONITORCARDIAPORTABLE-Philips-M3002A X2 |  |  |  |  | MONITORCARDIAPORTABLE-Philips-M3002A X2 | PHILIPS | [7 empty] | Covered PM Repair - Biomedical | MHHS-Cypress
NO | NO |  |  |  | DE316D7922 |  | Philips Healthcare | INTELLIVUE MMS X2 |  | DE316D7922 | CY - Pacific Medical Temporary Philips Loaners | MHHS-Cypress |  |  |  | DE316D7922 |  | Northwest & Cypress |  | CY - Pacific Medical Temporary Philips Loaners | [5 empty] | PHYSIOLOGIC MONITOR MODULES, MULTIPARAMETER |  | MONITORCARDIAPORTABLE-Philips-M3002A X2 |  |  |  |  | MONITORCARDIAPORTABLE-Philips-M3002A X2 | PHILIPS | [7 empty] | Covered PM Repair - Biomedical | MHHS-Cypress
NO | NO |  |  |  | DE466G9858 |  | Philips Healthcare | INTELLIVUE MMS X2 |  | DE466G9858 | CY - Pacific Medical Temporary Philips Loaners | MHHS-Cypress |  |  |  | DE466G9858 |  | Northwest & Cypress |  | CY - Pacific Medical Temporary Philips Loaners | [5 empty] | PHYSIOLOGIC MONITOR MODULES, MULTIPARAMETER |  | MONITORCARDIAPORTABLE-Philips-M3002A X2 |  |  |  |  | MONITORCARDIAPORTABLE-Philips-M3002A X2 | PHILIPS | [7 empty] | Covered PM Repair - Biomedical | MHHS-Cypress
NO | NO |  |  |  | DE466H0054 |  | Philips Healthcare | INTELLIVUE MMS X2 |  | DE466H0054 | CY - Pacific Medical Temporary Philips Loaners | MHHS-Cypress |  |  |  | DE466H0054 |  | Northwest & Cypress |  | CY - Pacific Medical Temporary Philips Loaners | [5 empty] | PHYSIOLOGIC MONITOR MODULES, MULTIPARAMETER |  | MONITORCARDIAPORTABLE-Philips-M3002A X2 |  |  |  |  | MONITORCARDIAPORTABLE-Philips-M3002A X2 | PHILIPS | [7 empty] | Covered PM Repair - Biomedical | MHHS-Cypress
NO | NO |  |  |  | DE466H0069 |  | Philips Healthcare | INTELLIVUE MMS X2 |  | DE466H0069 | CY - Pacific Medical Temporary Philips Loaners | MHHS-Cypress |  |  |  | DE466H0069 |  | Northwest & Cypress |  | CY - Pacific Medical Temporary Philips Loaners | [5 empty] | PHYSIOLOGIC MONITOR MODULES, MULTIPARAMETER |  | MONITORCARDIAPORTABLE-Philips-M3002A X2 |  |  |  |  | MONITORCARDIAPORTABLE-Philips-M3002A X2 | PHILIPS | [7 empty] | Covered PM Repair - Biomedical | MHHS-Cypress
NO | NO |  |  |  | DE506H8789 |  | Philips Healthcare | INTELLIVUE MMS X2 |  | DE506H8789 | CY - Pacific Medical Temporary Philips Loaners | MHHS-Cypress |  |  |  | DE506H8789 |  | Northwest & Cypress |  | CY - Pacific Medical Temporary Philips Loaners | [5 empty] | PHYSIOLOGIC MONITOR MODULES, MULTIPARAMETER |  | MONITORCARDIAPORTABLE-Philips-M3002A X2 |  |  |  |  | MONITORCARDIAPORTABLE-Philips-M3002A X2 | PHILIPS | [7 empty] | Covered PM Repair - Biomedical | MHHS-Cypress
NO | NO |  |  |  | DE535L3443 |  | Philips Healthcare | INTELLIVUE MMS X2 |  | DE535L3443 | CY - Pacific Medical Temporary Philips Loaners | MHHS-Cypress |  |  |  | DE535L3443 |  | Northwest & Cypress |  | CY - Pacific Medical Temporary Philips Loaners | [5 empty] | PHYSIOLOGIC MONITOR MODULES, MULTIPARAMETER |  | MONITORCARDIAPORTABLE-Philips-M3002A X2 |  |  |  |  | MONITORCARDIAPORTABLE-Philips-M3002A X2 | PHILIPS | [7 empty] | Covered PM Repair - Biomedical | MHHS-Cypress
NO | NO |  |  |  | DE575M5407 |  | Philips Healthcare | INTELLIVUE MMS X2 |  | DE575M5407 | CY - Pacific Medical Temporary Philips Loaners | MHHS-Cypress |  |  |  | DE575M5407 |  | Northwest & Cypress |  | CY - Pacific Medical Temporary Philips Loaners | [5 empty] | PHYSIOLOGIC MONITOR MODULES, MULTIPARAMETER |  | MONITORCARDIAPORTABLE-Philips-M3002A X2 |  |  |  |  | MONITORCARDIAPORTABLE-Philips-M3002A X2 | PHILIPS | [7 empty] | Covered PM Repair - Biomedical | MHHS-Cypress
NO | NO |  |  |  | DE575M8406 |  | Philips Healthcare | INTELLIVUE MMS X2 |  | DE575M8406 | CY - Pacific Medical Temporary Philips Loaners | MHHS-Cypress |  |  |  | DE575M8406 |  | Northwest & Cypress |  | CY - Pacific Medical Temporary Philips Loaners | [5 empty] | PHYSIOLOGIC MONITOR MODULES, MULTIPARAMETER |  | MONITORCARDIAPORTABLE-Philips-M3002A X2 |  |  |  |  | MONITORCARDIAPORTABLE-Philips-M3002A X2 | PHILIPS | [7 empty] | Covered PM Repair - Biomedical | MHHS-Cypress
NO | NO |  |  |  | DE606H8765 |  | Philips Healthcare | INTELLIVUE MMS X2 |  | DE606H8765 | CY - Pacific Medical Temporary Philips Loaners | MHHS-Cypress |  |  |  | DE606H8765 |  | Northwest & Cypress |  | CY - Pacific Medical Temporary Philips Loaners | [5 empty] | PHYSIOLOGIC MONITOR MODULES, MULTIPARAMETER |  | MONITORCARDIAPORTABLE-Philips-M3002A X2 |  |  |  |  | MONITORCARDIAPORTABLE-Philips-M3002A X2 | PHILIPS | [7 empty] | Covered PM Repair - Biomedical | MHHS-Cypress
NO | NO |  |  |  | DE73603057 |  | Philips Healthcare | INTELLIVUE MMS X2 |  | DE73603057 | CY - Pacific Medical Temporary Philips Loaners | MHHS-Cypress |  |  |  | DE73603057 |  | Northwest & Cypress |  | CY - Pacific Medical Temporary Philips Loaners | [5 empty] | PHYSIOLOGIC MONITOR MODULES, MULTIPARAMETER |  | MONITORCARDIAPORTABLE-Philips-M3002A X2 |  |  |  |  | MONITORCARDIAPORTABLE-Philips-M3002A X2 | PHILIPS | [7 empty] | Covered PM Repair - Biomedical | MHHS-Cypress
NO | NO |  |  |  | DE73608217 |  | Philips Healthcare | INTELLIVUE MMS X2 |  | DE73608217 | CY - Pacific Medical Temporary Philips Loaners | MHHS-Cypress |  |  |  | DE73608217 |  | Northwest & Cypress |  | CY - Pacific Medical Temporary Philips Loaners | [5 empty] | PHYSIOLOGIC MONITOR MODULES, MULTIPARAMETER |  | MONITORCARDIAPORTABLE-Philips-M3002A X2 |  |  |  |  | MONITORCARDIAPORTABLE-Philips-M3002A X2 | PHILIPS | [7 empty] | Covered PM Repair - Biomedical | MHHS-Cypress
NO | NO |  |  |  | DE73608810 |  | Philips Healthcare | INTELLIVUE MMS X2 |  | DE73608810 | CY - Pacific Medical Temporary Philips Loaners | MHHS-Cypress |  |  |  | DE73608810 |  | Northwest & Cypress |  | CY - Pacific Medical Temporary Philips Loaners | [5 empty] | PHYSIOLOGIC MONITOR MODULES, MULTIPARAMETER |  | MONITORCARDIAPORTABLE-Philips-M3002A X2 |  |  |  |  | MONITORCARDIAPORTABLE-Philips-M3002A X2 | PHILIPS | [7 empty] | Covered PM Repair - Biomedical | MHHS-Cypress
NO | NO |  |  |  | DE73608815 |  | Philips Healthcare | INTELLIVUE MMS X2 |  | DE73608815 | CY - Pacific Medical Temporary Philips Loaners | MHHS-Cypress |  |  |  | DE73608815 |  | Northwest & Cypress |  | CY - Pacific Medical Temporary Philips Loaners | [5 empty] | PHYSIOLOGIC MONITOR MODULES, MULTIPARAMETER |  | MONITORCARDIAPORTABLE-Philips-M3002A X2 |  |  |  |  | MONITORCARDIAPORTABLE-Philips-M3002A X2 | PHILIPS | [7 empty] | Covered PM Repair - Biomedical | MHHS-Cypress
NO | NO |  |  |  | DE83621999 |  | Philips Healthcare | INTELLIVUE MMS X2 |  | DE83621999 | CY - Pacific Medical Temporary Philips Loaners | MHHS-Cypress |  |  |  | DE83621999 |  | Northwest & Cypress |  | CY - Pacific Medical Temporary Philips Loaners | [5 empty] | PHYSIOLOGIC MONITOR MODULES, MULTIPARAMETER |  | MONITORCARDIAPORTABLE-Philips-M3002A X2 |  |  |  |  | MONITORCARDIAPORTABLE-Philips-M3002A X2 | PHILIPS | [7 empty] | Covered PM Repair - Biomedical | MHHS-Cypress
NO | NO |  |  |  | DE83622396 |  | Philips Healthcare | INTELLIVUE MMS X2 |  | DE83622396 | CY - Pacific Medical Temporary Philips Loaners | MHHS-Cypress |  |  |  | DE83622396 |  | Northwest & Cypress |  | CY - Pacific Medical Temporary Philips Loaners | [5 empty] | PHYSIOLOGIC MONITOR MODULES, MULTIPARAMETER |  | MONITORCARDIAPORTABLE-Philips-M3002A X2 |  |  |  |  | MONITORCARDIAPORTABLE-Philips-M3002A X2 | PHILIPS | [7 empty] | Covered PM Repair - Biomedical | MHHS-Cypress
NO | NO |  |  |  | DE83622412 |  | Philips Healthcare | INTELLIVUE MMS X2 |  | DE83622412 | CY - Pacific Medical Temporary Philips Loaners | MHHS-Cypress |  |  |  | DE83622412 |  | Northwest & Cypress |  | CY - Pacific Medical Temporary Philips Loaners | [5 empty] | PHYSIOLOGIC MONITOR MODULES, MULTIPARAMETER |  | MONITORCARDIAPORTABLE-Philips-M3002A X2 |  |  |  |  | MONITORCARDIAPORTABLE-Philips-M3002A X2 | PHILIPS | [7 empty] | Covered PM Repair - Biomedical | MHHS-Cypress
NO | NO |  |  |  | DE83622783 |  | Philips Healthcare | INTELLIVUE MMS X2 |  | DE83622783 | CY - Pacific Medical Temporary Philips Loaners | MHHS-Cypress |  |  |  | DE83622783 |  | Northwest & Cypress |  | CY - Pacific Medical Temporary Philips Loaners | [5 empty] | PHYSIOLOGIC MONITOR MODULES, MULTIPARAMETER |  | MONITORCARDIAPORTABLE-Philips-M3002A X2 |  |  |  |  | MONITORCARDIAPORTABLE-Philips-M3002A X2 | PHILIPS | [7 empty] | Covered PM Repair - Biomedical | MHHS-Cypress
NO | NO |  |  |  | DE83622845 |  | Philips Healthcare | INTELLIVUE MMS X2 |  | DE83622845 | CY - Pacific Medical Temporary Philips Loaners | MHHS-Cypress |  |  |  | DE83622845 |  | Northwest & Cypress |  | CY - Pacific Medical Temporary Philips Loaners | [5 empty] | PHYSIOLOGIC MONITOR MODULES, MULTIPARAMETER |  | MONITORCARDIAPORTABLE-Philips-M3002A X2 |  |  |  |  | MONITORCARDIAPORTABLE-Philips-M3002A X2 | PHILIPS | [7 empty] | Covered PM Repair - Biomedical | MHHS-Cypress
NO | NO |  |  |  | DE83622952 |  | Philips Healthcare | INTELLIVUE MMS X2 |  | DE83622952 | CY - Pacific Medical Temporary Philips Loaners | MHHS-Cypress |  |  |  | DE83622952 |  | Northwest & Cypress |  | CY - Pacific Medical Temporary Philips Loaners | [5 empty] | PHYSIOLOGIC MONITOR MODULES, MULTIPARAMETER |  | MONITORCARDIAPORTABLE-Philips-M3002A X2 |  |  |  |  | MONITORCARDIAPORTABLE-Philips-M3002A X2 | PHILIPS | [7 empty] | Covered PM Repair - Biomedical | MHHS-Cypress
NO | NO |  |  |  | DE83624008 |  | Philips Healthcare | INTELLIVUE MMS X2 |  | DE83624008 | CY - Pacific Medical Temporary Philips Loaners | MHHS-Cypress |  |  |  | DE83624008 |  | Northwest & Cypress |  | CY - Pacific Medical Temporary Philips Loaners | [5 empty] | PHYSIOLOGIC MONITOR MODULES, MULTIPARAMETER |  | MONITORCARDIAPORTABLE-Philips-M3002A X2 |  |  |  |  | MONITORCARDIAPORTABLE-Philips-M3002A X2 | PHILIPS | [7 empty] | Covered PM Repair - Biomedical | MHHS-Cypress
NO | NO |  |  |  | DE83624023 |  | Philips Healthcare | INTELLIVUE MMS X2 |  | DE83624023 | CY - Pacific Medical Temporary Philips Loaners | MHHS-Cypress |  |  |  | DE83624023 |  | Northwest & Cypress |  | CY - Pacific Medical Temporary Philips Loaners | [5 empty] | PHYSIOLOGIC MONITOR MODULES, MULTIPARAMETER |  | MONITORCARDIAPORTABLE-Philips-M3002A X2 |  |  |  |  | MONITORCARDIAPORTABLE-Philips-M3002A X2 | PHILIPS | [7 empty] | Covered PM Repair - Biomedical | MHHS-Cypress
NO | NO |  |  |  | DE83624039 |  | Philips Healthcare | INTELLIVUE MMS X2 |  | DE83624039 | CY - Pacific Medical Temporary Philips Loaners | MHHS-Cypress |  |  |  | DE83624039 |  | Northwest & Cypress |  | CY - Pacific Medical Temporary Philips Loaners | [5 empty] | PHYSIOLOGIC MONITOR MODULES, MULTIPARAMETER |  | MONITORCARDIAPORTABLE-Philips-M3002A X2 |  |  |  |  | MONITORCARDIAPORTABLE-Philips-M3002A X2 | PHILIPS | [7 empty] | Covered PM Repair - Biomedical | MHHS-Cypress
NO | NO |  |  |  | DE83626454 |  | Philips Healthcare | INTELLIVUE MMS X2 |  | DE83626454 | CY - Pacific Medical Temporary Philips Loaners | MHHS-Cypress |  |  |  | DE83626454 |  | Northwest & Cypress |  | CY - Pacific Medical Temporary Philips Loaners | [5 empty] | PHYSIOLOGIC MONITOR MODULES, MULTIPARAMETER |  | MONITORCARDIAPORTABLE-Philips-M3002A X2 |  |  |  |  | MONITORCARDIAPORTABLE-Philips-M3002A X2 | PHILIPS | [7 empty] | Covered PM Repair - Biomedical | MHHS-Cypress
NO | NO |  |  |  | DE83626480 |  | Philips Healthcare | INTELLIVUE MMS X2 |  | DE83626480 | CY - Pacific Medical Temporary Philips Loaners | MHHS-Cypress |  |  |  | DE83626480 |  | Northwest & Cypress |  | CY - Pacific Medical Temporary Philips Loaners | [5 empty] | PHYSIOLOGIC MONITOR MODULES, MULTIPARAMETER |  | MONITORCARDIAPORTABLE-Philips-M3002A X2 |  |  |  |  | MONITORCARDIAPORTABLE-Philips-M3002A X2 | PHILIPS | [7 empty] | Covered PM Repair - Biomedical | MHHS-Cypress
NO | NO |  |  |  | DE96049973 |  | Philips Healthcare | INTELLIVUE MMS X2 |  | DE96049973 | CY - Pacific Medical Temporary Philips Loaners | MHHS-Cypress |  |  |  | DE96049973 |  | Northwest & Cypress |  | CY - Pacific Medical Temporary Philips Loaners | [5 empty] | PHYSIOLOGIC MONITOR MODULES, MULTIPARAMETER |  | MONITORCARDIAPORTABLE-Philips-M3002A X2 |  |  |  |  | MONITORCARDIAPORTABLE-Philips-M3002A X2 | PHILIPS | [7 empty] | Covered PM Repair - Biomedical | MHHS-Cypress
NO | NO |  |  |  | DE96049979 |  | Philips Healthcare | INTELLIVUE MMS X2 |  | DE96049979 | CY - Pacific Medical Temporary Philips Loaners | MHHS-Cypress |  |  |  | DE96049979 |  | Northwest & Cypress |  | CY - Pacific Medical Temporary Philips Loaners | [5 empty] | PHYSIOLOGIC MONITOR MODULES, MULTIPARAMETER |  | MONITORCARDIAPORTABLE-Philips-M3002A X2 |  |  |  |  | MONITORCARDIAPORTABLE-Philips-M3002A X2 | PHILIPS | [7 empty] | Covered PM Repair - Biomedical | MHHS-Cypress
NO | NO |  |  |  | 009-10299 |  | Philips Healthcare | INTELLIVUE MMS X2 |  | DE315C8425 | GH - ER | MHHS-Greater Heights |  |  |  | 009-10299 |  | Central & Greater Heights |  | GH - ER | [5 empty] | PHYSIOLOGIC MONITOR MODULES, MULTIPARAMETER |  | MONITORCARDIAPORTABLE-Philips-M3002A X2 |  |  |  |  | MONITORCARDIAPORTABLE-Philips-M3002A X2 | PHILIPS | [7 empty] | Not Covered Vendor Only - Biomedical | MHHS-Greater Heights
NO | NO |  |  |  | 009-33535 |  | Philips Healthcare | INTELLIVUE MMS X2 |  | DE535K7876 | GH - ER | MHHS-Greater Heights |  |  |  | 009-33535 |  | Central & Greater Heights |  | GH - ER | [5 empty] | PHYSIOLOGIC MONITOR MODULES, MULTIPARAMETER |  | MONITORCARDIAPORTABLE-Philips-M3002A X2 |  |  |  |  | MONITORCARDIAPORTABLE-Philips-M3002A X2 | PHILIPS | [7 empty] | Not Covered Vendor Only - Biomedical | MHHS-Greater Heights
NO | NO |  |  |  | 009-34504 |  | Philips Healthcare | INTELLIVUE MMS X2 |  | DE506H8691 | GH - OR | MHHS-Greater Heights |  |  |  | 009-34504 |  | Central & Greater Heights |  | GH - OR | [5 empty] | PHYSIOLOGIC MONITOR MODULES, MULTIPARAMETER |  | MONITORCARDIAPORTABLE-Philips-M3002A X2 |  |  |  |  | MONITORCARDIAPORTABLE-Philips-M3002A X2 | PHILIPS | [7 empty] | Not Covered Vendor Only - Biomedical | MHHS-Greater Heights
NO | NO |  |  |  | 133-09598 |  | Philips Healthcare | INTELLIVUE MMS X2 |  | DE506J1252 | KATY - ICU | MHHS-Katy |  |  |  | 133-09598 |  | Katy |  | KATY - ICU | [5 empty] | PHYSIOLOGIC MONITOR MODULES, MULTIPARAMETER |  | MONITORCARDIAPORTABLE-Philips-M3002A X2 |  |  |  |  | MONITORCARDIAPORTABLE-Philips-M3002A X2 | PHILIPS | [7 empty] | Covered PM Repair - Biomedical | MHHS-Katy
NO | NO |  |  |  | 133-31048 |  | Philips Healthcare | INTELLIVUE MMS X2 |  | DE575M4190 | KATY - NICU | MHHS-Katy |  |  |  | 133-31048 |  | Katy |  | KATY - NICU | [5 empty] | PHYSIOLOGIC MONITOR MODULES, MULTIPARAMETER |  | MONITORCARDIAPORTABLE-Philips-M3002A X2 |  |  |  |  | MONITORCARDIAPORTABLE-Philips-M3002A X2 | PHILIPS | [7 empty] | Covered PM Repair - Biomedical | MHHS-Katy
NO | NO |  |  |  | 041-32735 |  | Philips Healthcare | INTELLIVUE MMS X2 |  | DE575P9764 | MEMORIAL CITY - CATH LAB HOLDING AREA | MHHS-Mem City |  |  |  | 041-32735 |  | West & Memorial City |  | MEMORIAL CITY - CATH LAB HOLDING AREA | [5 empty] | PHYSIOLOGIC MONITOR MODULES, MULTIPARAMETER |  | MONITORCARDIAPORTABLE-Philips-M3002A X2 |  |  |  |  | MONITORCARDIAPORTABLE-Philips-M3002A X2 | PHILIPS | [7 empty] | Covered PM Repair - Biomedical | MHHS-Mem City
NO | NO |  |  |  | 041-18624 |  | Philips Healthcare | INTELLIVUE MMS X2 |  | DE466G2732 | MEMORIAL CITY - EAST TOWER - IMCU | MHHS-Mem City |  |  |  | 041-18624 |  | West & Memorial City |  | MEMORIAL CITY - EAST TOWER - IMCU | [5 empty] | PHYSIOLOGIC MONITOR MODULES, MULTIPARAMETER |  | MONITORCARDIAPORTABLE-Philips-M3002A X2 |  |  |  |  | MONITORCARDIAPORTABLE-Philips-M3002A X2 | PHILIPS | [7 empty] | Covered PM Repair - Biomedical | MHHS-Mem City
NO | NO |  |  |  | 041-19106 |  | Philips Healthcare | INTELLIVUE MMS X2 |  | DE535K7338 | MEMORIAL CITY - EAST TOWER - IMCU | MHHS-Mem City |  |  |  | 041-19106 |  | West & Memorial City |  | MEMORIAL CITY - EAST TOWER - IMCU | [5 empty] | PHYSIOLOGIC MONITOR MODULES, MULTIPARAMETER |  | MONITORCARDIAPORTABLE-Philips-M3002A X2 |  |  |  |  | MONITORCARDIAPORTABLE-Philips-M3002A X2 | PHILIPS | [7 empty] | Covered PM Repair - Biomedical | MHHS-Mem City
NO | NO |  |  |  | 041-19107 |  | Philips Healthcare | INTELLIVUE MMS X2 |  | DE535K7353 | MEMORIAL CITY - EAST TOWER - IMCU | MHHS-Mem City |  |  |  | 041-19107 |  | West & Memorial City |  | MEMORIAL CITY - EAST TOWER - IMCU | [5 empty] | PHYSIOLOGIC MONITOR MODULES, MULTIPARAMETER |  | MONITORCARDIAPORTABLE-Philips-M3002A X2 |  |  |  |  | MONITORCARDIAPORTABLE-Philips-M3002A X2 | PHILIPS | [7 empty] | Covered PM Repair - Biomedical | MHHS-Mem City
NO | NO |  |  |  | 041-17295 |  | Philips Healthcare | INTELLIVUE MMS X2 |  | DE654U0317 | MEMORIAL CITY - EAST TOWER - NEUROLOGY | MHHS-Mem City |  |  |  | 041-17295 |  | West & Memorial City |  | MEMORIAL CITY - EAST TOWER - NEUROLOGY | [5 empty] | PHYSIOLOGIC MONITOR MODULES, MULTIPARAMETER |  | MONITORCARDIAPORTABLE-Philips-M3002A X2 |  |  |  |  | MONITORCARDIAPORTABLE-Philips-M3002A X2 | PHILIPS | [7 empty] | Covered PM Repair - Biomedical | MHHS-Mem City
NO | NO |  |  |  | 041-18625 |  | Philips Healthcare | INTELLIVUE MMS X2 |  | DE466G2700 | MEMORIAL CITY - EAST TOWER - NEUROLOGY | MHHS-Mem City |  |  |  | 041-18625 |  | West & Memorial City |  | MEMORIAL CITY - EAST TOWER - NEUROLOGY | [5 empty] | PHYSIOLOGIC MONITOR MODULES, MULTIPARAMETER |  | MONITORCARDIAPORTABLE-Philips-M3002A X2 |  |  |  |  | MONITORCARDIAPORTABLE-Philips-M3002A X2 | PHILIPS | [7 empty] | Covered PM Repair - Biomedical | MHHS-Mem City
NO | NO |  |  |  | 041-19147 |  | Philips Healthcare | INTELLIVUE MMS X2 |  | DE535K7215 | MEMORIAL CITY - EAST TOWER - NEUROLOGY | MHHS-Mem City |  |  |  | 041-19147 |  | West & Memorial City |  | MEMORIAL CITY - EAST TOWER - NEUROLOGY | [5 empty] | PHYSIOLOGIC MONITOR MODULES, MULTIPARAMETER |  | MONITORCARDIAPORTABLE-Philips-M3002A X2 |  |  |  |  | MONITORCARDIAPORTABLE-Philips-M3002A X2 | PHILIPS | [7 empty] | Covered PM Repair - Biomedical | MHHS-Mem City
NO | NO |  |  |  | 041-19148 |  | Philips Healthcare | INTELLIVUE MMS X2 |  | DE535K7329 | MEMORIAL CITY - EAST TOWER - NEUROLOGY | MHHS-Mem City |  |  |  | 041-19148 |  | West & Memorial City |  | MEMORIAL CITY - EAST TOWER - NEUROLOGY | [5 empty] | PHYSIOLOGIC MONITOR MODULES, MULTIPARAMETER |  | MONITORCARDIAPORTABLE-Philips-M3002A X2 |  |  |  |  | MONITORCARDIAPORTABLE-Philips-M3002A X2 | PHILIPS | [7 empty] | Covered PM Repair - Biomedical | MHHS-Mem City
NO | NO |  |  |  | 041-19150 |  | Philips Healthcare | INTELLIVUE MMS X2 |  | DE535K7276 | MEMORIAL CITY - EAST TOWER - NEUROLOGY | MHHS-Mem City |  |  |  | 041-19150 |  | West & Memorial City |  | MEMORIAL CITY - EAST TOWER - NEUROLOGY | [5 empty] | PHYSIOLOGIC MONITOR MODULES, MULTIPARAMETER |  | MONITORCARDIAPORTABLE-Philips-M3002A X2 |  |  |  |  | MONITORCARDIAPORTABLE-Philips-M3002A X2 | PHILIPS | [7 empty] | Covered PM Repair - Biomedical | MHHS-Mem City
NO | NO |  |  |  | 041-19153 |  | Philips Healthcare | INTELLIVUE MMS X2 |  | DE535K7428 | MEMORIAL CITY - EAST TOWER - NEUROLOGY | MHHS-Mem City |  |  |  | 041-19153 |  | West & Memorial City |  | MEMORIAL CITY - EAST TOWER - NEUROLOGY | [5 empty] | PHYSIOLOGIC MONITOR MODULES, MULTIPARAMETER |  | MONITORCARDIAPORTABLE-Philips-M3002A X2 |  |  |  |  | MONITORCARDIAPORTABLE-Philips-M3002A X2 | PHILIPS | [7 empty] | Covered PM Repair - Biomedical | MHHS-Mem City
NO | NO |  |  |  | 041-19154 |  | Philips Healthcare | INTELLIVUE MMS X2 |  | DE535K7273 | MEMORIAL CITY - EAST TOWER - NEUROLOGY | MHHS-Mem City |  |  |  | 041-19154 |  | West & Memorial City |  | MEMORIAL CITY - EAST TOWER - NEUROLOGY | [5 empty] | PHYSIOLOGIC MONITOR MODULES, MULTIPARAMETER |  | MONITORCARDIAPORTABLE-Philips-M3002A X2 |  |  |  |  | MONITORCARDIAPORTABLE-Philips-M3002A X2 | PHILIPS | [7 empty] | Covered PM Repair - Biomedical | MHHS-Mem City
NO | NO |  |  |  | 041-19156 |  | Philips Healthcare | INTELLIVUE MMS X2 |  | DE535K7225 | MEMORIAL CITY - EAST TOWER - NEUROLOGY | MHHS-Mem City |  |  |  | 041-19156 |  | West & Memorial City |  | MEMORIAL CITY - EAST TOWER - NEUROLOGY | [5 empty] | PHYSIOLOGIC MONITOR MODULES, MULTIPARAMETER |  | MONITORCARDIAPORTABLE-Philips-M3002A X2 |  |  |  |  | MONITORCARDIAPORTABLE-Philips-M3002A X2 | PHILIPS | [7 empty] | Covered PM Repair - Biomedical | MHHS-Mem City
NO | NO |  |  |  | 041-19158 |  | Philips Healthcare | INTELLIVUE MMS X2 |  | DE535K7425 | MEMORIAL CITY - EAST TOWER - NEUROLOGY | MHHS-Mem City |  |  |  | 041-19158 |  | West & Memorial City |  | MEMORIAL CITY - EAST TOWER - NEUROLOGY | [5 empty] | PHYSIOLOGIC MONITOR MODULES, MULTIPARAMETER |  | MONITORCARDIAPORTABLE-Philips-M3002A X2 |  |  |  |  | MONITORCARDIAPORTABLE-Philips-M3002A X2 | PHILIPS | [7 empty] | Covered PM Repair - Biomedical | MHHS-Mem City
NO | NO |  |  |  | 041-19159 |  | Philips Healthcare | INTELLIVUE MMS X2 |  | DE535K7315 | MEMORIAL CITY - EAST TOWER - NEUROLOGY | MHHS-Mem City |  |  |  | 041-19159 |  | West & Memorial City |  | MEMORIAL CITY - EAST TOWER - NEUROLOGY | [5 empty] | PHYSIOLOGIC MONITOR MODULES, MULTIPARAMETER |  | MONITORCARDIAPORTABLE-Philips-M3002A X2 |  |  |  |  | MONITORCARDIAPORTABLE-Philips-M3002A X2 | PHILIPS | [7 empty] | Covered PM Repair - Radiology, Low End | MHHS-Mem City
NO | NO |  |  |  | 041-19162 |  | Philips Healthcare | INTELLIVUE MMS X2 |  | DE535K7293 | MEMORIAL CITY - EAST TOWER - NEUROLOGY | MHHS-Mem City |  |  |  | 041-19162 |  | West & Memorial City |  | MEMORIAL CITY - EAST TOWER - NEUROLOGY | [5 empty] | PHYSIOLOGIC MONITOR MODULES, MULTIPARAMETER |  | MONITORCARDIAPORTABLE-Philips-M3002A X2 |  |  |  |  | MONITORCARDIAPORTABLE-Philips-M3002A X2 | PHILIPS | [7 empty] | Covered PM Repair - Biomedical | MHHS-Mem City
NO | NO |  |  |  | 041-19163 |  | Philips Healthcare | INTELLIVUE MMS X2 |  | DE535K7286 | MEMORIAL CITY - EAST TOWER - NEUROLOGY | MHHS-Mem City |  |  |  | 041-19163 |  | West & Memorial City |  | MEMORIAL CITY - EAST TOWER - NEUROLOGY | [5 empty] | PHYSIOLOGIC MONITOR MODULES, MULTIPARAMETER |  | MONITORCARDIAPORTABLE-Philips-M3002A X2 |  |  |  |  | MONITORCARDIAPORTABLE-Philips-M3002A X2 | PHILIPS | [7 empty] | Covered PM Repair - Biomedical | MHHS-Mem City
NO | NO |  |  |  | 041-19164 |  | Philips Healthcare | INTELLIVUE MMS X2 |  | DE535K7244 | MEMORIAL CITY - EAST TOWER - NEUROLOGY | MHHS-Mem City |  |  |  | 041-19164 |  | West & Memorial City |  | MEMORIAL CITY - EAST TOWER - NEUROLOGY | [5 empty] | PHYSIOLOGIC MONITOR MODULES, MULTIPARAMETER |  | MONITORCARDIAPORTABLE-Philips-M3002A X2 |  |  |  |  | MONITORCARDIAPORTABLE-Philips-M3002A X2 | PHILIPS | [7 empty] | Covered PM Repair - Biomedical | MHHS-Mem City
NO | NO |  |  |  | 041-19165 |  | Philips Healthcare | INTELLIVUE MMS X2 |  | DE535K7231 | MEMORIAL CITY - EAST TOWER - NEUROLOGY | MHHS-Mem City |  |  |  | 041-19165 |  | West & Memorial City |  | MEMORIAL CITY - EAST TOWER - NEUROLOGY | [5 empty] | PHYSIOLOGIC MONITOR MODULES, MULTIPARAMETER |  | MONITORCARDIAPORTABLE-Philips-M3002A X2 |  |  |  |  | MONITORCARDIAPORTABLE-Philips-M3002A X2 | PHILIPS | [7 empty] | Covered PM Repair - Biomedical | MHHS-Mem City
NO | NO |  |  |  | 041-19170 |  | Philips Healthcare | INTELLIVUE MMS X2 |  | DE535K7223 | MEMORIAL CITY - EAST TOWER - NEUROLOGY | MHHS-Mem City |  |  |  | 041-19170 |  | West & Memorial City |  | MEMORIAL CITY - EAST TOWER - NEUROLOGY | [5 empty] | PHYSIOLOGIC MONITOR MODULES, MULTIPARAMETER |  | MONITORCARDIAPORTABLE-Philips-M3002A X2 |  |  |  |  | MONITORCARDIAPORTABLE-Philips-M3002A X2 | PHILIPS | [7 empty] | Covered PM Repair - Biomedical | MHHS-Mem City
NO | NO |  |  |  | 041-32399 |  | Philips Healthcare | INTELLIVUE MMS X2 |  | DE535K7331 | MEMORIAL CITY - EAST TOWER - NEUROLOGY | MHHS-Mem City |  |  |  | 041-32399 |  | West & Memorial City |  | MEMORIAL CITY - EAST TOWER - NEUROLOGY | [5 empty] | PHYSIOLOGIC MONITOR MODULES, MULTIPARAMETER |  | MONITORCARDIAPORTABLE-Philips-M3002A X2 |  |  |  |  | MONITORCARDIAPORTABLE-Philips-M3002A X2 | PHILIPS | [7 empty] | Covered PM Repair - Biomedical | MHHS-Mem City
NO | NO |  |  |  | 041-34224 |  | Philips Healthcare | INTELLIVUE MMS X2 |  | DE535K7429 | MEMORIAL CITY - EAST TOWER - NEUROLOGY | MHHS-Mem City |  |  |  | 041-34224 |  | West & Memorial City |  | MEMORIAL CITY - EAST TOWER - NEUROLOGY | [5 empty] | PHYSIOLOGIC MONITOR MODULES, MULTIPARAMETER |  | MONITORCARDIAPORTABLE-Philips-M3002A X2 |  |  |  |  | MONITORCARDIAPORTABLE-Philips-M3002A X2 | PHILIPS | [7 empty] | Covered PM Repair - Biomedical | MHHS-Mem City
NO | NO |  |  |  | 041-20439 |  | Philips Healthcare | INTELLIVUE MMS X2 |  | DE654U0217 | MEMORIAL CITY - ER | MHHS-Mem City |  |  |  | 041-20439 |  | West & Memorial City |  | MEMORIAL CITY - ER | [5 empty] | PHYSIOLOGIC MONITOR MODULES, MULTIPARAMETER |  | MONITORCARDIAPORTABLE-Philips-M3002A X2 |  |  |  |  | MONITORCARDIAPORTABLE-Philips-M3002A X2 | PHILIPS | [7 empty] | Covered PM Repair - Biomedical | MHHS-Mem City
NO | NO |  |  |  | 041-32423 |  | Philips Healthcare | INTELLIVUE MMS X2 |  | DE654U2199 | MEMORIAL CITY - ER | MHHS-Mem City |  |  |  | 041-32423 |  | West & Memorial City |  | MEMORIAL CITY - ER | [5 empty] | PHYSIOLOGIC MONITOR MODULES, MULTIPARAMETER |  | MONITORCARDIAPORTABLE-Philips-M3002A X2 |  |  |  |  | MONITORCARDIAPORTABLE-Philips-M3002A X2 | PHILIPS | [7 empty] | Covered PM Repair - Biomedical | MHHS-Mem City
NO | NO |  |  |  | 041-17658 |  | Philips Healthcare | INTELLIVUE MMS X2 |  | DE037C6169 | MEMORIAL CITY - MICU | MHHS-Mem City |  |  |  | 041-17658 |  | West & Memorial City |  | MEMORIAL CITY - MICU | [5 empty] | PHYSIOLOGIC MONITOR MODULES, MULTIPARAMETER |  | MONITORCARDIAPORTABLE-Philips-M3002A X2 |  |  |  |  | MONITORCARDIAPORTABLE-Philips-M3002A X2 | PHILIPS | [7 empty] | Covered PM Repair - Biomedical | MHHS-Mem City
NO | NO |  |  |  | 041-17660 |  | Philips Healthcare | INTELLIVUE MMS X2 |  | DE037C6210 | MEMORIAL CITY - MICU | MHHS-Mem City |  |  |  | 041-17660 |  | West & Memorial City |  | MEMORIAL CITY - MICU | [5 empty] | PHYSIOLOGIC MONITOR MODULES, MULTIPARAMETER |  | MONITORCARDIAPORTABLE-Philips-M3002A X2 |  |  |  |  | MONITORCARDIAPORTABLE-Philips-M3002A X2 | PHILIPS | [7 empty] | Covered PM Repair - Biomedical | MHHS-Mem City
NO | NO |  |  |  | 041-17661 |  | Philips Healthcare | INTELLIVUE MMS X2 |  | DE037C6165 | MEMORIAL CITY - MICU | MHHS-Mem City |  |  |  | 041-17661 |  | West & Memorial City |  | MEMORIAL CITY - MICU | [5 empty] | PHYSIOLOGIC MONITOR MODULES, MULTIPARAMETER |  | MONITORCARDIAPORTABLE-Philips-M3002A X2 |  |  |  |  | MONITORCARDIAPORTABLE-Philips-M3002A X2 | PHILIPS | [7 empty] | Covered PM Repair - Biomedical | MHHS-Mem City
NO | NO |  |  |  | 041-17727 |  | Philips Healthcare | INTELLIVUE MMS X2 |  | DE037C6307 | MEMORIAL CITY - MICU | MHHS-Mem City |  |  |  | 041-17727 |  | West & Memorial City |  | MEMORIAL CITY - MICU | [5 empty] | PHYSIOLOGIC MONITOR MODULES, MULTIPARAMETER |  | MONITORCARDIAPORTABLE-Philips-M3002A X2 |  |  |  |  | MONITORCARDIAPORTABLE-Philips-M3002A X2 | PHILIPS | [7 empty] | Covered PM Repair - Biomedical | MHHS-Mem City
NO | NO |  |  |  | 041-17730 |  | Philips Healthcare | INTELLIVUE MMS X2 |  | DE037C6313 | MEMORIAL CITY - MICU | MHHS-Mem City |  |  |  | 041-17730 |  | West & Memorial City |  | MEMORIAL CITY - MICU | [5 empty] | PHYSIOLOGIC MONITOR MODULES, MULTIPARAMETER |  | MONITORCARDIAPORTABLE-Philips-M3002A X2 |  |  |  |  | MONITORCARDIAPORTABLE-Philips-M3002A X2 | PHILIPS | [7 empty] | Covered PM Repair - Biomedical | MHHS-Mem City
NO | NO |  |  |  | 041-17731 |  | Philips Healthcare | INTELLIVUE MMS X2 |  | DE037C6158 | MEMORIAL CITY - MICU | MHHS-Mem City |  |  |  | 041-17731 |  | West & Memorial City |  | MEMORIAL CITY - MICU | [5 empty] | PHYSIOLOGIC MONITOR MODULES, MULTIPARAMETER |  | MONITORCARDIAPORTABLE-Philips-M3002A X2 |  |  |  |  | MONITORCARDIAPORTABLE-Philips-M3002A X2 | PHILIPS | [7 empty] | Covered PM Repair - Biomedical | MHHS-Mem City
NO | NO |  |  |  | 041-17732 |  | Philips Healthcare | INTELLIVUE MMS X2 |  | DE037C6177 | MEMORIAL CITY - MICU | MHHS-Mem City |  |  |  | 041-17732 |  | West & Memorial City |  | MEMORIAL CITY - MICU | [5 empty] | PHYSIOLOGIC MONITOR MODULES, MULTIPARAMETER |  | MONITORCARDIAPORTABLE-Philips-M3002A X2 |  |  |  |  | MONITORCARDIAPORTABLE-Philips-M3002A X2 | PHILIPS | [7 empty] | Covered PM Repair - Biomedical | MHHS-Mem City
NO | NO |  |  |  | 041-17734 |  | Philips Healthcare | INTELLIVUE MMS X2 |  | DE037C6125 | MEMORIAL CITY - MICU | MHHS-Mem City |  |  |  | 041-17734 |  | West & Memorial City |  | MEMORIAL CITY - MICU | [5 empty] | PHYSIOLOGIC MONITOR MODULES, MULTIPARAMETER |  | MONITORCARDIAPORTABLE-Philips-M3002A X2 |  |  |  |  | MONITORCARDIAPORTABLE-Philips-M3002A X2 | PHILIPS | [7 empty] | Covered PM Repair - Biomedical | MHHS-Mem City
NO | NO |  |  |  | 041-17735 |  | Philips Healthcare | INTELLIVUE MMS X2 |  | DE037C6302 | MEMORIAL CITY - MICU | MHHS-Mem City |  |  |  | 041-17735 |  | West & Memorial City |  | MEMORIAL CITY - MICU | [5 empty] | PHYSIOLOGIC MONITOR MODULES, MULTIPARAMETER |  | MONITORCARDIAPORTABLE-Philips-M3002A X2 |  |  |  |  | MONITORCARDIAPORTABLE-Philips-M3002A X2 | PHILIPS | [7 empty] | Covered PM Repair - Biomedical | MHHS-Mem City
NO | NO |  |  |  | 041-17736 |  | Philips Healthcare | INTELLIVUE MMS X2 |  | DE037C6305 | MEMORIAL CITY - MICU | MHHS-Mem City |  |  |  | 041-17736 |  | West & Memorial City |  | MEMORIAL CITY - MICU | [5 empty] | PHYSIOLOGIC MONITOR MODULES, MULTIPARAMETER |  | MONITORCARDIAPORTABLE-Philips-M3002A X2 |  |  |  |  | MONITORCARDIAPORTABLE-Philips-M3002A X2 | PHILIPS | [7 empty] | Not Covered Vendor Only - Biomedical | MHHS-Mem City
NO | NO |  |  |  | 041-17737 |  | Philips Healthcare | INTELLIVUE MMS X2 |  | DE037C6155 | MEMORIAL CITY - MICU | MHHS-Mem City |  |  |  | 041-17737 |  | West & Memorial City |  | MEMORIAL CITY - MICU | [5 empty] | PHYSIOLOGIC MONITOR MODULES, MULTIPARAMETER |  | MONITORCARDIAPORTABLE-Philips-M3002A X2 |  |  |  |  | MONITORCARDIAPORTABLE-Philips-M3002A X2 | PHILIPS | [7 empty] | Not Covered Vendor Only - Biomedical | MHHS-Mem City
NO | NO |  |  |  | 041-17738 |  | Philips Healthcare | INTELLIVUE MMS X2 |  | DE037C6170 | MEMORIAL CITY - MICU | MHHS-Mem City |  |  |  | 041-17738 |  | West & Memorial City |  | MEMORIAL CITY - MICU | [5 empty] | PHYSIOLOGIC MONITOR MODULES, MULTIPARAMETER |  | MONITORCARDIAPORTABLE-Philips-M3002A X2 |  |  |  |  | MONITORCARDIAPORTABLE-Philips-M3002A X2 | PHILIPS | [7 empty] | Not Covered Vendor Only - Biomedical | MHHS-Mem City
NO | NO |  |  |  | 041-17739 |  | Philips Healthcare | INTELLIVUE MMS X2 |  | DE037C6115 | MEMORIAL CITY - MICU | MHHS-Mem City |  |  |  | 041-17739 |  | West & Memorial City |  | MEMORIAL CITY - MICU | [5 empty] | PHYSIOLOGIC MONITOR MODULES, MULTIPARAMETER |  | MONITORCARDIAPORTABLE-Philips-M3002A X2 |  |  |  |  | MONITORCARDIAPORTABLE-Philips-M3002A X2 | PHILIPS | [7 empty] | Covered PM Repair - Biomedical | MHHS-Mem City
NO | NO |  |  |  | 041-17754 |  | Philips Healthcare | INTELLIVUE MMS X2 |  | DE316C8063 | MEMORIAL CITY - MICU | MHHS-Mem City |  |  |  | 041-17754 |  | West & Memorial City |  | MEMORIAL CITY - MICU | [5 empty] | PHYSIOLOGIC MONITOR MODULES, MULTIPARAMETER |  | MONITORCARDIAPORTABLE-Philips-M3002A X2 |  |  |  |  | MONITORCARDIAPORTABLE-Philips-M3002A X2 | PHILIPS | [7 empty] | Covered PM Repair - Biomedical | MHHS-Mem City
NO | NO |  |  |  | 041-32843 |  | Philips Healthcare | INTELLIVUE MMS X2 |  | DE535K9335 | MEMORIAL CITY - MICU | MHHS-Mem City |  |  |  | 041-32843 |  | West & Memorial City |  | MEMORIAL CITY - MICU | [5 empty] | PHYSIOLOGIC MONITOR MODULES, MULTIPARAMETER |  | MONITORCARDIAPORTABLE-Philips-M3002A X2 |  |  |  |  | MONITORCARDIAPORTABLE-Philips-M3002A X2 | PHILIPS | [7 empty] | Covered PM Repair - Biomedical | MHHS-Mem City
NO | NO |  |  |  | 041-32844 |  | Philips Healthcare | INTELLIVUE MMS X2 |  | DE575N4247 | MEMORIAL CITY - MICU | MHHS-Mem City |  |  |  | 041-32844 |  | West & Memorial City |  | MEMORIAL CITY - MICU | [5 empty] | PHYSIOLOGIC MONITOR MODULES, MULTIPARAMETER |  | MONITORCARDIAPORTABLE-Philips-M3002A X2 |  |  |  |  | MONITORCARDIAPORTABLE-Philips-M3002A X2 | PHILIPS | [7 empty] | Covered PM Repair - Biomedical | MHHS-Mem City
NO | NO |  |  |  | 041-32845 |  | Philips Healthcare | INTELLIVUE MMS X2 |  | DE535L6579 | MEMORIAL CITY - MICU | MHHS-Mem City |  |  |  | 041-32845 |  | West & Memorial City |  | MEMORIAL CITY - MICU | [5 empty] | PHYSIOLOGIC MONITOR MODULES, MULTIPARAMETER |  | MONITORCARDIAPORTABLE-Philips-M3002A X2 |  |  |  |  | MONITORCARDIAPORTABLE-Philips-M3002A X2 | PHILIPS | [7 empty] | Not Covered Vendor Only - Biomedical | MHHS-Mem City
NO | NO |  |  |  | 041-32846 |  | Philips Healthcare | INTELLIVUE MMS X2 |  | DE575N8645 | MEMORIAL CITY - MICU | MHHS-Mem City |  |  |  | 041-32846 |  | West & Memorial City |  | MEMORIAL CITY - MICU | [5 empty] | PHYSIOLOGIC MONITOR MODULES, MULTIPARAMETER |  | MONITORCARDIAPORTABLE-Philips-M3002A X2 |  |  |  |  | MONITORCARDIAPORTABLE-Philips-M3002A X2 | PHILIPS | [7 empty] | Not Covered Vendor Only - Biomedical | MHHS-Mem City
NO | NO |  |  |  | 041-17662 |  | Philips Healthcare | INTELLIVUE MMS X2 |  | DE037C6123 | MEMORIAL CITY - SICU | MHHS-Mem City |  |  |  | 041-17662 |  | West & Memorial City |  | MEMORIAL CITY - SICU | [5 empty] | PHYSIOLOGIC MONITOR MODULES, MULTIPARAMETER |  | MONITORCARDIAPORTABLE-Philips-M3002A X2 |  |  |  |  | MONITORCARDIAPORTABLE-Philips-M3002A X2 | PHILIPS | [7 empty] | Covered PM Repair - Biomedical | MHHS-Mem City
NO | NO |  |  |  | 041-17726 |  | Philips Healthcare | INTELLIVUE MMS X2 |  | DE037C6162 | MEMORIAL CITY - SICU | MHHS-Mem City |  |  |  | 041-17726 |  | West & Memorial City |  | MEMORIAL CITY - SICU | [5 empty] | PHYSIOLOGIC MONITOR MODULES, MULTIPARAMETER |  | MONITORCARDIAPORTABLE-Philips-M3002A X2 |  |  |  |  | MONITORCARDIAPORTABLE-Philips-M3002A X2 | PHILIPS | [7 empty] | Covered PM Repair - Biomedical | MHHS-Mem City
NO | NO |  |  |  | 041-17729 |  | Philips Healthcare | INTELLIVUE MMS X2 |  | DE037C6306 | MEMORIAL CITY - SICU | MHHS-Mem City |  |  |  | 041-17729 |  | West & Memorial City |  | MEMORIAL CITY - SICU | [5 empty] | PHYSIOLOGIC MONITOR MODULES, MULTIPARAMETER |  | MONITORCARDIAPORTABLE-Philips-M3002A X2 |  |  |  |  | MONITORCARDIAPORTABLE-Philips-M3002A X2 | PHILIPS | [7 empty] | Covered PM Repair - Biomedical | MHHS-Mem City
NO | NO |  |  |  | 041-19004 |  | Philips Healthcare | INTELLIVUE MMS X2 |  | DE535K4771 | MEMORIAL CITY - SICU | MHHS-Mem City |  |  |  | 041-19004 |  | West & Memorial City |  | MEMORIAL CITY - SICU | [5 empty] | PHYSIOLOGIC MONITOR MODULES, MULTIPARAMETER |  | MONITORCARDIAPORTABLE-Philips-M3002A X2 |  |  |  |  | MONITORCARDIAPORTABLE-Philips-M3002A X2 | PHILIPS | [7 empty] | Covered PM Repair - Biomedical | MHHS-Mem City
NO | NO |  |  |  | 041-19005 |  | Philips Healthcare | INTELLIVUE MMS X2 |  | DE535K4745 | MEMORIAL CITY - SICU | MHHS-Mem City |  |  |  | 041-19005 |  | West & Memorial City |  | MEMORIAL CITY - SICU | [5 empty] | PHYSIOLOGIC MONITOR MODULES, MULTIPARAMETER |  | MONITORCARDIAPORTABLE-Philips-M3002A X2 |  |  |  |  | MONITORCARDIAPORTABLE-Philips-M3002A X2 | PHILIPS | [7 empty] | Covered PM Repair - Respiratory/Steriliz | MHHS-Mem City
NO | NO |  |  |  | 041-19340 |  | Philips Healthcare | INTELLIVUE MMS X2 |  | DE535K4702 | MEMORIAL CITY - SICU | MHHS-Mem City |  |  |  | 041-19340 |  | West & Memorial City |  | MEMORIAL CITY - SICU | [5 empty] | PHYSIOLOGIC MONITOR MODULES, MULTIPARAMETER |  | MONITORCARDIAPORTABLE-Philips-M3002A X2 |  |  |  |  | MONITORCARDIAPORTABLE-Philips-M3002A X2 | PHILIPS | [7 empty] | Covered PM Repair - Respiratory/Steriliz | MHHS-Mem City
NO | NO |  |  |  | 041-32419 |  | Philips Healthcare | INTELLIVUE MMS X2 |  | DE037C6303 | MEMORIAL CITY - SICU | MHHS-Mem City |  |  |  | 041-32419 |  | West & Memorial City |  | MEMORIAL CITY - SICU | [5 empty] | PHYSIOLOGIC MONITOR MODULES, MULTIPARAMETER |  | MONITORCARDIAPORTABLE-Philips-M3002A X2 |  |  |  |  | MONITORCARDIAPORTABLE-Philips-M3002A X2 | PHILIPS | [7 empty] | Covered PM Repair - Respiratory/Steriliz | MHHS-Mem City
NO | NO |  |  |  | 041-32485 |  | Philips Healthcare | INTELLIVUE MMS X2 |  | DE535k4742 | MEMORIAL CITY - SICU | MHHS-Mem City |  |  |  | 041-32485 |  | West & Memorial City |  | MEMORIAL CITY - SICU | [5 empty] | PHYSIOLOGIC MONITOR MODULES, MULTIPARAMETER |  | MONITORCARDIAPORTABLE-Philips-M3002A X2 |  |  |  |  | MONITORCARDIAPORTABLE-Philips-M3002A X2 | PHILIPS | [7 empty] | Covered PM Repair - Biomedical | MHHS-Mem City
NO | NO |  |  |  | 041-32589 |  | Philips Healthcare | INTELLIVUE MMS X2 |  | DE535K4708 | MEMORIAL CITY - SICU | MHHS-Mem City |  |  |  | 041-32589 |  | West & Memorial City |  | MEMORIAL CITY - SICU | [5 empty] | PHYSIOLOGIC MONITOR MODULES, MULTIPARAMETER |  | MONITORCARDIAPORTABLE-Philips-M3002A X2 |  |  |  |  | MONITORCARDIAPORTABLE-Philips-M3002A X2 | PHILIPS | [7 empty] | Covered PM Repair - Biomedical | MHHS-Mem City
NO | NO |  |  |  | 041-32837 |  | Philips Healthcare | INTELLIVUE MMS X2 |  | DE575M8895 | MEMORIAL CITY - SICU | MHHS-Mem City |  |  |  | 041-32837 |  | West & Memorial City |  | MEMORIAL CITY - SICU | [5 empty] | PHYSIOLOGIC MONITOR MODULES, MULTIPARAMETER |  | MONITORCARDIAPORTABLE-Philips-M3002A X2 |  |  |  |  | MONITORCARDIAPORTABLE-Philips-M3002A X2 | PHILIPS | [7 empty] | Not Covered Vendor Only - Biomedical | MHHS-Mem City
NO | NO |  |  |  | 041-32838 |  | Philips Healthcare | INTELLIVUE MMS X2 |  | DE466G7332 | MEMORIAL CITY - SICU | MHHS-Mem City |  |  |  | 041-32838 |  | West & Memorial City |  | MEMORIAL CITY - SICU | [5 empty] | PHYSIOLOGIC MONITOR MODULES, MULTIPARAMETER |  | MONITORCARDIAPORTABLE-Philips-M3002A X2 |  |  |  |  | MONITORCARDIAPORTABLE-Philips-M3002A X2 | PHILIPS | [7 empty] | Not Covered Vendor Only - Biomedical | MHHS-Mem City
NO | NO |  |  |  | 041-32839 |  | Philips Healthcare | INTELLIVUE MMS X2 |  | DE466G6684 | MEMORIAL CITY - SICU | MHHS-Mem City |  |  |  | 041-32839 |  | West & Memorial City |  | MEMORIAL CITY - SICU | [5 empty] | PHYSIOLOGIC MONITOR MODULES, MULTIPARAMETER |  | MONITORCARDIAPORTABLE-Philips-M3002A X2 |  |  |  |  | MONITORCARDIAPORTABLE-Philips-M3002A X2 | PHILIPS | [7 empty] | Not Covered Vendor Only - Biomedical | MHHS-Mem City
NO | NO |  |  |  | 041-32840 |  | Philips Healthcare | INTELLIVUE MMS X2 |  | DE575N3522 | MEMORIAL CITY - SICU | MHHS-Mem City |  |  |  | 041-32840 |  | West & Memorial City |  | MEMORIAL CITY - SICU | [5 empty] | PHYSIOLOGIC MONITOR MODULES, MULTIPARAMETER |  | MONITORCARDIAPORTABLE-Philips-M3002A X2 |  |  |  |  | MONITORCARDIAPORTABLE-Philips-M3002A X2 | PHILIPS | [7 empty] | Covered PM Repair - Biomedical | MHHS-Mem City
NO | NO |  |  |  | 041-32841 |  | Philips Healthcare | INTELLIVUE MMS X2 |  | DE575N8662 | MEMORIAL CITY - SICU | MHHS-Mem City |  |  |  | 041-32841 |  | West & Memorial City |  | MEMORIAL CITY - SICU | [5 empty] | PHYSIOLOGIC MONITOR MODULES, MULTIPARAMETER |  | MONITORCARDIAPORTABLE-Philips-M3002A X2 |  |  |  |  | MONITORCARDIAPORTABLE-Philips-M3002A X2 | PHILIPS | [7 empty] | Covered PM Repair - Biomedical | MHHS-Mem City
NO | NO |  |  |  | 041-32842 |  | Philips Healthcare | INTELLIVUE MMS X2 |  | DE575N9764 | MEMORIAL CITY - SICU | MHHS-Mem City |  |  |  | 041-32842 |  | West & Memorial City |  | MEMORIAL CITY - SICU | [5 empty] | PHYSIOLOGIC MONITOR MODULES, MULTIPARAMETER |  | MONITORCARDIAPORTABLE-Philips-M3002A X2 |  |  |  |  | MONITORCARDIAPORTABLE-Philips-M3002A X2 | PHILIPS | [7 empty] | Covered PM Repair - Biomedical | MHHS-Mem City
NO | NO |  |  |  | 041-34043 |  | Philips Healthcare | INTELLIVUE MMS X2 |  | DE575P6956 | MEMORIAL CITY - SICU | MHHS-Mem City |  |  |  | 041-34043 |  | West & Memorial City |  | MEMORIAL CITY - SICU | [5 empty] | PHYSIOLOGIC MONITOR MODULES, MULTIPARAMETER |  | MONITORCARDIAPORTABLE-Philips-M3002A X2 |  |  |  |  | MONITORCARDIAPORTABLE-Philips-M3002A X2 | PHILIPS | [7 empty] | Not Covered Vendor Only - Biomedical | MHHS-Mem City
NO | NO |  |  |  | 041-34044 |  | Philips Healthcare | INTELLIVUE MMS X2 |  | DE575P6943 | MEMORIAL CITY - SICU | MHHS-Mem City |  |  |  | 041-34044 |  | West & Memorial City |  | MEMORIAL CITY - SICU | [5 empty] | PHYSIOLOGIC MONITOR MODULES, MULTIPARAMETER |  | MONITORCARDIAPORTABLE-Philips-M3002A X2 |  |  |  |  | MONITORCARDIAPORTABLE-Philips-M3002A X2 | PHILIPS | [7 empty] | Covered PM Repair - Biomedical | MHHS-Mem City
NO | NO |  |  |  | 041-34045 |  | Philips Healthcare | INTELLIVUE MMS X2 |  | DE575p6949 | MEMORIAL CITY - SICU | MHHS-Mem City |  |  |  | 041-34045 |  | West & Memorial City |  | MEMORIAL CITY - SICU | [5 empty] | PHYSIOLOGIC MONITOR MODULES, MULTIPARAMETER |  | MONITORCARDIAPORTABLE-Philips-M3002A X2 |  |  |  |  | MONITORCARDIAPORTABLE-Philips-M3002A X2 | PHILIPS | [7 empty] | Covered PM Repair - Biomedical | MHHS-Mem City
NO | NO |  |  |  | 041-34046 |  | Philips Healthcare | INTELLIVUE MMS X2 |  | DE575P6959 | MEMORIAL CITY - SICU | MHHS-Mem City |  |  |  | 041-34046 |  | West & Memorial City |  | MEMORIAL CITY - SICU | [5 empty] | PHYSIOLOGIC MONITOR MODULES, MULTIPARAMETER |  | MONITORCARDIAPORTABLE-Philips-M3002A X2 |  |  |  |  | MONITORCARDIAPORTABLE-Philips-M3002A X2 | PHILIPS | [7 empty] | Not Covered Vendor Only - Biomedical | MHHS-Mem City
NO | NO |  |  |  | 041-34047 |  | Philips Healthcare | INTELLIVUE MMS X2 |  | DE575P6958 | MEMORIAL CITY - SICU | MHHS-Mem City |  |  |  | 041-34047 |  | West & Memorial City |  | MEMORIAL CITY - SICU | [5 empty] | PHYSIOLOGIC MONITOR MODULES, MULTIPARAMETER |  | MONITORCARDIAPORTABLE-Philips-M3002A X2 |  |  |  |  | MONITORCARDIAPORTABLE-Philips-M3002A X2 | PHILIPS | [7 empty] | Not Covered Vendor Only - Biomedical | MHHS-Mem City
NO | NO |  |  |  | 041-34048 |  | Philips Healthcare | INTELLIVUE MMS X2 |  | DE575P6968 | MEMORIAL CITY - SICU | MHHS-Mem City |  |  |  | 041-34048 |  | West & Memorial City |  | MEMORIAL CITY - SICU | [5 empty] | PHYSIOLOGIC MONITOR MODULES, MULTIPARAMETER |  | MONITORCARDIAPORTABLE-Philips-M3002A X2 |  |  |  |  | MONITORCARDIAPORTABLE-Philips-M3002A X2 | PHILIPS | [7 empty] | Not Covered Vendor Only - Biomedical | MHHS-Mem City
NO | NO |  |  |  | 041-34049 |  | Philips Healthcare | INTELLIVUE MMS X2 |  | DE575P6970 | MEMORIAL CITY - SICU | MHHS-Mem City |  |  |  | 041-34049 |  | West & Memorial City |  | MEMORIAL CITY - SICU | [5 empty] | PHYSIOLOGIC MONITOR MODULES, MULTIPARAMETER |  | MONITORCARDIAPORTABLE-Philips-M3002A X2 |  |  |  |  | MONITORCARDIAPORTABLE-Philips-M3002A X2 | PHILIPS | [7 empty] | Not Covered Vendor Only - Biomedical | MHHS-Mem City
NO | NO |  |  |  | 041-34337 |  | Philips Healthcare | INTELLIVUE MMS X2 |  | DE535K4767 | MEMORIAL CITY - SICU | MHHS-Mem City |  |  |  | 041-34337 |  | West & Memorial City |  | MEMORIAL CITY - SICU | [5 empty] | PHYSIOLOGIC MONITOR MODULES, MULTIPARAMETER |  | MONITORCARDIAPORTABLE-Philips-M3002A X2 |  |  |  |  | MONITORCARDIAPORTABLE-Philips-M3002A X2 | PHILIPS | [7 empty] | Not Covered Vendor Only - Biomedical | MHHS-Mem City
NO | NO |  |  |  | 145-00581 |  | Philips Healthcare | INTELLIVUE MMS X2 |  | DE535L5237 | PEARLAND - ICU/IMCU | MHHS-Pearland Hospital |  |  |  | 145-00581 |  | Pearland |  | PEARLAND - ICU/IMCU | [5 empty] | PHYSIOLOGIC MONITOR MODULES, MULTIPARAMETER |  | MONITORCARDIAPORTABLE-Philips-M3002A X2 |  |  |  |  | MONITORCARDIAPORTABLE-Philips-M3002A X2 | PHILIPS | [7 empty] | Covered PM Repair Labor Only - Biomedica | MHHS-Pearland Hospital
NO | NO |  |  |  | 005-10654 |  | Philips Healthcare | INTELLIVUE MMS X2 |  | DE635K0922 | SE - EMERGENCY CENTER | MHHS-Southeast |  |  |  | 005-10654 |  | Southeast & Bay Area |  | SE - EMERGENCY CENTER | [5 empty] | PHYSIOLOGIC MONITOR MODULES, MULTIPARAMETER |  | MONITORCARDIAPORTABLE-Philips-M3002A X2 |  |  |  |  | MONITORCARDIAPORTABLE-Philips-M3002A X2 | PHILIPS | [7 empty] | Not Covered Vendor Only - Biomedical | MHHS-Southeast
NO | NO |  |  |  | 005-10519 |  | Philips Healthcare | INTELLIVUE MMS X2 |  | DE535K3689 | SE - ICU | MHHS-Southeast |  |  |  | 005-10519 |  | Southeast & Bay Area |  | SE - ICU | [5 empty] | PHYSIOLOGIC MONITOR MODULES, MULTIPARAMETER |  | MONITORCARDIAPORTABLE-Philips-M3002A X2 |  |  |  |  | MONITORCARDIAPORTABLE-Philips-M3002A X2 | PHILIPS | [7 empty] | Not Covered Vendor Only - Biomedical | MHHS-Southeast
NO | NO |  |  |  | 005-11765 |  | Philips Healthcare | INTELLIVUE MMS X2 |  | DE037A1002 | SE - ICU | MHHS-Southeast |  |  |  | 005-11765 |  | Southeast & Bay Area |  | SE - ICU | [5 empty] | PHYSIOLOGIC MONITOR MODULES, MULTIPARAMETER |  | MONITORCARDIAPORTABLE-Philips-M3002A X2 |  |  |  |  | MONITORCARDIAPORTABLE-Philips-M3002A X2 | PHILIPS | [7 empty] | Not Covered Vendor Only - Biomedical | MHHS-Southeast
NO | NO |  |  |  | 005-11818 |  | Philips Healthcare | INTELLIVUE MMS X2 |  | DE037A1260 | SE - ICU | MHHS-Southeast |  |  |  | 005-11818 |  | Southeast & Bay Area |  | SE - ICU | [5 empty] | PHYSIOLOGIC MONITOR MODULES, MULTIPARAMETER |  | MONITORCARDIAPORTABLE-Philips-M3002A X2 |  |  |  |  | MONITORCARDIAPORTABLE-Philips-M3002A X2 | PHILIPS | [7 empty] | Not Covered Vendor Only - Biomedical | MHHS-Southeast
NO | NO |  |  |  | 005-11880 |  | Philips Healthcare | INTELLIVUE MMS X2 |  | DE037A1215 | SE - ICU | MHHS-Southeast |  |  |  | 005-11880 |  | Southeast & Bay Area |  | SE - ICU | [5 empty] | PHYSIOLOGIC MONITOR MODULES, MULTIPARAMETER |  | MONITORCARDIAPORTABLE-Philips-M3002A X2 |  |  |  |  | MONITORCARDIAPORTABLE-Philips-M3002A X2 | PHILIPS | [7 empty] | Not Covered Vendor Only - Biomedical | MHHS-Southeast
NO | NO |  |  |  | 005-12197 |  | Philips Healthcare | INTELLIVUE MMS X2 |  | DE037A1248 | SE - ICU | MHHS-Southeast |  |  |  | 005-12197 |  | Southeast & Bay Area |  | SE - ICU | [5 empty] | PHYSIOLOGIC MONITOR MODULES, MULTIPARAMETER |  | MONITORCARDIAPORTABLE-Philips-M3002A X2 |  |  |  |  | MONITORCARDIAPORTABLE-Philips-M3002A X2 | PHILIPS | [7 empty] | Not Covered Vendor Only - Biomedical | MHHS-Southeast
NO | NO |  |  |  | 005-12286 |  | Philips Healthcare | INTELLIVUE MMS X2 |  | DE037A1232 | SE - ICU | MHHS-Southeast |  |  |  | 005-12286 |  | Southeast & Bay Area |  | SE - ICU | [5 empty] | PHYSIOLOGIC MONITOR MODULES, MULTIPARAMETER |  | MONITORCARDIAPORTABLE-Philips-M3002A X2 |  |  |  |  | MONITORCARDIAPORTABLE-Philips-M3002A X2 | PHILIPS | [7 empty] | Not Covered Vendor Only - Biomedical | MHHS-Southeast
NO | NO |  |  |  | 005-13226 |  | Philips Healthcare | INTELLIVUE MMS X2 |  | DE037A0940 | SE - ICU | MHHS-Southeast |  |  |  | 005-13226 |  | Southeast & Bay Area |  | SE - ICU | [5 empty] | PHYSIOLOGIC MONITOR MODULES, MULTIPARAMETER |  | MONITORCARDIAPORTABLE-Philips-M3002A X2 |  |  |  |  | MONITORCARDIAPORTABLE-Philips-M3002A X2 | PHILIPS | [7 empty] | Not Covered Vendor Only - Biomedical | MHHS-Southeast
NO | NO |  |  |  | 005-33812 |  | Philips Healthcare | INTELLIVUE MMS X2 |  | DE535K0922 | SE - ICU | MHHS-Southeast |  |  |  | 005-33812 |  | Southeast & Bay Area |  | SE - ICU | [5 empty] | PHYSIOLOGIC MONITOR MODULES, MULTIPARAMETER |  | MONITORCARDIAPORTABLE-Philips-M3002A X2 |  |  |  |  | MONITORCARDIAPORTABLE-Philips-M3002A X2 | PHILIPS | [7 empty] | Not Covered Vendor Only - Biomedical | MHHS-Southeast
NO | NO |  |  |  | 005-09846 |  | Philips Healthcare | INTELLIVUE MMS X2 |  | DE037A0949 | SE - IMCU | MHHS-Southeast |  |  |  | 005-09846 |  | Southeast & Bay Area |  | SE - IMCU | [5 empty] | PHYSIOLOGIC MONITOR MODULES, MULTIPARAMETER |  | MONITORCARDIAPORTABLE-Philips-M3002A X2 |  |  |  |  | MONITORCARDIAPORTABLE-Philips-M3002A X2 | PHILIPS | [7 empty] | Not Covered Vendor Only - Biomedical | MHHS-Southeast
NO | NO |  |  |  | 005-34283 |  | Philips Healthcare | INTELLIVUE MMS X2 |  | DE535K3686 | SE - OR - ANESTHESIA | MHHS-Southeast |  |  |  | 005-34283 |  | Southeast & Bay Area |  | SE - OR - ANESTHESIA | [5 empty] | PHYSIOLOGIC MONITOR MODULES, MULTIPARAMETER |  | MONITORCARDIAPORTABLE-Philips-M3002A X2 |  |  |  |  | MONITORCARDIAPORTABLE-Philips-M3002A X2 | PHILIPS | [7 empty] | Covered PM Repair - Biomedical | MHHS-Southeast
NO | NO |  |  |  | 013-37497 |  | Philips Healthcare | INTELLIVUE MMS X2 |  | DE466G7306 | SW - ER | MHHS-Southwest |  |  |  | 013-37497 |  | Southwest |  | SW - ER | [5 empty] | PHYSIOLOGIC MONITOR MODULES, MULTIPARAMETER |  | MONITORCARDIAPORTABLE-Philips-M3002A X2 |  |  |  |  | MONITORCARDIAPORTABLE-Philips-M3002A X2 | PHILIPS | [7 empty] | Not Covered Vendor Only - Biomedical | MHHS-Southwest
NO | NO |  |  |  | 013-37502 |  | Philips Healthcare | INTELLIVUE MMS X2 |  | DE83635389 | SW - ER | MHHS-Southwest |  |  |  | 013-37502 |  | Southwest |  | SW - ER | [5 empty] | PHYSIOLOGIC MONITOR MODULES, MULTIPARAMETER |  | MONITORCARDIAPORTABLE-Philips-M3002A X2 |  |  |  |  | MONITORCARDIAPORTABLE-Philips-M3002A X2 | PHILIPS | [7 empty] | Not Covered Vendor Only - Biomedical | MHHS-Southwest
NO | NO |  |  |  | 013-37503 |  | Philips Healthcare | INTELLIVUE MMS X2 |  | DE83635301 | SW - ER | MHHS-Southwest |  |  |  | 013-37503 |  | Southwest |  | SW - ER | [5 empty] | PHYSIOLOGIC MONITOR MODULES, MULTIPARAMETER |  | MONITORCARDIAPORTABLE-Philips-M3002A X2 |  |  |  |  | MONITORCARDIAPORTABLE-Philips-M3002A X2 | PHILIPS | [7 empty] | Not Covered Vendor Only - Biomedical | MHHS-Southwest
NO | NO |  |  |  | 013-37504 |  | Philips Healthcare | INTELLIVUE MMS X2 |  | DE83635235 | SW - ER | MHHS-Southwest |  |  |  | 013-37504 |  | Southwest |  | SW - ER | [5 empty] | PHYSIOLOGIC MONITOR MODULES, MULTIPARAMETER |  | MONITORCARDIAPORTABLE-Philips-M3002A X2 |  |  |  |  | MONITORCARDIAPORTABLE-Philips-M3002A X2 | PHILIPS | [7 empty] | Not Covered Vendor Only - Biomedical | MHHS-Southwest
NO | NO | [5 empty] | Philips Healthcare | INTELLIVUE MMS X2 |  | DE83636436 | SW - ER | MHHS-Southwest | [5 empty] | Southwest |  | SW - ER | [5 empty] | PHYSIOLOGIC MONITOR MODULES, MULTIPARAMETER |  | MONITORCARDIAPORTABLE-Philips-M3002A X2 |  |  |  |  | MONITORCARDIAPORTABLE-Philips-M3002A X2 | PHILIPS | [7 empty] | Not Covered Vendor Only - Biomedical | MHHS-Southwest
NO | NO | [5 empty] | Philips Healthcare | INTELLIVUE MMS X2 |  |  | SW - ER | MHHS-Southwest | [5 empty] | Southwest |  | SW - ER | [5 empty] | PHYSIOLOGIC MONITOR MODULES, MULTIPARAMETER |  | MONITORCARDIAPORTABLE-Philips-M3002A X2 |  |  |  |  | MONITORCARDIAPORTABLE-Philips-M3002A X2 | PHILIPS | [7 empty] | Not Covered Vendor Only - Biomedical | MHHS-Southwest
NO | NO | [5 empty] | Philips Healthcare | INTELLIVUE MMS X2 |  | DE83636354 | SW - ER | MHHS-Southwest | [5 empty] | Southwest |  | SW - ER | [5 empty] | PHYSIOLOGIC MONITOR MODULES, MULTIPARAMETER |  | MONITORCARDIAPORTABLE-Philips-M3002A X2 |  |  |  |  | MONITORCARDIAPORTABLE-Philips-M3002A X2 | PHILIPS | [7 empty] | Covered PM Repair - Respiratory/Steriliz | MHHS-Southwest
NO | NO |  |  |  | 013-37343 |  | Philips Healthcare | INTELLIVUE MMS X2 |  | DE535L1595 | SW - HVI - CV ICU | MHHS-Southwest |  |  |  | 013-37343 |  | Southwest |  | SW - HVI - CV ICU | [5 empty] | PHYSIOLOGIC MONITOR MODULES, MULTIPARAMETER |  | MONITORCARDIAPORTABLE-Philips-M3002A X2 |  |  |  |  | MONITORCARDIAPORTABLE-Philips-M3002A X2 | PHILIPS | [7 empty] | Covered PM Repair - Biomedical | MHHS-Southwest
NO | NO |  |  |  | 013-37356 |  | Philips Healthcare | INTELLIVUE MMS X2 |  | DE535L1328 | SW - HVI - CV ICU | MHHS-Southwest |  |  |  | 013-37356 |  | Southwest |  | SW - HVI - CV ICU | [5 empty] | PHYSIOLOGIC MONITOR MODULES, MULTIPARAMETER |  | MONITORCARDIAPORTABLE-Philips-M3002A X2 |  |  |  |  | MONITORCARDIAPORTABLE-Philips-M3002A X2 | PHILIPS | [7 empty] | Covered PM Repair - Biomedical | MHHS-Southwest
NO | NO |  |  |  | 013-37360 |  | Philips Healthcare | INTELLIVUE MMS X2 |  | DE535L1534 | SW - HVI - CV ICU | MHHS-Southwest |  |  |  | 013-37360 |  | Southwest |  | SW - HVI - CV ICU | [5 empty] | PHYSIOLOGIC MONITOR MODULES, MULTIPARAMETER |  | MONITORCARDIAPORTABLE-Philips-M3002A X2 |  |  |  |  | MONITORCARDIAPORTABLE-Philips-M3002A X2 | PHILIPS | [7 empty] | Covered PM Repair - Biomedical | MHHS-Southwest
NO | NO |  |  |  | 013-37364 |  | Philips Healthcare | INTELLIVUE MMS X2 |  | DE535L1320 | SW - HVI - CV ICU | MHHS-Southwest |  |  |  | 013-37364 |  | Southwest |  | SW - HVI - CV ICU | [5 empty] | PHYSIOLOGIC MONITOR MODULES, MULTIPARAMETER |  | MONITORCARDIAPORTABLE-Philips-M3002A X2 |  |  |  |  | MONITORCARDIAPORTABLE-Philips-M3002A X2 | PHILIPS | [7 empty] | Covered PM Repair - Biomedical | MHHS-Southwest
NO | NO |  |  |  | 013-18127 |  | Philips Healthcare | INTELLIVUE MMS X2 |  | DE8363643 | SW - ICU | MHHS-Southwest |  |  |  | 013-18127 |  | Southwest |  | SW - ICU | [5 empty] | PHYSIOLOGIC MONITOR MODULES, MULTIPARAMETER |  | MONITORCARDIAPORTABLE-Philips-M3002A X2 |  |  |  |  | MONITORCARDIAPORTABLE-Philips-M3002A X2 | PHILIPS | [7 empty] | Covered PM Repair - Biomedical | MHHS-Southwest
NO | NO |  |  |  | 013-18133 |  | Philips Healthcare | INTELLIVUE MMS X2 |  | DE83636445 | SW - ICU | MHHS-Southwest |  |  |  | 013-18133 |  | Southwest |  | SW - ICU | [5 empty] | PHYSIOLOGIC MONITOR MODULES, MULTIPARAMETER |  | MONITORCARDIAPORTABLE-Philips-M3002A X2 |  |  |  |  | MONITORCARDIAPORTABLE-Philips-M3002A X2 | PHILIPS | [7 empty] | Covered PM Repair - Biomedical | MHHS-Southwest
NO | NO |  |  |  | 013-36298 |  | Philips Healthcare | INTELLIVUE MMS X2 |  | DE83615073 | SW - ICU | MHHS-Southwest |  |  |  | 013-36298 |  | Southwest |  | SW - ICU | [5 empty] | PHYSIOLOGIC MONITOR MODULES, MULTIPARAMETER |  | MONITORCARDIAPORTABLE-Philips-M3002A X2 |  |  |  |  | MONITORCARDIAPORTABLE-Philips-M3002A X2 | PHILIPS | [7 empty] | Covered PM Repair - Biomedical | MHHS-Southwest
NO | NO |  |  |  | 013-36822 |  | Philips Healthcare | INTELLIVUE MMS X2 |  | DE535K4088 | SW - ICU | MHHS-Southwest |  |  |  | 013-36822 |  | Southwest |  | SW - ICU | [5 empty] | PHYSIOLOGIC MONITOR MODULES, MULTIPARAMETER |  | MONITORCARDIAPORTABLE-Philips-M3002A X2 |  |  |  |  | MONITORCARDIAPORTABLE-Philips-M3002A X2 | PHILIPS | [7 empty] | Covered PM Repair - Biomedical | MHHS-Southwest
NO | NO |  |  |  | 013-36823 |  | Philips Healthcare | INTELLIVUE MMS X2 |  | DE535K4041 | SW - ICU | MHHS-Southwest |  |  |  | 013-36823 |  | Southwest |  | SW - ICU | [5 empty] | PHYSIOLOGIC MONITOR MODULES, MULTIPARAMETER |  | MONITORCARDIAPORTABLE-Philips-M3002A X2 |  |  |  |  | MONITORCARDIAPORTABLE-Philips-M3002A X2 | PHILIPS | [7 empty] | Covered PM Repair - Biomedical | MHHS-Southwest
NO | NO |  |  |  | 013-36825 |  | Philips Healthcare | INTELLIVUE MMS X2 |  | DE535K4040 | SW - ICU | MHHS-Southwest |  |  |  | 013-36825 |  | Southwest |  | SW - ICU | [5 empty] | PHYSIOLOGIC MONITOR MODULES, MULTIPARAMETER |  | MONITORCARDIAPORTABLE-Philips-M3002A X2 |  |  |  |  | MONITORCARDIAPORTABLE-Philips-M3002A X2 | PHILIPS | [7 empty] | Covered PM Repair - Biomedical | MHHS-Southwest
NO | NO |  |  |  | 013-38889 |  | Philips Healthcare | INTELLIVUE MMS X2 |  | DE8363648 | SW - ICU | MHHS-Southwest |  |  |  | 013-38889 |  | Southwest |  | SW - ICU | [5 empty] | PHYSIOLOGIC MONITOR MODULES, MULTIPARAMETER |  | MONITORCARDIAPORTABLE-Philips-M3002A X2 |  |  |  |  | MONITORCARDIAPORTABLE-Philips-M3002A X2 | PHILIPS | [7 empty] | Covered PM Repair - Biomedical | MHHS-Southwest
NO | NO | [5 empty] | Philips Healthcare | INTELLIVUE MMS X2 |  | DE83636338 | SW - ICU | MHHS-Southwest | [5 empty] | Southwest |  | SW - ICU | [5 empty] | PHYSIOLOGIC MONITOR MODULES, MULTIPARAMETER |  | MONITORCARDIAPORTABLE-Philips-M3002A X2 |  |  |  |  | MONITORCARDIAPORTABLE-Philips-M3002A X2 | PHILIPS | [7 empty] | Covered PM Repair - Biomedical | MHHS-Southwest
NO | NO | [5 empty] | Philips Healthcare | INTELLIVUE MMS X2 |  | de83636373 | SW - ICU - CCU | MHHS-Southwest | [5 empty] | Southwest |  | SW - ICU - CCU | [5 empty] | PHYSIOLOGIC MONITOR MODULES, MULTIPARAMETER |  | MONITORCARDIAPORTABLE-Philips-M3002A X2 |  |  |  |  | MONITORCARDIAPORTABLE-Philips-M3002A X2 | PHILIPS | [7 empty] | Covered PM Repair - Biomedical | MHHS-Southwest
NO | NO | [5 empty] | Philips Healthcare | INTELLIVUE MMS X2 |  |  | SW - ICU - CCU | MHHS-Southwest | [5 empty] | Southwest |  | SW - ICU - CCU | [5 empty] | PHYSIOLOGIC MONITOR MODULES, MULTIPARAMETER |  | MONITORCARDIAPORTABLE-Philips-M3002A X2 |  |  |  |  | MONITORCARDIAPORTABLE-Philips-M3002A X2 | PHILIPS | [7 empty] | Covered PM Repair - Biomedical | MHHS-Southwest
NO | NO | [5 empty] | Philips Healthcare | INTELLIVUE MMS X2 |  |  | SW - ICU - CCU | MHHS-Southwest | [5 empty] | Southwest |  | SW - ICU - CCU | [5 empty] | PHYSIOLOGIC MONITOR MODULES, MULTIPARAMETER |  | MONITORCARDIAPORTABLE-Philips-M3002A X2 |  |  |  |  | MONITORCARDIAPORTABLE-Philips-M3002A X2 | PHILIPS | [7 empty] | Covered PM Repair - Biomedical | MHHS-Southwest
NO | NO | [5 empty] | Philips Healthcare | INTELLIVUE MMS X2 |  | DE83636311 | SW - ICU - CCU | MHHS-Southwest | [5 empty] | Southwest |  | SW - ICU - CCU | [5 empty] | PHYSIOLOGIC MONITOR MODULES, MULTIPARAMETER |  | MONITORCARDIAPORTABLE-Philips-M3002A X2 |  |  |  |  | MONITORCARDIAPORTABLE-Philips-M3002A X2 | PHILIPS | [7 empty] | Covered PM Repair - Biomedical | MHHS-Southwest
NO | NO |  |  |  | 013-37332 |  | Philips Healthcare | INTELLIVUE MMS X2 |  | DE575M8152 | SW - ICU - NEURO & STROKE | MHHS-Southwest |  |  |  | 013-37332 |  | Southwest |  | SW - ICU - NEURO & STROKE | [5 empty] | PHYSIOLOGIC MONITOR MODULES, MULTIPARAMETER |  | MONITORCARDIAPORTABLE-Philips-M3002A X2 |  |  |  |  | MONITORCARDIAPORTABLE-Philips-M3002A X2 | PHILIPS | [7 empty] | Covered PM Repair - Biomedical | MHHS-Southwest
NO | NO |  |  |  | 013-37335 |  | Philips Healthcare | INTELLIVUE MMS X2 |  | DE575M8681 | SW - ICU - NEURO & STROKE | MHHS-Southwest |  |  |  | 013-37335 |  | Southwest |  | SW - ICU - NEURO & STROKE | [5 empty] | PHYSIOLOGIC MONITOR MODULES, MULTIPARAMETER |  | MONITORCARDIAPORTABLE-Philips-M3002A X2 |  |  |  |  | MONITORCARDIAPORTABLE-Philips-M3002A X2 | PHILIPS | [7 empty] | Covered PM Repair - Biomedical | MHHS-Southwest
NO | NO |  |  |  | 013-37338 |  | Philips Healthcare | INTELLIVUE MMS X2 |  | DE575M8183 | SW - ICU - NEURO & STROKE | MHHS-Southwest |  |  |  | 013-37338 |  | Southwest |  | SW - ICU - NEURO & STROKE | [5 empty] | PHYSIOLOGIC MONITOR MODULES, MULTIPARAMETER |  | MONITORCARDIAPORTABLE-Philips-M3002A X2 |  |  |  |  | MONITORCARDIAPORTABLE-Philips-M3002A X2 | PHILIPS | [7 empty] | Covered PM Repair - Biomedical | MHHS-Southwest
NO | NO |  |  |  | 013-37341 |  | Philips Healthcare | INTELLIVUE MMS X2 |  | DE575M8688 | SW - ICU - NEURO & STROKE | MHHS-Southwest |  |  |  | 013-37341 |  | Southwest |  | SW - ICU - NEURO & STROKE | [5 empty] | PHYSIOLOGIC MONITOR MODULES, MULTIPARAMETER |  | MONITORCARDIAPORTABLE-Philips-M3002A X2 |  |  |  |  | MONITORCARDIAPORTABLE-Philips-M3002A X2 | PHILIPS | [7 empty] | Covered PM Repair - Biomedical | MHHS-Southwest
NO | NO |  |  |  | 013-37380 |  | Philips Healthcare | INTELLIVUE MMS X2 |  | DE575M6827 | SW - ICU - NEURO & STROKE | MHHS-Southwest |  |  |  | 013-37380 |  | Southwest |  | SW - ICU - NEURO & STROKE | [5 empty] | PHYSIOLOGIC MONITOR MODULES, MULTIPARAMETER |  | MONITORCARDIAPORTABLE-Philips-M3002A X2 |  |  |  |  | MONITORCARDIAPORTABLE-Philips-M3002A X2 | PHILIPS | [7 empty] | Covered PM Repair - Biomedical | MHHS-Southwest
NO | NO |  |  |  | 013-37895 |  | Philips Healthcare | INTELLIVUE MMS X2 |  | DE575P2194 | SW - ICU - NEURO & STROKE | MHHS-Southwest |  |  |  | 013-37895 |  | Southwest |  | SW - ICU - NEURO & STROKE | [5 empty] | PHYSIOLOGIC MONITOR MODULES, MULTIPARAMETER |  | MONITORCARDIAPORTABLE-Philips-M3002A X2 |  |  |  |  | MONITORCARDIAPORTABLE-Philips-M3002A X2 | PHILIPS | [7 empty] | Covered PM Repair - Biomedical | MHHS-Southwest
NO | NO |  |  |  | 013-37898 |  | Philips Healthcare | INTELLIVUE MMS X2 |  | DE575P2212 | SW - ICU - NEURO & STROKE | MHHS-Southwest |  |  |  | 013-37898 |  | Southwest |  | SW - ICU - NEURO & STROKE | [5 empty] | PHYSIOLOGIC MONITOR MODULES, MULTIPARAMETER |  | MONITORCARDIAPORTABLE-Philips-M3002A X2 |  |  |  |  | MONITORCARDIAPORTABLE-Philips-M3002A X2 | PHILIPS | [7 empty] | Covered PM Repair - Biomedical | MHHS-Southwest
NO | NO |  |  |  | 013-37901 |  | Philips Healthcare | INTELLIVUE MMS X2 |  | DE575P2196 | SW - ICU - NEURO & STROKE | MHHS-Southwest |  |  |  | 013-37901 |  | Southwest |  | SW - ICU - NEURO & STROKE | [5 empty] | PHYSIOLOGIC MONITOR MODULES, MULTIPARAMETER |  | MONITORCARDIAPORTABLE-Philips-M3002A X2 |  |  |  |  | MONITORCARDIAPORTABLE-Philips-M3002A X2 | PHILIPS | [7 empty] | Covered PM Repair - Biomedical | MHHS-Southwest
NO | NO |  |  |  | 013-37907 |  | Philips Healthcare | INTELLIVUE MMS X2 |  | DE575P2232 | SW - ICU - NEURO & STROKE | MHHS-Southwest |  |  |  | 013-37907 |  | Southwest |  | SW - ICU - NEURO & STROKE | [5 empty] | PHYSIOLOGIC MONITOR MODULES, MULTIPARAMETER |  | MONITORCARDIAPORTABLE-Philips-M3002A X2 |  |  |  |  | MONITORCARDIAPORTABLE-Philips-M3002A X2 | PHILIPS | [7 empty] | Covered PM Repair - Biomedical | MHHS-Southwest
NO | NO |  |  |  | 013-37910 |  | Philips Healthcare | INTELLIVUE MMS X2 |  | DE575P2223 | SW - ICU - NEURO & STROKE | MHHS-Southwest |  |  |  | 013-37910 |  | Southwest |  | SW - ICU - NEURO & STROKE | [5 empty] | PHYSIOLOGIC MONITOR MODULES, MULTIPARAMETER |  | MONITORCARDIAPORTABLE-Philips-M3002A X2 |  |  |  |  | MONITORCARDIAPORTABLE-Philips-M3002A X2 | PHILIPS | [7 empty] | Covered PM Repair - Biomedical | MHHS-Southwest
NO | NO |  |  |  | 013-37913 |  | Philips Healthcare | INTELLIVUE MMS X2 |  | DE575P2113 | SW - ICU - NEURO & STROKE | MHHS-Southwest |  |  |  | 013-37913 |  | Southwest |  | SW - ICU - NEURO & STROKE | [5 empty] | PHYSIOLOGIC MONITOR MODULES, MULTIPARAMETER |  | MONITORCARDIAPORTABLE-Philips-M3002A X2 |  |  |  |  | MONITORCARDIAPORTABLE-Philips-M3002A X2 | PHILIPS | [7 empty] | Covered PM Repair - Biomedical | MHHS-Southwest
NO | NO |  |  |  | 013-37916 |  | Philips Healthcare | INTELLIVUE MMS X2 |  | DE575P2052 | SW - ICU - NEURO & STROKE | MHHS-Southwest |  |  |  | 013-37916 |  | Southwest |  | SW - ICU - NEURO & STROKE | [5 empty] | PHYSIOLOGIC MONITOR MODULES, MULTIPARAMETER |  | MONITORCARDIAPORTABLE-Philips-M3002A X2 |  |  |  |  | MONITORCARDIAPORTABLE-Philips-M3002A X2 | PHILIPS | [7 empty] | Covered PM Repair - Biomedical | MHHS-Southwest
NO | NO |  |  |  | 013-37919 |  | Philips Healthcare | INTELLIVUE MMS X2 |  | DE575P2109 | SW - ICU - NEURO & STROKE | MHHS-Southwest |  |  |  | 013-37919 |  | Southwest |  | SW - ICU - NEURO & STROKE | [5 empty] | PHYSIOLOGIC MONITOR MODULES, MULTIPARAMETER |  | MONITORCARDIAPORTABLE-Philips-M3002A X2 |  |  |  |  | MONITORCARDIAPORTABLE-Philips-M3002A X2 | PHILIPS | [7 empty] | Covered PM Repair - Biomedical | MHHS-Southwest
NO | NO | [5 empty] | Philips Healthcare | INTELLIVUE MMS X2 |  | DE83636365 | SW - ICU - NEURO & STROKE | MHHS-Southwest | [5 empty] | Southwest |  | SW - ICU - NEURO & STROKE | [5 empty] | PHYSIOLOGIC MONITOR MODULES, MULTIPARAMETER |  | MONITORCARDIAPORTABLE-Philips-M3002A X2 |  |  |  |  | MONITORCARDIAPORTABLE-Philips-M3002A X2 | PHILIPS | [7 empty] | Covered PM Repair - Biomedical | MHHS-Southwest
NO | NO | [5 empty] | Philips Healthcare | INTELLIVUE MMS X2 |  | DE83636432 | SW - ICU - NEURO & STROKE | MHHS-Southwest | [5 empty] | Southwest |  | SW - ICU - NEURO & STROKE | [5 empty] | PHYSIOLOGIC MONITOR MODULES, MULTIPARAMETER |  | MONITORCARDIAPORTABLE-Philips-M3002A X2 |  |  |  |  | MONITORCARDIAPORTABLE-Philips-M3002A X2 | PHILIPS | [7 empty] | Covered PM Repair - Biomedical | MHHS-Southwest
NO | NO | [5 empty] | Philips Healthcare | INTELLIVUE MMS X2 |  | DE83636332 | SW - ICU - NEURO & STROKE | MHHS-Southwest | [5 empty] | Southwest |  | SW - ICU - NEURO & STROKE | [5 empty] | PHYSIOLOGIC MONITOR MODULES, MULTIPARAMETER |  | MONITORCARDIAPORTABLE-Philips-M3002A X2 |  |  |  |  | MONITORCARDIAPORTABLE-Philips-M3002A X2 | PHILIPS | [7 empty] | Covered PM Repair - Biomedical | MHHS-Southwest
NO | NO | [5 empty] | Philips Healthcare | INTELLIVUE MMS X2 |  | DE83636335 | SW - ICU - NEURO & STROKE | MHHS-Southwest | [5 empty] | Southwest |  | SW - ICU - NEURO & STROKE | [5 empty] | PHYSIOLOGIC MONITOR MODULES, MULTIPARAMETER |  | MONITORCARDIAPORTABLE-Philips-M3002A X2 |  |  |  |  | MONITORCARDIAPORTABLE-Philips-M3002A X2 | PHILIPS | [7 empty] | Covered PM Repair - Biomedical | MHHS-Southwest
NO | NO | [5 empty] | Philips Healthcare | INTELLIVUE MMS X2 |  | DE83636360 | SW - ICU - NEURO & STROKE | MHHS-Southwest | [5 empty] | Southwest |  | SW - ICU - NEURO & STROKE | [5 empty] | PHYSIOLOGIC MONITOR MODULES, MULTIPARAMETER |  | MONITORCARDIAPORTABLE-Philips-M3002A X2 |  |  |  |  | MONITORCARDIAPORTABLE-Philips-M3002A X2 | PHILIPS | [7 empty] | Covered PM Repair - Biomedical | MHHS-Southwest
NO | NO |  |  |  | 013-37618 |  | Philips Healthcare | INTELLIVUE MMS X2 |  | DE575P2199 | SW - OR | MHHS-Southwest |  |  |  | 013-37618 |  | Southwest |  | SW - OR | [5 empty] | PHYSIOLOGIC MONITOR MODULES, MULTIPARAMETER |  | MONITORCARDIAPORTABLE-Philips-M3002A X2 |  |  |  |  | MONITORCARDIAPORTABLE-Philips-M3002A X2 | PHILIPS | [7 empty] | Covered PM Repair - Biomedical | MHHS-Southwest
NO | NO | [5 empty] | Philips Healthcare | INTELLIVUE MMS X2 |  | DE83636346 | SW - RESPIRATORY | MHHS-Southwest | [5 empty] | Southwest |  | SW - RESPIRATORY | [5 empty] | PHYSIOLOGIC MONITOR MODULES, MULTIPARAMETER |  | MONITORCARDIAPORTABLE-Philips-M3002A X2 |  |  |  |  | MONITORCARDIAPORTABLE-Philips-M3002A X2 | PHILIPS | [7 empty] | Covered PM Repair - Biomedical | MHHS-Southwest
NO | NO | [5 empty] | Philips Healthcare | INTELLIVUE MMS X2 |  | DE83636557 | SW - RESPIRATORY | MHHS-Southwest | [5 empty] | Southwest |  | SW - RESPIRATORY | [5 empty] | PHYSIOLOGIC MONITOR MODULES, MULTIPARAMETER |  | MONITORCARDIAPORTABLE-Philips-M3002A X2 |  |  |  |  | MONITORCARDIAPORTABLE-Philips-M3002A X2 | PHILIPS | [7 empty] | Covered PM Repair - Biomedical | MHHS-Southwest
NO | NO | [5 empty] | Philips Healthcare | INTELLIVUE MMS X2 |  | DE83636322 | SW - RESPIRATORY | MHHS-Southwest | [5 empty] | Southwest |  | SW - RESPIRATORY | [5 empty] | PHYSIOLOGIC MONITOR MODULES, MULTIPARAMETER |  | MONITORCARDIAPORTABLE-Philips-M3002A X2 |  |  |  |  | MONITORCARDIAPORTABLE-Philips-M3002A X2 | PHILIPS | [7 empty] | Covered PM Repair - Biomedical | MHHS-Southwest
NO | NO |  |  |  | 129-05675 |  | Philips Healthcare | INTELLIVUE MMS X2 |  | DE422G2420 | SUGAR LAND - ICU | MHHS-Sugarland |  |  |  | 129-05675 |  | Sugar Land |  | SUGAR LAND - ICU | [5 empty] | PHYSIOLOGIC MONITOR MODULES, MULTIPARAMETER |  | MONITORCARDIAPORTABLE-Philips-M3002A X2 |  |  |  |  | MONITORCARDIAPORTABLE-Philips-M3002A X2 | PHILIPS | [7 empty] | Covered PM Repair - Biomedical | MHHS-Sugarland
NO | NO |  |  |  | 129-05685 |  | Philips Healthcare | INTELLIVUE MMS X2 |  | DE422G2021 | SUGAR LAND - ICU | MHHS-Sugarland |  |  |  | 129-05685 |  | Sugar Land |  | SUGAR LAND - ICU | [5 empty] | PHYSIOLOGIC MONITOR MODULES, MULTIPARAMETER |  | MONITORCARDIAPORTABLE-Philips-M3002A X2 |  |  |  |  | MONITORCARDIAPORTABLE-Philips-M3002A X2 | PHILIPS | [7 empty] | Covered PM Repair - Biomedical | MHHS-Sugarland
NO | NO |  |  |  | 129-05686 |  | Philips Healthcare | INTELLIVUE MMS X2 |  | DE422G2464 | SUGAR LAND - ICU | MHHS-Sugarland |  |  |  | 129-05686 |  | Sugar Land |  | SUGAR LAND - ICU | [5 empty] | PHYSIOLOGIC MONITOR MODULES, MULTIPARAMETER |  | MONITORCARDIAPORTABLE-Philips-M3002A X2 |  |  |  |  | MONITORCARDIAPORTABLE-Philips-M3002A X2 | PHILIPS | [7 empty] | Covered PM Repair - Biomedical | MHHS-Sugarland
NO | NO |  |  |  | 129-07170 |  | Philips Healthcare | INTELLIVUE MMS X2 |  | DE575N5226 | SUGAR LAND - ICU | MHHS-Sugarland |  |  |  | 129-07170 |  | Sugar Land |  | SUGAR LAND - ICU | [5 empty] | PHYSIOLOGIC MONITOR MODULES, MULTIPARAMETER |  | MONITORCARDIAPORTABLE-Philips-M3002A X2 |  |  |  |  | MONITORCARDIAPORTABLE-Philips-M3002A X2 | PHILIPS | [7 empty] | Covered PM Repair - Biomedical | MHHS-Sugarland
NO | NO |  |  |  | 129-07172 |  | Philips Healthcare | INTELLIVUE MMS X2 |  | DE575N5225 | SUGAR LAND - ICU | MHHS-Sugarland |  |  |  | 129-07172 |  | Sugar Land |  | SUGAR LAND - ICU | [5 empty] | PHYSIOLOGIC MONITOR MODULES, MULTIPARAMETER |  | MONITORCARDIAPORTABLE-Philips-M3002A X2 |  |  |  |  | MONITORCARDIAPORTABLE-Philips-M3002A X2 | PHILIPS | [7 empty] | Covered PM Repair - Biomedical | MHHS-Sugarland
NO | NO |  |  |  | 129-07173 |  | Philips Healthcare | INTELLIVUE MMS X2 |  | DE575N5219 | SUGAR LAND - ICU | MHHS-Sugarland |  |  |  | 129-07173 |  | Sugar Land |  | SUGAR LAND - ICU | [5 empty] | PHYSIOLOGIC MONITOR MODULES, MULTIPARAMETER |  | MONITORCARDIAPORTABLE-Philips-M3002A X2 |  |  |  |  | MONITORCARDIAPORTABLE-Philips-M3002A X2 | PHILIPS | [7 empty] | Covered PM Repair - Biomedical | MHHS-Sugarland
NO | NO |  |  |  | 129-07189 |  | Philips Healthcare | INTELLIVUE MMS X2 |  | DE575N4648 | SUGAR LAND - IMU | MHHS-Sugarland |  |  |  | 129-07189 |  | Sugar Land |  | SUGAR LAND - IMU | [5 empty] | PHYSIOLOGIC MONITOR MODULES, MULTIPARAMETER |  | MONITORCARDIAPORTABLE-Philips-M3002A X2 |  |  |  |  | MONITORCARDIAPORTABLE-Philips-M3002A X2 | PHILIPS | [7 empty] | Covered PM Repair - Biomedical | MHHS-Sugarland
NO | NO |  |  |  | 129-07194 |  | Philips Healthcare | INTELLIVUE MMS X2 |  | DE575N5221 | SUGAR LAND - IMU | MHHS-Sugarland |  |  |  | 129-07194 |  | Sugar Land |  | SUGAR LAND - IMU | [5 empty] | PHYSIOLOGIC MONITOR MODULES, MULTIPARAMETER |  | MONITORCARDIAPORTABLE-Philips-M3002A X2 |  |  |  |  | MONITORCARDIAPORTABLE-Philips-M3002A X2 | PHILIPS | [7 empty] | Covered PM Repair - Biomedical | MHHS-Sugarland
NO | NO |  |  |  | 129-07195 |  | Philips Healthcare | INTELLIVUE MMS X2 |  | DE575N4955 | SUGAR LAND - IMU | MHHS-Sugarland |  |  |  | 129-07195 |  | Sugar Land |  | SUGAR LAND - IMU | [5 empty] | PHYSIOLOGIC MONITOR MODULES, MULTIPARAMETER |  | MONITORCARDIAPORTABLE-Philips-M3002A X2 |  |  |  |  | MONITORCARDIAPORTABLE-Philips-M3002A X2 | PHILIPS | [7 empty] | Covered PM Repair - Biomedical | MHHS-Sugarland
NO | NO |  |  |  | 077-08166 |  | Philips Healthcare | INTELLIVUE MMS X2 |  | DE037A0295 | TMC - CHILDRENS - CSC (9HP) | MHHS-TMC |  |  |  | 077-08166 |  | TMC |  | TMC - CHILDRENS - CSC (9HP) | [5 empty] | PHYSIOLOGIC MONITOR MODULES, MULTIPARAMETER |  | MONITORCARDIAPORTABLE-Philips-M3002A X2 |  |  |  |  | MONITORCARDIAPORTABLE-Philips-M3002A X2 | PHILIPS | [7 empty] | Covered PM Repair - Biomedical | MHHS-TMC
NO | NO |  |  |  | 077-08167 |  | Philips Healthcare | INTELLIVUE MMS X2 |  | DE037A0597 | TMC - CHILDRENS - CSC (9HP) | MHHS-TMC |  |  |  | 077-08167 |  | TMC |  | TMC - CHILDRENS - CSC (9HP) | [5 empty] | PHYSIOLOGIC MONITOR MODULES, MULTIPARAMETER |  | MONITORCARDIAPORTABLE-Philips-M3002A X2 |  |  |  |  | MONITORCARDIAPORTABLE-Philips-M3002A X2 | PHILIPS | [7 empty] | Covered PM Repair - Biomedical | MHHS-TMC
NO | NO | [5 empty] | Philips Healthcare | INTELLIVUE MMS X2 |  | DE037A0604 | TMC - CHILDRENS - CSC (9HP) | MHHS-TMC | [5 empty] | TMC |  | TMC - CHILDRENS - CSC (9HP) | [5 empty] | PHYSIOLOGIC MONITOR MODULES, MULTIPARAMETER |  | MONITORCARDIAPORTABLE-Philips-M3002A X2 |  |  |  |  | MONITORCARDIAPORTABLE-Philips-M3002A X2 | PHILIPS | [7 empty] | Covered PM Repair - Biomedical | MHHS-TMC
NO | NO |  |  |  | 077-06474 |  | Philips Healthcare | INTELLIVUE MMS X2 |  | DE037A0607 | TMC - CHILDRENS - PICU (9HP) | MHHS-TMC |  |  |  | 077-06474 |  | TMC |  | TMC - CHILDRENS - PICU (9HP) | [5 empty] | PHYSIOLOGIC MONITOR MODULES, MULTIPARAMETER |  | MONITORCARDIAPORTABLE-Philips-M3002A X2 |  |  |  |  | MONITORCARDIAPORTABLE-Philips-M3002A X2 | PHILIPS | [7 empty] | Covered PM Repair - Biomedical | MHHS-TMC
NO | NO |  |  |  | 077-06475 |  | Philips Healthcare | INTELLIVUE MMS X2 |  | DE037A0608 | TMC - CHILDRENS - PICU (9HP) | MHHS-TMC |  |  |  | 077-06475 |  | TMC |  | TMC - CHILDRENS - PICU (9HP) | [5 empty] | PHYSIOLOGIC MONITOR MODULES, MULTIPARAMETER |  | MONITORCARDIAPORTABLE-Philips-M3002A X2 |  |  |  |  | MONITORCARDIAPORTABLE-Philips-M3002A X2 | PHILIPS | [7 empty] | Covered PM Repair - Biomedical | MHHS-TMC
NO | NO |  |  |  | 077-07603 |  | Philips Healthcare | INTELLIVUE MMS X2 |  | DE037A0593 | TMC - CHILDRENS - PICU (9HP) | MHHS-TMC |  |  |  | 077-07603 |  | TMC |  | TMC - CHILDRENS - PICU (9HP) | [5 empty] | PHYSIOLOGIC MONITOR MODULES, MULTIPARAMETER |  | MONITORCARDIAPORTABLE-Philips-M3002A X2 |  |  |  |  | MONITORCARDIAPORTABLE-Philips-M3002A X2 | PHILIPS | [7 empty] | Covered PM Repair - Biomedical | MHHS-TMC
NO | NO |  |  |  | 077-07606 |  | Philips Healthcare | INTELLIVUE MMS X2 |  | DE037A0324 | TMC - CHILDRENS - PICU (9HP) | MHHS-TMC |  |  |  | 077-07606 |  | TMC |  | TMC - CHILDRENS - PICU (9HP) | [5 empty] | PHYSIOLOGIC MONITOR MODULES, MULTIPARAMETER |  | MONITORCARDIAPORTABLE-Philips-M3002A X2 |  |  |  |  | MONITORCARDIAPORTABLE-Philips-M3002A X2 | PHILIPS | [7 empty] | Covered PM Repair - Biomedical | MHHS-TMC
NO | NO |  |  |  | 077-07607 |  | Philips Healthcare | INTELLIVUE MMS X2 |  | DE037A0578 | TMC - CHILDRENS - PICU (9HP) | MHHS-TMC |  |  |  | 077-07607 |  | TMC |  | TMC - CHILDRENS - PICU (9HP) | [5 empty] | PHYSIOLOGIC MONITOR MODULES, MULTIPARAMETER |  | MONITORCARDIAPORTABLE-Philips-M3002A X2 |  |  |  |  | MONITORCARDIAPORTABLE-Philips-M3002A X2 | PHILIPS | [7 empty] | Covered PM Repair - Biomedical | MHHS-TMC
NO | NO |  |  |  | 077-07610 |  | Philips Healthcare | INTELLIVUE MMS X2 |  | DE037A0580 | TMC - CHILDRENS - PICU (9HP) | MHHS-TMC |  |  |  | 077-07610 |  | TMC |  | TMC - CHILDRENS - PICU (9HP) | [5 empty] | PHYSIOLOGIC MONITOR MODULES, MULTIPARAMETER |  | MONITORCARDIAPORTABLE-Philips-M3002A X2 |  |  |  |  | MONITORCARDIAPORTABLE-Philips-M3002A X2 | PHILIPS | [7 empty] | Covered PM Repair - Biomedical | MHHS-TMC
NO | NO |  |  |  | 077-07815 |  | Philips Healthcare | INTELLIVUE MMS X2 |  | DE037A0591 | TMC - CHILDRENS - PICU (9HP) | MHHS-TMC |  |  |  | 077-07815 |  | TMC |  | TMC - CHILDRENS - PICU (9HP) | [5 empty] | PHYSIOLOGIC MONITOR MODULES, MULTIPARAMETER |  | MONITORCARDIAPORTABLE-Philips-M3002A X2 |  |  |  |  | MONITORCARDIAPORTABLE-Philips-M3002A X2 | PHILIPS | [7 empty] | Covered PM Repair - Biomedical | MHHS-TMC
NO | NO |  |  |  | 077-08170 |  | Philips Healthcare | INTELLIVUE MMS X2 |  | DE037A0603 | TMC - CHILDRENS - PICU (9HP) | MHHS-TMC |  |  |  | 077-08170 |  | TMC |  | TMC - CHILDRENS - PICU (9HP) | [5 empty] | PHYSIOLOGIC MONITOR MODULES, MULTIPARAMETER |  | MONITORCARDIAPORTABLE-Philips-M3002A X2 |  |  |  |  | MONITORCARDIAPORTABLE-Philips-M3002A X2 | PHILIPS | [7 empty] | Covered PM Repair - Biomedical | MHHS-TMC
NO | NO |  |  |  | 077-09230 |  | Philips Healthcare | INTELLIVUE MMS X2 |  | DE037A0690 | TMC - CHILDRENS - PICU (9HP) | MHHS-TMC |  |  |  | 077-09230 |  | TMC |  | TMC - CHILDRENS - PICU (9HP) | [5 empty] | PHYSIOLOGIC MONITOR MODULES, MULTIPARAMETER |  | MONITORCARDIAPORTABLE-Philips-M3002A X2 |  |  |  |  | MONITORCARDIAPORTABLE-Philips-M3002A X2 | PHILIPS | [7 empty] | Covered PM Repair - Biomedical | MHHS-TMC
NO | NO |  |  |  | 077-09791 |  | Philips Healthcare | INTELLIVUE MMS X2 |  | DE037A0600 | TMC - CHILDRENS - PICU (9HP) | MHHS-TMC |  |  |  | 077-09791 |  | TMC |  | TMC - CHILDRENS - PICU (9HP) | [5 empty] | PHYSIOLOGIC MONITOR MODULES, MULTIPARAMETER |  | MONITORCARDIAPORTABLE-Philips-M3002A X2 |  |  |  |  | MONITORCARDIAPORTABLE-Philips-M3002A X2 | PHILIPS | [7 empty] | Covered PM Repair - Biomedical | MHHS-TMC
NO | NO |  |  |  | 077-09830 |  | Philips Healthcare | INTELLIVUE MMS X2 |  | DE037A0594 | TMC - CHILDRENS - PICU (9HP) | MHHS-TMC |  |  |  | 077-09830 |  | TMC |  | TMC - CHILDRENS - PICU (9HP) | [5 empty] | PHYSIOLOGIC MONITOR MODULES, MULTIPARAMETER |  | MONITORCARDIAPORTABLE-Philips-M3002A X2 |  |  |  |  | MONITORCARDIAPORTABLE-Philips-M3002A X2 | PHILIPS | [7 empty] | Covered PM Repair - Biomedical | MHHS-TMC
NO | NO | [5 empty] | Philips Healthcare | INTELLIVUE MMS X2 |  | DE037A0309 | TMC - CHILDRENS - PICU (9HP) | MHHS-TMC | [5 empty] | TMC |  | TMC - CHILDRENS - PICU (9HP) | [5 empty] | PHYSIOLOGIC MONITOR MODULES, MULTIPARAMETER |  | MONITORCARDIAPORTABLE-Philips-M3002A X2 |  |  |  |  | MONITORCARDIAPORTABLE-Philips-M3002A X2 | PHILIPS | [7 empty] | Covered PM Repair - Biomedical | MHHS-TMC
NO | NO | [5 empty] | Philips Healthcare | INTELLIVUE MMS X2 |  | DE037A0313 | TMC - CHILDRENS - PICU (9HP) | MHHS-TMC | [5 empty] | TMC |  | TMC - CHILDRENS - PICU (9HP) | [5 empty] | PHYSIOLOGIC MONITOR MODULES, MULTIPARAMETER |  | MONITORCARDIAPORTABLE-Philips-M3002A X2 |  |  |  |  | MONITORCARDIAPORTABLE-Philips-M3002A X2 | PHILIPS | [7 empty] | Covered PM Repair - Biomedical | MHHS-TMC
NO | YES |  |  |  | 041-17158 | 041-17158 | Philips Healthcare | IntelliVue MP 30 |  | DE54020830 | MEMORIAL CITY - ER - PEDS Room 11 |  |  |  |  | 041-17158 | 041-17158 | West | Memorial Hermann - Memorial City | MEMORIAL CITY - ER - PEDS Room 11 | Memorial City ER Peds Room 11
YES | YES | Serial Number Cnf |  |  | 041-13019 |  | Philips Healthcare | IntelliVue MP20 |  | CNF | Memorial City - Neonatal |  |  |  |  | 041-13019 |  | West | Memorial Hermann - Memorial City | Memorial City - Neonatal | MH4 116 Room 4M21 |  |  |  | Unable to get SN. Baby in NICU. Can not turn on lights. Dark in room.
YES | YES |  |  |  | 077-04603 | 077-04603 | Philips Healthcare | Intellivue MP30 |  | DE52612273 | TMC - OR - PEDI OR (2R) |  |  |  |  | 077-04603 | 077-04603 | TMC | Memorial Hermann Texas Medical Center | TMC - OR - PEDI OR (2R) | OR 7
NO | YES |  |  |  |  | 041-16580 | Philips Healthcare | Intellivue mp30 |  | DE42602295 | Biomed | [5 empty] | 041-16580 | West | Memorial Hermann Memorial City Hospital | Biomed | Biomed lab
NO | YES |  |  |  | 151-04387 | 151-04387 | Philips Healthcare | IntelliVue MP30 |  | DE54019405 | Memorial City ER Department |  |  |  |  | 151-04387 | 151-04387 | West | Memorial Hermann - Memorial City | Memorial City ER Department | Mem City ED E1 509 Room 29 |  |  |  | (null) | (null)
NO | YES |  |  |  | 041-13524 |  | Philips Healthcare | Intellivue MP30 |  | DE72875312 | Endoscopy Department |  |  |  |  | 041-13524 |  | West | Memorial Hermann - Memorial City | Endoscopy Department | Room 3
NO | YES |  |  |  | 041-13649 | 041-13649 | Philips Healthcare | IntelliVue MP30 |  | DE72869794 | Memorial City - Recovery |  |  |  |  | 041-13649 | 041-13649 | West | Memorial Hermann - Memorial City | Memorial City - Recovery | E2 MOR Pre-Surgical Room 1
NO | YES |  |  |  | 133-10323 | 133-10323 | Philips Healthcare | Intellivue MP5 |  | DE656B8040 | Katy-Cath Lab | MHHS-Katy |  |  |  | 133-10323 | 133-10323 | Katy | MHHS-Katy | Katy-Cath Lab | Cath lab 1 | 10/1/19 | 10/1/20 |  |  | MONITORS, PHYSIOLOGIC, VITAL SIGNS | Monitor, Cardiac, Fixed | MONITORCARDIACFIXED-Philips-MP5 |  |  |  |  | MONITORCARDIACFIXED-Philips-MP5 | Philips | [6 empty] | MCH-A | Covered PM Repair - Biomedical | MHHS-Katy | [8 empty] | MONITORCARDIACFIXED | Monitor, Cardiac, Fixed | Philips
NO | YES |  |  |  | 133-10370 | 133-10370 | Philips Healthcare | Intellivue MP5 |  | DE656B7415 | Katy-Cath Lab | MHHS-Katy |  |  |  | 133-10370 | 133-10370 | Katy | MHHS-Katy | Katy-Cath Lab | Cath lab 1 | 10/1/19 | 10/1/20 |  |  | MONITORS, PHYSIOLOGIC, VITAL SIGNS | Monitor, Cardiac, Fixed | MONITORCARDIACFIXED-Philips-MP5 |  |  |  |  | MONITORCARDIACFIXED-Philips-MP5 | Philips | [6 empty] | MCH-A | Covered PM Repair - Biomedical | MHHS-Katy | [8 empty] | MONITORCARDIACFIXED | Monitor, Cardiac, Fixed | Philips
NO | YES |  |  |  | 133-10372 | 133-10372 | Philips Healthcare | Intellivue MP5 |  | DE656B7419 | Katy-Cath Lab | MHHS-Katy |  |  |  | 133-10372 | 133-10372 | Katy | MHHS-Katy | Katy-Cath Lab | Cath lab 1 | 10/1/19 | 10/1/20 |  |  | MONITORS, PHYSIOLOGIC, VITAL SIGNS | Monitor, Cardiac, Fixed | MONITORCARDIACFIXED-Philips-MP5 |  |  |  |  | MONITORCARDIACFIXED-Philips-MP5 | Philips | [6 empty] | MCH-A | Covered PM Repair - Biomedical | MHHS-Katy | [8 empty] | MONITORCARDIACFIXED | Monitor, Cardiac, Fixed | Philips
NO | YES |  |  |  | 133-07094 | 133-07094 | Philips Healthcare | Intellivue MP5 |  | DE91319057 | KATY - AMBULATORY CARE | MHHS-Katy |  |  |  | 133-07094 | 133-07094 | Katy | Katy | KATY - AMBULATORY CARE | Ambulatory | 11/1/19 | 11/1/20 |  |  | MONITORS, PHYSIOLOGIC, VITAL SIGNS | Monitor, Cardiac, Fixed | MONITORCARDIACFIXED-Philips-MP5 |  |  |  |  | MONITORCARDIACFIXED-Philips-MP5 | Philips | [6 empty] | MCH-A | Covered PM Repair - Biomedical | MHHS-Katy | [8 empty] | MONITORCARDIACFIXED | Monitor, Cardiac, Fixed | Philips
NO | YES |  |  |  | 133-09401 | 133-09401 | Philips Healthcare | Intellivue MP5 |  | DE53795794 | KATY - AMBULATORY CARE | MHHS-Katy |  |  |  | 133-09401 | 133-09401 | Katy | Katy | KATY - AMBULATORY CARE | Ambulatory | 11/1/19 | 11/1/20 |  |  | MONITORS, PHYSIOLOGIC, VITAL SIGNS | Monitor, Cardiac, Fixed | MONITORCARDIACFIXED-Philips-MP5 |  |  |  |  | MONITORCARDIACFIXED-Philips-MP5 | Philips | [6 empty] | MCH-A | Covered PM Repair - Biomedical | MHHS-Katy | [8 empty] | MONITORCARDIACFIXED | Monitor, Cardiac, Fixed | Philips
NO | YES |  |  |  | 133-09404 | 133-09404 | Philips Healthcare | Intellivue MP5 |  | DE53795812 | KATY - AMBULATORY CARE | MHHS-Katy |  |  |  | 133-09404 | 133-09404 | Katy | Katy | KATY - AMBULATORY CARE | Ambulatory | 11/1/19 | 11/1/20 |  |  | MONITORS, PHYSIOLOGIC, VITAL SIGNS | Monitor, Cardiac, Fixed | MONITORCARDIACFIXED-Philips-MP5 |  |  |  |  | MONITORCARDIACFIXED-Philips-MP5 | Philips | [6 empty] | MCH-A | Covered PM Repair - Biomedical | MHHS-Katy | [8 empty] | MONITORCARDIACFIXED | Monitor, Cardiac, Fixed | Philips
NO | YES |  |  |  | 013-36980 | 013-36980 | Philips Healthcare | INTELLIVUE MP5 |  | DE53797010 | SW-ER | MHHS-Southwest |  |  |  | 013-36980 | 013-36980 | Southwest | Memorial Hermann Southwest Hospital Emergency Center | SW-ER | ER POD B RM 27 |  |  |  |  | MONITORS, PHYSIOLOGIC, VITAL SIGNS | Monitor, Cardiac, Fixed | MONITORCARDIACFIXED-Philips-MP5 |  |  |  |  | MONITORCARDIACFIXED-Philips-MP5 | Philips | [6 empty] | MCH-A | Covered PM Repair - Biomedical | MHHS-Southwest | [8 empty] | MONITORCARDIACFIXED | Monitor, Cardiac, Fixed | Philips
NO | YES |  |  |  | 133-09407 | 133-09407 | Philips Healthcare | Intellivue MP5 |  | DE53795811 | 2nd floor |  |  |  |  | 133-09407 | 133-09407 | Katy | Katy | 2nd floor | Ambulatory | 11/1/19 | 11/1/20 |  |  |  | Monitor, Cardiac, Fixed | MONITORCARDIACFIXED-Philips-MP5 | [12 empty] | MCH-A | [10 empty] | MONITORCARDIACFIXED | Monitor, Cardiac, Fixed | Philips
NO | YES |  |  |  | 133-09409 | 133-09409 | Philips Healthcare | Intellivue MP5 |  | DE53795810 | 2nd floor |  |  |  |  | 133-09409 | 133-09409 | Katy | Katy | 2nd floor | Ambulatory | 11/1/19 | 11/1/20 |  |  |  | Monitor, Cardiac, Fixed | MONITORCARDIACFIXED-Philips-MP5 | [12 empty] | MCH-A | [10 empty] | MONITORCARDIACFIXED | Monitor, Cardiac, Fixed | Philips
NO | YES |  |  |  | 133-09417 | 133-09417 | Philips Healthcare | Intellivue MP5 |  | DE53795785 | 2nd floor |  |  |  |  | 133-09417 | 133-09417 |  | Katy | 2nd floor | Ambulatory | 11/1/19 | 11/1/20
NO | YES |  |  |  | 099-02236 | 099-02236 | Philips Healthcare | Intellivue MP5 |  | DE91319058 | 2nd floor |  |  |  |  | 099-02236 | 099-02236 | Katy | Katy | 2nd floor | Ambulatory | 11/1/19 | 11/1/20 |  |  |  | Monitor, Cardiac, Fixed | MONITORCARDIACFIXED-Philips-MP5 | [12 empty] | MCH-A | [10 empty] | MONITORCARDIACFIXED | Monitor, Cardiac, Fixed | Philips
YES | YES |  |  |  | 009-10549 | 009-10549 | Philips Healthcare | IntelliVue MP5 |  | DE580A8635 | 1st floor |  |  |  |  | 009-10549 | 009-10549 | Katy | Katy | 1st floor | ER |  |  |  | No pm |  | Monitor, Cardiac, Fixed | MONITORCARDIACFIXED-Philips-MP5 | [12 empty] | MCH-A | [10 empty] | MONITORCARDIACFIXED | Monitor, Cardiac, Fixed | Philips
YES | YES |  |  |  | 009-10547 | 009-10547 | Philips Healthcare | IntelliVue MP5 |  | DE580A8636 | 1st floor |  |  |  |  | 009-10547 | 009-10547 | Katy | Katy | 1st floor | ER |  |  |  | No pm |  | Monitor, Cardiac, Fixed | MONITORCARDIACFIXED-Philips-MP5 | [12 empty] | MCH-A | [10 empty] | MONITORCARDIACFIXED | Monitor, Cardiac, Fixed | Philips
YES | YES |  |  |  | 041-34467 | 041-34467 | Philips Healthcare | Intellivue MP5 |  | DE656C6920 | Memorial Ciry Day Surgery |  |  |  |  | 041-34467 | 041-34467 | West | Memorial Hermann - Memorial City | Memorial Ciry Day Surgery | Storage Room West Tower W1 Stepdown 6
NO | YES | Asset Tag 133-02735 |  |  | 133-02735 | 133-02735 | Philips Healthcare | IntelliVue MP50 |  | DE44025295 | [5 empty] | 133-02735 | 133-02735 |  |  |  | PACU Room 1 | 11/1/19 | 2/1/20 |  |  |  | Monitor, Cardiac, Portable | MONITORCARDIAPORTABLE-Philips-IntelliVue MP50 | [12 empty] | MCP-A | [10 empty] | MONITORCARDIAPORTABLE | Monitor, Cardiac, Portable | Philips
NO | YES |  |  |  | 099-02471 | 099-02471 | Philips Healthcare | IntelliVue MP50 |  | DE44031513 | Katy-NICU |  |  |  |  | 099-02471 | 099-02471 | Katy | MHHS-Katy | Katy-NICU | E311 | [5 empty] | Monitor, Cardiac, Portable | MONITORCARDIAPORTABLE-Philips-IntelliVue MP50 | [12 empty] | MCP-A | [10 empty] | MONITORCARDIAPORTABLE | Monitor, Cardiac, Portable | Philips
NO | YES |  |  |  | 133-03194 | 133-03194 | Philips Healthcare | IntelliVue MP50 |  | DE44031508 | Katy-ER |  |  |  |  | 133-03194 | 133-03194 | Katy | MHHS-Katy | Katy-ER | ER | 10/1/19 | 10/1/20 |  |  |  | Monitor, Cardiac, Portable | MONITORCARDIAPORTABLE-Philips-IntelliVue MP50 | [12 empty] | MCP-A | [10 empty] | MONITORCARDIAPORTABLE | Monitor, Cardiac, Portable | Philips
NO | YES |  |  |  | 013-08615 | 013-08615 | Philips Healthcare | IntelliVue MP50 |  | DE34702118 | SW-NICU |  |  |  |  | 013-08615 | 013-08615 | Southwest | MHHS-Southwest | SW-NICU | Hallway | 3/1/20 |  | 3/1/20
YES | YES | Serial Number Cnf |  |  | 041-12269 |  | Philips Healthcare | IntelliVue MP50 |  | CNF | Memorial City - Neonatal |  |  |  |  | 041-12269 |  | West | Memorial Hermann - Memorial City | Memorial City - Neonatal | MH4 108 Room 4M28 |  |  |  | Baby in Room under Bili Lights.
NO | YES | Serial Number DE91320232 |  |  | 013-17624 | 013-17624 | Philips Healthcare | IntelliVue MP5A |  | DE91320232 | SW-ER |  |  |  |  | 013-17624 | 013-17624 | Southwest | MHHS-Southwest | SW-ER |  | 2/1/20 |  | 2/1/21
NO | YES |  |  |  | 013-36990 | 013-36990 | Philips Healthcare | IntelliVue MP5A |  | DE537969770 | SW-ER |  |  |  |  | 013-36990 | 013-36990 | Southwest | MHHS-Southwest | SW-ER | Pod B 32
NO | NO |  |  |  | DE21002562 |  | Philips Healthcare | INTELLIVUE MP5SC SPOTCHECK MONITOR |  | DE21002562 | CY - Pacific Medical Temporary Philips Loaners | MHHS-Cypress |  |  |  | DE21002562 |  | Northwest & Cypress |  | CY - Pacific Medical Temporary Philips Loaners | [5 empty] | MONITORS, PHYSIOLOGIC, VITAL SIGNS |  | .needs class | [5 empty] | PHILIPS | [7 empty] | Covered PM Repair - Biomedical | MHHS-Cypress
NO | NO |  |  |  | DE21002608 |  | Philips Healthcare | INTELLIVUE MP5SC SPOTCHECK MONITOR |  | DE21002608 | CY - Pacific Medical Temporary Philips Loaners | MHHS-Cypress |  |  |  | DE21002608 |  | Northwest & Cypress |  | CY - Pacific Medical Temporary Philips Loaners | [5 empty] | MONITORS, PHYSIOLOGIC, VITAL SIGNS |  | .needs class | [5 empty] | PHILIPS | [7 empty] | Covered PM Repair - Biomedical | MHHS-Cypress
NO | NO |  |  |  | DE21002632 |  | Philips Healthcare | INTELLIVUE MP5SC SPOTCHECK MONITOR |  | DE21002632 | CY - Pacific Medical Temporary Philips Loaners | MHHS-Cypress |  |  |  | DE21002632 |  | Northwest & Cypress |  | CY - Pacific Medical Temporary Philips Loaners | [5 empty] | MONITORS, PHYSIOLOGIC, VITAL SIGNS |  | .needs class | [5 empty] | PHILIPS | [7 empty] | Covered PM Repair - Biomedical | MHHS-Cypress
NO | NO |  |  |  | DE21002653 |  | Philips Healthcare | INTELLIVUE MP5SC SPOTCHECK MONITOR |  | DE21002653 | CY - Pacific Medical Temporary Philips Loaners | MHHS-Cypress |  |  |  | DE21002653 |  | Northwest & Cypress |  | CY - Pacific Medical Temporary Philips Loaners | [5 empty] | MONITORS, PHYSIOLOGIC, VITAL SIGNS |  | .needs class | [5 empty] | PHILIPS | [7 empty] | Covered PM Repair - Biomedical | MHHS-Cypress
NO | NO |  |  |  | DE21002681 |  | Philips Healthcare | INTELLIVUE MP5SC SPOTCHECK MONITOR |  | DE21002681 | CY - Pacific Medical Temporary Philips Loaners | MHHS-Cypress |  |  |  | DE21002681 |  | Northwest & Cypress |  | CY - Pacific Medical Temporary Philips Loaners | [5 empty] | MONITORS, PHYSIOLOGIC, VITAL SIGNS |  | .needs class | [5 empty] | PHILIPS | [7 empty] | Covered PM Repair - Biomedical | MHHS-Cypress
NO | NO |  |  |  | DE21002707 |  | Philips Healthcare | INTELLIVUE MP5SC SPOTCHECK MONITOR |  | DE21002707 | CY - Pacific Medical Temporary Philips Loaners | MHHS-Cypress |  |  |  | DE21002707 |  | Northwest & Cypress |  | CY - Pacific Medical Temporary Philips Loaners | [5 empty] | MONITORS, PHYSIOLOGIC, VITAL SIGNS |  | .needs class | [5 empty] | PHILIPS | [7 empty] | Covered PM Repair - Biomedical | MHHS-Cypress
NO | NO |  |  |  | DE21002729 |  | Philips Healthcare | INTELLIVUE MP5SC SPOTCHECK MONITOR |  | DE21002729 | CY - Pacific Medical Temporary Philips Loaners | MHHS-Cypress |  |  |  | DE21002729 |  | Northwest & Cypress |  | CY - Pacific Medical Temporary Philips Loaners | [5 empty] | MONITORS, PHYSIOLOGIC, VITAL SIGNS |  | .needs class | [5 empty] | PHILIPS | [7 empty] | Covered PM Repair - Biomedical | MHHS-Cypress
NO | NO |  |  |  | DE21002739 |  | Philips Healthcare | INTELLIVUE MP5SC SPOTCHECK MONITOR |  | DE21002739 | CY - Pacific Medical Temporary Philips Loaners | MHHS-Cypress |  |  |  | DE21002739 |  | Northwest & Cypress |  | CY - Pacific Medical Temporary Philips Loaners | [5 empty] | MONITORS, PHYSIOLOGIC, VITAL SIGNS |  | .needs class | [5 empty] | PHILIPS | [7 empty] | Covered PM Repair - Biomedical | MHHS-Cypress
NO | NO |  |  |  | DE21002749 |  | Philips Healthcare | INTELLIVUE MP5SC SPOTCHECK MONITOR |  | DE21002749 | CY - Pacific Medical Temporary Philips Loaners | MHHS-Cypress |  |  |  | DE21002749 |  | Northwest & Cypress |  | CY - Pacific Medical Temporary Philips Loaners | [5 empty] | MONITORS, PHYSIOLOGIC, VITAL SIGNS |  | .needs class | [5 empty] | PHILIPS | [7 empty] | Covered PM Repair - Biomedical | MHHS-Cypress
NO | YES |  |  |  | 041-10908 | 041-10908 | Philips Healthcare | IntelliVue MP70 |  | DE73160768 | MEMORIAL CITY - ANESTHESIOLOGY |  |  |  |  | 041-10908 | 041-10908 | West |  | MEMORIAL CITY - ANESTHESIOLOGY
YES | YES | Serial Number Cnf |  |  | 041-07991 | 041-07991 | Philips Healthcare | IntelliVue MP70 |  | CNF | OR |  |  |  |  | 041-07991 | 041-07991 | West | Memorial Hermann - Memorial City | OR | E2 Room 300 Storage/Equipment Room
YES | YES |  |  |  | 041-12998 |  | Philips Healthcare | IntelliVue MP70 |  | M80075 | Memorial City - Neonatal |  |  |  |  | 041-12998 |  | West | Memorial Hermann - Memorial City | Memorial City - Neonatal | MH4 116 Room 4M25
YES | YES | Serial Number Cnf |  |  | 041-12997 |  | Philips Healthcare | IntelliVue MP70 |  | CNF | Memorial City - Neonatal |  |  |  |  | 041-12997 |  | West | Memorial Hermann - Memorial City | Memorial City - Neonatal | MH4 108 Room 4M28 |  |  |  | Baby in Room under Bili Lights.
NO | NO |  |  |  | DE83625358 |  | Philips Healthcare | INTELLIVUE MULTI MEASUREMENT SERVER X2 |  | DE83625358 | CY - Pacific Medical Temporary Philips Loaners | MHHS-Cypress |  |  |  | DE83625358 |  | Northwest & Cypress |  | CY - Pacific Medical Temporary Philips Loaners | [5 empty] | NETWORK SERVERS |  | .needs class | [5 empty] | PHILIPS | [7 empty] | Covered PM Repair - Biomedical | MHHS-Cypress
NO | NO |  |  |  | 013-37368 |  | Philips Healthcare | INTELLIVUE MULTI MEASUREMENT SERVER X2 |  | DE535L1541 | SW - HVI - CV ICU | MHHS-Southwest |  |  |  | 013-37368 |  | Southwest |  | SW - HVI - CV ICU | [5 empty] | NETWORK SERVERS |  | .needs class | [5 empty] | PHILIPS | [7 empty] | Covered PM Repair - Biomedical | MHHS-Southwest
NO | YES | Serial Number Us01442827 |  |  | 099-03784 | 099-03784 | Philips Healthcare | IntelliVue MX40 |  | Us01442827 | Katy-Med/Surg 5th Floor |  |  |  |  | 099-03784 | 099-03784 | Katy | MHHS-Katy | Katy-Med/Surg 5th Floor | Room 513 | [5 empty] | Transmitter, Telemetry | TRANSMITTERTELEMETRY-Philips-IntelliVue MX40 | [23 empty] | TRANSMITTERTELEMETRY | Transmitter, Telemetry | Philips
YES | YES |  |  |  | 099-03786 | 099-03786 | Philips Healthcare | IntelliVue MX40 |  | Uso1442288 | Med surg |  |  |  |  | 099-03786 | 099-03786 | Katy | Memorial Hermann Katy Hospital | Med surg | Room 520 |  |  |  | No pm |  | Transmitter, Telemetry | TRANSMITTERTELEMETRY-Philips-IntelliVue MX40 | [23 empty] | TRANSMITTERTELEMETRY | Transmitter, Telemetry | Philips
NO | YES |  |  |  | 099-03313 | 099-03313 | Philips Healthcare | IntelliVue MX40 |  | US01442325 | Katy-Med/Surg 6th Floor |  |  |  |  | 099-03313 | 099-03313 | Katy | MHHS-Katy | Katy-Med/Surg 6th Floor | [6 empty] | Transmitter, Telemetry | TRANSMITTERTELEMETRY-Philips-IntelliVue MX40 | [23 empty] | TRANSMITTERTELEMETRY | Transmitter, Telemetry | Philips
NO | YES |  |  |  | 099-03322 | 099-03322 | Philips Healthcare | IntelliVue MX40 |  | US01443677 | Katy-Med/Surg 6th Floor |  |  |  |  | 099-03322 | 099-03322 | Katy | MHHS-Katy | Katy-Med/Surg 6th Floor |  | 2/1/20 |  |  |  |  | Transmitter, Telemetry | TRANSMITTERTELEMETRY-Philips-IntelliVue MX40 | [23 empty] | TRANSMITTERTELEMETRY | Transmitter, Telemetry | Philips
YES | YES |  |  |  | 099-03664 | 099-03664 | Philips Healthcare | IntelliVue MX40 |  | USO1443671 | 6th floor |  |  |  |  | 099-03664 | 099-03664 | Katy | Memorial Hermann Katy Hospital | 6th floor | [6 empty] | Transmitter, Telemetry | TRANSMITTERTELEMETRY-Philips-IntelliVue MX40 | [23 empty] | TRANSMITTERTELEMETRY | Transmitter, Telemetry | Philips
NO | YES |  |  |  | 099-03325 | 099-03325 | Philips Healthcare | IntelliVue MX40 |  | US01445382 | Katy-Med/Surg 6th Floor |  |  |  |  | 099-03325 | 099-03325 | Katy | MHHS-Katy | Katy-Med/Surg 6th Floor | [6 empty] | Transmitter, Telemetry | TRANSMITTERTELEMETRY-Philips-IntelliVue MX40 | [23 empty] | TRANSMITTERTELEMETRY | Transmitter, Telemetry | Philips
NO | YES |  |  |  | 099-03041 | 099-03041 | Philips Healthcare | IntelliVue MX40 |  | Us01442280 | Katy-Med/Surg 7th Floor |  |  |  |  | 099-03041 | 099-03041 | Katy | MHHS-Katy | Katy-Med/Surg 7th Floor | [6 empty] | Transmitter, Telemetry | TRANSMITTERTELEMETRY-Philips-IntelliVue MX40 | [23 empty] | TRANSMITTERTELEMETRY | Transmitter, Telemetry | Philips
NO | YES |  |  |  | US03569719 | 099-02078 | Philips Healthcare | IntelliVue MX40 |  | US03569719 | Katy-Med/Surg 5th Floor |  |  |  |  | US03569719 | 099-02078 | Katy | MHHS-Katy | Katy-Med/Surg 5th Floor | RAU 7 |  |  |  | No pm |  | Transmitter, Telemetry | TRANSMITTERTELEMETRY-Philips-IntelliVue MX40 | [23 empty] | TRANSMITTERTELEMETRY | Transmitter, Telemetry | Philips
NO | YES |  |  |  | 099-02181 | 099-02181 | Philips Healthcare | IntelliVue MX40 |  | US01003890 | Katy-ER |  |  |  |  | 099-02181 | 099-02181 | Katy | Katy | Katy-ER | ER |  | 2/1/20 |  |  |  | Transmitter, Telemetry | TRANSMITTERTELEMETRY-Philips-IntelliVue MX40 | [23 empty] | TRANSMITTERTELEMETRY | Transmitter, Telemetry | Philips
NO | YES |  |  |  | 099-02182 | 099-02182 | Philips Healthcare | IntelliVue MX40 |  | US01003896 | Katy-ER |  |  |  |  | 099-02182 | 099-02182 | Katy | Katy | Katy-ER | ER | [5 empty] | Transmitter, Telemetry | TRANSMITTERTELEMETRY-Philips-IntelliVue MX40 | [23 empty] | TRANSMITTERTELEMETRY | Transmitter, Telemetry | Philips
NO | YES |  |  |  | 099-08278 | 099-08278 | Philips Healthcare | IntelliVue MX40 |  | US03569718 | Katy-ER |  |  |  |  | 099-08278 | 099-08278 | Katy | MHHS-Katy | Katy-ER | Nurse station
YES | YES | Serial Number US099G4679 |  |  | 099-04246 | 099-04246 | Philips Healthcare | IntelliVue MX40 |  | US099G4679 | Telemetry |  |  |  |  | 099-04246 | 099-04246 | Pearland | Memorial Hermann Pearland Hospital | Telemetry | Telemetry | 3/1/20 |  |  | MX.27 |  |  | TRANSMITTERTELEMETRY-Philips-IntelliVue MX40
NO | YES |  |  |  | 099-10874 | 099-10874 | Philips Healthcare | IntelliVue MX40 |  | US03570534 | SW-Telemetry |  |  |  |  | 099-10874 | 099-10874 | Southwest | MHHS-Southwest | SW-Telemetry | Tele 180 |  |  |  | New Add - number worn off
NO | YES |  |  |  | 099-13268 | 099-13268 | Philips Healthcare | IntelliVue MX40 |  | US01319807 | SW-Biomedical Services |  |  |  |  | 099-13268 | 099-13268 | Southwest | MHHS-Southwest | SW-Biomedical Services | Biomed shop |  |  |  | No PM Sticker
YES | YES |  |  |  | US01317475 | 099-07681 | Philips Healthcare | IntelliVue MX40 |  | US01317475 | SE - CLINICAL DECISION UNIT |  |  |  |  | US01317475 | 099-07681 | Southeast | Memorial Hermann Southeast Hospital | SE - CLINICAL DECISION UNIT | Bay 4 | [6 empty] | TRANSMITTERTELEMETRY-Philips-IntelliVue MX40
YES | YES |  |  |  | US09699562 | US09699562 | Philips Healthcare | IntelliVue MX40 |  | US09699562 | Clinical decision unit |  |  |  |  | US09699562 | US09699562 | Southeast | Memorial Hermann Southeast Hospital | Clinical decision unit | Room 6 | [6 empty] | TRANSMITTERTELEMETRY-Philips-IntelliVue MX40
NO | YES |  |  |  | 099-07686 | 099-07686 | Philips Healthcare | IntelliVue MX40 |  | US01325549 | SE-CDU (Old) |  |  |  |  | 099-07686 | 099-07686 | Southeast | MHHS-Southeast | SE-CDU (Old) | Bay 7
YES | YES | [5 empty] | Philips Healthcare | IntelliVue MX40 |  | You ass 010101 29 | SE - TELEMETRY | [7 empty] | ACP | SE - TELEMETRY | Tellemetry | 4/1/20 |  | 4/1/20 | No PM Sticker |  |  | TRANSMITTERTELEMETRY-Philips-IntelliVue MX40
YES | YES |  |  |  | 099-06023 | 099-06023 | Philips Healthcare | IntelliVue MX40 |  | US 0101-0136 | SE - TELEMETRY |  |  |  |  | 099-06023 | 099-06023 |  | ACP | SE - TELEMETRY | Tellemetry | 4/1/20 |  |  | No PM Sticker |  |  | TRANSMITTERTELEMETRY-Philips-IntelliVue MX40
YES | YES |  |  |  | 099-06022 | 099-06022 | Philips Healthcare | IntelliVue MX40 |  | Your ass 00701484 | SE - TELEMETRY |  |  |  |  | 099-06022 | 099-06022 |  | ACP | SE - TELEMETRY | Tellemetry | 4/1/20 |  |  | No PM Sticker |  |  | TRANSMITTERTELEMETRY-Philips-IntelliVue MX40
YES | YES |  |  |  | 099-06021 | 099-06021 | Philips Healthcare | IntelliVue MX40 |  | QS01010152 | SE - TELEMETRY |  |  |  |  | 099-06021 | 099-06021 |  | ACP | SE - TELEMETRY | Tellemetry | 4/1/20 |  |  | No PM Sticker |  |  | TRANSMITTERTELEMETRY-Philips-IntelliVue MX40
YES | YES |  |  |  | 099-06020 | 099-06020 | Philips Healthcare | IntelliVue MX40 |  | Your ass 09699568 | SE - TELEMETRY |  |  |  |  | 099-06020 | 099-06020 |  | ACP | SE - TELEMETRY | Tellemetry | 4/1/20 |  |  | No PM Sticker |  |  | TRANSMITTERTELEMETRY-Philips-IntelliVue MX40
YES | YES |  |  |  | 099-06018 | 099-06018 | Philips Healthcare | IntelliVue MX40 |  | US 01325540 | SE - TELEMETRY |  |  |  |  | 099-06018 | 099-06018 |  | ACP | SE - TELEMETRY | Tellemetry | 4/1/20 |  |  | No PM Sticker |  |  | TRANSMITTERTELEMETRY-Philips-IntelliVue MX40
YES | YES |  |  |  | 099-06017 | 099-06017 | Philips Healthcare | IntelliVue MX40 |  | Yo ass 01325550 | SE - TELEMETRY |  |  |  |  | 099-06017 | 099-06017 |  | ACP | SE - TELEMETRY | Tellemetry | 4/1/20 |  | 4/1/20 | No PM Sticker |  |  | TRANSMITTERTELEMETRY-Philips-IntelliVue MX40
YES | YES |  |  |  | 099-06016 | 099-06016 | Philips Healthcare | IntelliVue MX40 |  | US 01010027 | SE - TELEMETRY |  |  |  |  | 099-06016 | 099-06016 |  | ACP | SE - TELEMETRY | Tellemetry | [6 empty] | TRANSMITTERTELEMETRY-Philips-IntelliVue MX40
YES | YES |  |  |  | 099-06015 | 099-06015 | Philips Healthcare | IntelliVue MX40 |  | Yo ass 01325567 | SE - TELEMETRY |  |  |  |  | 099-06015 | 099-06015 |  | ACP | SE - TELEMETRY | Tellemetry | [6 empty] | TRANSMITTERTELEMETRY-Philips-IntelliVue MX40
YES | YES |  |  |  | 099-06045 | 099-06045 | Philips Healthcare | IntelliVue MX40 |  | Yo S01325535 | SE - TELEMETRY |  |  |  |  | 099-06045 | 099-06045 |  | ACP | SE - TELEMETRY | Tellemetry | 4/1/20 |  |  | No PM Sticker |  |  | TRANSMITTERTELEMETRY-Philips-IntelliVue MX40
NO | YES |  |  |  | 099-06044 | 099-06044 | Philips Healthcare | IntelliVue MX40 |  | US01325552 | SE - TELEMETRY |  |  |  |  | 099-06044 | 099-06044 |  | ACP | SE - TELEMETRY | Tellemetry | 4/1/20 |  |  | No PM Sticker
YES | YES |  |  |  | 099-06043 | 099-06043 | Philips Healthcare | IntelliVue MX40 |  | US 01010158 | SE - TELEMETRY |  |  |  |  | 099-06043 | 099-06043 |  | ACP | SE - TELEMETRY | Tellemetry | 4/1/20 |  |  | No PM Sticker |  |  | TRANSMITTERTELEMETRY-Philips-IntelliVue MX40
NO | YES |  |  |  | 099-06042 | 099-06042 | Philips Healthcare | IntelliVue MX40 |  | US03568660 | SE - TELEMETRY |  |  |  |  | 099-06042 | 099-06042 |  | ACP | SE - TELEMETRY | Tellemetry | 4/1/20 |  | 4/1/20
YES | YES |  |  |  | 099-06041 | 099-06041 | Philips Healthcare | IntelliVue MX40 |  | Your ass 010100036 | SE - TELEMETRY |  |  |  |  | 099-06041 | 099-06041 |  | ACP | SE - TELEMETRY | Tellemetry | 4/1/20 |  | 4/1/20 | No PM Sticker |  |  | TRANSMITTERTELEMETRY-Philips-IntelliVue MX40
YES | YES |  |  |  | 009-34666 | 009-34666 | Philips Healthcare | IntelliVue MX40 |  | US099G8360 | GH - CDU |  |  |  |  | 009-34666 | 009-34666 | Central | Memorial Hermann Greater Heights Hospital | GH - CDU | CDU Nurses Station CDU 6 |  |  |  | No pm sticker
NO | YES |  |  |  | 009-33958 | 009-33958 | Philips Healthcare | IntelliVue MX40 |  | US097C9604 | GH - CLINICAL DECISION UNIT (CDU) |  |  |  |  | 009-33958 | 009-33958 | Central | Memorial Hermann Greater Heights Hospital | GH - CLINICAL DECISION UNIT (CDU) | CDU nurses station |  |  |  | No pm sticker
YES | YES |  |  |  | US099G4684 | 099-04105 | Philips Healthcare | IntelliVue MX40-1C4 |  | US099G4684 | Med surg |  |  |  |  | US099G4684 | 099-04105 | Pearland | Memorial Hermann Pearland Hospital | Med surg | Room 308 |  |  |  | No pm
YES | YES |  |  |  | 099-04107 | 099-04107 | Philips Healthcare | IntelliVue MX40-1C4 |  | Us099g4681 | Med surg |  |  |  |  | 099-04107 | 099-04107 | Pearland | Memorial Hermann Pearland Hospital | Med surg | Room 34 |  |  |  | No pm
YES | YES |  |  |  | 099-04338 | 099-04338 | Philips Healthcare | IntelliVue MX40-1C4 |  | US099G4683 | PEARLAND - LABOR |  |  |  |  | 099-04338 | 099-04338 | Pearland | Memorial Hermann Pearland Hospital | PEARLAND - LABOR |  | 2/1/20
NO | YES |  |  |  | 151-04404 | 151-04404 | Philips Healthcare | IntelliVue MX40-1C4 |  | US01008014 | Katy-Med/Surg 5th Floor |  |  |  |  | 151-04404 | 151-04404 | Katy | MHHS-Katy | Katy-Med/Surg 5th Floor | Room 502
NO | YES |  |  |  | 099-03992 | 099-03992 | Philips Healthcare | IntelliVue MX40-1C4 |  | US01324526 | Katy-Med/Surg 6th Floor |  |  |  |  | 099-03992 | 099-03992 | Katy | MHHS-Katy | Katy-Med/Surg 6th Floor | Room 605
NO | YES |  |  |  | 099-03126 | 099-03126 | Philips Healthcare | IntelliVue MX40-1C4 |  | Us01441018 | Katy-Med/Surg 6th Floor |  |  |  |  | 099-03126 | 099-03126 | Katy | MHHS-Katy | Katy-Med/Surg 6th Floor
NO | YES |  |  |  | 099-04001 | 099-04001 | Philips Healthcare | IntelliVue MX40-1C4 |  | US01442302 | Katy-Med/Surg 6th Floor |  |  |  |  | 099-04001 | 099-04001 | Katy | MHHS-Katy | Katy-Med/Surg 6th Floor | Room 620
NO | YES |  |  |  | 099-04181 | 099-04181 | Philips Healthcare | IntelliVue MX40-1C4 |  | US03571569 | Katy-Med/Surg 7th Floor |  |  |  |  | 099-04181 | 099-04181 | Katy | MHHS-Katy | Katy-Med/Surg 7th Floor | Room 710
YES | YES |  |  |  | 099-03146 | 099-03146 | Philips Healthcare | IntelliVue MX40-1C4 |  |  | KATY - MED/SURG 7TH FLOOR |  |  |  |  | 099-03146 | 099-03146 | Katy | Memorial Hermann Katy Hospital | KATY - MED/SURG 7TH FLOOR
NO | YES |  |  |  | 099-02542 | 099-02542 | Philips Healthcare | IntelliVue MX40-1C4 |  | US03569717 | Katy-IMU |  |  |  |  | 099-02542 | 099-02542 | Katy | MHHS-Katy | Katy-IMU | Room 20
NO | YES |  |  |  | 099-00210 | 099-00210 | Philips Healthcare | IntelliVue MX40-1C4 |  | US01003897 | Katy-Biomedical Services |  |  |  |  | 099-00210 | 099-00210 | Katy | MHHS-Katy | Katy-Biomedical Services | Biomed Office
NO | YES |  |  |  | 129-31300 | 129-31300 | Philips Healthcare | IntelliVue MX40-1C4 |  | US09681133 | Tele |  |  |  |  | 129-31300 | 129-31300 | Sugar Land | Memorial Herman Hospital - Sugar Land | Tele | Biomed shop
NO | YES |  |  |  | 129-31493 | 129-31493 | Philips Healthcare | IntelliVue MX40-1C4 |  | US01442749 | Tele |  |  |  |  | 129-31493 | 129-31493 | Sugar Land | Memorial Herman Hospital - Sugar Land | Tele | Biomed shop
NO | YES |  |  |  | 013-39004 | 013-39004 | Philips Healthcare | IntelliVue MX40-1C4 |  | US01442297 | Katy-Telemetry |  |  |  |  | 013-39004 | 013-39004 | Katy | MHHS-Katy | Katy-Telemetry | ER
NO | YES |  |  |  | 013-39005 | 013-39005 | Philips Healthcare | IntelliVue MX40-1C4 |  | US01002998 | Katy-Telemetry |  |  |  |  | 013-39005 | 013-39005 | Katy | MHHS-Katy | Katy-Telemetry | ER
NO | YES |  |  |  | 013-39006 | 013-39006 | Philips Healthcare | IntelliVue MX40-1C4 |  | US01442308 | Katy-Telemetry |  |  |  |  | 013-39006 | 013-39006 | Katy | MHHS-Katy | Katy-Telemetry | ER
NO | YES |  |  |  | 099-08640 | 099-08640 | Philips Healthcare | IntelliVue MX40-1C4 |  | US00702912 | Katy-Telemetry |  |  |  |  | 099-08640 | 099-08640 | Katy | MHHS-Katy | Katy-Telemetry | ER
NO | YES |  |  |  | 099-08641 | 099-08641 | Philips Healthcare | IntelliVue MX40-1C4 |  | US01442291 | Katy-Telemetry |  |  |  |  | 099-08641 | 099-08641 | Katy | MHHS-Katy | Katy-Telemetry | ER
NO | YES | Serial Number US01442305 |  |  | 099-08642 | 099-08642 | Philips Healthcare | IntelliVue MX40-1C4 |  | US01442305 | Katy-Telemetry |  |  |  |  | 099-08642 | 099-08642 | Katy | MHHS-Katy | Katy-Telemetry | ER | 3/1/20
NO | YES | Serial Number US01440745 |  |  | 099-02220 | 099-02220 | Philips Healthcare | IntelliVue MX40-1C4 |  | US01440745 | Katy-Telemetry |  |  |  |  | 099-02220 | 099-02220 | Katy | MHHS-Katy | Katy-Telemetry | ER
NO | YES |  |  |  | 099-08643 | 099-08643 | Philips Healthcare | IntelliVue MX40-1C4 |  | US01442340 | Katy-Telemetry |  |  |  |  | 099-08643 | 099-08643 | Katy | MHHS-Katy | Katy-Telemetry | Tele
NO | YES |  |  |  | 099-08644 | 099-08644 | Philips Healthcare | IntelliVue MX40-1C4 |  | US01013189 | Katy-Telemetry |  |  |  |  | 099-08644 | 099-08644 | Katy | MHHS-Katy | Katy-Telemetry | Tele
NO | YES |  |  |  | 099-08645 | 099-08645 | Philips Healthcare | IntelliVue MX40-1C4 |  | US01440750 | Katy-Telemetry |  |  |  |  | 099-08645 | 099-08645 | Katy | MHHS-Katy | Katy-Telemetry | Tele
NO | YES |  |  |  | 099-08646 | 099-08646 | Philips Healthcare | IntelliVue MX40-1C4 |  | US01442301 | Katy-Telemetry |  |  |  |  | 099-08646 | 099-08646 | Katy | MHHS-Katy | Katy-Telemetry | Tele
NO | YES |  |  |  | 099-08647 | 099-08647 | Philips Healthcare | IntelliVue MX40-1C4 |  | US01442321 | Katy-Telemetry |  |  |  |  | 099-08647 | 099-08647 | Katy | MHHS-Katy | Katy-Telemetry | Tele
NO | YES |  |  |  | 099-08648 | 099-08648 | Philips Healthcare | IntelliVue MX40-1C4 |  | US01443673 | Katy-Telemetry |  |  |  |  | 099-08648 | 099-08648 | Katy | MHHS-Katy | Katy-Telemetry | Tele
NO | YES |  |  |  | 099-08744 | 099-08744 | Philips Healthcare | IntelliVue MX40-1C4 |  | US01429389 | Katy-Telemetry |  |  |  |  | 099-08744 | 099-08744 | Katy | MHHS-Katy | Katy-Telemetry | Tele
NO | YES |  |  |  | 099-08745 | 099-08745 | Philips Healthcare | IntelliVue MX40-1C4 |  | US03571574 | Katy-Telemetry |  |  |  |  | 099-08745 | 099-08745 | Katy | MHHS-Katy | Katy-Telemetry | Tele
NO | YES | Asset Tag 145-00016 |  |  | 145-00016 | 145-00016 | Philips Healthcare | IntelliVue MX40-1C4 |  | US03573660 | Pearland-Telemetry |  |  |  |  | 145-00016 | 145-00016 | Pearland | MHHS-Pearland Hospital | Pearland-Telemetry | Tele
NO | YES |  |  |  | 099-14074 | 099-14074 | Philips Healthcare | IntelliVue MX40-1C4 |  | US01003894 | SW-Biomedical Services |  |  |  |  | 099-14074 | 099-14074 | Southwest | MHHS-Southwest | SW-Biomedical Services | Biomed Shop
NO | YES |  |  |  | 151-03577 | 151-03577 | Philips Healthcare | INTELLIVUE MX400 |  | DE671F8224 | CY-ER | MHHS-Cypress |  | Monitor, Cardiac, Fixed |  | 151-03577 | 151-03577 | Northwest | MHHS-Cypress | CY-ER | M1 401 treatment 17 | 6/1/19 | 6/1/20 |  |  | MONITORS, PHYSIOLOGIC, VITAL SIGNS | Monitor, Cardiac, Fixed | MONITORCARDIACFIXED-Philips-Intellivue MX400 | MONITORCARDIACFIXED | Intellivue MX400 |  |  |  | Philips | Monitor, Cardiac, Fixed |  | MONITORCARDIACFIXED-Philips-Intellivue MX400 |  | 9/16/14 |  | MCH-A | Covered PM Repair - Biomedical | MHHS-Cypress | [8 empty] | MONITORCARDIACFIXED | Monitor, Cardiac, Fixed | Philips
NO | YES |  |  |  | 151-03578 | 151-03578 | Philips Healthcare | INTELLIVUE MX400 |  | DE671F8247 | CY-ER | MHHS-Cypress |  | Monitor, Cardiac, Fixed |  | 151-03578 | 151-03578 | Northwest | MHHS-Cypress | CY-ER | ER ROOM 16 | 6/1/19 | 6/1/20 |  |  | MONITORS, PHYSIOLOGIC, VITAL SIGNS | Monitor, Cardiac, Fixed | MONITORCARDIACFIXED-Philips-Intellivue MX400 | MONITORCARDIACFIXED | Intellivue MX400 |  |  |  | Philips | Monitor, Cardiac, Fixed |  | MONITORCARDIACFIXED-Philips-Intellivue MX400 |  | 9/16/14 |  | MCH-A | Covered PM Repair - Biomedical | MHHS-Cypress | [8 empty] | MONITORCARDIACFIXED | Monitor, Cardiac, Fixed | Philips
NO | YES |  |  |  | 151-03579 | 151-03579 | Philips Healthcare | INTELLIVUE MX400 |  | DE671F8235 | CY-ER | MHHS-Cypress |  | Monitor, Cardiac, Fixed |  | 151-03579 | 151-03579 | Northwest | MHHS-Cypress | CY-ER | Er | 6/1/19 | 6/1/20 |  |  | MONITORS, PHYSIOLOGIC, VITAL SIGNS | Monitor, Cardiac, Fixed | MONITORCARDIACFIXED-Philips-Intellivue MX400 | MONITORCARDIACFIXED | Intellivue MX400 |  |  |  | Philips | Monitor, Cardiac, Fixed |  | MONITORCARDIACFIXED-Philips-Intellivue MX400 |  | 9/16/14 |  | MCH-A | Covered PM Repair - Biomedical | MHHS-Cypress | [8 empty] | MONITORCARDIACFIXED | Monitor, Cardiac, Fixed | Philips
NO | YES |  |  |  | 151-03581 | 151-03581 | Philips Healthcare | INTELLIVUE MX400 |  | DE671F8240 | CY-ER | MHHS-Cypress |  | Monitor, Cardiac, Fixed |  | 151-03581 | 151-03581 | Northwest | MHHS-Cypress | CY-ER | Treatment 14 | 6/1/19 | 6/1/20 |  |  | MONITORS, PHYSIOLOGIC, VITAL SIGNS | Monitor, Cardiac, Fixed | MONITORCARDIACFIXED-Philips-Intellivue MX400 | MONITORCARDIACFIXED | Intellivue MX400 |  |  |  | Philips | Monitor, Cardiac, Fixed |  | MONITORCARDIACFIXED-Philips-Intellivue MX400 |  | 9/16/14 |  | MCH-A | Covered PM Repair - Biomedical | MHHS-Cypress | [8 empty] | MONITORCARDIACFIXED | Monitor, Cardiac, Fixed | Philips
NO | YES |  |  |  | 151-03583 | 151-03583 | Philips Healthcare | INTELLIVUE MX400 |  | DE671F8229 | CY-ER | MHHS-Cypress |  | Monitor, Cardiac, Fixed |  | 151-03583 | 151-03583 | Northwest | MHHS-Cypress | CY-ER | M1 405 Treatment |  |  |  |  | MONITORS, PHYSIOLOGIC, VITAL SIGNS | Monitor, Cardiac, Fixed | MONITORCARDIACFIXED-Philips-Intellivue MX400 | MONITORCARDIACFIXED | Intellivue MX400 |  |  |  | Philips | Monitor, Cardiac, Fixed |  | MONITORCARDIACFIXED-Philips-Intellivue MX400 |  | 9/16/14 |  | MCH-A | Covered PM Repair - Biomedical | MHHS-Cypress | [8 empty] | MONITORCARDIACFIXED | Monitor, Cardiac, Fixed | Philips
NO | YES |  |  |  | 151-03586 | 151-03586 | Philips Healthcare | INTELLIVUE MX400 |  | DE671F8249 | CY-ER | MHHS-Cypress |  | Monitor, Cardiac, Fixed |  | 151-03586 | 151-03586 | Northwest | MHHS-Cypress | CY-ER | Treatment 11 | 6/1/19 | 6/1/20 |  |  | MONITORS, PHYSIOLOGIC, VITAL SIGNS | Monitor, Cardiac, Fixed | MONITORCARDIACFIXED-Philips-Intellivue MX400 | MONITORCARDIACFIXED | Intellivue MX400 |  |  |  | Philips | Monitor, Cardiac, Fixed |  | MONITORCARDIACFIXED-Philips-Intellivue MX400 |  | 9/16/14 |  | MCH-A | Covered PM Repair - Biomedical | MHHS-Cypress | [8 empty] | MONITORCARDIACFIXED | Monitor, Cardiac, Fixed | Philips
NO | YES |  |  |  | 151-03588 | 151-03588 | Philips Healthcare | INTELLIVUE MX400 |  | DE671F8245 | CY-ER | MHHS-Cypress |  | Monitor, Cardiac, Fixed |  | 151-03588 | 151-03588 | Northwest | MHHS-Cypress | CY-ER | Rm 9 | 6/1/19 | 6/1/20 |  |  | MONITORS, PHYSIOLOGIC, VITAL SIGNS | Monitor, Cardiac, Fixed | MONITORCARDIACFIXED-Philips-Intellivue MX400 | MONITORCARDIACFIXED | Intellivue MX400 |  |  |  | Philips | Monitor, Cardiac, Fixed |  | MONITORCARDIACFIXED-Philips-Intellivue MX400 |  | 9/16/14 |  | MCH-A | Covered PM Repair - Biomedical | MHHS-Cypress | [8 empty] | MONITORCARDIACFIXED | Monitor, Cardiac, Fixed | Philips
NO | YES |  |  |  | 151-03593 | 151-03593 | Philips Healthcare | INTELLIVUE MX400 |  | DE671F8248 | CY-ER | MHHS-Cypress |  | Monitor, Cardiac, Fixed |  | 151-03593 | 151-03593 | Northwest | MHHS-Cypress | CY-ER | Treatment room | 6/1/19 | 6/1/20 |  |  | MONITORS, PHYSIOLOGIC, VITAL SIGNS | Monitor, Cardiac, Fixed | MONITORCARDIACFIXED-Philips-Intellivue MX400 | MONITORCARDIACFIXED | Intellivue MX400 |  |  |  | Philips | Monitor, Cardiac, Fixed |  | MONITORCARDIACFIXED-Philips-Intellivue MX400 |  | 9/16/14 |  | MCH-A | Covered PM Repair - Biomedical | MHHS-Cypress | [8 empty] | MONITORCARDIACFIXED | Monitor, Cardiac, Fixed | Philips
NO | YES |  |  |  | 151-03594 | 151-03594 | Philips Healthcare | INTELLIVUE MX400 |  | DE671F8251 | CY-ER | MHHS-Cypress |  | Monitor, Cardiac, Fixed |  | 151-03594 | 151-03594 | Northwest | MHHS-Cypress | CY-ER | M1 408 Treatment | 6/1/19 | 6/1/20 |  |  | MONITORS, PHYSIOLOGIC, VITAL SIGNS | Monitor, Cardiac, Fixed | MONITORCARDIACFIXED-Philips-Intellivue MX400 | MONITORCARDIACFIXED | Intellivue MX400 |  |  |  | Philips | Monitor, Cardiac, Fixed |  | MONITORCARDIACFIXED-Philips-Intellivue MX400 |  | 9/16/14 |  | MCH-A | Covered PM Repair - Biomedical | MHHS-Cypress | [8 empty] | MONITORCARDIACFIXED | Monitor, Cardiac, Fixed | Philips
NO | YES |  |  |  | 151-03595 | 151-03595 | Philips Healthcare | INTELLIVUE MX400 |  | DE671F8231 | CY-ER | MHHS-Cypress |  | Monitor, Cardiac, Fixed |  | 151-03595 | 151-03595 | Northwest | MHHS-Cypress | CY-ER | Room 12 | 6/1/19 | 6/1/20 |  |  | MONITORS, PHYSIOLOGIC, VITAL SIGNS | Monitor, Cardiac, Fixed | MONITORCARDIACFIXED-Philips-Intellivue MX400 | MONITORCARDIACFIXED | Intellivue MX400 |  |  |  | Philips | Monitor, Cardiac, Fixed |  | MONITORCARDIACFIXED-Philips-Intellivue MX400 |  | 9/16/14 |  | MCH-A | Covered PM Repair - Biomedical | MHHS-Cypress | [8 empty] | MONITORCARDIACFIXED | Monitor, Cardiac, Fixed | Philips
NO | YES |  |  |  | 151-03321 | 151-03321 | Philips Healthcare | INTELLIVUE MX400 |  | DE671F8228 | CY-Labor & Delivery | MHHS-Cypress |  | Monitor, Cardiac, Fixed |  | 151-03321 | 151-03321 | Northwest | MHHS-Cypress | CY-Labor & Delivery | LDR 5 | 6/1/19 | 6/1/20 |  |  | MONITORS, PHYSIOLOGIC, VITAL SIGNS | Monitor, Cardiac, Fixed | MONITORCARDIACFIXED-Philips-Intellivue MX400 | MONITORCARDIACFIXED | Intellivue MX400 |  |  |  | Philips | Monitor, Cardiac, Fixed |  | MONITORCARDIACFIXED-Philips-Intellivue MX400 |  | 9/16/14 |  | MCH-A | Covered PM Repair - Biomedical | MHHS-Cypress | [8 empty] | MONITORCARDIACFIXED | Monitor, Cardiac, Fixed | Philips
NO | YES |  |  |  | 151-03323 | 151-03323 | Philips Healthcare | INTELLIVUE MX400 |  | DE671F8237 | CY-Labor & Delivery | MHHS-Cypress |  | Monitor, Cardiac, Fixed |  | 151-03323 | 151-03323 | Northwest | MHHS-Cypress | CY-Labor & Delivery |  | 6/1/19 |  |  |  | MONITORS, PHYSIOLOGIC, VITAL SIGNS | Monitor, Cardiac, Fixed | MONITORCARDIACFIXED-Philips-Intellivue MX400 | MONITORCARDIACFIXED | Intellivue MX400 |  |  |  | Philips | Monitor, Cardiac, Fixed |  | MONITORCARDIACFIXED-Philips-Intellivue MX400 |  |  |  | MCH-A | Covered PM Repair - Biomedical | MHHS-Cypress | [8 empty] | MONITORCARDIACFIXED | Monitor, Cardiac, Fixed | Philips
NO | YES |  |  |  | 151-03325 | 151-03325 | Philips Healthcare | INTELLIVUE MX400 |  | DE671F8250 | CY-Labor & Delivery | MHHS-Cypress |  | Monitor, Cardiac, Fixed |  | 151-03325 | 151-03325 | Northwest | MHHS-Cypress | CY-Labor & Delivery | LDR 2 | 6/1/19 | 6/1/20 |  |  | MONITORS, PHYSIOLOGIC, VITAL SIGNS | Monitor, Cardiac, Fixed | MONITORCARDIACFIXED-Philips-Intellivue MX400 | MONITORCARDIACFIXED | Intellivue MX400 |  |  |  | Philips | Monitor, Cardiac, Fixed |  | MONITORCARDIACFIXED-Philips-Intellivue MX400 |  | 10/17/19 |  | MCH-A | Covered PM Repair - Biomedical | MHHS-Cypress | [8 empty] | MONITORCARDIACFIXED | Monitor, Cardiac, Fixed | Philips
NO | YES |  |  |  | 151-03327 | 151-03327 | Philips Healthcare | INTELLIVUE MX400 |  | DE671F8246 | CY-Labor & Delivery | MHHS-Cypress |  | Monitor, Cardiac, Fixed |  | 151-03327 | 151-03327 | Northwest | MHHS-Cypress | CY-Labor & Delivery | LDR 1 | 6/1/19 | 6/1/20 |  |  | MONITORS, PHYSIOLOGIC, VITAL SIGNS | Monitor, Cardiac, Fixed | MONITORCARDIACFIXED-Philips-Intellivue MX400 | MONITORCARDIACFIXED | Intellivue MX400 |  |  |  | Philips | Monitor, Cardiac, Fixed |  | MONITORCARDIACFIXED-Philips-Intellivue MX400 |  |  |  | MCH-A | Covered PM Repair - Biomedical | MHHS-Cypress | [8 empty] | MONITORCARDIACFIXED | Monitor, Cardiac, Fixed | Philips
NO | YES |  |  |  | 151-05108 | 151-05108 | Philips Healthcare | INTELLIVUE MX400 |  | DE671F8243 | CY-Labor & Delivery | MHHS-Cypress |  | Monitor, Cardiac, Fixed |  | 151-05108 | 151-05108 | Northwest | MHHS-Cypress | CY-Labor & Delivery | Ldrp 7 | 6/1/19 | 6/1/20 |  |  | MONITORS, PHYSIOLOGIC, VITAL SIGNS | Monitor, Cardiac, Fixed | MONITORCARDIACFIXED-Philips-Intellivue MX400 | MONITORCARDIACFIXED | Intellivue MX400 |  |  |  | Philips | Monitor, Cardiac, Fixed |  | MONITORCARDIACFIXED-Philips-Intellivue MX400 |  | 10/1/18 |  | MCH-A | Covered PM Repair - Biomedical | MHHS-Cypress | [8 empty] | MONITORCARDIACFIXED | Monitor, Cardiac, Fixed | Philips
NO | YES |  |  |  | 151-03394 | 151-03394 | Philips Healthcare | INTELLIVUE MX400 |  | DE671F8227 | CY-Preop | MHHS-Cypress |  | Monitor, Cardiac, Fixed |  | 151-03394 | 151-03394 | Northwest | MHHS-Cypress | CY-Preop | Preop 14 | 6/1/19 | 6/1/20 |  |  | MONITORS, PHYSIOLOGIC, VITAL SIGNS | Monitor, Cardiac, Fixed | MONITORCARDIACFIXED-Philips-Intellivue MX400 | MONITORCARDIACFIXED | Intellivue MX400 |  |  |  | Philips | Monitor, Cardiac, Fixed |  | MONITORCARDIACFIXED-Philips-Intellivue MX400 |  |  |  | MCH-A | Covered PM Repair - Biomedical | MHHS-Cypress | [8 empty] | MONITORCARDIACFIXED | Monitor, Cardiac, Fixed | Philips
NO | YES |  |  |  | 151-03398 | 151-03398 | Philips Healthcare | INTELLIVUE MX400 |  | DE671F8234 | CY-Preop | MHHS-Cypress |  | Monitor, Cardiac, Fixed |  | 151-03398 | 151-03398 | Northwest | MHHS-Cypress | CY-Preop | M3 402 | 6/1/19 | 6/1/20 |  |  | MONITORS, PHYSIOLOGIC, VITAL SIGNS | Monitor, Cardiac, Fixed | MONITORCARDIACFIXED-Philips-Intellivue MX400 | MONITORCARDIACFIXED | Intellivue MX400 |  |  |  | Philips | Monitor, Cardiac, Fixed |  | MONITORCARDIACFIXED-Philips-Intellivue MX400 |  |  |  | MCH-A | Covered PM Repair - Biomedical | MHHS-Cypress | [8 empty] | MONITORCARDIACFIXED | Monitor, Cardiac, Fixed | Philips
NO | YES |  |  |  | 151-03400 | 151-03400 | Philips Healthcare | INTELLIVUE MX400 |  | DE671F8241 | CY-Preop | MHHS-Cypress |  | Monitor, Cardiac, Fixed |  | 151-03400 | 151-03400 | Northwest | MHHS-Cypress | CY-Preop | M3 404 | 6/1/19 | 6/1/20 |  |  | MONITORS, PHYSIOLOGIC, VITAL SIGNS | Monitor, Cardiac, Fixed | MONITORCARDIACFIXED-Philips-Intellivue MX400 | MONITORCARDIACFIXED | Intellivue MX400 |  |  |  | Philips | Monitor, Cardiac, Fixed |  | MONITORCARDIACFIXED-Philips-Intellivue MX400 |  |  |  | MCH-A | Covered PM Repair - Biomedical | MHHS-Cypress | [8 empty] | MONITORCARDIACFIXED | Monitor, Cardiac, Fixed | Philips
NO | YES |  |  |  | 151-03402 | 151-04705 | Philips Healthcare | INTELLIVUE MX400 |  | DE671F8253 | CY-Preop | MHHS-Cypress |  | Monitor, Cardiac, Fixed |  | 151-03402 | 151-04705 | Northwest | MHHS-Cypress | CY-Preop | M3406 | 6/1/19 | 6/1/20 |  | Old number almost gone pasted new asset tag | MONITORS, PHYSIOLOGIC, VITAL SIGNS | Monitor, Cardiac, Fixed | MONITORCARDIACFIXED-Philips-Intellivue MX400 | MONITORCARDIACFIXED | Intellivue MX400 |  |  |  | Philips | Monitor, Cardiac, Fixed |  | MONITORCARDIACFIXED-Philips-Intellivue MX400 |  |  |  | MCH-A | Covered PM Repair - Biomedical | MHHS-Cypress | [8 empty] | MONITORCARDIACFIXED | Monitor, Cardiac, Fixed | Philips
NO | YES |  |  |  | 151-03404 | 151-03404 | Philips Healthcare | INTELLIVUE MX400 |  | DE671F8238 | CY-Preop | MHHS-Cypress |  | Monitor, Cardiac, Fixed |  | 151-03404 | 151-03404 | Northwest | MHHS-Cypress | CY-Preop | Pre op 7 | 6/1/19 | 6/1/20 |  |  | MONITORS, PHYSIOLOGIC, VITAL SIGNS | Monitor, Cardiac, Fixed | MONITORCARDIACFIXED-Philips-Intellivue MX400 | MONITORCARDIACFIXED | Intellivue MX400 |  |  |  | Philips | Monitor, Cardiac, Fixed |  | MONITORCARDIACFIXED-Philips-Intellivue MX400 |  |  |  | MCH-A | Covered PM Repair - Biomedical | MHHS-Cypress | [8 empty] | MONITORCARDIACFIXED | Monitor, Cardiac, Fixed | Philips
NO | YES |  |  |  | 151-03406 | 151-03406 | Philips Healthcare | INTELLIVUE MX400 |  | DE671F8225 | CY-Preop | MHHS-Cypress |  | Monitor, Cardiac, Fixed |  | 151-03406 | 151-03406 | Northwest | MHHS-Cypress | CY-Preop | Preop eight | 6/1/19 | 6/1/20 |  |  | MONITORS, PHYSIOLOGIC, VITAL SIGNS | Monitor, Cardiac, Fixed | MONITORCARDIACFIXED-Philips-Intellivue MX400 | MONITORCARDIACFIXED | Intellivue MX400 |  |  |  | Philips | Monitor, Cardiac, Fixed |  | MONITORCARDIACFIXED-Philips-Intellivue MX400 |  |  |  | MCH-A | Covered PM Repair - Biomedical | MHHS-Cypress | [8 empty] | MONITORCARDIACFIXED | Monitor, Cardiac, Fixed | Philips
NO | YES |  |  |  | 151-03408 | 151-03408 | Philips Healthcare | INTELLIVUE MX400 |  | DE671F8226 | CY-Preop | MHHS-Cypress |  | Monitor, Cardiac, Fixed |  | 151-03408 | 151-03408 | Northwest | MHHS-Cypress | CY-Preop | Pre op 9 | 6/1/19 | 6/1/20 |  |  | MONITORS, PHYSIOLOGIC, VITAL SIGNS | Monitor, Cardiac, Fixed | MONITORCARDIACFIXED-Philips-Intellivue MX400 | MONITORCARDIACFIXED | Intellivue MX400 |  |  |  | Philips | Monitor, Cardiac, Fixed |  | MONITORCARDIACFIXED-Philips-Intellivue MX400 |  |  |  | MCH-A | Covered PM Repair - Biomedical | MHHS-Cypress | [8 empty] | MONITORCARDIACFIXED | Monitor, Cardiac, Fixed | Philips
NO | YES |  |  |  | 151-03412 | 151-03412 | Philips Healthcare | INTELLIVUE MX400 |  | DE671F8242 | CY-Preop | MHHS-Cypress |  | Monitor, Cardiac, Fixed |  | 151-03412 | 151-03412 | Northwest | MHHS-Cypress | CY-Preop | Preop 11 | 6/1/19 | 6/1/20 |  |  | MONITORS, PHYSIOLOGIC, VITAL SIGNS | Monitor, Cardiac, Fixed | MONITORCARDIACFIXED-Philips-Intellivue MX400 | MONITORCARDIACFIXED | Intellivue MX400 |  |  |  | Philips | Monitor, Cardiac, Fixed |  | MONITORCARDIACFIXED-Philips-Intellivue MX400 |  |  |  | MCH-A | Covered PM Repair - Biomedical | MHHS-Cypress | [8 empty] | MONITORCARDIACFIXED | Monitor, Cardiac, Fixed | Philips
NO | YES |  |  |  | 151-03414 | 151-03414 | Philips Healthcare | INTELLIVUE MX400 |  | DE671F8244 | CY-Preop | MHHS-Cypress |  | Monitor, Cardiac, Fixed |  | 151-03414 | 151-03414 | Northwest | MHHS-Cypress | CY-Preop | Pre op room 12 | 6/1/19 | 6/1/20 |  |  | MONITORS, PHYSIOLOGIC, VITAL SIGNS | Monitor, Cardiac, Fixed | MONITORCARDIACFIXED-Philips-Intellivue MX400 | MONITORCARDIACFIXED | Intellivue MX400 |  |  |  | Philips | Monitor, Cardiac, Fixed |  | MONITORCARDIACFIXED-Philips-Intellivue MX400 |  |  |  | MCH-A | Covered PM Repair - Biomedical | MHHS-Cypress | [8 empty] | MONITORCARDIACFIXED | Monitor, Cardiac, Fixed | Philips
NO | YES |  |  |  | 151-03416 | 151-03416 | Philips Healthcare | INTELLIVUE MX400 |  | DE671F8254 | CY-Preop | MHHS-Cypress |  | Monitor, Cardiac, Fixed |  | 151-03416 | 151-03416 | Northwest | MHHS-Cypress | CY-Preop | Pre op 3 | 6/1/19 | 6/1/20 |  |  | MONITORS, PHYSIOLOGIC, VITAL SIGNS | Monitor, Cardiac, Fixed | MONITORCARDIACFIXED-Philips-Intellivue MX400 | MONITORCARDIACFIXED | Intellivue MX400 |  |  |  | Philips | Monitor, Cardiac, Fixed |  | MONITORCARDIACFIXED-Philips-Intellivue MX400 |  |  |  | MCH-A | Covered PM Repair - Biomedical | MHHS-Cypress | [8 empty] | MONITORCARDIACFIXED | Monitor, Cardiac, Fixed | Philips
NO | YES |  |  |  | 151-03418 | 151-03418 | Philips Healthcare | INTELLIVUE MX400 |  | DE671F8230 | CY-Central Supply | MHHS-Cypress |  | Monitor, Cardiac, Fixed |  | 151-03418 | 151-03418 | Northwest | MHHS-Cypress | CY-Central Supply | Preop 5 | 6/1/19 |  |  |  | MONITORS, PHYSIOLOGIC, VITAL SIGNS | Monitor, Cardiac, Fixed | MONITORCARDIACFIXED-Philips-Intellivue MX400 | MONITORCARDIACFIXED | Intellivue MX400 |  |  |  | Philips | Monitor, Cardiac, Fixed |  | MONITORCARDIACFIXED-Philips-Intellivue MX400 |  |  |  | MCH-A | Covered PM Repair - Biomedical | MHHS-Cypress | [8 empty] | MONITORCARDIACFIXED | Monitor, Cardiac, Fixed | Philips
NO | YES |  |  |  | 041-17888 | 041-17888 | Philips Healthcare | INTELLIVUE MX400 |  | DE35106925 | MEMORIAL CITY - ER | MHHS-Mem City |  | Monitor, Cardiac, Fixed |  | 041-17888 | 041-17888 | West | Memorialcity - memorial herman emergency center | MEMORIAL CITY - ER | E1-508 |  |  |  |  | MONITORS, PHYSIOLOGIC, VITAL SIGNS |  | MONITORCARDIACFIXED-Philips-Intellivue MX400 | MONITORCARDIACFIXED | Intellivue MX400 |  |  |  | Philips | Monitor, Cardiac, Fixed |  | MONITORCARDIACFIXED-Philips-Intellivue MX400 |  |  |  |  | Covered PM Repair - Biomedical | MHHS-Mem City
NO | YES |  |  |  | 041-17889 | 041-17889 | Philips Healthcare | INTELLIVUE MX400 |  | DE35106926 | MEMORIAL CITY - ER | MHHS-Mem City |  | Monitor, Cardiac, Fixed |  | 041-17889 | 041-17889 | West | Memorial Hermann Memorial City ER | MEMORIAL CITY - ER | E1 503 ER Rm 25 |  |  |  |  | MONITORS, PHYSIOLOGIC, VITAL SIGNS |  | MONITORCARDIACFIXED-Philips-Intellivue MX400 | MONITORCARDIACFIXED | Intellivue MX400 |  |  |  | Philips | Monitor, Cardiac, Fixed |  | MONITORCARDIACFIXED-Philips-Intellivue MX400 |  |  |  |  | Covered PM Repair - Biomedical | MHHS-Mem City
NO | YES |  |  |  | 041-21020 | 041-21020 | Philips Healthcare | INTELLIVUE MX400 |  | DE35186988 | Memorial City-Labor & Delivery | MHHS-Mem City |  | Monitor, Cardiac, Fixed |  | 041-21020 | 041-21020 | West | MHHS-Mem City | Memorial City-Labor & Delivery | OR 4 | 7/1/19 |  | 7/1/20 |  | MONITORS, PHYSIOLOGIC, VITAL SIGNS |  | MONITORCARDIACFIXED-Philips-Intellivue MX400 | MONITORCARDIACFIXED | Intellivue MX400 |  |  |  | Philips | Monitor, Cardiac, Fixed |  | MONITORCARDIACFIXED-Philips-Intellivue MX400 |  |  |  |  | Covered PM Repair - Biomedical | MHHS-Mem City
NO | YES |  |  |  | 041-21022 | 041-21022 | Philips Healthcare | INTELLIVUE MX400 |  | DE35186989 | Memorial City-Labor & Delivery | MHHS-Mem City |  | Monitor, Cardiac, Fixed |  | 041-21022 | 041-21022 | West | MHHS-Mem City | Memorial City-Labor & Delivery | OR 4 | 7/1/19 |  | 7/1/20 |  | MONITORS, PHYSIOLOGIC, VITAL SIGNS |  | MONITORCARDIACFIXED-Philips-Intellivue MX400 | MONITORCARDIACFIXED | Intellivue MX400 |  |  |  | Philips | Monitor, Cardiac, Fixed |  | MONITORCARDIACFIXED-Philips-Intellivue MX400 |  |  |  |  | Covered PM Repair - Biomedical | MHHS-Mem City
NO | YES |  |  |  | 041-19215 | 041-19215 | Philips Healthcare | INTELLIVUE MX400 |  | DE35136367 | MEMORIAL CITY - MHT - JHC RECOVER | MHHS-Mem City |  | Monitor, Cardiac, Fixed |  | 041-19215 | 041-19215 | West | Memorial Hermann Memorial City Medical Center | MEMORIAL CITY - MHT - JHC RECOVER | MEMORIAL CITY - MHT - JHC RECOVER |  |  |  |  | MONITORS, PHYSIOLOGIC, VITAL SIGNS |  | MONITORCARDIACFIXED-Philips-Intellivue MX400 | MONITORCARDIACFIXED | Intellivue MX400 |  |  |  | Philips | Monitor, Cardiac, Fixed |  | MONITORCARDIACFIXED-Philips-Intellivue MX400 |  |  |  |  | Covered PM Repair - Biomedical | MHHS-Mem City
NO | YES |  |  |  | 041-19216 | 041-19216 | Philips Healthcare | INTELLIVUE MX400 |  | DE35136383 | MEMORIAL CITY - MHT - JHC RECOVER | MHHS-Mem City |  | Monitor, Cardiac, Fixed |  | 041-19216 | 041-19216 | West | Memorial Hermann Memorial City Medical Center | MEMORIAL CITY - MHT - JHC RECOVER | MEMORIAL CITY - MHT - JHC RECOVER |  |  |  |  | MONITORS, PHYSIOLOGIC, VITAL SIGNS |  | MONITORCARDIACFIXED-Philips-Intellivue MX400 | MONITORCARDIACFIXED | Intellivue MX400 |  |  |  | Philips | Monitor, Cardiac, Fixed |  | MONITORCARDIACFIXED-Philips-Intellivue MX400 |  |  |  |  | Covered PM Repair - Biomedical | MHHS-Mem City
NO | YES |  |  |  | 041-19219 | 041-19219 | Philips Healthcare | INTELLIVUE MX400 |  | DE35136364 | Memorial City - Orthopedics Surgery | MHHS-Mem City |  | Monitor, Cardiac, Fixed |  | 041-19219 | 041-19219 | West | Memorial City - Memorial Hermann Hospital | Memorial City - Orthopedics Surgery | Recovery Stage 2 Bay 3 |  |  |  |  | MONITORS, PHYSIOLOGIC, VITAL SIGNS |  | MONITORCARDIACFIXED-Philips-Intellivue MX400 | MONITORCARDIACFIXED | Intellivue MX400 |  |  |  | Philips | Monitor, Cardiac, Fixed |  | MONITORCARDIACFIXED-Philips-Intellivue MX400 |  |  |  |  | Covered PM Repair - Biomedical | MHHS-Mem City
NO | YES |  |  |  | 041-19221 | 041-19221 | Philips Healthcare | INTELLIVUE MX400 |  | DE35136368 | MEMORIAL CITY - MHT - JHC RECOVER | MHHS-Mem City |  | Monitor, Cardiac, Fixed |  | 041-19221 | 041-19221 | West | Memorial Hermann Memorial City Medical Center | MEMORIAL CITY - MHT - JHC RECOVER | MEMORIAL CITY - MHT - JHC RECOVER |  |  |  |  | MONITORS, PHYSIOLOGIC, VITAL SIGNS |  | MONITORCARDIACFIXED-Philips-Intellivue MX400 | MONITORCARDIACFIXED | Intellivue MX400 |  |  |  | Philips | Monitor, Cardiac, Fixed |  | MONITORCARDIACFIXED-Philips-Intellivue MX400 |  |  |  |  | Covered PM Repair - Biomedical | MHHS-Mem City
NO | YES |  |  |  | 041-19224 | 041-19224 | Philips Healthcare | INTELLIVUE MX400 |  | DE35136369 | MEMORIAL CITY - MHT - JHC Recovery | MHHS-Mem City |  | Monitor, Cardiac, Fixed |  | 041-19224 | 041-19224 | West | Memorial Hermann Memorial City Medical Center | MEMORIAL CITY - MHT - JHC Recovery | MH11 Recovery Stage 2 Bay 2 |  |  |  |  | MONITORS, PHYSIOLOGIC, VITAL SIGNS |  | MONITORCARDIACFIXED-Philips-Intellivue MX400 | MONITORCARDIACFIXED | Intellivue MX400 |  |  |  | Philips | Monitor, Cardiac, Fixed |  | MONITORCARDIACFIXED-Philips-Intellivue MX400 |  |  |  |  | Covered PM Repair - Biomedical | MHHS-Mem City
NO | YES |  |  |  | 041-19225 | 041-19225 | Philips Healthcare | INTELLIVUE MX400 |  | DE35136365 | MEMORIAL CITY - MHT - JHC Recovery | MHHS-Mem City |  | Monitor, Cardiac, Fixed |  | 041-19225 | 041-19225 | West | Memorial Hermann Memorial City Medical Center | MEMORIAL CITY - MHT - JHC Recovery | MH11 Recovery Stage 2 Bay 1 |  |  |  |  | MONITORS, PHYSIOLOGIC, VITAL SIGNS |  | MONITORCARDIACFIXED-Philips-Intellivue MX400 | MONITORCARDIACFIXED | Intellivue MX400 |  |  |  | Philips | Monitor, Cardiac, Fixed |  | MONITORCARDIACFIXED-Philips-Intellivue MX400 |  |  |  |  | Covered PM Repair - Biomedical | MHHS-Mem City
NO | YES |  |  |  | 041-18455 | 041-18455 | Philips Healthcare | INTELLIVUE MX400 |  | DE35108015 | MEMORIAL CITY - Anesthesia | MHHS-Mem City |  | Monitor, Cardiac, Fixed |  | 041-18455 | 041-18455 | West | Memorial Hermann Memorial City Medical Center | MEMORIAL CITY - Anesthesia | Surgery Anesthesia Work Room |  |  |  |  | MONITORS, PHYSIOLOGIC, VITAL SIGNS |  | MONITORCARDIACFIXED-Philips-Intellivue MX400 | MONITORCARDIACFIXED | Intellivue MX400 |  |  |  | Philips | Monitor, Cardiac, Fixed |  | MONITORCARDIACFIXED-Philips-Intellivue MX400 |  |  |  |  | Covered PM Repair - Biomedical | MHHS-Mem City
NO | YES |  |  |  | 041-18456 | 041-18456 | Philips Healthcare | INTELLIVUE MX400 |  | DE35108014 | MEMORIAL CITY - Anesthesia | MHHS-Mem City |  | Monitor, Cardiac, Fixed |  | 041-18456 | 041-18456 | West | Memorial Hermann Memorial City Medical Center | MEMORIAL CITY - Anesthesia | Surgery Anesthesia Work Room |  |  |  |  | MONITORS, PHYSIOLOGIC, VITAL SIGNS |  | MONITORCARDIACFIXED-Philips-Intellivue MX400 | MONITORCARDIACFIXED | Intellivue MX400 |  |  |  | Philips | Monitor, Cardiac, Fixed |  | MONITORCARDIACFIXED-Philips-Intellivue MX400 |  |  |  |  | Covered PM Repair - Biomedical | MHHS-Mem City
NO | YES |  |  |  | 041-19078 | 041-19078 | Philips Healthcare | INTELLIVUE MX400 |  | DE35131934 | MEMORIAL CITY MOR | MHHS-Mem City |  | Monitor, Cardiac, Fixed |  | 041-19078 | 041-19078 | West | Memorial Hermann Memorial City Medical Center | MEMORIAL CITY MOR | MEMORIAL CITY MOR |  |  |  |  | MONITORS, PHYSIOLOGIC, VITAL SIGNS |  | MONITORCARDIACFIXED-Philips-Intellivue MX400 | MONITORCARDIACFIXED | Intellivue MX400 |  |  |  | Philips | Monitor, Cardiac, Fixed |  | MONITORCARDIACFIXED-Philips-Intellivue MX400 |  |  |  |  | Covered PM Repair - Biomedical | MHHS-Mem City
NO | YES |  |  |  | 041-20480 | 041-20480 | Philips Healthcare | INTELLIVUE MX400 |  | DE35158046 | MEMORIAL CITY MOR | MHHS-Mem City |  | Monitor, Cardiac, Fixed |  | 041-20480 | 041-20480 | West | Memorial Hermann Memorial City Medical Center | MEMORIAL CITY MOR | MEMORIAL CITY MOR |  |  |  |  | MONITORS, PHYSIOLOGIC, VITAL SIGNS |  | MONITORCARDIACFIXED-Philips-Intellivue MX400 | MONITORCARDIACFIXED | Intellivue MX400 |  |  |  | Philips | Monitor, Cardiac, Fixed |  | MONITORCARDIACFIXED-Philips-Intellivue MX400 |  |  |  |  | Covered PM Repair - Biomedical | MHHS-Mem City
NO | YES |  |  |  | 041-18204 | 041-18204 | Philips Healthcare | INTELLIVUE MX400 |  | DE34100796 | Memorial City-MOR Recovery | MHHS-Mem City |  | Monitor, Cardiac, Fixed |  | 041-18204 | 041-18204 | West | Memorial Hermann Memorial City Medical Center | Memorial City-MOR Recovery | E2 Nurses Station |  |  |  |  | MONITORS, PHYSIOLOGIC, VITAL SIGNS |  | MONITORCARDIACFIXED-Philips-Intellivue MX400 | MONITORCARDIACFIXED | Intellivue MX400 |  |  |  | Philips | Monitor, Cardiac, Fixed |  | MONITORCARDIACFIXED-Philips-Intellivue MX400 |  |  |  |  | Covered PM Repair - Biomedical | MHHS-Mem City
NO | YES |  |  |  | 041-18205 | 041-18205 | Philips Healthcare | INTELLIVUE MX400 |  | DE34100795 | MEMORIAL CITY - MOR RECOVERY | MHHS-Mem City |  | Monitor, Cardiac, Fixed |  | 041-18205 | 041-18205 | West | Memorial Hermann Memorial City Medical Center | MEMORIAL CITY - MOR RECOVERY | MEMORIAL CITY - MOR RECOVER |  |  |  |  | MONITORS, PHYSIOLOGIC, VITAL SIGNS |  | MONITORCARDIACFIXED-Philips-Intellivue MX400 | MONITORCARDIACFIXED | Intellivue MX400 |  |  |  | Philips | Monitor, Cardiac, Fixed |  | MONITORCARDIACFIXED-Philips-Intellivue MX400 |  |  |  |  | Covered PM Repair - Biomedical | MHHS-Mem City
NO | YES |  |  |  | 145-00192 | 145-00192 | Philips Healthcare | INTELLIVUE MX400 |  | DE35101783 | Pearland-Emergency Center | MHHS-Pearland Hospital |  | Monitor, Cardiac, Fixed |  | 145-00192 | 145-00192 | Pearland | MHHS-Pearland Hospital | Pearland-Emergency Center | Biomed shop | 2/1/19 | 2/1/20 |  |  | MONITORS, PHYSIOLOGIC, VITAL SIGNS | Monitor, Cardiac, Fixed | MONITORCARDIACFIXED-Philips-Intellivue MX400 | MONITORCARDIACFIXED | Intellivue MX400 |  |  |  | Philips | Monitor, Cardiac, Fixed |  | MONITORCARDIACFIXED-Philips-Intellivue MX400 |  |  |  | MCH-A | Covered PM Repair - Biomedical | MHHS-Pearland Hospital | [8 empty] | MONITORCARDIACFIXED | Monitor, Cardiac, Fixed | Philips
NO | YES |  |  |  | 145-00204 | 145-00204 | Philips Healthcare | INTELLIVUE MX400 |  | DE35101786 | Pearland-Emergency Center | MHHS-Pearland Hospital |  | Monitor, Cardiac, Fixed |  | 145-00204 | 145-00204 | Pearland | MHHS-Pearland Hospital | Pearland-Emergency Center | Treatment 10 | 2/1/19 | 2/1/20 |  |  | MONITORS, PHYSIOLOGIC, VITAL SIGNS | Monitor, Cardiac, Fixed | MONITORCARDIACFIXED-Philips-Intellivue MX400 | MONITORCARDIACFIXED | Intellivue MX400 |  |  |  | Philips | Monitor, Cardiac, Fixed |  | MONITORCARDIACFIXED-Philips-Intellivue MX400 |  | 4/14/16 |  | MCH-A | Covered PM Repair - Biomedical | MHHS-Pearland Hospital | [8 empty] | MONITORCARDIACFIXED | Monitor, Cardiac, Fixed | Philips
NO | YES |  |  |  | 145-00224 | 145-00224 | Philips Healthcare | INTELLIVUE MX400 |  | DE35101773 | Pearland-Emergency Center | MHHS-Pearland Hospital |  | Monitor, Cardiac, Fixed |  | 145-00224 | 145-00224 | Pearland | MHHS-Pearland Hospital | Pearland-Emergency Center | Treatment 12 | 2/1/20 | 2/1/21 |  |  | MONITORS, PHYSIOLOGIC, VITAL SIGNS | Monitor, Cardiac, Fixed | MONITORCARDIACFIXED-Philips-Intellivue MX400 | MONITORCARDIACFIXED | Intellivue MX400 |  |  |  | Philips | Monitor, Cardiac, Fixed |  | MONITORCARDIACFIXED-Philips-Intellivue MX400 |  | 4/14/16 |  | MCH-A | Covered PM Repair - Biomedical | MHHS-Pearland Hospital | [8 empty] | MONITORCARDIACFIXED | Monitor, Cardiac, Fixed | Philips
NO | YES |  |  |  | 145-00226 | 145-00226 | Philips Healthcare | INTELLIVUE MX400 |  | DE35101784 | Pearland-Emergency Center | MHHS-Pearland Hospital |  | Monitor, Cardiac, Fixed |  | 145-00226 | 145-00226 | Pearland | MHHS-Pearland Hospital | Pearland-Emergency Center | Hallway | 2/1/19 | 2/1/20 |  |  | MONITORS, PHYSIOLOGIC, VITAL SIGNS | Monitor, Cardiac, Fixed | MONITORCARDIACFIXED-Philips-Intellivue MX400 | MONITORCARDIACFIXED | Intellivue MX400 |  |  |  | Philips | Monitor, Cardiac, Fixed |  | MONITORCARDIACFIXED-Philips-Intellivue MX400 |  | 4/14/16 |  | MCH-A | Covered PM Repair - Biomedical | MHHS-Pearland Hospital | [8 empty] | MONITORCARDIACFIXED | Monitor, Cardiac, Fixed | Philips
NO | YES |  |  |  | 145-00228 | 145-00228 | Philips Healthcare | INTELLIVUE MX400 |  | DE35101781 | Pearland-Emergency Center | MHHS-Pearland Hospital |  | Monitor, Cardiac, Fixed |  | 145-00228 | 145-00228 | Pearland | MHHS-Pearland Hospital | Pearland-Emergency Center | Room 11 | 2/1/19 | 2/1/20 |  |  | MONITORS, PHYSIOLOGIC, VITAL SIGNS | Monitor, Cardiac, Fixed | MONITORCARDIACFIXED-Philips-Intellivue MX400 | MONITORCARDIACFIXED | Intellivue MX400 |  |  |  | Philips | Monitor, Cardiac, Fixed |  | MONITORCARDIACFIXED-Philips-Intellivue MX400 |  | 8/1/17 |  | MCH-A | Covered PM Repair - Biomedical | MHHS-Pearland Hospital | [8 empty] | MONITORCARDIACFIXED | Monitor, Cardiac, Fixed | Philips
NO | YES |  |  |  | 145-00230 | 145-00230 | Philips Healthcare | INTELLIVUE MX400 |  | DE35101787 | Pearland-Emergency Center | MHHS-Pearland Hospital |  | Monitor, Cardiac, Fixed |  | 145-00230 | 145-00230 | Pearland | MHHS-Pearland Hospital | Pearland-Emergency Center | Pearland ER - IR 1 |  |  |  |  | MONITORS, PHYSIOLOGIC, VITAL SIGNS | Monitor, Cardiac, Fixed | MONITORCARDIACFIXED-Philips-Intellivue MX400 | MONITORCARDIACFIXED | Intellivue MX400 |  |  |  | Philips | Monitor, Cardiac, Fixed |  | MONITORCARDIACFIXED-Philips-Intellivue MX400 |  | 11/1/18 |  | MCH-A | Covered PM Repair - Biomedical | MHHS-Pearland Hospital | [8 empty] | MONITORCARDIACFIXED | Monitor, Cardiac, Fixed | Philips
NO | YES |  |  |  | 145-00234 | 145-00234 | Philips Healthcare | INTELLIVUE MX400 |  | DE35101776 | Pearland-Emergency Center | MHHS-Pearland Hospital |  | Monitor, Cardiac, Fixed |  | 145-00234 | 145-00234 | Pearland | MHHS-Pearland Hospital | Pearland-Emergency Center | Treatment 9 | 2/1/19 | 2/1/20 |  |  | MONITORS, PHYSIOLOGIC, VITAL SIGNS | Monitor, Cardiac, Fixed | MONITORCARDIACFIXED-Philips-Intellivue MX400 | MONITORCARDIACFIXED | Intellivue MX400 |  |  |  | Philips | Monitor, Cardiac, Fixed |  | MONITORCARDIACFIXED-Philips-Intellivue MX400 |  | 2/6/20 |  | MCH-A | Not Covered Vendor Only - Rad, Low End | MHHS-Pearland Hospital | [8 empty] | MONITORCARDIACFIXED | Monitor, Cardiac, Fixed | Philips
NO | YES |  |  |  | 145-00236 | 145-00236 | Philips Healthcare | INTELLIVUE MX400 |  | DE35101790 | Pearland-Emergency Center | MHHS-Pearland Hospital |  | Monitor, Cardiac, Fixed |  | 145-00236 | 145-00236 | Pearland | MHHS-Pearland Hospital | Pearland-Emergency Center | Room 8 | 3/1/19 | 3/1/20 |  |  | MONITORS, PHYSIOLOGIC, VITAL SIGNS | Monitor, Cardiac, Fixed | MONITORCARDIACFIXED-Philips-Intellivue MX400 | MONITORCARDIACFIXED | Intellivue MX400 |  |  |  | Philips | Monitor, Cardiac, Fixed |  | MONITORCARDIACFIXED-Philips-Intellivue MX400 |  |  |  | MCH-A | Covered PM Repair - Biomedical | MHHS-Pearland Hospital | [8 empty] | MONITORCARDIACFIXED | Monitor, Cardiac, Fixed | Philips
NO | YES |  |  |  | 145-00238 | 145-00238 | Philips Healthcare | INTELLIVUE MX400 |  | DE35101785 | Pearland-Emergency Center | MHHS-Pearland Hospital |  | Monitor, Cardiac, Fixed |  | 145-00238 | 145-00238 | Pearland | MHHS-Pearland Hospital | Pearland-Emergency Center | Room 6 | 2/1/19 | 2/1/20 |  |  | MONITORS, PHYSIOLOGIC, VITAL SIGNS | Monitor, Cardiac, Fixed | MONITORCARDIACFIXED-Philips-Intellivue MX400 | MONITORCARDIACFIXED | Intellivue MX400 |  |  |  | Philips | Monitor, Cardiac, Fixed |  | MONITORCARDIACFIXED-Philips-Intellivue MX400 |  | 11/1/18 |  | MCH-A | Covered PM Repair - Biomedical | MHHS-Pearland Hospital | [8 empty] | MONITORCARDIACFIXED | Monitor, Cardiac, Fixed | Philips
NO | YES |  |  |  | 145-00242 | 145-00242 | Philips Healthcare | INTELLIVUE MX400 |  | DE35101779 | Pearland-Emergency Center | MHHS-Pearland Hospital |  | Monitor, Cardiac, Fixed |  | 145-00242 | 145-00242 | Pearland | MHHS-Pearland Hospital | Pearland-Emergency Center | Treatment 5 | 2/1/19 | 2/1/20 |  |  | MONITORS, PHYSIOLOGIC, VITAL SIGNS | Monitor, Cardiac, Fixed | MONITORCARDIACFIXED-Philips-Intellivue MX400 | MONITORCARDIACFIXED | Intellivue MX400 |  |  |  | Philips | Monitor, Cardiac, Fixed |  | MONITORCARDIACFIXED-Philips-Intellivue MX400 |  | 11/1/18 |  | MCH-A | Covered PM Repair - Biomedical | MHHS-Pearland Hospital | [8 empty] | MONITORCARDIACFIXED | Monitor, Cardiac, Fixed | Philips
NO | YES |  |  |  | 145-00244 | 145-00244 | Philips Healthcare | INTELLIVUE MX400 |  | DE35101774 | Pearland-Emergency Center | MHHS-Pearland Hospital |  | Monitor, Cardiac, Fixed |  | 145-00244 | 145-00244 | Pearland | MHHS-Pearland Hospital | Pearland-Emergency Center | Treatment 4 | 2/1/19 |  |  |  | MONITORS, PHYSIOLOGIC, VITAL SIGNS | Monitor, Cardiac, Fixed | MONITORCARDIACFIXED-Philips-Intellivue MX400 | MONITORCARDIACFIXED | Intellivue MX400 |  |  |  | Philips | Monitor, Cardiac, Fixed |  | MONITORCARDIACFIXED-Philips-Intellivue MX400 |  | 11/1/18 |  | MCH-A | Covered PM Repair - Biomedical | MHHS-Pearland Hospital | [8 empty] | MONITORCARDIACFIXED | Monitor, Cardiac, Fixed | Philips
NO | YES |  |  |  | 145-00258 | 145-00258 | Philips Healthcare | INTELLIVUE MX400 |  | DE35101777 | Pearland-Emergency Center | MHHS-Pearland Hospital |  | Monitor, Cardiac, Fixed |  | 145-00258 | 145-00258 | Pearland | MHHS-Pearland Hospital | Pearland-Emergency Center | Treatment 2 | 2/1/19 |  |  |  | MONITORS, PHYSIOLOGIC, VITAL SIGNS | Monitor, Cardiac, Fixed | MONITORCARDIACFIXED-Philips-Intellivue MX400 | MONITORCARDIACFIXED | Intellivue MX400 |  |  |  | Philips | Monitor, Cardiac, Fixed |  | MONITORCARDIACFIXED-Philips-Intellivue MX400 |  | 11/1/18 |  | MCH-A | Covered PM Repair - Biomedical | MHHS-Pearland Hospital | [8 empty] | MONITORCARDIACFIXED | Monitor, Cardiac, Fixed | Philips
NO | YES |  |  |  | 145-00260 | 145-00260 | Philips Healthcare | INTELLIVUE MX400 |  | DE35101782 | Pearland-Emergency Center | MHHS-Pearland Hospital |  | Monitor, Cardiac, Fixed |  | 145-00260 | 145-00260 | Pearland | MHHS-Pearland Hospital | Pearland-Emergency Center | Treatment 3 | 2/1/19 | 2/1/20 |  |  | MONITORS, PHYSIOLOGIC, VITAL SIGNS | Monitor, Cardiac, Fixed | MONITORCARDIACFIXED-Philips-Intellivue MX400 | MONITORCARDIACFIXED | Intellivue MX400 |  |  |  | Philips | Monitor, Cardiac, Fixed |  | MONITORCARDIACFIXED-Philips-Intellivue MX400 |  | 11/1/18 |  | MCH-A | Covered PM Repair - Biomedical | MHHS-Pearland Hospital | [8 empty] | MONITORCARDIACFIXED | Monitor, Cardiac, Fixed | Philips
NO | YES |  |  |  | 145-00411 | 145-00411 | Philips Healthcare | INTELLIVUE MX400 |  | DE35101775 | Pearland-Emergency Center | MHHS-Pearland Hospital |  | Monitor, Cardiac, Fixed |  | 145-00411 | 145-00411 | Pearland | MHHS-Pearland Hospital | Pearland-Emergency Center | Treatment 3 | 2/1/19 | 2/1/20 |  |  | MONITORS, PHYSIOLOGIC, VITAL SIGNS | Monitor, Cardiac, Fixed | MONITORCARDIACFIXED-Philips-Intellivue MX400 | MONITORCARDIACFIXED | Intellivue MX400 |  |  |  | Philips | Monitor, Cardiac, Fixed |  | MONITORCARDIACFIXED-Philips-Intellivue MX400 |  | 11/1/18 |  | MCH-A | Covered PM Repair - Biomedical | MHHS-Pearland Hospital | [8 empty] | MONITORCARDIACFIXED | Monitor, Cardiac, Fixed | Philips
NO | YES |  |  |  | 145-00704 | 145-00704 | Philips Healthcare | INTELLIVUE MX400 |  | DE35101789 | Pearland-Emergency Center | MHHS-Pearland Hospital |  | Monitor, Cardiac, Fixed |  | 145-00704 | 145-00704 | Pearland | MHHS-Pearland Hospital | Pearland-Emergency Center | IR-2 | 2/1/20 | 2/1/21 |  |  | MONITORS, PHYSIOLOGIC, VITAL SIGNS | Monitor, Cardiac, Fixed | MONITORCARDIACFIXED-Philips-Intellivue MX400 | MONITORCARDIACFIXED | Intellivue MX400 |  |  |  | Philips | Monitor, Cardiac, Fixed |  | MONITORCARDIACFIXED-Philips-Intellivue MX400 |  |  |  | MCH-A | Covered PM Repair - Biomedical | MHHS-Pearland Hospital | [8 empty] | MONITORCARDIACFIXED | Monitor, Cardiac, Fixed | Philips
NO | YES |  |  |  | 583-00685 | 583-00685 | Philips Healthcare | INTELLIVUE MX400 |  | DE35124503 | KT CCC-(KY)-Emergency Room | MHHS-South Katy CCC |  | Monitor, Cardiac, Fixed |  | 583-00685 | 583-00685 | Katy | MHHS-Others | KT CCC-(KY)-Emergency Room | Exam 1 | 5/1/19 | 5/1/20 |  |  | MONITORS, PHYSIOLOGIC, VITAL SIGNS | Monitor, Cardiac, Fixed | MONITORCARDIACFIXED-Philips-Intellivue MX400 | MONITORCARDIACFIXED | Intellivue MX400 |  |  |  | Philips | Monitor, Cardiac, Fixed |  | MONITORCARDIACFIXED-Philips-Intellivue MX400 |  |  |  | MCH-A | Covered PM Repair - Biomedical | MHHS-South Katy CCC | [8 empty] | MONITORCARDIACFIXED | Monitor, Cardiac, Fixed | Philips
NO | YES |  |  |  | 583-00687 | 583-00687 | Philips Healthcare | INTELLIVUE MX400 |  | DE35124507 | KT CCC-(KY)-Emergency Room | MHHS-South Katy CCC |  | Monitor, Cardiac, Fixed |  | 583-00687 | 583-00687 | Katy | MHHS-Others | KT CCC-(KY)-Emergency Room | Exam 2 | 5/1/19 | 5/1/20 |  |  | MONITORS, PHYSIOLOGIC, VITAL SIGNS | Monitor, Cardiac, Fixed | MONITORCARDIACFIXED-Philips-Intellivue MX400 | MONITORCARDIACFIXED | Intellivue MX400 |  |  |  | Philips | Monitor, Cardiac, Fixed |  | MONITORCARDIACFIXED-Philips-Intellivue MX400 |  |  |  | MCH-A | Covered PM Repair Labor Only - Biomedica | MHHS-South Katy CCC | [8 empty] | MONITORCARDIACFIXED | Monitor, Cardiac, Fixed | Philips
NO | YES |  |  |  | 583-00689 | 583-00689 | Philips Healthcare | INTELLIVUE MX400 |  | DE35124526 | KT CCC-(KY)-Emergency Room | MHHS-South Katy CCC |  | Monitor, Cardiac, Fixed |  | 583-00689 | 583-00689 | Katy | MHHS-Others | KT CCC-(KY)-Emergency Room | Exam 3 | 5/1/19 | 5/1/20 |  |  | MONITORS, PHYSIOLOGIC, VITAL SIGNS | Monitor, Cardiac, Fixed | MONITORCARDIACFIXED-Philips-Intellivue MX400 | MONITORCARDIACFIXED | Intellivue MX400 |  |  |  | Philips | Monitor, Cardiac, Fixed |  | MONITORCARDIACFIXED-Philips-Intellivue MX400 |  |  |  | MCH-A | Covered PM Repair - Biomedical | MHHS-South Katy CCC | [8 empty] | MONITORCARDIACFIXED | Monitor, Cardiac, Fixed | Philips
NO | YES |  |  |  | 583-00691 | 583-00691 | Philips Healthcare | INTELLIVUE MX400 |  | DE35124523 | KT CCC-(KY)-Emergency Room | MHHS-South Katy CCC |  | Monitor, Cardiac, Fixed |  | 583-00691 | 583-00691 | Katy | MHHS-Others | KT CCC-(KY)-Emergency Room | Exam 4 | 5/1/19 | 5/1/20 |  |  | MONITORS, PHYSIOLOGIC, VITAL SIGNS | Monitor, Cardiac, Fixed | MONITORCARDIACFIXED-Philips-Intellivue MX400 | MONITORCARDIACFIXED | Intellivue MX400 |  |  |  | Philips | Monitor, Cardiac, Fixed |  | MONITORCARDIACFIXED-Philips-Intellivue MX400 |  |  |  | MCH-A | Covered PM Repair - Biomedical | MHHS-South Katy CCC | [8 empty] | MONITORCARDIACFIXED | Monitor, Cardiac, Fixed | Philips
NO | YES |  |  |  | 583-00693 | 583-00693 | Philips Healthcare | INTELLIVUE MX400 |  | DE35124500 | KT CCC-(KY)-Emergency Room | MHHS-South Katy CCC |  | Monitor, Cardiac, Fixed |  | 583-00693 | 583-00693 | Katy | MHHS-Others | KT CCC-(KY)-Emergency Room | Exam 5 | 5/1/19 | 5/1/20 |  |  | MONITORS, PHYSIOLOGIC, VITAL SIGNS | Monitor, Cardiac, Fixed | MONITORCARDIACFIXED-Philips-Intellivue MX400 | MONITORCARDIACFIXED | Intellivue MX400 |  |  |  | Philips | Monitor, Cardiac, Fixed |  | MONITORCARDIACFIXED-Philips-Intellivue MX400 |  | 7/8/14 |  | MCH-A | Covered PM Repair - Biomedical | MHHS-South Katy CCC | [8 empty] | MONITORCARDIACFIXED | Monitor, Cardiac, Fixed | Philips
NO | YES |  |  |  | 583-00695 | 583-00695 | Philips Healthcare | INTELLIVUE MX400 |  | DE35124502 | KT CCC-(KY)-Emergency Room | MHHS-South Katy CCC |  | Monitor, Cardiac, Fixed |  | 583-00695 | 583-00695 | Katy | MHHS-Others | KT CCC-(KY)-Emergency Room | Exam | 5/1/19 | 5/1/20 |  |  | MONITORS, PHYSIOLOGIC, VITAL SIGNS | Monitor, Cardiac, Fixed | MONITORCARDIACFIXED-Philips-Intellivue MX400 | MONITORCARDIACFIXED | Intellivue MX400 |  |  |  | Philips | Monitor, Cardiac, Fixed |  | MONITORCARDIACFIXED-Philips-Intellivue MX400 |  |  |  | MCH-A | Covered PM Repair - Biomedical | MHHS-South Katy CCC | [8 empty] | MONITORCARDIACFIXED | Monitor, Cardiac, Fixed | Philips
NO | YES |  |  |  | 583-00697 | 583-00697 | Philips Healthcare | INTELLIVUE MX400 |  | DE35124498 | KT CCC-(KY)-Emergency Room | MHHS-South Katy CCC |  | Monitor, Cardiac, Fixed |  | 583-00697 | 583-00697 | Katy | MHHS-Others | KT CCC-(KY)-Emergency Room | Ex8 | 5/1/19 | 5/1/20 |  |  | MONITORS, PHYSIOLOGIC, VITAL SIGNS | Monitor, Cardiac, Fixed | MONITORCARDIACFIXED-Philips-Intellivue MX400 | MONITORCARDIACFIXED | Intellivue MX400 |  |  |  | Philips | Monitor, Cardiac, Fixed |  | MONITORCARDIACFIXED-Philips-Intellivue MX400 |  |  |  | MCH-A | Covered PM Repair - Biomedical | MHHS-South Katy CCC | [8 empty] | MONITORCARDIACFIXED | Monitor, Cardiac, Fixed | Philips
NO | YES |  |  |  | 005-10227 | 005-10227 | Philips Healthcare | INTELLIVUE MX400 |  | DE35115824 | SE-Esophageal Disease Center | MHHS-Southeast |  | Monitor, Cardiac, Fixed |  | 005-10227 | 005-10227 | Southeast | MHHS-Southeast | SE-Esophageal Disease Center | Bay 6 | 5/1/19 |  | 5/1/20 |  | MONITORS, PHYSIOLOGIC, VITAL SIGNS |  | MONITORCARDIACFIXED-Philips-Intellivue MX400 | MONITORCARDIACFIXED | Intellivue MX400 |  |  |  | Philips | Monitor, Cardiac, Fixed |  | MONITORCARDIACFIXED-Philips-Intellivue MX400 |  |  |  |  | Covered PM Repair - Biomedical | MHHS-Southeast
NO | YES |  |  |  | 005-10267 | 005-10267 | Philips Healthcare | INTELLIVUE MX400 |  | DE35115827 | SE-Esophageal Disease Center | MHHS-Southeast |  | Monitor, Cardiac, Fixed |  | 005-10267 | 005-10267 | Southeast | MHHS-Southeast | SE-Esophageal Disease Center | Bay 9 | 5/1/19 |  | 5/1/20 |  | MONITORS, PHYSIOLOGIC, VITAL SIGNS |  | MONITORCARDIACFIXED-Philips-Intellivue MX400 | MONITORCARDIACFIXED | Intellivue MX400 |  |  |  | Philips | Monitor, Cardiac, Fixed |  | MONITORCARDIACFIXED-Philips-Intellivue MX400 |  |  |  |  | Covered PM Repair - Biomedical | MHHS-Southeast
NO | YES |  |  |  | 005-10268 | 005-10268 | Philips Healthcare | INTELLIVUE MX400 |  | DE35115828 | SE-Esophageal Disease Center | MHHS-Southeast |  | Monitor, Cardiac, Fixed |  | 005-10268 | 005-10268 | Southeast | MHHS-Southeast | SE-Esophageal Disease Center | Bay 8 | 5/1/19 |  | 5/1/20 |  | MONITORS, PHYSIOLOGIC, VITAL SIGNS |  | MONITORCARDIACFIXED-Philips-Intellivue MX400 | MONITORCARDIACFIXED | Intellivue MX400 |  |  |  | Philips | Monitor, Cardiac, Fixed |  | MONITORCARDIACFIXED-Philips-Intellivue MX400 |  |  |  |  | Covered PM Repair - Biomedical | MHHS-Southeast
NO | YES | Asset Tag 005-10277 |  |  | 005-10277 | 005-10277 | Philips Healthcare | INTELLIVUE MX400 |  | DE35115823 | SE-Esophageal Disease Center | MHHS-Southeast |  | Monitor, Cardiac, Fixed |  | 005-10277 | 005-10277 | Southeast | MHHS-Southeast | SE-Esophageal Disease Center | SE - ESOPHAGEAL DISEASE CENTER | 5/1/19 |  | 5/1/20 |  | MONITORS, PHYSIOLOGIC, VITAL SIGNS |  | MONITORCARDIACFIXED-Philips-Intellivue MX400 | MONITORCARDIACFIXED | Intellivue MX400 |  |  |  | Philips | Monitor, Cardiac, Fixed |  | MONITORCARDIACFIXED-Philips-Intellivue MX400 |  |  |  |  | Covered PM Repair - Biomedical | MHHS-Southeast
NO | YES |  |  |  | 005-10281 | 005-10281 | Philips Healthcare | INTELLIVUE MX400 |  | DE35115825 | Endoscopy | MHHS-Southeast |  | Monitor, Cardiac, Fixed |  | 005-10281 | 005-10281 | Southeast | Memorial Hermann Medical Group Southeast General Surgery Medical Plaza 1 (#350) | Endoscopy |  | 5/1/19 |  | 4/1/20 |  | MONITORS, PHYSIOLOGIC, VITAL SIGNS |  | MONITORCARDIACFIXED-Philips-Intellivue MX400 | MONITORCARDIACFIXED | Intellivue MX400 |  |  |  | Philips | Monitor, Cardiac, Fixed |  | MONITORCARDIACFIXED-Philips-Intellivue MX400 |  |  |  |  | Covered PM Repair - Biomedical | MHHS-Southeast
NO | YES |  |  |  | 005-33376 | 005-33376 | Philips Healthcare | INTELLIVUE MX400 |  | DE351B2449 | SE-OR | MHHS-Southeast |  | Monitor, Cardiac, Fixed |  | 005-33376 | 005-33376 | Southeast | MHHS-Southeast | SE-OR | Anesthesia workroom | 3/1/19 |  | 3/1/20 |  | MONITORS, PHYSIOLOGIC, VITAL SIGNS |  | MONITORCARDIACFIXED-Philips-Intellivue MX400 | MONITORCARDIACFIXED | Intellivue MX400 |  |  |  | Philips | Monitor, Cardiac, Fixed |  | MONITORCARDIACFIXED-Philips-Intellivue MX400 |  |  |  |  | Covered PM Repair - Biomedical | MHHS-Southeast
NO | YES |  |  |  | 013-37704 | 013-37704 | Philips Healthcare | INTELLIVUE MX400 |  | DE35125239 | SW-HVI-OR | MHHS-Southwest |  | Monitor, Cardiac, Fixed |  | 013-37704 | 013-37704 | Southwest | MHHS-Southwest | SW-HVI-OR | HVI OR Core | 9/1/19 |  | 9/1/20 |  | MONITORS, PHYSIOLOGIC, VITAL SIGNS | Monitor, Cardiac, Fixed | MONITORCARDIACFIXED-Philips-Intellivue MX400 | MONITORCARDIACFIXED | Intellivue MX400 |  |  |  | Philips | Monitor, Cardiac, Fixed |  | MONITORCARDIACFIXED-Philips-Intellivue MX400 |  |  |  | MCH-A | Covered PM Repair - Biomedical | MHHS-Southwest | [8 empty] | MONITORCARDIACFIXED | Monitor, Cardiac, Fixed | Philips
NO | YES |  |  |  | 013-37707 | 013-37707 | Philips Healthcare | INTELLIVUE MX400 |  | DE35126748 | SW-HVI-OR | MHHS-Southwest |  | Monitor, Cardiac, Fixed |  | 013-37707 | 013-37707 | Southwest | MHHS-Southwest | SW-HVI-OR | HVI OR Core | 9/1/19 |  | 9/1/20 |  | MONITORS, PHYSIOLOGIC, VITAL SIGNS | Monitor, Cardiac, Fixed | MONITORCARDIACFIXED-Philips-Intellivue MX400 | MONITORCARDIACFIXED | Intellivue MX400 |  |  |  | Philips | Monitor, Cardiac, Fixed |  | MONITORCARDIACFIXED-Philips-Intellivue MX400 |  |  |  | MCH-A | Covered PM Repair - Biomedical | MHHS-Southwest | [8 empty] | MONITORCARDIACFIXED | Monitor, Cardiac, Fixed | Philips
NO | YES |  |  |  | 013-37716 | 013-37716 | Philips Healthcare | INTELLIVUE MX400 |  | DE34100613 | Floor 7 | MHHS-Southwest |  | Monitor, Cardiac, Fixed |  | 013-37716 | 013-37716 | Southwest | Memorial Hermann Southwest | Floor 7 | Floor 7 | 11/1/19 |  |  |  | MONITORS, PHYSIOLOGIC, VITAL SIGNS | Monitor, Cardiac, Fixed | MONITORCARDIACFIXED-Philips-Intellivue MX400 | MONITORCARDIACFIXED | Intellivue MX400 |  |  |  | Philips | Monitor, Cardiac, Fixed |  | MONITORCARDIACFIXED-Philips-Intellivue MX400 |  |  |  | MCH-A | Covered PM Repair - Biomedical | MHHS-Southwest | [8 empty] | MONITORCARDIACFIXED | Monitor, Cardiac, Fixed | Philips
NO | YES |  |  |  | 013-37620 | 013-37620 | Philips Healthcare | INTELLIVUE MX400 |  | DE35167790 | SW-OR | MHHS-Southwest |  | Monitor, Cardiac, Fixed |  | 013-37620 | 013-37620 | Southwest | MHHS-Southwest | SW-OR | OR19 | 12/1/19 |  | 6/1/20 |  | MONITORS, PHYSIOLOGIC, VITAL SIGNS | Monitor, Cardiac, Fixed | MONITORCARDIACFIXED-Philips-Intellivue MX400 | MONITORCARDIACFIXED | Intellivue MX400 |  |  |  | Philips | Monitor, Cardiac, Fixed |  | MONITORCARDIACFIXED-Philips-Intellivue MX400 |  |  |  | MCH-A | Covered PM Repair - Biomedical | MHHS-Southwest | [8 empty] | MONITORCARDIACFIXED | Monitor, Cardiac, Fixed | Philips
NO | YES |  |  |  | 129-07183 | 129-07183 | Philips Healthcare | INTELLIVUE MX400 |  | DE35161519 | Sugar Land-Endoscopy | MHHS-Sugarland |  | Monitor, Cardiac, Fixed |  | 129-07183 | 129-07183 | Sugar Land | MHHS-Sugarland | Sugar Land-Endoscopy | Procedure Room 2 | 7/1/19 |  |  |  | MONITORS, PHYSIOLOGIC, VITAL SIGNS | Monitor, Cardiac, Fixed | MONITORCARDIACFIXED-Philips-Intellivue MX400 | MONITORCARDIACFIXED | Intellivue MX400 |  |  |  | Philips | Monitor, Cardiac, Fixed |  | MONITORCARDIACFIXED-Philips-Intellivue MX400 |  |  |  | MCH-A | Covered PM Repair - Biomedical | MHHS-Sugarland | [8 empty] | MONITORCARDIACFIXED | Monitor, Cardiac, Fixed | Philips
NO | YES |  |  |  | 129-05691 | 129-05691 | Philips Healthcare | INTELLIVUE MX400 |  | DE35108891 | Sugar Land-ER | MHHS-Sugarland |  | Monitor, Cardiac, Fixed |  | 129-05691 | 129-05691 | Sugar Land | MHHS-Sugarland | Sugar Land-ER | Room 2 | 7/1/19 |  |  |  | MONITORS, PHYSIOLOGIC, VITAL SIGNS | Monitor, Cardiac, Fixed | MONITORCARDIACFIXED-Philips-Intellivue MX400 | MONITORCARDIACFIXED | Intellivue MX400 |  |  |  | Philips | Monitor, Cardiac, Fixed |  | MONITORCARDIACFIXED-Philips-Intellivue MX400 |  |  |  | MCH-A | Covered PM Repair - Biomedical | MHHS-Sugarland | [8 empty] | MONITORCARDIACFIXED | Monitor, Cardiac, Fixed | Philips
NO | YES |  |  |  | 129-05694 | 129-05694 | Philips Healthcare | INTELLIVUE MX400 |  | DE35108877 | Sugar Land-ER | MHHS-Sugarland |  | Monitor, Cardiac, Fixed |  | 129-05694 | 129-05694 | Sugar Land | MHHS-Sugarland | Sugar Land-ER | ER Pediatrics | 7/1/19 |  | 7/1/20 |  | MONITORS, PHYSIOLOGIC, VITAL SIGNS | Monitor, Cardiac, Fixed | MONITORCARDIACFIXED-Philips-Intellivue MX400 | MONITORCARDIACFIXED | Intellivue MX400 |  |  |  | Philips | Monitor, Cardiac, Fixed |  | MONITORCARDIACFIXED-Philips-Intellivue MX400 |  |  |  | MCH-A | Covered PM Repair - Biomedical | MHHS-Sugarland | [8 empty] | MONITORCARDIACFIXED | Monitor, Cardiac, Fixed | Philips
NO | YES |  |  |  | 129-05697 | 129-05697 | Philips Healthcare | INTELLIVUE MX400 |  | DE35108874 | Sugar Land-ER | MHHS-Sugarland |  | Monitor, Cardiac, Fixed |  | 129-05697 | 129-05697 | Sugar Land | MHHS-Sugarland | Sugar Land-ER | Pedi ER 3 | 7/1/19 |  | 7/1/20 |  | MONITORS, PHYSIOLOGIC, VITAL SIGNS | Monitor, Cardiac, Fixed | MONITORCARDIACFIXED-Philips-Intellivue MX400 | MONITORCARDIACFIXED | Intellivue MX400 |  |  |  | Philips | Monitor, Cardiac, Fixed |  | MONITORCARDIACFIXED-Philips-Intellivue MX400 |  |  |  | MCH-A | Covered PM Repair - Biomedical | MHHS-Sugarland | [8 empty] | MONITORCARDIACFIXED | Monitor, Cardiac, Fixed | Philips
NO | YES |  |  |  | 129-05716 | 129-05716 | Philips Healthcare | INTELLIVUE MX400 |  | DE35108883 | Sugar Land-ER | MHHS-Sugarland |  | Monitor, Cardiac, Fixed |  | 129-05716 | 129-05716 | Sugar Land | MHHS-Sugarland | Sugar Land-ER | Room 1 | 7/1/19 | 7/1/20 |  |  | MONITORS, PHYSIOLOGIC, VITAL SIGNS | Monitor, Cardiac, Fixed | MONITORCARDIACFIXED-Philips-Intellivue MX400 | MONITORCARDIACFIXED | Intellivue MX400 |  |  |  | Philips | Monitor, Cardiac, Fixed |  | MONITORCARDIACFIXED-Philips-Intellivue MX400 |  |  |  | MCH-A | Covered PM Repair - Biomedical | MHHS-Sugarland | [8 empty] | MONITORCARDIACFIXED | Monitor, Cardiac, Fixed | Philips
NO | YES |  |  |  | 129-05719 | 129-05719 | Philips Healthcare | INTELLIVUE MX400 |  | DE35108872 | Sugar Land-ER | MHHS-Sugarland |  | Monitor, Cardiac, Fixed |  | 129-05719 | 129-05719 | Sugar Land | MHHS-Sugarland | Sugar Land-ER | ER | 7/1/19 |  | 7/1/20 |  | MONITORS, PHYSIOLOGIC, VITAL SIGNS | Monitor, Cardiac, Fixed | MONITORCARDIACFIXED-Philips-Intellivue MX400 | MONITORCARDIACFIXED | Intellivue MX400 |  |  |  | Philips | Monitor, Cardiac, Fixed |  | MONITORCARDIACFIXED-Philips-Intellivue MX400 |  |  |  | MCH-A | Covered PM Repair - Biomedical | MHHS-Sugarland | [8 empty] | MONITORCARDIACFIXED | Monitor, Cardiac, Fixed | Philips
NO | YES |  |  |  | 129-05726 | 129-05726 | Philips Healthcare | INTELLIVUE MX400 |  | DE35108876 | Sugar Land-ER | MHHS-Sugarland |  | Monitor, Cardiac, Fixed |  | 129-05726 | 129-05726 | Sugar Land | MHHS-Sugarland | Sugar Land-ER | ER | 7/1/19 |  | 7/1/20 |  | MONITORS, PHYSIOLOGIC, VITAL SIGNS | Monitor, Cardiac, Fixed | MONITORCARDIACFIXED-Philips-Intellivue MX400 | MONITORCARDIACFIXED | Intellivue MX400 |  |  |  | Philips | Monitor, Cardiac, Fixed |  | MONITORCARDIACFIXED-Philips-Intellivue MX400 |  |  |  | MCH-A | Covered PM Repair - Biomedical | MHHS-Sugarland | [8 empty] | MONITORCARDIACFIXED | Monitor, Cardiac, Fixed | Philips
NO | YES |  |  |  | 129-07424 | 129-07424 | Philips Healthcare | INTELLIVUE MX400 |  | DE35189590 | Sugar Land-ER | MHHS-Sugarland |  | Monitor, Cardiac, Fixed |  | 129-07424 | 129-07424 | Sugar Land | MHHS-Sugarland | Sugar Land-ER |  | 9/1/19 |  |  |  | MONITORS, PHYSIOLOGIC, VITAL SIGNS | Monitor, Cardiac, Fixed | MONITORCARDIACFIXED-Philips-Intellivue MX400 | MONITORCARDIACFIXED | Intellivue MX400 |  |  |  | Philips | Monitor, Cardiac, Fixed |  | MONITORCARDIACFIXED-Philips-Intellivue MX400 |  |  |  | MCH-A | Covered PM Repair - Biomedical | MHHS-Sugarland | [8 empty] | MONITORCARDIACFIXED | Monitor, Cardiac, Fixed | Philips
NO | YES |  |  |  | 129-07427 | 129-07427 | Philips Healthcare | INTELLIVUE MX400 |  | DE35189592 | Sugar Land-ER | MHHS-Sugarland |  | Monitor, Cardiac, Fixed |  | 129-07427 | 129-07427 | Sugar Land | MHHS-Sugarland | Sugar Land-ER | Room 18 | 9/1/19 |  |  |  | MONITORS, PHYSIOLOGIC, VITAL SIGNS | Monitor, Cardiac, Fixed | MONITORCARDIACFIXED-Philips-Intellivue MX400 | MONITORCARDIACFIXED | Intellivue MX400 |  |  |  | Philips | Monitor, Cardiac, Fixed |  | MONITORCARDIACFIXED-Philips-Intellivue MX400 |  |  |  | MCH-A | Covered PM Repair - Biomedical | MHHS-Sugarland | [8 empty] | MONITORCARDIACFIXED | Monitor, Cardiac, Fixed | Philips
NO | YES |  |  |  | 129-05647 | 129-05647 | Philips Healthcare | INTELLIVUE MX400 |  | DE35105442 | Sugar Land-OR | MHHS-Sugarland |  | Monitor, Cardiac, Fixed |  | 129-05647 | 129-05647 | Sugar Land | MHHS-Sugarland | Sugar Land-OR |  | 8/1/19 | 8/1/20 |  |  | MONITORS, PHYSIOLOGIC, VITAL SIGNS | Monitor, Cardiac, Fixed | MONITORCARDIACFIXED-Philips-Intellivue MX400 | MONITORCARDIACFIXED | Intellivue MX400 |  |  |  | Philips | Monitor, Cardiac, Fixed |  | MONITORCARDIACFIXED-Philips-Intellivue MX400 |  |  |  | MCH-A | Covered PM Repair - Biomedical | MHHS-Sugarland | [8 empty] | MONITORCARDIACFIXED | Monitor, Cardiac, Fixed | Philips
NO | YES |  |  |  | 129-07511 | 129-07511 | Philips Healthcare | INTELLIVUE MX400 |  | DE35182009 | Sugar Land-Pedi IMU | MHHS-Sugarland |  | Monitor, Cardiac, Fixed |  | 129-07511 | 129-07511 | Sugar Land | MHHS-Sugarland | Sugar Land-Pedi IMU | Room 525 | 5/1/19 |  | 5/1/20 |  | MONITORS, PHYSIOLOGIC, VITAL SIGNS | Monitor, Cardiac, Fixed | MONITORCARDIACFIXED-Philips-Intellivue MX400 | MONITORCARDIACFIXED | Intellivue MX400 |  |  |  | Philips | Monitor, Cardiac, Fixed |  | MONITORCARDIACFIXED-Philips-Intellivue MX400 |  |  |  | MCH-A | Covered PM Repair - Biomedical | MHHS-Sugarland | [8 empty] | MONITORCARDIACFIXED | Monitor, Cardiac, Fixed | Philips
NO | YES |  |  |  | 129-07515 | 129-07515 | Philips Healthcare | INTELLIVUE MX400 |  | DE35182011 | Sugar Land-Pedi IMU | MHHS-Sugarland |  | Monitor, Cardiac, Fixed |  | 129-07515 | 129-07515 | Sugar Land | MHHS-Sugarland | Sugar Land-Pedi IMU | Suite 525 | 6/1/19 |  |  |  | MONITORS, PHYSIOLOGIC, VITAL SIGNS | Monitor, Cardiac, Fixed | MONITORCARDIACFIXED-Philips-Intellivue MX400 | MONITORCARDIACFIXED | Intellivue MX400 |  |  |  | Philips | Monitor, Cardiac, Fixed |  | MONITORCARDIACFIXED-Philips-Intellivue MX400 |  |  |  | MCH-A | Covered PM Repair - Biomedical | MHHS-Sugarland | [8 empty] | MONITORCARDIACFIXED | Monitor, Cardiac, Fixed | Philips
NO | YES |  |  |  | 129-07519 | 129-07519 | Philips Healthcare | INTELLIVUE MX400 |  | DE35182033 | Sugar Land-Pedi IMU | MHHS-Sugarland |  | Monitor, Cardiac, Fixed |  | 129-07519 | 129-07519 | Sugar Land | MHHS-Sugarland | Sugar Land-Pedi IMU | PEDI IMU | 5/1/19 |  | 5/1/20 |  | MONITORS, PHYSIOLOGIC, VITAL SIGNS | Monitor, Cardiac, Fixed | MONITORCARDIACFIXED-Philips-Intellivue MX400 | MONITORCARDIACFIXED | Intellivue MX400 |  |  |  | Philips | Monitor, Cardiac, Fixed |  | MONITORCARDIACFIXED-Philips-Intellivue MX400 |  |  |  | MCH-A | Covered PM Repair - Biomedical | MHHS-Sugarland | [8 empty] | MONITORCARDIACFIXED | Monitor, Cardiac, Fixed | Philips
NO | YES |  |  |  | 129-07522 | 129-07522 | Philips Healthcare | INTELLIVUE MX400 |  | DE35182007 | Pedi IMU | MHHS-Sugarland |  | Monitor, Cardiac, Fixed |  | 129-07522 | 129-07522 | Sugar Land | Memorial Hermann Sugar Land Hospital | Pedi IMU | Pedi IMU 528 | 5/1/19 |  | 5/1/20 |  | MONITORS, PHYSIOLOGIC, VITAL SIGNS | Monitor, Cardiac, Fixed | MONITORCARDIACFIXED-Philips-Intellivue MX400 | MONITORCARDIACFIXED | Intellivue MX400 |  |  |  | Philips | Monitor, Cardiac, Fixed |  | MONITORCARDIACFIXED-Philips-Intellivue MX400 |  |  |  | MCH-A | Covered PM Repair - Biomedical | MHHS-Sugarland | [8 empty] | MONITORCARDIACFIXED | Monitor, Cardiac, Fixed | Philips
NO | YES |  |  |  | 129-07833 | 129-07833 | Philips Healthcare | INTELLIVUE MX400 |  | DE671G0848 | Sugar Land-Pedi IMU | MHHS-Sugarland |  | Monitor, Cardiac, Fixed |  | 129-07833 | 129-07833 | Sugar Land | MHHS-Sugarland | Sugar Land-Pedi IMU | Suite 521 | 6/1/19 | 6/1/20 |  |  | MONITORS, PHYSIOLOGIC, VITAL SIGNS | Monitor, Cardiac, Fixed | MONITORCARDIACFIXED-Philips-Intellivue MX400 | MONITORCARDIACFIXED | Intellivue MX400 |  |  |  | Philips | Monitor, Cardiac, Fixed |  | MONITORCARDIACFIXED-Philips-Intellivue MX400 |  |  |  | MCH-A | Covered PM Repair - Biomedical | MHHS-Sugarland | [8 empty] | MONITORCARDIACFIXED | Monitor, Cardiac, Fixed | Philips
NO | YES |  |  |  | 129-07836 | 129-07836 | Philips Healthcare | INTELLIVUE MX400 |  | DE671G0849 | Sugar Land-Pedi IMU | MHHS-Sugarland |  | Monitor, Cardiac, Fixed |  | 129-07836 | 129-07836 | Sugar Land | MHHS-Sugarland | Sugar Land-Pedi IMU | Suite 529 | 6/1/19 | 6/1/20 |  |  | MONITORS, PHYSIOLOGIC, VITAL SIGNS | Monitor, Cardiac, Fixed | MONITORCARDIACFIXED-Philips-Intellivue MX400 | MONITORCARDIACFIXED | Intellivue MX400 |  |  |  | Philips | Monitor, Cardiac, Fixed |  | MONITORCARDIACFIXED-Philips-Intellivue MX400 |  |  |  | MCH-A | Covered PM Repair - Biomedical | MHHS-Sugarland | [8 empty] | MONITORCARDIACFIXED | Monitor, Cardiac, Fixed | Philips
NO | YES |  |  |  | 129-06157 | 129-06157 | Philips Healthcare | INTELLIVUE MX400 |  | DE35128806 | SP CCC - (SL) - EMERGENCY ROOM | MHHS-Sienna Plantation CCC |  | Monitor, Cardiac, Fixed |  | 129-06157 | 129-06157 | Sugar Land | MHHS-Others | SP CCC - (SL) - EMERGENCY ROOM | Exam 1 | 5/1/19 |  | 5/1/20 |  | MONITORS, PHYSIOLOGIC, VITAL SIGNS | Monitor, Cardiac, Fixed | MONITORCARDIACFIXED-Philips-Intellivue MX400 | MONITORCARDIACFIXED | Intellivue MX400 |  |  |  | Philips | Monitor, Cardiac, Fixed |  | MONITORCARDIACFIXED-Philips-Intellivue MX400 |  |  |  | MCH-A | Covered PM Repair - Biomedical | MHHS-Sienna Plantation CCC | [8 empty] | MONITORCARDIACFIXED | Monitor, Cardiac, Fixed | Philips
NO | YES |  |  |  | 129-06159 | 129-06159 | Philips Healthcare | INTELLIVUE MX400 |  | DE35128801 | SP CCC - (SL) - EMERGENCY ROOM | MHHS-Sienna Plantation CCC |  | Monitor, Cardiac, Fixed |  | 129-06159 | 129-06159 | Sugar Land | MHHS-Others | SP CCC - (SL) - EMERGENCY ROOM | Exam 2 | 5/1/19 |  | 5/1/20 |  | MONITORS, PHYSIOLOGIC, VITAL SIGNS | Monitor, Cardiac, Fixed | MONITORCARDIACFIXED-Philips-Intellivue MX400 | MONITORCARDIACFIXED | Intellivue MX400 |  |  |  | Philips | Monitor, Cardiac, Fixed |  | MONITORCARDIACFIXED-Philips-Intellivue MX400 |  |  |  | MCH-A | Covered PM Repair - Biomedical | MHHS-Sienna Plantation CCC | [8 empty] | MONITORCARDIACFIXED | Monitor, Cardiac, Fixed | Philips
NO | YES |  |  |  | 129-06161 | 129-06161 | Philips Healthcare | INTELLIVUE MX400 |  | DE35128795 | SP CCC - (SL) - EMERGENCY ROOM | MHHS-Sienna Plantation CCC |  | Monitor, Cardiac, Fixed |  | 129-06161 | 129-06161 | Sugar Land | MHHS-Others | SP CCC - (SL) - EMERGENCY ROOM | Exam 6 | 5/1/19 |  | 5/1/20 |  | MONITORS, PHYSIOLOGIC, VITAL SIGNS | Monitor, Cardiac, Fixed | MONITORCARDIACFIXED-Philips-Intellivue MX400 | MONITORCARDIACFIXED | Intellivue MX400 |  |  |  | Philips | Monitor, Cardiac, Fixed |  | MONITORCARDIACFIXED-Philips-Intellivue MX400 |  |  |  | MCH-A | Covered PM Repair - Biomedical | MHHS-Sienna Plantation CCC | [8 empty] | MONITORCARDIACFIXED | Monitor, Cardiac, Fixed | Philips
NO | YES |  |  |  | 129-06163 | 129-06163 | Philips Healthcare | INTELLIVUE MX400 |  | DE35128799 | SP CCC - (SL) - EMERGENCY ROOM | MHHS-Sienna Plantation CCC |  | Monitor, Cardiac, Fixed |  | 129-06163 | 129-06163 | Sugar Land | MHHS-Others | SP CCC - (SL) - EMERGENCY ROOM | Exam 4 | 5/1/19 |  | 5/1/20 |  | MONITORS, PHYSIOLOGIC, VITAL SIGNS | Monitor, Cardiac, Fixed | MONITORCARDIACFIXED-Philips-Intellivue MX400 | MONITORCARDIACFIXED | Intellivue MX400 |  |  |  | Philips | Monitor, Cardiac, Fixed |  | MONITORCARDIACFIXED-Philips-Intellivue MX400 |  |  |  | MCH-A | Covered PM Repair - Biomedical | MHHS-Sienna Plantation CCC | [8 empty] | MONITORCARDIACFIXED | Monitor, Cardiac, Fixed | Philips
NO | YES |  |  |  | 129-06165 | 129-06165 | Philips Healthcare | INTELLIVUE MX400 |  | DE35128798 | SP CCC - (SL) - EMERGENCY ROOM | MHHS-Sienna Plantation CCC |  | Monitor, Cardiac, Fixed |  | 129-06165 | 129-06165 | Sugar Land | MHHS-Others | SP CCC - (SL) - EMERGENCY ROOM | Exam 5 | 5/1/19 | 5/1/20 |  |  | MONITORS, PHYSIOLOGIC, VITAL SIGNS | Monitor, Cardiac, Fixed | MONITORCARDIACFIXED-Philips-Intellivue MX400 | MONITORCARDIACFIXED | Intellivue MX400 |  |  |  | Philips | Monitor, Cardiac, Fixed |  | MONITORCARDIACFIXED-Philips-Intellivue MX400 |  | 9/7/18 |  | MCH-A | Covered PM Repair - Biomedical | MHHS-Sienna Plantation CCC | [8 empty] | MONITORCARDIACFIXED | Monitor, Cardiac, Fixed | Philips
NO | YES |  |  |  | 129-06170 | 129-06170 | Philips Healthcare | INTELLIVUE MX400 |  | DE35128796 | SP CCC - (SL) - EMERGENCY ROOM | MHHS-Sienna Plantation CCC |  | Monitor, Cardiac, Fixed |  | 129-06170 | 129-06170 | Sugar Land | MHHS-Others | SP CCC - (SL) - EMERGENCY ROOM | Exam 3 | 5/1/19 |  | 5/1/20 |  | MONITORS, PHYSIOLOGIC, VITAL SIGNS | Monitor, Cardiac, Fixed | MONITORCARDIACFIXED-Philips-Intellivue MX400 | MONITORCARDIACFIXED | Intellivue MX400 |  |  |  | Philips | Monitor, Cardiac, Fixed |  | MONITORCARDIACFIXED-Philips-Intellivue MX400 |  | 9/16/14 |  | MCH-A | Covered PM Repair - Biomedical | MHHS-Sienna Plantation CCC | [8 empty] | MONITORCARDIACFIXED | Monitor, Cardiac, Fixed | Philips
NO | YES |  |  |  | 129-06175 | 129-06175 | Philips Healthcare | INTELLIVUE MX400 |  | DE35128800 | SP CCC - (SL) - EMERGENCY ROOM | MHHS-Sienna Plantation CCC |  | Monitor, Cardiac, Fixed |  | 129-06175 | 129-06175 | Sugar Land | MHHS-Others | SP CCC - (SL) - EMERGENCY ROOM | Exam room 8 | 5/1/19 |  | 5/1/20 |  | MONITORS, PHYSIOLOGIC, VITAL SIGNS | Monitor, Cardiac, Fixed | MONITORCARDIACFIXED-Philips-Intellivue MX400 | MONITORCARDIACFIXED | Intellivue MX400 |  |  |  | Philips | Monitor, Cardiac, Fixed |  | MONITORCARDIACFIXED-Philips-Intellivue MX400 |  | 9/16/14 |  | MCH-A | Covered PM Repair - Biomedical | MHHS-Sienna Plantation CCC | [8 empty] | MONITORCARDIACFIXED | Monitor, Cardiac, Fixed | Philips
NO | YES |  |  |  | 151-04708 | 151-04708 | Philips Healthcare | IntelliVue MX400 |  | de671f8256 | CY-Labor & Delivery |  |  |  |  | 151-04708 | 151-04708 | Northwest | MHHS-Cypress | CY-Labor & Delivery | S5108 | 6/1/19 | 6/1/20 |  |  |  | Monitor, Cardiac, Fixed | MONITORCARDIACFIXED-Philips-Intellivue MX400 | [12 empty] | MCH-A | [10 empty] | MONITORCARDIACFIXED | Monitor, Cardiac, Fixed | Philips
YES | YES |  |  |  | 099-04612 | 099-04612 | Philips Healthcare | Intellivue MX400 |  | DE671J3507 | PEARLAND - EMERGENCY CENTER |  |  |  |  | 099-04612 | 099-04612 | Pearland | Memorial Hermann Pearland Hospital | PEARLAND - EMERGENCY CENTER | ER 15 | 1/1/20 | 1/1/21 |  |  |  | Monitor, Cardiac, Fixed | MONITORCARDIACFIXED-Philips-Intellivue MX400 | [12 empty] | MCH-A | [10 empty] | MONITORCARDIACFIXED | Monitor, Cardiac, Fixed | Philips
YES | YES |  |  |  | 145-01197 | 145-01197 | Philips Healthcare | Intellivue MX400 |  | DE671J3502 | PEARLAND - EMERGENCY CENTER |  |  |  |  | 145-01197 | 145-01197 | Pearland | Memorial Hermann Pearland Hospital | PEARLAND - EMERGENCY CENTER | ER 14 | 1/1/20 | 1/1/21 |  |  |  | Monitor, Cardiac, Fixed | MONITORCARDIACFIXED-Philips-Intellivue MX400 | [12 empty] | MCH-A | [10 empty] | MONITORCARDIACFIXED | Monitor, Cardiac, Fixed | Philips
YES | YES |  |  |  | 145-01285 | 145-01285 | Philips Healthcare | Intellivue MX400 |  | DE671J3516 | Er |  |  |  |  | 145-01285 | 145-01285 | Pearland | Memorial Hermann Pearland Hospital | Er | ER19 | 1/1/20 | 1/1/21 |  |  |  | Monitor, Cardiac, Fixed | MONITORCARDIACFIXED-Philips-Intellivue MX400 | [12 empty] | MCH-A | [10 empty] | MONITORCARDIACFIXED | Monitor, Cardiac, Fixed | Philips
YES | YES |  |  |  | 145-01192 | 145-01192 | Philips Healthcare | Intellivue MX400 |  | DE671J3524 | PEARLAND - EMERGENCY CENTER |  |  |  |  | 145-01192 | 145-01192 | Pearland | Memorial Hermann Pearland Hospital | PEARLAND - EMERGENCY CENTER | ER 16 | 1/1/20 | 1/1/21 |  |  |  | Monitor, Cardiac, Fixed | MONITORCARDIACFIXED-Philips-Intellivue MX400 | [12 empty] | MCH-A | [10 empty] | MONITORCARDIACFIXED | Monitor, Cardiac, Fixed | Philips
YES | YES |  |  |  | 145-01189 | 145-01189 | Philips Healthcare | Intellivue MX400 |  |  | Er |  |  |  |  | 145-01189 | 145-01189 | Pearland | Memorial Hermann Pearland Hospital | Er | ER C1 100.1 | 2/1/20 | 1/1/21 |  |  |  | Monitor, Cardiac, Fixed | MONITORCARDIACFIXED-Philips-Intellivue MX400 | [12 empty] | MCH-A | [10 empty] | MONITORCARDIACFIXED | Monitor, Cardiac, Fixed | Philips
YES | YES |  |  |  | 145-01191 | 145-01191 | Philips Healthcare | Intellivue MX400 |  | DE671J3503 | PEARLAND - EMERGENCY CENTER |  |  |  |  | 145-01191 | 145-01191 | Pearland | Memorial Hermann Pearland Hospital | PEARLAND - EMERGENCY CENTER | ER 17 | 1/1/20 | 1/1/21 |  |  |  | Monitor, Cardiac, Fixed | MONITORCARDIACFIXED-Philips-Intellivue MX400 | [12 empty] | MCH-A | [10 empty] | MONITORCARDIACFIXED | Monitor, Cardiac, Fixed | Philips
YES | YES |  |  |  | 145-01190 | 145-01190 | Philips Healthcare | Intellivue MX400 |  |  | Er |  |  |  |  | 145-01190 | 145-01190 | Pearland | Memorial Hermann Pearland Hospital | Er | ER 21 | 1/1/20 | 1/1/21 |  |  |  | Monitor, Cardiac, Fixed | MONITORCARDIACFIXED-Philips-Intellivue MX400 | [12 empty] | MCH-A | [10 empty] | MONITORCARDIACFIXED | Monitor, Cardiac, Fixed | Philips
YES | YES |  |  |  | 145-01195 | 145-01195 | Philips Healthcare | Intellivue MX400 |  | DE671J3560 | PEARLAND - EMERGENCY CENTER |  |  |  |  | 145-01195 | 145-01195 | Pearland | Memorial Hermann Pearland Hospital | PEARLAND - EMERGENCY CENTER | ER 18 | 1/1/20 | 1/1/21 |  |  |  | Monitor, Cardiac, Fixed | MONITORCARDIACFIXED-Philips-Intellivue MX400 | [12 empty] | MCH-A | [10 empty] | MONITORCARDIACFIXED | Monitor, Cardiac, Fixed | Philips
YES | YES |  |  |  | 145-01194 | 145-01194 | Philips Healthcare | Intellivue MX400 |  | De671J3505 | Er |  |  |  |  | 145-01194 | 145-01194 | Pearland | Memorial Hermann Pearland Hospital | Er | ER 22 | 1/1/20 | 1/1/21 |  |  |  | Monitor, Cardiac, Fixed | MONITORCARDIACFIXED-Philips-Intellivue MX400 | [12 empty] | MCH-A | [10 empty] | MONITORCARDIACFIXED | Monitor, Cardiac, Fixed | Philips
YES | YES |  |  |  | 145-01193 | 145-01193 | Philips Healthcare | INTELLIVUE MX400 |  | De671j3517 | PEARLAND - EMERGENCY CENTER |  |  |  |  | 145-01193 | 145-01193 | Pearland | Memorial Hermann Pearland Hospital | PEARLAND - EMERGENCY CENTER | Er 23 | 1/1/20 | 1/1/20 |  |  |  | Monitor, Cardiac, Fixed | MONITORCARDIACFIXED-Philips-Intellivue MX400 | [12 empty] | MCH-A | [10 empty] | MONITORCARDIACFIXED | Monitor, Cardiac, Fixed | Philips
YES | YES |  |  |  | 145-01188 | 145-01188 | Philips Healthcare | INTELLIVUE MX400 |  | 671j3514 | PEARLAND - EMERGENCY CENTER |  |  |  |  | 145-01188 | 145-01188 | Pearland | Memorial Hermann Pearland Hospital | PEARLAND - EMERGENCY CENTER | Er 24 | 2/1/20 | 2/1/21 |  |  |  | Monitor, Cardiac, Fixed | MONITORCARDIACFIXED-Philips-Intellivue MX400 | [12 empty] | MCH-A | [10 empty] | MONITORCARDIACFIXED | Monitor, Cardiac, Fixed | Philips
NO | NO |  |  |  | 151-03319 |  | Philips Healthcare | INTELLIVUE MX400 |  | DE671F8239 | CY - L&D | MHHS-Cypress |  | Monitor, Cardiac, Fixed |  | 151-03319 |  | Northwest & Cypress |  | CY - L&D | [5 empty] | MONITORS, PHYSIOLOGIC, VITAL SIGNS |  | MONITORCARDIACFIXED-Philips-Intellivue MX400 | MONITORCARDIACFIXED | Intellivue MX400 |  |  |  | Philips | Monitor, Cardiac, Fixed |  | MONITORCARDIACFIXED-Philips-Intellivue MX400 |  |  |  |  | Covered PM Repair - Biomedical | MHHS-Cypress
NO | NO |  |  |  | 151-03396 |  | Philips Healthcare | INTELLIVUE MX400 |  | DE671F8233 | CY - PREOP | MHHS-Cypress |  | Monitor, Cardiac, Fixed |  | 151-03396 |  | Northwest & Cypress |  | CY - PREOP | [5 empty] | MONITORS, PHYSIOLOGIC, VITAL SIGNS |  | MONITORCARDIACFIXED-Philips-Intellivue MX400 | MONITORCARDIACFIXED | Intellivue MX400 |  |  |  | Philips | Monitor, Cardiac, Fixed |  | MONITORCARDIACFIXED-Philips-Intellivue MX400 |  |  |  |  | Covered PM Repair - Biomedical | MHHS-Cypress
NO | NO |  |  |  | 151-03410 |  | Philips Healthcare | INTELLIVUE MX400 |  | DE671F8252 | CY - PREOP | MHHS-Cypress |  | Monitor, Cardiac, Fixed |  | 151-03410 |  | Northwest & Cypress |  | CY - PREOP | [5 empty] | MONITORS, PHYSIOLOGIC, VITAL SIGNS |  | MONITORCARDIACFIXED-Philips-Intellivue MX400 | MONITORCARDIACFIXED | Intellivue MX400 |  |  |  | Philips | Monitor, Cardiac, Fixed |  | MONITORCARDIACFIXED-Philips-Intellivue MX400 |  |  |  |  | Covered PM Repair - Biomedical | MHHS-Cypress
NO | NO |  |  |  | 009-10178 |  | Philips Healthcare | INTELLIVUE MX400 |  | DE35161275 | GH - ER | MHHS-Greater Heights |  | Monitor, Cardiac, Fixed |  | 009-10178 |  | Central & Greater Heights |  | GH - ER | [5 empty] | MONITORS, PHYSIOLOGIC, VITAL SIGNS |  | MONITORCARDIACFIXED-Philips-Intellivue MX400 | MONITORCARDIACFIXED | Intellivue MX400 |  |  |  | Philips | Monitor, Cardiac, Fixed |  | MONITORCARDIACFIXED-Philips-Intellivue MX400 |  |  |  |  | Covered PM Repair - Biomedical | MHHS-Greater Heights
NO | NO |  |  |  | 013-39025 |  | Philips Healthcare | INTELLIVUE MX400 |  | DE34100781 | SW - HVI - CV ICU | MHHS-Southwest |  | Monitor, Cardiac, Fixed |  | 013-39025 |  | Southwest |  | SW - HVI - CV ICU | [5 empty] | MONITORS, PHYSIOLOGIC, VITAL SIGNS |  | MONITORCARDIACFIXED-Philips-Intellivue MX400 | MONITORCARDIACFIXED | Intellivue MX400 |  |  |  | Philips | Monitor, Cardiac, Fixed |  | MONITORCARDIACFIXED-Philips-Intellivue MX400 |  |  |  |  | Covered PM Repair - Biomedical | MHHS-Southwest
NO | NO |  |  |  | 013-39025 |  | Philips Healthcare | INTELLIVUE MX400 |  | DE34100781 | SW - ICU - CCU | MHHS-Southwest |  | Monitor, Cardiac, Fixed |  | 013-39025 |  | Southwest |  | SW - ICU - CCU | [5 empty] | MONITORS, PHYSIOLOGIC, VITAL SIGNS |  | MONITORCARDIACFIXED-Philips-Intellivue MX400 | MONITORCARDIACFIXED | Intellivue MX400 |  |  |  | Philips | Monitor, Cardiac, Fixed |  | MONITORCARDIACFIXED-Philips-Intellivue MX400 |  |  |  |  | Covered PM Repair - Biomedical | MHHS-Southwest
NO | NO |  |  |  | 013-37894 |  | Philips Healthcare | INTELLIVUE MX400 |  | DE35167789 | SW - ICU - NEURO & STROKE | MHHS-Southwest |  | Monitor, Cardiac, Fixed |  | 013-37894 |  | Southwest |  | SW - ICU - NEURO & STROKE | [5 empty] | MONITORS, PHYSIOLOGIC, VITAL SIGNS |  | MONITORCARDIACFIXED-Philips-Intellivue MX400 | MONITORCARDIACFIXED | Intellivue MX400 |  |  |  | Philips | Monitor, Cardiac, Fixed |  | MONITORCARDIACFIXED-Philips-Intellivue MX400 |  |  |  |  | Covered PM Repair - Biomedical | MHHS-Southwest
NO | NO |  |  |  | 129-05713 |  | Philips Healthcare | INTELLIVUE MX400 |  | DE35108871 | SUGAR LAND - ER | MHHS-Sugarland |  | Monitor, Cardiac, Fixed |  | 129-05713 |  | Sugar Land |  | SUGAR LAND - ER | [5 empty] | MONITORS, PHYSIOLOGIC, VITAL SIGNS |  | MONITORCARDIACFIXED-Philips-Intellivue MX400 | MONITORCARDIACFIXED | Intellivue MX400 |  |  |  | Philips | Monitor, Cardiac, Fixed |  | MONITORCARDIACFIXED-Philips-Intellivue MX400 |  |  |  |  | Covered PM Repair - Biomedical | MHHS-Sugarland
NO | NO |  |  |  | 129-05723 |  | Philips Healthcare | INTELLIVUE MX400 |  | DE35108868 | SUGAR LAND - ER | MHHS-Sugarland |  | Monitor, Cardiac, Fixed |  | 129-05723 |  | Sugar Land |  | SUGAR LAND - ER | [5 empty] | MONITORS, PHYSIOLOGIC, VITAL SIGNS |  | MONITORCARDIACFIXED-Philips-Intellivue MX400 | MONITORCARDIACFIXED | Intellivue MX400 |  |  |  | Philips | Monitor, Cardiac, Fixed |  | MONITORCARDIACFIXED-Philips-Intellivue MX400 |  |  |  |  | Covered PM Repair - Biomedical | MHHS-Sugarland
NO | NO |  |  |  | 129-07754 |  | Philips Healthcare | INTELLIVUE MX400 |  | DE671F651 | SUGAR LAND - PACU | MHHS-Sugarland |  | Monitor, Cardiac, Fixed |  | 129-07754 |  | Sugar Land |  | SUGAR LAND - PACU | [5 empty] | MONITORS, PHYSIOLOGIC, VITAL SIGNS |  | MONITORCARDIACFIXED-Philips-Intellivue MX400 | MONITORCARDIACFIXED | Intellivue MX400 |  |  |  | Philips | Monitor, Cardiac, Fixed |  | MONITORCARDIACFIXED-Philips-Intellivue MX400 |  |  |  |  | Covered PM Repair - Biomedical | MHHS-Sugarland
NO | NO |  |  |  | 129-07513 |  | Philips Healthcare | INTELLIVUE MX400 |  | DE35182010 | SUGAR LAND - PEDI IMU | MHHS-Sugarland |  | Monitor, Cardiac, Fixed |  | 129-07513 |  | Sugar Land |  | SUGAR LAND - PEDI IMU | [5 empty] | MONITORS, PHYSIOLOGIC, VITAL SIGNS |  | MONITORCARDIACFIXED-Philips-Intellivue MX400 | MONITORCARDIACFIXED | Intellivue MX400 |  |  |  | Philips | Monitor, Cardiac, Fixed |  | MONITORCARDIACFIXED-Philips-Intellivue MX400 |  |  |  |  | Covered PM Repair - Biomedical | MHHS-Sugarland
NO | NO |  |  |  | 129-07517 |  | Philips Healthcare | INTELLIVUE MX400 |  | DE35182006 | SUGAR LAND - PEDI IMU | MHHS-Sugarland |  | Monitor, Cardiac, Fixed |  | 129-07517 |  | Sugar Land |  | SUGAR LAND - PEDI IMU | [5 empty] | MONITORS, PHYSIOLOGIC, VITAL SIGNS |  | MONITORCARDIACFIXED-Philips-Intellivue MX400 | MONITORCARDIACFIXED | Intellivue MX400 |  |  |  | Philips | Monitor, Cardiac, Fixed |  | MONITORCARDIACFIXED-Philips-Intellivue MX400 |  |  |  |  | Covered PM Repair - Biomedical | MHHS-Sugarland
NO | YES | Asset Tag 013-38570 |  |  | 013-38570 | 013-38570 | Philips Healthcare | IntelliVue MX450 |  | DE351A6068 | SW-NICU |  |  |  |  | 013-38570 | 013-38570 | Southwest | MHHS-Southwest | SW-NICU | Nicu | 3/1/20
YES | YES |  |  |  | 005-12317 | 005-12317 | Philips Healthcare | IntelliVue MX450 |  | DE351A8618 | Souteast?AiCcC |  |  |  |  | 005-12317 | 005-12317 | Southeast Bay | Er | Souteast?AiCcC | CCC | 2/1/20 |  | 2/1/21
YES | YES |  |  |  | 005-12297 | 005-12297 | Philips Healthcare | IntelliVue MX450 |  | DE351A8608 | SWE-CCC |  |  |  |  | 005-12297 | 005-12297 | Southeast | Memorial Hermann Convenient Care Center in League City (League City CCC) | SWE-CCC | CCC-ER | 2/1/20 |  | 2/1/21
YES | YES |  |  |  | 005-12299 | 005-12299 | Philips Healthcare | Intellivue MX450 |  | DE351A8614 | ER |  |  |  |  | 005-12299 | 005-12299 | Southeast | Memorial Hermann Convenient Care Center in League City (League City CCC) | ER | Treatment 10 C1 117 | 2/1/20 |  | 2/1/21
YES | YES |  |  |  | 005-12301 | 005-12301 | Philips Healthcare | Intellivue MX450 |  | DE351A8615 | ER |  |  |  |  | 005-12301 | 005-12301 | Southeast | Memorial Hermann Convenient Care Center in League City (League City CCC) | ER | Treatment 7 C1 107 | 2/1/20 |  | 2/1/21
YES | YES |  |  |  | 005-12303 | 005-12303 | Philips Healthcare | Intellivue MX450 |  | DE351A8611 | ER |  |  |  |  | 005-12303 | 005-12303 | Southeast | Memorial Hermann Convenient Care Center in League City (League City CCC) | ER | Treatment 6 C1 106 | 2/1/20 |  | 2/1/21
YES | YES |  |  |  | 005-12305 | 005-12305 | Philips Healthcare | IntelliVue MX450 |  | DE351A8691 | SWE-CCC |  |  |  |  | 005-12305 | 005-12305 | Southeast | Memorial Hermann Convenient Care Center in League City (League City CCC) | SWE-CCC | CCC-ER
YES | YES |  |  |  | 005-12307 | 005-12307 | Philips Healthcare | IntelliVue MX450 |  | DE351A8613 | SWE-CCC |  |  |  |  | 005-12307 | 005-12307 | Southeast | Memorial Hermann Convenient Care Center in League City (League City CCC) | SWE-CCC | CCC-ER
YES | YES |  |  |  | 005-12309 | 005-12309 | Philips Healthcare | IntelliVue MX450 |  | DE351A8610 | SWE-CCC |  |  |  |  | 005-12309 | 005-12309 | Southeast | Memorial Hermann Convenient Care Center in League City (League City CCC) | SWE-CCC | CCC-ER
YES | YES |  |  |  | 005-12311 | 005-12311 | Philips Healthcare | IntelliVue MX450 |  | DE351A8616 | SWE-CCC |  |  |  |  | 005-12311 | 005-12311 | Southeast | Memorial Hermann Convenient Care Center in League City (League City CCC) | SWE-CCC | CCC-ER
YES | YES |  |  |  | 005-12313 | 005-12313 | Philips Healthcare | Intellivue MX450 |  | DE351A8617 | ER |  |  |  |  | 005-12313 | 005-12313 | Southeast | Memorial Hermann Convenient Care Center in League City (League City CCC) | ER | Treatment 1 C1 101 | 2/1/20 |  | 2/1/21
YES | YES |  |  |  | 009-10544 | 009-10544 | Philips Healthcare | Intellivue MX500 |  | DE35191636 | Emergency Center |  |  |  |  | 009-10544 | 009-10544 | Central | Memorial Hermann Urgent Care Greater Heights (#100) | Emergency Center | Trauma | 4/1/19 | 4/1/20 |  |  |  | Monitor, Cardiac, Fixed | MONITORCARDIACFIXED-Philips-Intellivue MX500 | [12 empty] | MCH-A | [10 empty] | MONITORCARDIACFIXED | Monitor, Cardiac, Fixed | Philips
NO | YES |  |  |  | 151-02587 | 151-02587 | Philips Healthcare | INTELLIVUE MX700 |  | DE58545733 | CY-Cardiac Cath Lab | MHHS-Cypress |  | Monitor, Cardiac, Fixed |  | 151-02587 | 151-02587 | Northwest | MHHS-Cypress | CY-Cardiac Cath Lab | Cath lab 1 | 1/1/20 | 1/1/21 |  |  | MONITORS, PHYSIOLOGIC, VITAL SIGNS | Monitor, Cardiac, Fixed | MONITORCARDIACFIXED-Philips-IntelliVue MX700 | MONITORCARDIACFIXED | IntelliVue MX700 |  |  |  | Philips | Monitor, Cardiac, Fixed |  | MONITORCARDIACFIXED-Philips-IntelliVue MX700 |  |  |  | MCH-A | Covered PM Repair - Biomedical | MHHS-Cypress | [8 empty] | MONITORCARDIACFIXED | Monitor, Cardiac, Fixed | Philips
NO | YES |  |  |  | 151-02845 | 151-02845 | Philips Healthcare | INTELLIVUE MX700 |  | DE58558359 | CY-Endoscopy | MHHS-Cypress |  | Monitor, Cardiac, Fixed |  | 151-02845 | 151-02845 | Northwest | MHHS-Cypress | CY-Endoscopy | Cardiac cath lab | 1/1/20 | 1/1/21 |  |  | MONITORS, PHYSIOLOGIC, VITAL SIGNS | Monitor, Cardiac, Fixed | MONITORCARDIACFIXED-Philips-IntelliVue MX700 | MONITORCARDIACFIXED | IntelliVue MX700 |  |  |  | Philips | Monitor, Cardiac, Fixed |  | MONITORCARDIACFIXED-Philips-IntelliVue MX700 |  |  |  | MCH-A | Covered PM Repair - Biomedical | MHHS-Cypress | [8 empty] | MONITORCARDIACFIXED | Monitor, Cardiac, Fixed | Philips
NO | YES |  |  |  | 151-02300 | 151-02300 | Philips Healthcare | INTELLIVUE MX700 |  | DE50939420 | CY-ER | MHHS-Cypress |  | Monitor, Cardiac, Fixed |  | 151-02300 | 151-02300 | Northwest | MHHS-Cypress | CY-ER | Trauma 2 | 2/1/19 |  |  |  | MONITORS, PHYSIOLOGIC, VITAL SIGNS | Monitor, Cardiac, Fixed | MONITORCARDIACFIXED-Philips-IntelliVue MX700 | MONITORCARDIACFIXED | IntelliVue MX700 |  |  |  | Philips | Monitor, Cardiac, Fixed |  | MONITORCARDIACFIXED-Philips-IntelliVue MX700 |  |  |  | MCH-A | Covered PM Repair - Biomedical | MHHS-Cypress | [8 empty] | MONITORCARDIACFIXED | Monitor, Cardiac, Fixed | Philips
NO | YES |  |  |  | 151-02303 | 151-02303 | Philips Healthcare | INTELLIVUE MX700 |  | DE50939429 | CY-ER | MHHS-Cypress |  | Monitor, Cardiac, Fixed |  | 151-02303 | 151-02303 | Northwest | MHHS-Cypress | CY-ER | Trauma 3 | 2/1/19 | 2/1/20 |  |  | MONITORS, PHYSIOLOGIC, VITAL SIGNS | Monitor, Cardiac, Fixed | MONITORCARDIACFIXED-Philips-IntelliVue MX700 | MONITORCARDIACFIXED | IntelliVue MX700 |  |  |  | Philips | Monitor, Cardiac, Fixed |  | MONITORCARDIACFIXED-Philips-IntelliVue MX700 |  |  |  | MCH-A | Covered PM Repair - Biomedical | MHHS-Cypress | [8 empty] | MONITORCARDIACFIXED | Monitor, Cardiac, Fixed | Philips
NO | YES |  |  |  | 151-02750 | 151-02750 | Philips Healthcare | INTELLIVUE MX700 |  | DE58557427 | CY-ER | MHHS-Cypress |  | Monitor, Cardiac, Fixed |  | 151-02750 | 151-02750 | Northwest | MHHS-Cypress | CY-ER | Trauma 1 | 12/1/19 | 12/1/20 |  |  | MONITORS, PHYSIOLOGIC, VITAL SIGNS | Monitor, Cardiac, Fixed | MONITORCARDIACFIXED-Philips-IntelliVue MX700 | MONITORCARDIACFIXED | IntelliVue MX700 |  |  |  | Philips | Monitor, Cardiac, Fixed |  | MONITORCARDIACFIXED-Philips-IntelliVue MX700 |  |  |  | MCH-A | Covered PM Repair - Biomedical | MHHS-Cypress | [8 empty] | MONITORCARDIACFIXED | Monitor, Cardiac, Fixed | Philips
NO | YES |  |  |  | 151-01093 | 151-01093 | Philips Healthcare | INTELLIVUE MX700 |  | DE58545585 | CY-ICU | MHHS-Cypress |  | Monitor, Cardiac, Fixed |  | 151-01093 | 151-01093 | Northwest | MHHS-Cypress | CY-ICU | ICU 5 | 2/1/20 | 2/1/21 |  |  | MONITORS, PHYSIOLOGIC, VITAL SIGNS | Monitor, Cardiac, Fixed | MONITORCARDIACFIXED-Philips-IntelliVue MX700 | MONITORCARDIACFIXED | IntelliVue MX700 |  |  |  | Philips | Monitor, Cardiac, Fixed |  | MONITORCARDIACFIXED-Philips-IntelliVue MX700 |  |  |  | MCH-A | Covered PM Repair - Biomedical | MHHS-Cypress | [8 empty] | MONITORCARDIACFIXED | Monitor, Cardiac, Fixed | Philips
NO | YES |  |  |  | 151-01094 | 151-01094 | Philips Healthcare | INTELLIVUE MX700 |  | DE58545590 | CY-ICU | MHHS-Cypress |  | Monitor, Cardiac, Fixed |  | 151-01094 | 151-01094 | Northwest | MHHS-Cypress | CY-ICU | ICU 6 | 2/1/20 | 2/1/21 |  |  | MONITORS, PHYSIOLOGIC, VITAL SIGNS | Monitor, Cardiac, Fixed | MONITORCARDIACFIXED-Philips-IntelliVue MX700 | MONITORCARDIACFIXED | IntelliVue MX700 |  |  |  | Philips | Monitor, Cardiac, Fixed |  | MONITORCARDIACFIXED-Philips-IntelliVue MX700 |  |  |  | MCH-A | Covered PM Repair - Biomedical | MHHS-Cypress | [8 empty] | MONITORCARDIACFIXED | Monitor, Cardiac, Fixed | Philips
NO | YES |  |  |  | 151-01095 | 151-01095 | Philips Healthcare | INTELLIVUE MX700 |  | DE58545587 | CY-ICU | MHHS-Cypress |  | Monitor, Cardiac, Fixed |  | 151-01095 | 151-01095 | Northwest | MHHS-Cypress | CY-ICU | ICU 7 | 1/1/20 | 1/1/21 |  |  | MONITORS, PHYSIOLOGIC, VITAL SIGNS | Monitor, Cardiac, Fixed | MONITORCARDIACFIXED-Philips-IntelliVue MX700 | MONITORCARDIACFIXED | IntelliVue MX700 |  |  |  | Philips | Monitor, Cardiac, Fixed |  | MONITORCARDIACFIXED-Philips-IntelliVue MX700 |  |  |  | MCH-A | Covered PM Repair - Biomedical | MHHS-Cypress | [8 empty] | MONITORCARDIACFIXED | Monitor, Cardiac, Fixed | Philips
NO | YES |  |  |  | 151-01096 | 151-01096 | Philips Healthcare | INTELLIVUE MX700 |  | DE58545607 | CY-ICU | MHHS-Cypress |  | Monitor, Cardiac, Fixed |  | 151-01096 | 151-01096 | Northwest | MHHS-Cypress | CY-ICU | ICU 8 | 1/1/20 | 1/1/21 |  |  | MONITORS, PHYSIOLOGIC, VITAL SIGNS | Monitor, Cardiac, Fixed | MONITORCARDIACFIXED-Philips-IntelliVue MX700 | MONITORCARDIACFIXED | IntelliVue MX700 |  |  |  | Philips | Monitor, Cardiac, Fixed |  | MONITORCARDIACFIXED-Philips-IntelliVue MX700 |  |  |  | MCH-A | Covered PM Repair - Biomedical | MHHS-Cypress | [8 empty] | MONITORCARDIACFIXED | Monitor, Cardiac, Fixed | Philips
NO | YES |  |  |  | 151-01097 | 151-01097 | Philips Healthcare | INTELLIVUE MX700 |  | DE58545577 | CY-ICU | MHHS-Cypress |  | Monitor, Cardiac, Fixed |  | 151-01097 | 151-01097 | Northwest | MHHS-Cypress | CY-ICU | ICU 9 | 2/1/20 | 2/1/21 |  |  | MONITORS, PHYSIOLOGIC, VITAL SIGNS | Monitor, Cardiac, Fixed | MONITORCARDIACFIXED-Philips-IntelliVue MX700 | MONITORCARDIACFIXED | IntelliVue MX700 |  |  |  | Philips | Monitor, Cardiac, Fixed |  | MONITORCARDIACFIXED-Philips-IntelliVue MX700 |  |  |  | MCH-A | Covered PM Repair - Biomedical | MHHS-Cypress | [8 empty] | MONITORCARDIACFIXED | Monitor, Cardiac, Fixed | Philips
NO | YES |  |  |  | 151-01098 | 151-01098 | Philips Healthcare | INTELLIVUE MX700 |  | DE58545637 | CY-ICU | MHHS-Cypress |  | Monitor, Cardiac, Fixed |  | 151-01098 | 151-01098 | Northwest | MHHS-Cypress | CY-ICU | Icu 10 | 1/1/20 | 1/1/21 |  |  | MONITORS, PHYSIOLOGIC, VITAL SIGNS | Monitor, Cardiac, Fixed | MONITORCARDIACFIXED-Philips-IntelliVue MX700 | MONITORCARDIACFIXED | IntelliVue MX700 |  |  |  | Philips | Monitor, Cardiac, Fixed |  | MONITORCARDIACFIXED-Philips-IntelliVue MX700 |  |  |  | MCH-A | Covered PM Repair - Biomedical | MHHS-Cypress | [8 empty] | MONITORCARDIACFIXED | Monitor, Cardiac, Fixed | Philips
NO | YES |  |  |  | 151-01099 | 151-01099 | Philips Healthcare | INTELLIVUE MX700 |  | DE58545629 | CY-ICU | MHHS-Cypress |  | Monitor, Cardiac, Fixed |  | 151-01099 | 151-01099 | Northwest | MHHS-Cypress | CY-ICU | ICU 11 | 1/1/20 | 2/1/21 |  |  | MONITORS, PHYSIOLOGIC, VITAL SIGNS | Monitor, Cardiac, Fixed | MONITORCARDIACFIXED-Philips-IntelliVue MX700 | MONITORCARDIACFIXED | IntelliVue MX700 |  |  |  | Philips | Monitor, Cardiac, Fixed |  | MONITORCARDIACFIXED-Philips-IntelliVue MX700 |  |  |  | MCH-A | Covered PM Repair - Biomedical | MHHS-Cypress | [8 empty] | MONITORCARDIACFIXED | Monitor, Cardiac, Fixed | Philips
NO | YES |  |  |  | 151-01100 | 151-01100 | Philips Healthcare | INTELLIVUE MX700 |  | DE58545582 | CY-ICU | MHHS-Cypress |  | Monitor, Cardiac, Fixed |  | 151-01100 | 151-01100 | Northwest | MHHS-Cypress | CY-ICU | ICU 12 | 2/1/20 | 2/1/21 |  |  | MONITORS, PHYSIOLOGIC, VITAL SIGNS | Monitor, Cardiac, Fixed | MONITORCARDIACFIXED-Philips-IntelliVue MX700 | MONITORCARDIACFIXED | IntelliVue MX700 |  |  |  | Philips | Monitor, Cardiac, Fixed |  | MONITORCARDIACFIXED-Philips-IntelliVue MX700 |  |  |  | MCH-A | Covered PM Repair - Biomedical | MHHS-Cypress | [8 empty] | MONITORCARDIACFIXED | Monitor, Cardiac, Fixed | Philips
NO | YES |  |  |  | 151-01101 | 151-01101 | Philips Healthcare | INTELLIVUE MX700 |  | DE58545636 | CY-ICU | MHHS-Cypress |  | Monitor, Cardiac, Fixed |  | 151-01101 | 151-01101 | Northwest | MHHS-Cypress | CY-ICU | ICU 13 | 1/1/20 | 1/1/21 |  |  | MONITORS, PHYSIOLOGIC, VITAL SIGNS | Monitor, Cardiac, Fixed | MONITORCARDIACFIXED-Philips-IntelliVue MX700 | MONITORCARDIACFIXED | IntelliVue MX700 |  |  |  | Philips | Monitor, Cardiac, Fixed |  | MONITORCARDIACFIXED-Philips-IntelliVue MX700 |  |  |  | MCH-A | Covered PM Repair - Biomedical | MHHS-Cypress | [8 empty] | MONITORCARDIACFIXED | Monitor, Cardiac, Fixed | Philips
NO | YES | Asset Tag 151-01102 |  |  | 151-01102 | 151-01102 | Philips Healthcare | INTELLIVUE MX700 |  | DE58545623 | CY-ICU | MHHS-Cypress |  | Monitor, Cardiac, Fixed |  | 151-01102 | 151-01102 | Northwest & Cypress | MHHS-Cypress | CY-ICU |  | 1/25/19 |  |  |  | MONITORS, PHYSIOLOGIC, VITAL SIGNS | Monitor, Cardiac, Fixed | MONITORCARDIACFIXED-Philips-IntelliVue MX700 | MONITORCARDIACFIXED | IntelliVue MX700 |  |  |  | Philips | Monitor, Cardiac, Fixed |  | MONITORCARDIACFIXED-Philips-IntelliVue MX700 |  |  | Finished from Script 3/27/2020 12:11:52pm (Central) | MCH-A | Covered PM Repair - Biomedical | MHHS-Cypress | [8 empty] | MONITORCARDIACFIXED | Monitor, Cardiac, Fixed | Philips
NO | YES |  |  |  | 151-01103 | 151-01103 | Philips Healthcare | INTELLIVUE MX700 |  | DE58545584 | CY-ICU | MHHS-Cypress |  | Monitor, Cardiac, Fixed |  | 151-01103 | 151-01103 | Northwest | MHHS-Cypress | CY-ICU | ICU 15 | 1/1/20 | 1/1/21 |  |  | MONITORS, PHYSIOLOGIC, VITAL SIGNS | Monitor, Cardiac, Fixed | MONITORCARDIACFIXED-Philips-IntelliVue MX700 | MONITORCARDIACFIXED | IntelliVue MX700 |  |  |  | Philips | Monitor, Cardiac, Fixed |  | MONITORCARDIACFIXED-Philips-IntelliVue MX700 |  |  |  | MCH-A | Covered PM Repair - Biomedical | MHHS-Cypress | [8 empty] | MONITORCARDIACFIXED | Monitor, Cardiac, Fixed | Philips
NO | YES |  |  |  | 151-01104 | 151-01104 | Philips Healthcare | INTELLIVUE MX700 |  | DE58545601 | CY-Central Supply | MHHS-Cypress |  | Monitor, Cardiac, Fixed |  | 151-01104 | 151-01104 | Northwest | MHHS-Cypress | CY-Central Supply | ICU 16 |  |  |  |  | MONITORS, PHYSIOLOGIC, VITAL SIGNS | Monitor, Cardiac, Fixed | MONITORCARDIACFIXED-Philips-IntelliVue MX700 | MONITORCARDIACFIXED | IntelliVue MX700 |  |  |  | Philips | Monitor, Cardiac, Fixed |  | MONITORCARDIACFIXED-Philips-IntelliVue MX700 |  |  |  | MCH-A | Covered PM Repair - Biomedical | MHHS-Cypress | [8 empty] | MONITORCARDIACFIXED | Monitor, Cardiac, Fixed | Philips
NO | YES |  |  |  | 151-02738 | 151-02738 | Philips Healthcare | INTELLIVUE MX700 |  | DE58557440 | CY-ICU | MHHS-Cypress |  | Monitor, Cardiac, Fixed |  | 151-02738 | 151-02738 | Northwest | MHHS-Cypress | CY-ICU | ICU 1 | 12/1/19 | 12/1/20 |  |  | MONITORS, PHYSIOLOGIC, VITAL SIGNS | Monitor, Cardiac, Fixed | MONITORCARDIACFIXED-Philips-IntelliVue MX700 | MONITORCARDIACFIXED | IntelliVue MX700 |  |  |  | Philips | Monitor, Cardiac, Fixed |  | MONITORCARDIACFIXED-Philips-IntelliVue MX700 |  |  |  | MCH-A | Covered PM Repair - Respiratory/Steriliz | MHHS-Cypress | [8 empty] | MONITORCARDIACFIXED | Monitor, Cardiac, Fixed | Philips
NO | YES |  |  |  | 151-02739 | 151-02739 | Philips Healthcare | INTELLIVUE MX700 |  | DE58557400 | CY-ICU | MHHS-Cypress |  | Monitor, Cardiac, Fixed |  | 151-02739 | 151-02739 | Northwest | MHHS-Cypress | CY-ICU | ICU 2 | 12/1/19 | 12/1/20 |  |  | MONITORS, PHYSIOLOGIC, VITAL SIGNS | Monitor, Cardiac, Fixed | MONITORCARDIACFIXED-Philips-IntelliVue MX700 | MONITORCARDIACFIXED | IntelliVue MX700 |  |  |  | Philips | Monitor, Cardiac, Fixed |  | MONITORCARDIACFIXED-Philips-IntelliVue MX700 |  |  |  | MCH-A | Covered PM Repair - Respiratory/Steriliz | MHHS-Cypress | [8 empty] | MONITORCARDIACFIXED | Monitor, Cardiac, Fixed | Philips
NO | YES |  |  |  | 151-02740 | 151-02740 | Philips Healthcare | INTELLIVUE MX700 |  | DE58557412 | CY-ICU | MHHS-Cypress |  | Monitor, Cardiac, Fixed |  | 151-02740 | 151-02740 | Northwest | MHHS-Cypress | CY-ICU | ICU 4 | 12/1/19 | 12/1/20 |  |  | MONITORS, PHYSIOLOGIC, VITAL SIGNS | Monitor, Cardiac, Fixed | MONITORCARDIACFIXED-Philips-IntelliVue MX700 | MONITORCARDIACFIXED | IntelliVue MX700 |  |  |  | Philips | Monitor, Cardiac, Fixed |  | MONITORCARDIACFIXED-Philips-IntelliVue MX700 |  |  |  | MCH-A | Covered PM Repair - Respiratory/Steriliz | MHHS-Cypress | [8 empty] | MONITORCARDIACFIXED | Monitor, Cardiac, Fixed | Philips
NO | YES |  |  |  | 151-02741 | 151-02741 | Philips Healthcare | INTELLIVUE MX700 |  | DE58557426 | CY-ICU | MHHS-Cypress |  | Monitor, Cardiac, Fixed |  | 151-02741 | 151-02741 | Northwest | MHHS-Cypress | CY-ICU | ICU 3 | 12/1/19 | 12/1/20 |  |  | MONITORS, PHYSIOLOGIC, VITAL SIGNS | Monitor, Cardiac, Fixed | MONITORCARDIACFIXED-Philips-IntelliVue MX700 | MONITORCARDIACFIXED | IntelliVue MX700 |  |  |  | Philips | Monitor, Cardiac, Fixed |  | MONITORCARDIACFIXED-Philips-IntelliVue MX700 |  |  |  | MCH-A | Covered PM Repair Labor Only - Biomedica | MHHS-Cypress | [8 empty] | MONITORCARDIACFIXED | Monitor, Cardiac, Fixed | Philips
NO | YES |  |  |  | 151-03269 | 151-03269 | Philips Healthcare | INTELLIVUE MX700 |  | DE58560145 | CY-ICU | MHHS-Cypress |  | Monitor, Cardiac, Fixed |  | 151-03269 | 151-03269 | Northwest | MHHS-Cypress | CY-ICU | ICU 20 | 6/1/19 | 6/1/20 |  |  | MONITORS, PHYSIOLOGIC, VITAL SIGNS | Monitor, Cardiac, Fixed | MONITORCARDIACFIXED-Philips-IntelliVue MX700 | MONITORCARDIACFIXED | IntelliVue MX700 |  |  |  | Philips | Monitor, Cardiac, Fixed |  | MONITORCARDIACFIXED-Philips-IntelliVue MX700 |  | 11/1/17 |  | MCH-A | Covered PM Repair - Biomedical | MHHS-Cypress | [8 empty] | MONITORCARDIACFIXED | Monitor, Cardiac, Fixed | Philips
NO | YES |  |  |  | 151-03275 | 151-03275 | Philips Healthcare | INTELLIVUE MX700 |  | DE58560182 | CY-ICU | MHHS-Cypress |  | Monitor, Cardiac, Fixed |  | 151-03275 | 151-03275 | Northwest | MHHS-Cypress | CY-ICU | CY -ICU 17 | 6/1/19 | 6/1/20 |  |  | MONITORS, PHYSIOLOGIC, VITAL SIGNS | Monitor, Cardiac, Fixed | MONITORCARDIACFIXED-Philips-IntelliVue MX700 | MONITORCARDIACFIXED | IntelliVue MX700 |  |  |  | Philips | Monitor, Cardiac, Fixed |  | MONITORCARDIACFIXED-Philips-IntelliVue MX700 |  |  |  | MCH-A | Covered PM Repair - Biomedical | MHHS-Cypress | [8 empty] | MONITORCARDIACFIXED | Monitor, Cardiac, Fixed | Philips
NO | YES |  |  |  | 151-03278 | 151-03278 | Philips Healthcare | INTELLIVUE MX700 |  | DE58560244 | CY-Central Supply | MHHS-Cypress |  | Monitor, Cardiac, Fixed |  | 151-03278 | 151-03278 | Northwest | MHHS-Cypress | CY-Central Supply | ICU 20 | 6/1/19 | 6/1/20 |  |  | MONITORS, PHYSIOLOGIC, VITAL SIGNS | Monitor, Cardiac, Fixed | MONITORCARDIACFIXED-Philips-IntelliVue MX700 | MONITORCARDIACFIXED | IntelliVue MX700 |  |  |  | Philips | Monitor, Cardiac, Fixed |  | MONITORCARDIACFIXED-Philips-IntelliVue MX700 |  |  |  | MCH-A | Covered PM Repair - Biomedical | MHHS-Cypress | [8 empty] | MONITORCARDIACFIXED | Monitor, Cardiac, Fixed | Philips
NO | YES |  |  |  | 151-01197 | 151-01197 | Philips Healthcare | INTELLIVUE MX700 |  | DE58545651 | CY-OR | MHHS-Cypress |  | Monitor, Cardiac, Fixed |  | 151-01197 | 151-01197 | Northwest | MHHS-Cypress | CY-OR | Or 8 | 1/1/20 | 1/1/21 |  |  | MONITORS, PHYSIOLOGIC, VITAL SIGNS | Monitor, Cardiac, Fixed | MONITORCARDIACFIXED-Philips-IntelliVue MX700 | MONITORCARDIACFIXED | IntelliVue MX700 |  |  |  | Philips | Monitor, Cardiac, Fixed |  | MONITORCARDIACFIXED-Philips-IntelliVue MX700 |  |  |  | MCH-A | Covered PM Repair - Biomedical | MHHS-Cypress | [8 empty] | MONITORCARDIACFIXED | Monitor, Cardiac, Fixed | Philips
NO | YES |  |  |  | 151-01198 | 151-01198 | Philips Healthcare | INTELLIVUE MX700 |  | DE58545603 | CY-OR | MHHS-Cypress |  | Monitor, Cardiac, Fixed |  | 151-01198 | 151-01198 | Northwest | MHHS-Cypress | CY-OR | Or | 12/1/19 | 2/1/20 |  |  | MONITORS, PHYSIOLOGIC, VITAL SIGNS | Monitor, Cardiac, Fixed | MONITORCARDIACFIXED-Philips-IntelliVue MX700 | MONITORCARDIACFIXED | IntelliVue MX700 |  |  |  | Philips | Monitor, Cardiac, Fixed |  | MONITORCARDIACFIXED-Philips-IntelliVue MX700 |  |  |  | MCH-A | Covered PM Repair - Biomedical | MHHS-Cypress | [8 empty] | MONITORCARDIACFIXED | Monitor, Cardiac, Fixed | Philips
NO | YES |  |  |  | 151-01199 | 151-01199 | Philips Healthcare | INTELLIVUE MX700 |  | DE58545625 | CY-OR | MHHS-Cypress |  | Monitor, Cardiac, Fixed |  | 151-01199 | 151-01199 | Northwest | MHHS-Cypress | CY-OR | OR 6 | 12/1/19 | 12/1/20 |  |  | MONITORS, PHYSIOLOGIC, VITAL SIGNS | Monitor, Cardiac, Fixed | MONITORCARDIACFIXED-Philips-IntelliVue MX700 | MONITORCARDIACFIXED | IntelliVue MX700 |  |  |  | Philips | Monitor, Cardiac, Fixed |  | MONITORCARDIACFIXED-Philips-IntelliVue MX700 |  |  |  | MCH-A | Covered PM Repair - Biomedical | MHHS-Cypress | [8 empty] | MONITORCARDIACFIXED | Monitor, Cardiac, Fixed | Philips
NO | YES |  |  |  | 151-01200 | 151-01200 | Philips Healthcare | INTELLIVUE MX700 |  | DE58545645 | CY-OR | MHHS-Cypress |  | Monitor, Cardiac, Fixed |  | 151-01200 | 151-01200 | Northwest | MHHS-Cypress | CY-OR | Or 5 | 12/1/19 | 12/1/20 |  |  | MONITORS, PHYSIOLOGIC, VITAL SIGNS | Monitor, Cardiac, Fixed | MONITORCARDIACFIXED-Philips-IntelliVue MX700 | MONITORCARDIACFIXED | IntelliVue MX700 |  |  |  | Philips | Monitor, Cardiac, Fixed |  | MONITORCARDIACFIXED-Philips-IntelliVue MX700 |  |  |  | MCH-A | Covered PM Repair - Biomedical | MHHS-Cypress | [8 empty] | MONITORCARDIACFIXED | Monitor, Cardiac, Fixed | Philips
NO | YES |  |  |  | 151-01201 | 151-01201 | Philips Healthcare | INTELLIVUE MX700 |  | DE58545630 | CY-OR | MHHS-Cypress |  | Monitor, Cardiac, Fixed |  | 151-01201 | 151-01201 | Northwest | MHHS-Cypress | CY-OR | OR 7 | 1/1/20 | 1/1/21 |  |  | MONITORS, PHYSIOLOGIC, VITAL SIGNS | Monitor, Cardiac, Fixed | MONITORCARDIACFIXED-Philips-IntelliVue MX700 | MONITORCARDIACFIXED | IntelliVue MX700 |  |  |  | Philips | Monitor, Cardiac, Fixed |  | MONITORCARDIACFIXED-Philips-IntelliVue MX700 |  |  |  | MCH-A | Covered PM Repair - Biomedical | MHHS-Cypress | [8 empty] | MONITORCARDIACFIXED | Monitor, Cardiac, Fixed | Philips
NO | YES |  |  |  | 151-01202 | 151-01202 | Philips Healthcare | INTELLIVUE MX700 |  | DE58545648 | CY-OR | MHHS-Cypress |  | Monitor, Cardiac, Fixed |  | 151-01202 | 151-01202 | Northwest | MHHS-Cypress | CY-OR | OR 4 | 12/1/19 | 2/1/20 |  |  | MONITORS, PHYSIOLOGIC, VITAL SIGNS | Monitor, Cardiac, Fixed | MONITORCARDIACFIXED-Philips-IntelliVue MX700 | MONITORCARDIACFIXED | IntelliVue MX700 |  |  |  | Philips | Monitor, Cardiac, Fixed |  | MONITORCARDIACFIXED-Philips-IntelliVue MX700 |  |  |  | MCH-A | Covered PM Repair - Biomedical | MHHS-Cypress | [8 empty] | MONITORCARDIACFIXED | Monitor, Cardiac, Fixed | Philips
NO | YES |  |  |  | 009-09942 | 009-09942 | Philips Healthcare | INTELLIVUE MX700 |  | DE50936362 | GH-OR Anesthesia | MHHS-Greater Heights |  | Monitor, Cardiac, Fixed |  | 009-09942 | 009-09942 | Central | MHHS-Greater Heights | GH-OR Anesthesia | OR | 6/1/19 |  | 6/1/20 |  | MONITORS, PHYSIOLOGIC, VITAL SIGNS | Monitor, Cardiac, Fixed | MONITORCARDIACFIXED-Philips-IntelliVue MX700 | MONITORCARDIACFIXED | IntelliVue MX700 |  |  |  | Philips | Monitor, Cardiac, Fixed |  | MONITORCARDIACFIXED-Philips-IntelliVue MX700 |  |  |  | MCH-A | Covered PM Repair - Biomedical | MHHS-Greater Heights | [8 empty] | MONITORCARDIACFIXED | Monitor, Cardiac, Fixed | Philips
NO | YES |  |  |  | 009-09943 | 009-09943 | Philips Healthcare | INTELLIVUE MX700 |  | DE50936391 | GH-OR Anesthesia | MHHS-Greater Heights |  | Monitor, Cardiac, Fixed |  | 009-09943 | 009-09943 | Central | MHHS-Greater Heights | GH-OR Anesthesia | OR | 6/1/19 |  | 6/1/20 |  | MONITORS, PHYSIOLOGIC, VITAL SIGNS | Monitor, Cardiac, Fixed | MONITORCARDIACFIXED-Philips-IntelliVue MX700 | MONITORCARDIACFIXED | IntelliVue MX700 |  |  |  | Philips | Monitor, Cardiac, Fixed |  | MONITORCARDIACFIXED-Philips-IntelliVue MX700 |  |  |  | MCH-A | Covered PM Repair - Biomedical | MHHS-Greater Heights | [8 empty] | MONITORCARDIACFIXED | Monitor, Cardiac, Fixed | Philips
NO | YES |  |  |  | 009-09944 | 009-09944 | Philips Healthcare | INTELLIVUE MX700 |  | DE50936377 | GH-OR Anesthesia | MHHS-Greater Heights |  | Monitor, Cardiac, Fixed |  | 009-09944 | 009-09944 | Central & Greater Heights | MHHS-Greater Heights | GH-OR Anesthesia | Room 8 | 6/1/19 |  |  |  | MONITORS, PHYSIOLOGIC, VITAL SIGNS | Monitor, Cardiac, Fixed | MONITORCARDIACFIXED-Philips-IntelliVue MX700 | MONITORCARDIACFIXED | IntelliVue MX700 |  |  |  | Philips | Monitor, Cardiac, Fixed |  | MONITORCARDIACFIXED-Philips-IntelliVue MX700 |  |  |  | MCH-A | Covered PM Repair - Biomedical | MHHS-Greater Heights | [8 empty] | MONITORCARDIACFIXED | Monitor, Cardiac, Fixed | Philips
NO | YES |  |  |  | 133-09530 | 133-09530 | Philips Healthcare | INTELLIVUE MX700 |  | DE12519431 | Katy-ICU | MHHS-Katy |  | Monitor, Cardiac, Fixed |  | 133-09530 | 133-09530 | Katy | MHHS-Katy | Katy-ICU | ICU16 | 12/1/19 | 12/1/20 |  |  | MONITORS, PHYSIOLOGIC, VITAL SIGNS | Monitor, Cardiac, Fixed | MONITORCARDIACFIXED-Philips-IntelliVue MX700 | MONITORCARDIACFIXED | IntelliVue MX700 |  |  |  | Philips | Monitor, Cardiac, Fixed |  | MONITORCARDIACFIXED-Philips-IntelliVue MX700 |  | 12/22/18 |  | MCH-A | Covered PM Repair - Biomedical | MHHS-Katy | [8 empty] | MONITORCARDIACFIXED | Monitor, Cardiac, Fixed | Philips
NO | YES |  |  |  | 133-09531 | 133-09531 | Philips Healthcare | INTELLIVUE MX700 |  | DE12514068 | Katy-ICU | MHHS-Katy |  | Monitor, Cardiac, Fixed |  | 133-09531 | 133-09531 | Katy | MHHS-Katy | Katy-ICU | ICU 15 | 12/1/19 | 12/1/20 |  |  | MONITORS, PHYSIOLOGIC, VITAL SIGNS | Monitor, Cardiac, Fixed | MONITORCARDIACFIXED-Philips-IntelliVue MX700 | MONITORCARDIACFIXED | IntelliVue MX700 |  |  |  | Philips | Monitor, Cardiac, Fixed |  | MONITORCARDIACFIXED-Philips-IntelliVue MX700 |  | 12/31/18 |  | MCH-A | Covered PM Repair - Biomedical | MHHS-Katy | [8 empty] | MONITORCARDIACFIXED | Monitor, Cardiac, Fixed | Philips
NO | YES |  |  |  | 133-09532 | 133-09532 | Philips Healthcare | INTELLIVUE MX700 |  | DE12501219 | Katy-ICU | MHHS-Katy |  | Monitor, Cardiac, Fixed |  | 133-09532 | 133-09532 | Katy | MHHS-Katy | Katy-ICU | ICU 1 |  |  |  |  | MONITORS, PHYSIOLOGIC, VITAL SIGNS | Monitor, Cardiac, Fixed | MONITORCARDIACFIXED-Philips-IntelliVue MX700 | MONITORCARDIACFIXED | IntelliVue MX700 |  |  |  | Philips | Monitor, Cardiac, Fixed |  | MONITORCARDIACFIXED-Philips-IntelliVue MX700 |  | 12/31/18 |  | MCH-A | Covered PM Repair - Biomedical | MHHS-Katy | [8 empty] | MONITORCARDIACFIXED | Monitor, Cardiac, Fixed | Philips
NO | YES |  |  |  | 133-09533 | 133-09533 | Philips Healthcare | INTELLIVUE MX700 |  | DE12501167 | Katy-ICU | MHHS-Katy |  | Monitor, Cardiac, Fixed |  | 133-09533 | 133-09533 | Katy | MHHS-Katy | Katy-ICU | ICU 14 | 12/1/19 | 12/1/20 |  |  | MONITORS, PHYSIOLOGIC, VITAL SIGNS | Monitor, Cardiac, Fixed | MONITORCARDIACFIXED-Philips-IntelliVue MX700 | MONITORCARDIACFIXED | IntelliVue MX700 |  |  |  | Philips | Monitor, Cardiac, Fixed |  | MONITORCARDIACFIXED-Philips-IntelliVue MX700 |  | 12/31/18 |  | MCH-A | Covered PM Repair - Biomedical | MHHS-Katy | [8 empty] | MONITORCARDIACFIXED | Monitor, Cardiac, Fixed | Philips
NO | YES |  |  |  | 133-09534 | 133-09534 | Philips Healthcare | INTELLIVUE MX700 |  | DE12501076 | Katy-ICU | MHHS-Katy |  | Monitor, Cardiac, Fixed |  | 133-09534 | 133-09534 | Katy | MHHS-Katy | Katy-ICU | ICU | 12/1/19 | 12/1/20 |  |  | MONITORS, PHYSIOLOGIC, VITAL SIGNS | Monitor, Cardiac, Fixed | MONITORCARDIACFIXED-Philips-IntelliVue MX700 | MONITORCARDIACFIXED | IntelliVue MX700 |  |  |  | Philips | Monitor, Cardiac, Fixed |  | MONITORCARDIACFIXED-Philips-IntelliVue MX700 |  | 12/31/18 |  | MCH-A | Covered PM Repair - Biomedical | MHHS-Katy | [8 empty] | MONITORCARDIACFIXED | Monitor, Cardiac, Fixed | Philips
NO | YES |  |  |  | 133-09535 | 133-09535 | Philips Healthcare | INTELLIVUE MX700 |  | DE12501487 | Katy-ICU | MHHS-Katy |  | Monitor, Cardiac, Fixed |  | 133-09535 | 133-09535 | Katy | MHHS-Katy | Katy-ICU | ICU 8 | 12/1/19 | 12/1/20 |  |  | MONITORS, PHYSIOLOGIC, VITAL SIGNS | Monitor, Cardiac, Fixed | MONITORCARDIACFIXED-Philips-IntelliVue MX700 | MONITORCARDIACFIXED | IntelliVue MX700 |  |  |  | Philips | Monitor, Cardiac, Fixed |  | MONITORCARDIACFIXED-Philips-IntelliVue MX700 |  | 12/31/18 |  | MCH-A | Covered PM Repair - Biomedical | MHHS-Katy | [8 empty] | MONITORCARDIACFIXED | Monitor, Cardiac, Fixed | Philips
NO | YES |  |  |  | 133-09536 | 133-09536 | Philips Healthcare | INTELLIVUE MX700 |  | DE12501483 | Katy-ICU | MHHS-Katy |  | Monitor, Cardiac, Fixed |  | 133-09536 | 133-09536 | Katy | MHHS-Katy | Katy-ICU | Room 10 | 12/1/19 | 12/1/20 |  |  | MONITORS, PHYSIOLOGIC, VITAL SIGNS | Monitor, Cardiac, Fixed | MONITORCARDIACFIXED-Philips-IntelliVue MX700 | MONITORCARDIACFIXED | IntelliVue MX700 |  |  |  | Philips | Monitor, Cardiac, Fixed |  | MONITORCARDIACFIXED-Philips-IntelliVue MX700 |  | 12/31/18 |  | MCH-A | Covered PM Repair - Biomedical | MHHS-Katy | [8 empty] | MONITORCARDIACFIXED | Monitor, Cardiac, Fixed | Philips
NO | YES |  |  |  | 133-09538 | 133-09538 | Philips Healthcare | INTELLIVUE MX700 |  | DE12504890 | Katy-ICU | MHHS-Katy |  | Monitor, Cardiac, Fixed |  | 133-09538 | 133-09538 | Katy | MHHS-Katy | Katy-ICU | ICU 9 | 12/1/19 | 12/1/20 |  |  | MONITORS, PHYSIOLOGIC, VITAL SIGNS | Monitor, Cardiac, Fixed | MONITORCARDIACFIXED-Philips-IntelliVue MX700 | MONITORCARDIACFIXED | IntelliVue MX700 |  |  |  | Philips | Monitor, Cardiac, Fixed |  | MONITORCARDIACFIXED-Philips-IntelliVue MX700 |  | 12/22/18 |  | MCH-A | Covered PM Repair - Biomedical | MHHS-Katy | [8 empty] | MONITORCARDIACFIXED | Monitor, Cardiac, Fixed | Philips
NO | YES |  |  |  | 133-09539 | 133-09539 | Philips Healthcare | INTELLIVUE MX700 |  | DE12501221 | Katy-ICU | MHHS-Katy |  | Monitor, Cardiac, Fixed |  | 133-09539 | 133-09539 | Katy | MHHS-Katy | Katy-ICU | ICU 18 | 12/1/19 | 12/1/20 |  |  | MONITORS, PHYSIOLOGIC, VITAL SIGNS | Monitor, Cardiac, Fixed | MONITORCARDIACFIXED-Philips-IntelliVue MX700 | MONITORCARDIACFIXED | IntelliVue MX700 |  |  |  | Philips | Monitor, Cardiac, Fixed |  | MONITORCARDIACFIXED-Philips-IntelliVue MX700 |  | 12/31/18 |  | MCH-A | Covered PM Repair - Biomedical | MHHS-Katy | [8 empty] | MONITORCARDIACFIXED | Monitor, Cardiac, Fixed | Philips
NO | YES |  |  |  | 133-09540 | 133-09540 | Philips Healthcare | INTELLIVUE MX700 |  | DE12501561 | Katy-ICU | MHHS-Katy |  | Monitor, Cardiac, Fixed |  | 133-09540 | 133-09540 | Katy | MHHS-Katy | Katy-ICU | ICU 17 |  |  |  |  | MONITORS, PHYSIOLOGIC, VITAL SIGNS | Monitor, Cardiac, Fixed | MONITORCARDIACFIXED-Philips-IntelliVue MX700 | MONITORCARDIACFIXED | IntelliVue MX700 |  |  |  | Philips | Monitor, Cardiac, Fixed |  | MONITORCARDIACFIXED-Philips-IntelliVue MX700 |  | 12/22/18 |  | MCH-A | Covered PM Repair - Biomedical | MHHS-Katy | [8 empty] | MONITORCARDIACFIXED | Monitor, Cardiac, Fixed | Philips
NO | YES |  |  |  | 133-09541 | 133-09541 | Philips Healthcare | INTELLIVUE MX700 |  | DE12501080 | Katy-ICU | MHHS-Katy |  | Monitor, Cardiac, Fixed |  | 133-09541 | 133-09541 | Katy | MHHS-Katy | Katy-ICU | Icu -19 | 12/1/19 | 12/1/20 |  |  | MONITORS, PHYSIOLOGIC, VITAL SIGNS | Monitor, Cardiac, Fixed | MONITORCARDIACFIXED-Philips-IntelliVue MX700 | MONITORCARDIACFIXED | IntelliVue MX700 |  |  |  | Philips | Monitor, Cardiac, Fixed |  | MONITORCARDIACFIXED-Philips-IntelliVue MX700 |  | 12/22/18 |  | MCH-A | Covered PM Repair - Biomedical | MHHS-Katy | [8 empty] | MONITORCARDIACFIXED | Monitor, Cardiac, Fixed | Philips
NO | YES |  |  |  | 133-09542 | 133-09542 | Philips Healthcare | INTELLIVUE MX700 |  | DE12501130 | Katy-ICU | MHHS-Katy |  | Monitor, Cardiac, Fixed |  | 133-09542 | 133-09542 | Katy | MHHS-Katy | Katy-ICU | ICU 20 | 12/1/19 | 12/1/20 |  |  | MONITORS, PHYSIOLOGIC, VITAL SIGNS | Monitor, Cardiac, Fixed | MONITORCARDIACFIXED-Philips-IntelliVue MX700 | MONITORCARDIACFIXED | IntelliVue MX700 |  |  |  | Philips | Monitor, Cardiac, Fixed |  | MONITORCARDIACFIXED-Philips-IntelliVue MX700 |  | 12/22/18 |  | MCH-A | Covered PM Repair - Biomedical | MHHS-Katy | [8 empty] | MONITORCARDIACFIXED | Monitor, Cardiac, Fixed | Philips
NO | YES |  |  |  | 133-09543 | 133-09543 | Philips Healthcare | INTELLIVUE MX700 |  | DE12501263 | Katy-ICU | MHHS-Katy |  | Monitor, Cardiac, Fixed |  | 133-09543 | 133-09543 | Katy | MHHS-Katy | Katy-ICU | ICU | 12/1/19 | 12/1/20 |  |  | MONITORS, PHYSIOLOGIC, VITAL SIGNS | Monitor, Cardiac, Fixed | MONITORCARDIACFIXED-Philips-IntelliVue MX700 | MONITORCARDIACFIXED | IntelliVue MX700 |  |  |  | Philips | Monitor, Cardiac, Fixed |  | MONITORCARDIACFIXED-Philips-IntelliVue MX700 |  | 12/22/18 |  | MCH-A | Covered PM Repair - Biomedical | MHHS-Katy | [8 empty] | MONITORCARDIACFIXED | Monitor, Cardiac, Fixed | Philips
NO | YES | Asset Tag 133-09544 |  |  | 133-09544 | 133-09544 | Philips Healthcare | INTELLIVUE MX700 |  | DE12515691 | Katy-ICU | MHHS-Katy |  | Monitor, Cardiac, Fixed |  | 133-09544 | 133-09544 | Katy | MHHS-Katy | Katy-ICU |  | 12/4/19 |  |  |  | MONITORS, PHYSIOLOGIC, VITAL SIGNS | Monitor, Cardiac, Fixed | MONITORCARDIACFIXED-Philips-IntelliVue MX700 | MONITORCARDIACFIXED | IntelliVue MX700 |  |  |  | Philips | Monitor, Cardiac, Fixed |  | MONITORCARDIACFIXED-Philips-IntelliVue MX700 |  | 12/31/18 | Finished from Script 3/27/2020 12:11:52pm (Central) | MCH-A | Covered PM Repair - Biomedical | MHHS-Katy | [8 empty] | MONITORCARDIACFIXED | Monitor, Cardiac, Fixed | Philips
NO | YES |  |  |  | 133-09545 | 133-09545 | Philips Healthcare | INTELLIVUE MX700 |  | DE12501095 | Katy-ICU | MHHS-Katy |  | Monitor, Cardiac, Fixed |  | 133-09545 | 133-09545 | Katy | MHHS-Katy | Katy-ICU | ICU 3 | 12/1/19 | 12/1/20 |  |  | MONITORS, PHYSIOLOGIC, VITAL SIGNS | Monitor, Cardiac, Fixed | MONITORCARDIACFIXED-Philips-IntelliVue MX700 | MONITORCARDIACFIXED | IntelliVue MX700 |  |  |  | Philips | Monitor, Cardiac, Fixed |  | MONITORCARDIACFIXED-Philips-IntelliVue MX700 |  |  |  | MCH-A | Covered PM Repair - Biomedical | MHHS-Katy | [8 empty] | MONITORCARDIACFIXED | Monitor, Cardiac, Fixed | Philips
NO | YES |  |  |  | 133-09546 | 133-09546 | Philips Healthcare | INTELLIVUE MX700 |  | DE12501096 | Katy-ICU | MHHS-Katy |  | Monitor, Cardiac, Fixed |  | 133-09546 | 133-09546 | Katy | MHHS-Katy | Katy-ICU | Room Medicine storage | 12/1/19 | 12/1/20 |  |  | MONITORS, PHYSIOLOGIC, VITAL SIGNS | Monitor, Cardiac, Fixed | MONITORCARDIACFIXED-Philips-IntelliVue MX700 | MONITORCARDIACFIXED | IntelliVue MX700 |  |  |  | Philips | Monitor, Cardiac, Fixed |  | MONITORCARDIACFIXED-Philips-IntelliVue MX700 |  | 12/31/18 |  | MCH-A | Covered PM Repair - Biomedical | MHHS-Katy | [8 empty] | MONITORCARDIACFIXED | Monitor, Cardiac, Fixed | Philips
NO | YES |  |  |  | 133-09547 | 133-09547 | Philips Healthcare | INTELLIVUE MX700 |  | DE12503517 | Katy-ICU | MHHS-Katy |  | Monitor, Cardiac, Fixed |  | 133-09547 | 133-09547 | Katy | MHHS-Katy | Katy-ICU | ICU 4 | 12/1/19 | 12/1/20 |  |  | MONITORS, PHYSIOLOGIC, VITAL SIGNS | Monitor, Cardiac, Fixed | MONITORCARDIACFIXED-Philips-IntelliVue MX700 | MONITORCARDIACFIXED | IntelliVue MX700 |  |  |  | Philips | Monitor, Cardiac, Fixed |  | MONITORCARDIACFIXED-Philips-IntelliVue MX700 |  |  |  | MCH-A | Covered PM Repair - Biomedical | MHHS-Katy | [8 empty] | MONITORCARDIACFIXED | Monitor, Cardiac, Fixed | Philips
NO | YES |  |  |  | 133-09548 | 133-09548 | Philips Healthcare | INTELLIVUE MX700 |  | DE12501200 | Katy-ICU | MHHS-Katy |  | Monitor, Cardiac, Fixed |  | 133-09548 | 133-09548 | Katy | MHHS-Katy | Katy-ICU | ICU 5 |  |  |  |  | MONITORS, PHYSIOLOGIC, VITAL SIGNS | Monitor, Cardiac, Fixed | MONITORCARDIACFIXED-Philips-IntelliVue MX700 | MONITORCARDIACFIXED | IntelliVue MX700 |  |  |  | Philips | Monitor, Cardiac, Fixed |  | MONITORCARDIACFIXED-Philips-IntelliVue MX700 |  | 12/31/18 |  | MCH-A | Covered PM Repair - Biomedical | MHHS-Katy | [8 empty] | MONITORCARDIACFIXED | Monitor, Cardiac, Fixed | Philips
NO | YES |  |  |  | 133-09549 | 133-09549 | Philips Healthcare | INTELLIVUE MX700 |  | DE12501247 | Katy-ICU | MHHS-Katy |  | Monitor, Cardiac, Fixed |  | 133-09549 | 133-09549 | Katy | MHHS-Katy | Katy-ICU | ICU | 12/1/18 | 12/1/19 |  |  | MONITORS, PHYSIOLOGIC, VITAL SIGNS | Monitor, Cardiac, Fixed | MONITORCARDIACFIXED-Philips-IntelliVue MX700 | MONITORCARDIACFIXED | IntelliVue MX700 |  |  |  | Philips | Monitor, Cardiac, Fixed |  | MONITORCARDIACFIXED-Philips-IntelliVue MX700 |  | 12/31/18 |  | MCH-A | Covered PM Repair - Biomedical | MHHS-Katy | [8 empty] | MONITORCARDIACFIXED | Monitor, Cardiac, Fixed | Philips
NO | YES |  |  |  | 133-09239 | 133-09239 | Philips Healthcare | INTELLIVUE MX700 |  | DE50937430 | Katy-OR | MHHS-Katy |  | Monitor, Cardiac, Fixed |  | 133-09239 | 133-09239 | Katy | MHHS-Katy | Katy-OR | OR 8 | 11/1/19 | 11/1/20 |  |  | MONITORS, PHYSIOLOGIC, VITAL SIGNS | Monitor, Cardiac, Fixed | MONITORCARDIACFIXED-Philips-IntelliVue MX700 | MONITORCARDIACFIXED | IntelliVue MX700 |  |  |  | Philips | Monitor, Cardiac, Fixed |  | MONITORCARDIACFIXED-Philips-IntelliVue MX700 |  |  |  | MCH-A | Covered PM Repair - Biomedical | MHHS-Katy | [8 empty] | MONITORCARDIACFIXED | Monitor, Cardiac, Fixed | Philips
NO | YES |  |  |  | 133-09244 | 133-09244 | Philips Healthcare | INTELLIVUE MX700 |  | DE50937424 | Katy-OR | MHHS-Katy |  | Monitor, Cardiac, Fixed |  | 133-09244 | 133-09244 | Katy | MHHS-Katy | Katy-OR | OR 9 | 11/1/19 | 11/1/20 |  |  | MONITORS, PHYSIOLOGIC, VITAL SIGNS | Monitor, Cardiac, Fixed | MONITORCARDIACFIXED-Philips-IntelliVue MX700 | MONITORCARDIACFIXED | IntelliVue MX700 |  |  |  | Philips | Monitor, Cardiac, Fixed |  | MONITORCARDIACFIXED-Philips-IntelliVue MX700 |  |  |  | MCH-A | Covered PM Repair - Biomedical | MHHS-Katy | [8 empty] | MONITORCARDIACFIXED | Monitor, Cardiac, Fixed | Philips
NO | YES |  |  |  | 133-09249 | 133-09249 | Philips Healthcare | INTELLIVUE MX700 |  | DE50937472 | Katy-OR | MHHS-Katy |  | Monitor, Cardiac, Fixed |  | 133-09249 | 133-09249 | Katy | MHHS-Katy | Katy-OR | OR 7 | 11/1/19 | 11/1/20 |  |  | MONITORS, PHYSIOLOGIC, VITAL SIGNS | Monitor, Cardiac, Fixed | MONITORCARDIACFIXED-Philips-IntelliVue MX700 | MONITORCARDIACFIXED | IntelliVue MX700 |  |  |  | Philips | Monitor, Cardiac, Fixed |  | MONITORCARDIACFIXED-Philips-IntelliVue MX700 |  | 10/27/18 |  | MCH-A | Covered PM Repair - Biomedical | MHHS-Katy | [8 empty] | MONITORCARDIACFIXED | Monitor, Cardiac, Fixed | Philips
NO | YES |  |  |  | 133-09257 | 133-09257 | Philips Healthcare | INTELLIVUE MX700 |  | DE50937466 | Katy-OR | MHHS-Katy |  | Monitor, Cardiac, Fixed |  | 133-09257 | 133-09257 | Katy | MHHS-Katy | Katy-OR | OR 6 | 11/1/19 | 11/1/20 |  |  | MONITORS, PHYSIOLOGIC, VITAL SIGNS | Monitor, Cardiac, Fixed | MONITORCARDIACFIXED-Philips-IntelliVue MX700 | MONITORCARDIACFIXED | IntelliVue MX700 |  |  |  | Philips | Monitor, Cardiac, Fixed |  | MONITORCARDIACFIXED-Philips-IntelliVue MX700 |  | 12/31/18 |  | MCH-A | Covered PM Repair - Biomedical | MHHS-Katy | [8 empty] | MONITORCARDIACFIXED | Monitor, Cardiac, Fixed | Philips
NO | YES |  |  |  | 041-18282 | 041-18282 | Philips Healthcare | INTELLIVUE MX700 |  | DE12524465 | MEMORIAL CITY - CATH LAB | MHHS-Mem City |  | Monitor, Cardiac, Fixed |  | 041-18282 | 041-18282 | West | Memorial herman heart and vascular - memorial city | MEMORIAL CITY - CATH LAB | Ct room 2 |  |  |  |  | MONITORS, PHYSIOLOGIC, VITAL SIGNS |  | MONITORCARDIACFIXED-Philips-IntelliVue MX700 | MONITORCARDIACFIXED | IntelliVue MX700 |  |  |  | Philips | Monitor, Cardiac, Fixed |  | MONITORCARDIACFIXED-Philips-IntelliVue MX700 |  |  |  |  | Covered PM Repair - Biomedical | MHHS-Mem City
NO | YES |  |  |  | 041-20475 | 041-20475 | Philips Healthcare | INTELLIVUE MX700 |  | DE58542534 | MEMORIAL CITY - ANESTHESIOLOGY | MHHS-Mem City |  | Monitor, Cardiac, Fixed |  | 041-20475 | 041-20475 | West | Memorial Hermann - Memorial City | MEMORIAL CITY - ANESTHESIOLOGY | Cath Lab 1 |  |  |  |  | MONITORS, PHYSIOLOGIC, VITAL SIGNS |  | MONITORCARDIACFIXED-Philips-IntelliVue MX700 | MONITORCARDIACFIXED | IntelliVue MX700 |  |  |  | Philips | Monitor, Cardiac, Fixed |  | MONITORCARDIACFIXED-Philips-IntelliVue MX700 |  |  |  |  | Covered PM Repair - Biomedical | MHHS-Mem City
NO | YES |  |  |  | 041-32214 | 041-32214 | Philips Healthcare | INTELLIVUE MX700 |  | DE58553559 | MEMORIAL CITY - CATH LAB | MHHS-Mem City |  | Monitor, Cardiac, Fixed |  | 041-32214 | 041-32214 | West | Heart | MEMORIAL CITY - CATH LAB | EP 215.1 Cath Lab 1 |  |  |  |  | MONITORS, PHYSIOLOGIC, VITAL SIGNS |  | MONITORCARDIACFIXED-Philips-IntelliVue MX700 | MONITORCARDIACFIXED | IntelliVue MX700 |  |  |  | Philips | Monitor, Cardiac, Fixed |  | MONITORCARDIACFIXED-Philips-IntelliVue MX700 |  |  |  |  | Covered PM Repair - Biomedical | MHHS-Mem City
NO | YES |  |  |  | 041-19111 | 041-19111 | Philips Healthcare | INTELLIVUE MX700 |  | DE50936858 | MEMORIAL CITY - EAST TOWER - IMCU | MHHS-Mem City |  | Monitor, Cardiac, Fixed |  | 041-19111 | 041-19111 | West | Memorial Hermann Memorial City Medical Center | MEMORIAL CITY - EAST TOWER - IMCU | MEMORIAL CITY - EAST TOWER - IMCU E4 102 |  |  |  |  | MONITORS, PHYSIOLOGIC, VITAL SIGNS |  | MONITORCARDIACFIXED-Philips-IntelliVue MX700 | MONITORCARDIACFIXED | IntelliVue MX700 |  |  |  | Philips | Monitor, Cardiac, Fixed |  | MONITORCARDIACFIXED-Philips-IntelliVue MX700 |  |  |  |  | Covered PM Repair - Biomedical | MHHS-Mem City
NO | YES |  |  |  | 041-19112 | 041-19112 | Philips Healthcare | INTELLIVUE MX700 |  | DE50936887 | Intermediate Care | MHHS-Mem City |  | Monitor, Cardiac, Fixed |  | 041-19112 | 041-19112 | West | Memorial Hermann Memorial city medical center emergency center | Intermediate Care | Room 423 |  |  |  |  | MONITORS, PHYSIOLOGIC, VITAL SIGNS |  | MONITORCARDIACFIXED-Philips-IntelliVue MX700 | MONITORCARDIACFIXED | IntelliVue MX700 |  |  |  | Philips | Monitor, Cardiac, Fixed |  | MONITORCARDIACFIXED-Philips-IntelliVue MX700 |  |  |  |  | Covered PM Repair - Biomedical | MHHS-Mem City
NO | YES |  |  |  | 041-19117 | 041-19117 | Philips Healthcare | INTELLIVUE MX700 |  | DE50936900 | MEMORIAL CITY - EAST TOWER - IMCU | MHHS-Mem City |  | Monitor, Cardiac, Fixed |  | 041-19117 | 041-19117 | West |  | MEMORIAL CITY - EAST TOWER - IMCU | [5 empty] | MONITORS, PHYSIOLOGIC, VITAL SIGNS |  | MONITORCARDIACFIXED-Philips-IntelliVue MX700 | MONITORCARDIACFIXED | IntelliVue MX700 |  |  |  | Philips | Monitor, Cardiac, Fixed |  | MONITORCARDIACFIXED-Philips-IntelliVue MX700 |  |  |  |  | Covered PM Repair - Biomedical | MHHS-Mem City
NO | YES |  |  |  | 041-19119 | 041-19119 | Philips Healthcare | INTELLIVUE MX700 |  | DE50936892 | Intermediate Care | MHHS-Mem City |  | Monitor, Cardiac, Fixed |  | 041-19119 | 041-19119 | West | Memorial Hermann Memorial city medical center emergency center | Intermediate Care | Room 424 |  |  |  |  | MONITORS, PHYSIOLOGIC, VITAL SIGNS |  | MONITORCARDIACFIXED-Philips-IntelliVue MX700 | MONITORCARDIACFIXED | IntelliVue MX700 |  |  |  | Philips | Monitor, Cardiac, Fixed |  | MONITORCARDIACFIXED-Philips-IntelliVue MX700 |  |  |  |  | Covered PM Repair - Biomedical | MHHS-Mem City
NO | YES |  |  |  | 041-19124 | 041-19/24 | Philips Healthcare | INTELLIVUE MX700 |  | DE50936830 | MEMORIAL CITY - EAST TOWER - IMCU | MHHS-Mem City |  | Monitor, Cardiac, Fixed |  | 041-19124 | 041-19/24 | West | Memorial city | MEMORIAL CITY - EAST TOWER - IMCU | MEMORIAL CUTY MICU |  |  |  |  | MONITORS, PHYSIOLOGIC, VITAL SIGNS |  | MONITORCARDIACFIXED-Philips-IntelliVue MX700 | MONITORCARDIACFIXED | IntelliVue MX700 |  |  |  | Philips | Monitor, Cardiac, Fixed |  | MONITORCARDIACFIXED-Philips-IntelliVue MX700 |  |  |  |  | Covered PM Repair - Biomedical | MHHS-Mem City
NO | YES |  |  |  | 041-19125 | 041-19125 | Philips Healthcare | INTELLIVUE MX700 |  | DE50936854 | MEMORIAL CITY - CATH LAB | MHHS-Mem City |  | Monitor, Cardiac, Fixed |  | 041-19125 | 041-19125 | West | Memorial herman heart and vascular - memorial city | MEMORIAL CITY - CATH LAB | Ct room 1 |  |  |  |  | MONITORS, PHYSIOLOGIC, VITAL SIGNS |  | MONITORCARDIACFIXED-Philips-IntelliVue MX700 | MONITORCARDIACFIXED | IntelliVue MX700 |  |  |  | Philips | Monitor, Cardiac, Fixed |  | MONITORCARDIACFIXED-Philips-IntelliVue MX700 |  |  |  |  | Covered PM Repair - Biomedical | MHHS-Mem City
NO | YES |  |  |  | 041-19128 | 041-19128 | Philips Healthcare | INTELLIVUE MX700 |  | DE50936873 | Memorial city-icu | MHHS-Mem City |  | Monitor, Cardiac, Fixed |  | 041-19128 | 041-19128 | West | Memorial Hermann Memorial City Medical Center | Memorial city-icu | E4 103 |  |  |  |  | MONITORS, PHYSIOLOGIC, VITAL SIGNS |  | MONITORCARDIACFIXED-Philips-IntelliVue MX700 | MONITORCARDIACFIXED | IntelliVue MX700 |  |  |  | Philips | Monitor, Cardiac, Fixed |  | MONITORCARDIACFIXED-Philips-IntelliVue MX700 |  |  |  |  | Covered PM Repair - Biomedical | MHHS-Mem City
NO | YES |  |  |  | 041-19129 | 041-19129 | Philips Healthcare | INTELLIVUE MX700 |  | DE50936871 | MEMORIAL CITY - EAST TOWER - IMCU | MHHS-Mem City |  | Monitor, Cardiac, Fixed |  | 041-19129 | 041-19129 | West |  | MEMORIAL CITY - EAST TOWER - IMCU | [5 empty] | MONITORS, PHYSIOLOGIC, VITAL SIGNS |  | MONITORCARDIACFIXED-Philips-IntelliVue MX700 | MONITORCARDIACFIXED | IntelliVue MX700 |  |  |  | Philips | Monitor, Cardiac, Fixed |  | MONITORCARDIACFIXED-Philips-IntelliVue MX700 |  |  |  |  | Covered PM Repair - Biomedical | MHHS-Mem City
NO | YES |  |  |  | 041-19139 | 041-19139 | Philips Healthcare | INTELLIVUE MX700 |  | DE50936872 | MEMORIAL CITY - EAST TOWER - IMCU | MHHS-Mem City |  | Monitor, Cardiac, Fixed |  | 041-19139 | 041-19139 | West | Memorial Hermann Memorial City Medical Center | MEMORIAL CITY - EAST TOWER - IMCU | MEMORIAL CITY - EAST TOWER - IMCU 442 |  |  |  |  | MONITORS, PHYSIOLOGIC, VITAL SIGNS |  | MONITORCARDIACFIXED-Philips-IntelliVue MX700 | MONITORCARDIACFIXED | IntelliVue MX700 |  |  |  | Philips | Monitor, Cardiac, Fixed |  | MONITORCARDIACFIXED-Philips-IntelliVue MX700 |  |  |  |  | Covered PM Repair - Biomedical | MHHS-Mem City
NO | YES |  |  |  | 041-19144 | 041-19144 | Philips Healthcare | INTELLIVUE MX700 |  | DE50936895 | Memorial City- ICU | MHHS-Mem City |  | Monitor, Cardiac, Fixed |  | 041-19144 | 041-19144 | West | Memorial City-Memorial Hermann Hospital | Memorial City- ICU | E4:222 Neuroscience ICU RM 443 |  |  |  |  | MONITORS, PHYSIOLOGIC, VITAL SIGNS |  | MONITORCARDIACFIXED-Philips-IntelliVue MX700 | MONITORCARDIACFIXED | IntelliVue MX700 |  |  |  | Philips | Monitor, Cardiac, Fixed |  | MONITORCARDIACFIXED-Philips-IntelliVue MX700 |  |  |  |  | Covered PM Repair - Biomedical | MHHS-Mem City
NO | YES |  |  |  | 041-19176 | 041-19176 | Philips Healthcare | INTELLIVUE MX700 |  | DE50936815 | MEMORIAL CITY - EAST TOWER - NEUROLOGY | MHHS-Mem City |  | Monitor, Cardiac, Fixed |  | 041-19176 | 041-19176 | West | Memorial city - memorial herman hospital | MEMORIAL CITY - EAST TOWER - NEUROLOGY | Biomed |  |  |  |  | MONITORS, PHYSIOLOGIC, VITAL SIGNS |  | MONITORCARDIACFIXED-Philips-IntelliVue MX700 | MONITORCARDIACFIXED | IntelliVue MX700 |  |  |  | Philips | Monitor, Cardiac, Fixed |  | MONITORCARDIACFIXED-Philips-IntelliVue MX700 |  |  |  |  | Covered PM Repair - Biomedical | MHHS-Mem City
NO | YES |  |  |  | 041-20843 | 041-20843 | Philips Healthcare | INTELLIVUE MX700 |  | DE58548477 | Memorial City-Labor & Delivery | MHHS-Mem City |  | Monitor, Cardiac, Fixed |  | 041-20843 | 041-20843 | West | MHHS-Mem City | Memorial City-Labor & Delivery | O.R4 | 8/1/19 |  |  |  | MONITORS, PHYSIOLOGIC, VITAL SIGNS |  | MONITORCARDIACFIXED-Philips-IntelliVue MX700 | MONITORCARDIACFIXED | IntelliVue MX700 |  |  |  | Philips | Monitor, Cardiac, Fixed |  | MONITORCARDIACFIXED-Philips-IntelliVue MX700 |  | 12/22/18 |  |  | Covered PM Repair - Biomedical | MHHS-Mem City
NO | YES |  |  |  | 041-19370 | 041-19370 | Philips Healthcare | INTELLIVUE MX700 |  | DE50937297 | MEMORIAL CITY - Orthopedic Surgery | MHHS-Mem City |  | Monitor, Cardiac, Fixed |  | 041-19370 | 041-19370 | West | Memorial Hermann Memorial City Medical Center | MEMORIAL CITY - Orthopedic Surgery | Memorial City - Orthopedic Surgery MH11 500 OR 1 |  |  |  |  | MONITORS, PHYSIOLOGIC, VITAL SIGNS |  | MONITORCARDIACFIXED-Philips-IntelliVue MX700 | MONITORCARDIACFIXED | IntelliVue MX700 |  |  |  | Philips | Monitor, Cardiac, Fixed |  | MONITORCARDIACFIXED-Philips-IntelliVue MX700 |  |  |  |  | Covered PM Repair - Biomedical | MHHS-Mem City
NO | YES |  |  |  | 041-19371 | 041-19371 | Philips Healthcare | INTELLIVUE MX700 |  | DE50937307 | MEMORIAL CITY - MHT - JHC OR | MHHS-Mem City |  | Monitor, Cardiac, Fixed |  | 041-19371 | 041-19371 | West | Memorial Hermann - Memorial City | MEMORIAL CITY - MHT - JHC OR | 11th Floor OR 8 |  |  |  |  | MONITORS, PHYSIOLOGIC, VITAL SIGNS |  | MONITORCARDIACFIXED-Philips-IntelliVue MX700 | MONITORCARDIACFIXED | IntelliVue MX700 |  |  |  | Philips | Monitor, Cardiac, Fixed |  | MONITORCARDIACFIXED-Philips-IntelliVue MX700 |  |  |  |  | Covered PM Repair - Biomedical | MHHS-Mem City
NO | YES |  |  |  | 041-19372 | 041-19372 | Philips Healthcare | INTELLIVUE MX700 |  | DE50937343 | MEMORIAL CITY - MHT - JHC OR | MHHS-Mem City |  | Monitor, Cardiac, Fixed |  | 041-19372 | 041-19372 | West | Memorial Hermann - Memorial City | MEMORIAL CITY - MHT - JHC OR | MH11 OR Room 3 |  |  |  |  | MONITORS, PHYSIOLOGIC, VITAL SIGNS |  | MONITORCARDIACFIXED-Philips-IntelliVue MX700 | MONITORCARDIACFIXED | IntelliVue MX700 |  |  |  | Philips | Monitor, Cardiac, Fixed |  | MONITORCARDIACFIXED-Philips-IntelliVue MX700 |  |  |  |  | Covered PM Repair - Biomedical | MHHS-Mem City
NO | YES |  |  |  | 041-19373 | 041-19373 | Philips Healthcare | INTELLIVUE MX700 |  | DE50937214 | MEMORIAL CITY - MHT - JHC OR | MHHS-Mem City |  | Monitor, Cardiac, Fixed |  | 041-19373 | 041-19373 | West | Memorial Hermann Memorial City Medical Center | MEMORIAL CITY - MHT - JHC OR | MEMORIAL CITY - MHT - JHC OR |  |  |  |  | MONITORS, PHYSIOLOGIC, VITAL SIGNS |  | MONITORCARDIACFIXED-Philips-IntelliVue MX700 | MONITORCARDIACFIXED | IntelliVue MX700 |  |  |  | Philips | Monitor, Cardiac, Fixed |  | MONITORCARDIACFIXED-Philips-IntelliVue MX700 |  |  |  |  | Covered PM Repair - Biomedical | MHHS-Mem City
NO | YES |  |  |  | 041-19374 | 041-19374 | Philips Healthcare | INTELLIVUE MX700 |  | DE50937303 | MEMORIAL CITY - MHT - JHC OR | MHHS-Mem City |  | Monitor, Cardiac, Fixed |  | 041-19374 | 041-19374 | West | Weat | MEMORIAL CITY - MHT - JHC OR | MH11:507 OR7 |  |  |  |  | MONITORS, PHYSIOLOGIC, VITAL SIGNS |  | MONITORCARDIACFIXED-Philips-IntelliVue MX700 | MONITORCARDIACFIXED | IntelliVue MX700 |  |  |  | Philips | Monitor, Cardiac, Fixed |  | MONITORCARDIACFIXED-Philips-IntelliVue MX700 |  |  |  |  | Covered PM Repair - Biomedical | MHHS-Mem City
NO | YES |  |  |  | 041-19376 | 041-19376 | Philips Healthcare | INTELLIVUE MX700 |  | DE50937298 | MEMORIAL CITY - Orthopedics Surgery | MHHS-Mem City |  | Monitor, Cardiac, Fixed |  | 041-19376 | 041-19376 | West | Memorial City - Memorial Hermann Hospital | MEMORIAL CITY - Orthopedics Surgery | MH11 506 OR 6 |  |  |  |  | MONITORS, PHYSIOLOGIC, VITAL SIGNS |  | MONITORCARDIACFIXED-Philips-IntelliVue MX700 | MONITORCARDIACFIXED | IntelliVue MX700 |  |  |  | Philips | Monitor, Cardiac, Fixed |  | MONITORCARDIACFIXED-Philips-IntelliVue MX700 |  |  |  |  | Covered PM Repair - Biomedical | MHHS-Mem City
NO | YES |  |  |  | 041-19377 | 041-19377 | Philips Healthcare | INTELLIVUE MX700 |  | DE50937295 | MEMORIAL CITY - MHT - JHC OR | MHHS-Mem City |  | Monitor, Cardiac, Fixed |  | 041-19377 | 041-19377 | West | West | MEMORIAL CITY - MHT - JHC OR | MH11: 504 OR11 |  |  |  |  | MONITORS, PHYSIOLOGIC, VITAL SIGNS |  | MONITORCARDIACFIXED-Philips-IntelliVue MX700 | MONITORCARDIACFIXED | IntelliVue MX700 |  |  |  | Philips | Monitor, Cardiac, Fixed |  | MONITORCARDIACFIXED-Philips-IntelliVue MX700 |  |  |  |  | Covered PM Repair - Biomedical | MHHS-Mem City
NO | YES |  |  |  | 041-16105 | 041-16105 | Philips Healthcare | INTELLIVUE MX700 |  | DE12513103 | MEMORIAL CITY - OUTPATIENT SURGERY | MHHS-Mem City |  | Monitor, Cardiac, Fixed |  | 041-16105 | 041-16105 | West | Memorial City - Memorial Hermann Hospital West Tower | MEMORIAL CITY - OUTPATIENT SURGERY | W1 300.73 OR 2 |  |  |  |  | MONITORS, PHYSIOLOGIC, VITAL SIGNS |  | MONITORCARDIACFIXED-Philips-IntelliVue MX700 | MONITORCARDIACFIXED | IntelliVue MX700 |  |  |  | Philips | Monitor, Cardiac, Fixed |  | MONITORCARDIACFIXED-Philips-IntelliVue MX700 |  |  |  |  | Covered PM Repair - Biomedical | MHHS-Mem City
NO | YES |  |  |  | 041-17967 | 041-17967 | Philips Healthcare | INTELLIVUE MX700 |  | DE12518556 | MEMORIAL CITY - OUTPATIENT SURGERY | MHHS-Mem City |  | Monitor, Cardiac, Fixed |  | 041-17967 | 041-17967 | West | Memorial Hermann - Memorial City | MEMORIAL CITY - OUTPATIENT SURGERY | OR Room 10 |  |  |  |  | MONITORS, PHYSIOLOGIC, VITAL SIGNS |  | MONITORCARDIACFIXED-Philips-IntelliVue MX700 | MONITORCARDIACFIXED | IntelliVue MX700 |  |  |  | Philips | Monitor, Cardiac, Fixed |  | MONITORCARDIACFIXED-Philips-IntelliVue MX700 |  |  |  |  | Covered PM Repair - Biomedical | MHHS-Mem City
NO | YES |  |  |  | 041-18275 | 041-18275 | Philips Healthcare | INTELLIVUE MX700 |  | DE12524437 | MEMORIAL CITY - Outpatient | MHHS-Mem City |  | Monitor, Cardiac, Fixed |  | 041-18275 | 041-18275 | West | Memorial Hermann Memorial City Medical Center | MEMORIAL CITY - Outpatient | MEMORIAL CITY - OUTPATIENT |  |  |  |  | MONITORS, PHYSIOLOGIC, VITAL SIGNS |  | MONITORCARDIACFIXED-Philips-IntelliVue MX700 | MONITORCARDIACFIXED | IntelliVue MX700 |  |  |  | Philips | Monitor, Cardiac, Fixed |  | MONITORCARDIACFIXED-Philips-IntelliVue MX700 |  |  |  |  | Covered PM Repair - Biomedical | MHHS-Mem City
NO | YES |  |  |  | 041-18279 | 041-18279 | Philips Healthcare | INTELLIVUE MX700 |  | DE12524436 | Memorial City-Outpatient Surgery | MHHS-Mem City |  | Monitor, Cardiac, Fixed |  | 041-18279 | 041-18279 | West | Memorial Hermann Memorial City Medical Center | Memorial City-Outpatient Surgery | W1 OPS OR 4 |  |  |  |  | MONITORS, PHYSIOLOGIC, VITAL SIGNS |  | MONITORCARDIACFIXED-Philips-IntelliVue MX700 | MONITORCARDIACFIXED | IntelliVue MX700 |  |  |  | Philips | Monitor, Cardiac, Fixed |  | MONITORCARDIACFIXED-Philips-IntelliVue MX700 |  |  |  |  | Covered PM Repair - Biomedical | MHHS-Mem City
NO | YES |  |  |  | 041-18522 | 041-18522 | Philips Healthcare | INTELLIVUE MX700 |  | DE47831275 | MEMORIAL CITY - EAST TOWER - IMCU | MHHS-Mem City |  | Monitor, Cardiac, Fixed |  | 041-18522 | 041-18522 | West | West | MEMORIAL CITY - EAST TOWER - IMCU | [5 empty] | MONITORS, PHYSIOLOGIC, VITAL SIGNS |  | MONITORCARDIACFIXED-Philips-IntelliVue MX700 | MONITORCARDIACFIXED | IntelliVue MX700 |  |  |  | Philips | Monitor, Cardiac, Fixed |  | MONITORCARDIACFIXED-Philips-IntelliVue MX700 |  |  |  |  | Covered PM Repair - Biomedical | MHHS-Mem City
NO | YES |  |  |  | 041-18954 | 041-18954 | Philips Healthcare | INTELLIVUE MX700 |  | DE50935960 | MEMORIAL CITY - OUTPATIENT SURGERY | MHHS-Mem City |  | Monitor, Cardiac, Fixed |  | 041-18954 | 041-18954 | West | Memorial Hermann Memorial City Medical Center | MEMORIAL CITY - OUTPATIENT SURGERY | Memorial City - Day Surgery Room W1 300.82 OR14 |  |  |  |  | MONITORS, PHYSIOLOGIC, VITAL SIGNS |  | MONITORCARDIACFIXED-Philips-IntelliVue MX700 | MONITORCARDIACFIXED | IntelliVue MX700 |  |  |  | Philips | Monitor, Cardiac, Fixed |  | MONITORCARDIACFIXED-Philips-IntelliVue MX700 |  |  |  |  | Covered PM Repair - Biomedical | MHHS-Mem City
NO | YES |  |  |  | 041-18955 | 041-18955 | Philips Healthcare | INTELLIVUE MX700 |  | DE50935965 | MEMORIAL CITY - Outpatient | MHHS-Mem City |  | Monitor, Cardiac, Fixed |  | 041-18955 | 041-18955 | West | Memorial Hermann Memorial City Medical Center | MEMORIAL CITY - Outpatient | MEMORIAL CITY - OUTPATIENT |  |  |  |  | MONITORS, PHYSIOLOGIC, VITAL SIGNS |  | MONITORCARDIACFIXED-Philips-IntelliVue MX700 | MONITORCARDIACFIXED | IntelliVue MX700 |  |  |  | Philips | Monitor, Cardiac, Fixed |  | MONITORCARDIACFIXED-Philips-IntelliVue MX700 |  |  |  |  | Covered PM Repair - Biomedical | MHHS-Mem City
NO | YES |  |  |  | 041-18957 | 041-18957 | Philips Healthcare | INTELLIVUE MX700 |  | DE50935986 | MEMORIAL CITY - OUTPATIENT SURGERY | MHHS-Mem City |  | Monitor, Cardiac, Fixed |  | 041-18957 | 041-18957 | West | Memorial Hermann - Memorial City | MEMORIAL CITY - OUTPATIENT SURGERY | W1 300.70 OR 5 |  |  |  |  | MONITORS, PHYSIOLOGIC, VITAL SIGNS |  | MONITORCARDIACFIXED-Philips-IntelliVue MX700 | MONITORCARDIACFIXED | IntelliVue MX700 |  |  |  | Philips | Monitor, Cardiac, Fixed |  | MONITORCARDIACFIXED-Philips-IntelliVue MX700 |  |  |  |  | Covered PM Repair - Biomedical | MHHS-Mem City
NO | YES |  |  |  | 041-18958 | 041-18958 | Philips Healthcare | INTELLIVUE MX700 |  | DE50935980 | Memorial City-Outpatient Surgery | MHHS-Mem City |  | Monitor, Cardiac, Fixed |  | 041-18958 | 041-18958 | West | Memorial Hermann Memorial City Medical Center | Memorial City-Outpatient Surgery | W1 OPS OR 8 |  |  |  |  | MONITORS, PHYSIOLOGIC, VITAL SIGNS |  | MONITORCARDIACFIXED-Philips-IntelliVue MX700 | MONITORCARDIACFIXED | IntelliVue MX700 |  |  |  | Philips | Monitor, Cardiac, Fixed |  | MONITORCARDIACFIXED-Philips-IntelliVue MX700 |  |  |  |  | Covered PM Repair - Biomedical | MHHS-Mem City
NO | YES |  |  |  | 041-18959 | 041-18959 | Philips Healthcare | INTELLIVUE MX700 |  | DE50935994 | MEMORIAL CITY - OUTPATIENT SURGERY | MHHS-Mem City |  | Monitor, Cardiac, Fixed |  | 041-18959 | 041-18959 | West | Memorial Hermann Memorial City Medical Center | MEMORIAL CITY - OUTPATIENT SURGERY | Memorial City - Day Surgery Room W1 300.82 OR14 |  |  |  |  | MONITORS, PHYSIOLOGIC, VITAL SIGNS |  | MONITORCARDIACFIXED-Philips-IntelliVue MX700 | MONITORCARDIACFIXED | IntelliVue MX700 |  |  |  | Philips | Monitor, Cardiac, Fixed |  | MONITORCARDIACFIXED-Philips-IntelliVue MX700 |  |  |  |  | Covered PM Repair - Biomedical | MHHS-Mem City
NO | YES |  |  |  | 041-18961 | 041-18961 | Philips Healthcare | INTELLIVUE MX700 |  | DE50935958 | MEMORIAL CITY - OUTPATIENT SURGERY | MHHS-Mem City |  | Monitor, Cardiac, Fixed |  | 041-18961 | 041-18961 | West | Memorial City - Memorial Hermann Hospital West Tower | MEMORIAL CITY - OUTPATIENT SURGERY | W1 300.75 OR 3 |  |  |  |  | MONITORS, PHYSIOLOGIC, VITAL SIGNS |  | MONITORCARDIACFIXED-Philips-IntelliVue MX700 | MONITORCARDIACFIXED | IntelliVue MX700 |  |  |  | Philips | Monitor, Cardiac, Fixed |  | MONITORCARDIACFIXED-Philips-IntelliVue MX700 |  |  |  |  | Covered PM Repair - Biomedical | MHHS-Mem City
NO | YES |  |  |  | 145-00196 | 145-00196 | Philips Healthcare | INTELLIVUE MX700 |  | DE12521441 | Pearland-Emergency Center | MHHS-Pearland Hospital |  | Monitor, Cardiac, Fixed |  | 145-00196 | 145-00196 | Pearland | MHHS-Pearland Hospital | Pearland-Emergency Center | Trauma3 | 2/1/20 | 2/1/21 |  |  | MONITORS, PHYSIOLOGIC, VITAL SIGNS | Monitor, Cardiac, Fixed | MONITORCARDIACFIXED-Philips-IntelliVue MX700 | MONITORCARDIACFIXED | IntelliVue MX700 |  |  |  | Philips | Monitor, Cardiac, Fixed |  | MONITORCARDIACFIXED-Philips-IntelliVue MX700 |  |  |  | MCH-A | Covered PM Repair - Biomedical | MHHS-Pearland Hospital | [8 empty] | MONITORCARDIACFIXED | Monitor, Cardiac, Fixed | Philips
NO | YES |  |  |  | 145-00208 | 145-00208 | Philips Healthcare | INTELLIVUE MX700 |  | DE12521439 | Pearland-Emergency Center | MHHS-Pearland Hospital |  | Monitor, Cardiac, Fixed |  | 145-00208 | 145-00208 | Pearland | MHHS-Pearland Hospital | Pearland-Emergency Center | Trauma 2 |  |  |  |  | MONITORS, PHYSIOLOGIC, VITAL SIGNS | Monitor, Cardiac, Fixed | MONITORCARDIACFIXED-Philips-IntelliVue MX700 | MONITORCARDIACFIXED | IntelliVue MX700 |  |  |  | Philips | Monitor, Cardiac, Fixed |  | MONITORCARDIACFIXED-Philips-IntelliVue MX700 |  |  |  | MCH-A | Covered PM Repair - Biomedical | MHHS-Pearland Hospital | [8 empty] | MONITORCARDIACFIXED | Monitor, Cardiac, Fixed | Philips
NO | YES |  |  |  | 145-00397 | 145-00397 | Philips Healthcare | INTELLIVUE MX700 |  | DE58542608 | Pearland-ICU/IMCU | MHHS-Pearland Hospital |  | Monitor, Cardiac, Fixed |  | 145-00397 | 145-00397 | Pearland | MHHS-Pearland Hospital | Pearland-ICU/IMCU | Icu 1 | 1/1/20 | 1/1/21 |  |  | MONITORS, PHYSIOLOGIC, VITAL SIGNS | Monitor, Cardiac, Fixed | MONITORCARDIACFIXED-Philips-IntelliVue MX700 | MONITORCARDIACFIXED | IntelliVue MX700 |  |  |  | Philips | Monitor, Cardiac, Fixed |  | MONITORCARDIACFIXED-Philips-IntelliVue MX700 |  |  |  | MCH-A | Covered PM Repair - Respiratory/Steriliz | MHHS-Pearland Hospital | [8 empty] | MONITORCARDIACFIXED | Monitor, Cardiac, Fixed | Philips
NO | YES |  |  |  | 145-00399 | 145-00399 | Philips Healthcare | INTELLIVUE MX700 |  | DE58542587 | Pearland-ICU/IMCU | MHHS-Pearland Hospital |  | Monitor, Cardiac, Fixed |  | 145-00399 | 145-00399 | Pearland | MHHS-Pearland Hospital | Pearland-ICU/IMCU | ICU 2 | 3/1/19 | 3/1/20 |  |  | MONITORS, PHYSIOLOGIC, VITAL SIGNS | Monitor, Cardiac, Fixed | MONITORCARDIACFIXED-Philips-IntelliVue MX700 | MONITORCARDIACFIXED | IntelliVue MX700 |  |  |  | Philips | Monitor, Cardiac, Fixed |  | MONITORCARDIACFIXED-Philips-IntelliVue MX700 |  |  |  | MCH-A | Covered PM Repair - Biomedical | MHHS-Pearland Hospital | [8 empty] | MONITORCARDIACFIXED | Monitor, Cardiac, Fixed | Philips
NO | YES |  |  |  | 145-00574 | 145-00574 | Philips Healthcare | INTELLIVUE MX700 |  | DE50939131 | Pearland-4N-Med/Surg | MHHS-Pearland Hospital |  | Monitor, Cardiac, Fixed |  | 145-00574 | 145-00574 | Pearland | MHHS-Pearland Hospital | Pearland-4N-Med/Surg | Icu 10 | 1/1/19 | 1/1/20 |  |  | MONITORS, PHYSIOLOGIC, VITAL SIGNS | Monitor, Cardiac, Fixed | MONITORCARDIACFIXED-Philips-IntelliVue MX700 | MONITORCARDIACFIXED | IntelliVue MX700 |  |  |  | Philips | Monitor, Cardiac, Fixed |  | MONITORCARDIACFIXED-Philips-IntelliVue MX700 |  |  |  | MCH-A | Covered PM Repair - Biomedical | MHHS-Pearland Hospital | [8 empty] | MONITORCARDIACFIXED | Monitor, Cardiac, Fixed | Philips
NO | YES |  |  |  | 145-00576 | 145-00576 | Philips Healthcare | INTELLIVUE MX700 |  | DE50939157 | Pearland-ICU/IMCU | MHHS-Pearland Hospital |  | Monitor, Cardiac, Fixed |  | 145-00576 | 145-00576 | Pearland | MHHS-Pearland Hospital | Pearland-ICU/IMCU | ICU 9 | 1/1/20 | 1/1/21 |  |  | MONITORS, PHYSIOLOGIC, VITAL SIGNS | Monitor, Cardiac, Fixed | MONITORCARDIACFIXED-Philips-IntelliVue MX700 | MONITORCARDIACFIXED | IntelliVue MX700 |  |  |  | Philips | Monitor, Cardiac, Fixed |  | MONITORCARDIACFIXED-Philips-IntelliVue MX700 |  |  |  | MCH-A | Covered PM Repair - Biomedical | MHHS-Pearland Hospital | [8 empty] | MONITORCARDIACFIXED | Monitor, Cardiac, Fixed | Philips
NO | YES |  |  |  | 145-00578 | 145-00578 | Philips Healthcare | INTELLIVUE MX700 |  | DE50939116 | Pearland-ICU/IMCU | MHHS-Pearland Hospital |  | Monitor, Cardiac, Fixed |  | 145-00578 | 145-00578 | Pearland | MHHS-Pearland Hospital | Pearland-ICU/IMCU | Icu 6 | 1/1/20 | 1/1/21 |  |  | MONITORS, PHYSIOLOGIC, VITAL SIGNS | Monitor, Cardiac, Fixed | MONITORCARDIACFIXED-Philips-IntelliVue MX700 | MONITORCARDIACFIXED | IntelliVue MX700 |  |  |  | Philips | Monitor, Cardiac, Fixed |  | MONITORCARDIACFIXED-Philips-IntelliVue MX700 |  |  |  | MCH-A | Covered PM Repair - Biomedical | MHHS-Pearland Hospital | [8 empty] | MONITORCARDIACFIXED | Monitor, Cardiac, Fixed | Philips
NO | YES |  |  |  | 145-00580 | 145-00580 | Philips Healthcare | INTELLIVUE MX700 |  | DE50939121 | Pearland-ICU/IMCU | MHHS-Pearland Hospital |  | Monitor, Cardiac, Fixed |  | 145-00580 | 145-00580 | Pearland | MHHS-Pearland Hospital | Pearland-ICU/IMCU | ICU 5 | 3/1/19 | 3/1/20 |  |  | MONITORS, PHYSIOLOGIC, VITAL SIGNS | Monitor, Cardiac, Fixed | MONITORCARDIACFIXED-Philips-IntelliVue MX700 | MONITORCARDIACFIXED | IntelliVue MX700 |  |  |  | Philips | Monitor, Cardiac, Fixed |  | MONITORCARDIACFIXED-Philips-IntelliVue MX700 |  |  |  | MCH-A | Covered PM Repair - Biomedical | MHHS-Pearland Hospital | [8 empty] | MONITORCARDIACFIXED | Monitor, Cardiac, Fixed | Philips
NO | YES |  |  |  | 145-00663 | 145-00663 | Philips Healthcare | INTELLIVUE MX700 |  | DE50939146 | Pearland-ICU/IMCU | MHHS-Pearland Hospital |  | Monitor, Cardiac, Fixed |  | 145-00663 | 145-00663 | Pearland | MHHS-Pearland Hospital | Pearland-ICU/IMCU | Icu 8 | 3/1/19 | 3/1/20 |  |  | MONITORS, PHYSIOLOGIC, VITAL SIGNS | Monitor, Cardiac, Fixed | MONITORCARDIACFIXED-Philips-IntelliVue MX700 | MONITORCARDIACFIXED | IntelliVue MX700 |  |  |  | Philips | Monitor, Cardiac, Fixed |  | MONITORCARDIACFIXED-Philips-IntelliVue MX700 |  |  |  | MCH-A | Covered PM Repair - Biomedical | MHHS-Pearland Hospital | [8 empty] | MONITORCARDIACFIXED | Monitor, Cardiac, Fixed | Philips
NO | YES |  |  |  | 145-00664 | 145-00664 | Philips Healthcare | INTELLIVUE MX700 |  | DE50939102 | Pearland-ICU/IMCU | MHHS-Pearland Hospital |  | Monitor, Cardiac, Fixed |  | 145-00664 | 145-00664 | Pearland | MHHS-Pearland Hospital | Pearland-ICU/IMCU | Icu 7 | 3/1/19 | 3/1/20 |  |  | MONITORS, PHYSIOLOGIC, VITAL SIGNS | Monitor, Cardiac, Fixed | MONITORCARDIACFIXED-Philips-IntelliVue MX700 | MONITORCARDIACFIXED | IntelliVue MX700 |  |  |  | Philips | Monitor, Cardiac, Fixed |  | MONITORCARDIACFIXED-Philips-IntelliVue MX700 |  |  |  | MCH-A | Covered PM Repair - Biomedical | MHHS-Pearland Hospital | [8 empty] | MONITORCARDIACFIXED | Monitor, Cardiac, Fixed | Philips
NO | YES |  |  |  | 145-00715 | 145-00715 | Philips Healthcare | INTELLIVUE MX700 |  | DE50939134 | Pearland-ICU/IMCU | MHHS-Pearland Hospital |  | Monitor, Cardiac, Fixed |  | 145-00715 | 145-00715 | Pearland | MHHS-Pearland Hospital | Pearland-ICU/IMCU | Icu 3 | 3/1/19 | 3/1/20 |  |  | MONITORS, PHYSIOLOGIC, VITAL SIGNS | Monitor, Cardiac, Fixed | MONITORCARDIACFIXED-Philips-IntelliVue MX700 | MONITORCARDIACFIXED | IntelliVue MX700 |  |  |  | Philips | Monitor, Cardiac, Fixed |  | MONITORCARDIACFIXED-Philips-IntelliVue MX700 |  |  |  | MCH-A | Covered PM Repair - Biomedical | MHHS-Pearland Hospital | [8 empty] | MONITORCARDIACFIXED | Monitor, Cardiac, Fixed | Philips
NO | YES |  |  |  | 145-00723 | 145-00723 | Philips Healthcare | INTELLIVUE MX700 |  | DE50939057 | Pearland-ICU/IMCU | MHHS-Pearland Hospital |  | Monitor, Cardiac, Fixed |  | 145-00723 | 145-00723 | Pearland | MHHS-Pearland Hospital | Pearland-ICU/IMCU | ICU 4 | 3/1/19 | 3/1/20 |  |  | MONITORS, PHYSIOLOGIC, VITAL SIGNS | Monitor, Cardiac, Fixed | MONITORCARDIACFIXED-Philips-IntelliVue MX700 | MONITORCARDIACFIXED | IntelliVue MX700 |  |  |  | Philips | Monitor, Cardiac, Fixed |  | MONITORCARDIACFIXED-Philips-IntelliVue MX700 |  |  |  | MCH-A | Covered PM Repair - Biomedical | MHHS-Pearland Hospital | [8 empty] | MONITORCARDIACFIXED | Monitor, Cardiac, Fixed | Philips
NO | YES |  |  |  | 145-00466 | 145-00466 | Philips Healthcare | INTELLIVUE MX700 |  | DE50939369 | Pearland-OR | MHHS-Pearland Hospital |  | Monitor, Cardiac, Fixed |  | 145-00466 | 145-00466 | Pearland | MHHS-Pearland Hospital | Pearland-OR | Minor Procedure Room | 11/1/19 | 11/1/20 |  |  | MONITORS, PHYSIOLOGIC, VITAL SIGNS | Monitor, Cardiac, Fixed | MONITORCARDIACFIXED-Philips-IntelliVue MX700 | MONITORCARDIACFIXED | IntelliVue MX700 |  |  |  | Philips | Monitor, Cardiac, Fixed |  | MONITORCARDIACFIXED-Philips-IntelliVue MX700 |  |  |  | MCH-A | Covered PM Repair - Biomedical | MHHS-Pearland Hospital | [8 empty] | MONITORCARDIACFIXED | Monitor, Cardiac, Fixed | Philips
NO | YES |  |  |  | 145-00468 | 145-00468 | Philips Healthcare | INTELLIVUE MX700 |  | DE50939336 | Pearland-OR-Anesthesia | MHHS-Pearland Hospital |  | Monitor, Cardiac, Fixed |  | 145-00468 | 145-00468 | Pearland | MHHS-Pearland Hospital | Pearland-OR-Anesthesia | OR1 | 10/1/19 | 10/1/20 |  |  | MONITORS, PHYSIOLOGIC, VITAL SIGNS | Monitor, Cardiac, Fixed | MONITORCARDIACFIXED-Philips-IntelliVue MX700 | MONITORCARDIACFIXED | IntelliVue MX700 |  |  |  | Philips | Monitor, Cardiac, Fixed |  | MONITORCARDIACFIXED-Philips-IntelliVue MX700 |  |  |  | MCH-A | Covered PM Repair - Biomedical | MHHS-Pearland Hospital | [8 empty] | MONITORCARDIACFIXED | Monitor, Cardiac, Fixed | Philips
NO | YES |  |  |  | 145-00475 | 145-00475 | Philips Healthcare | INTELLIVUE MX700 |  | DE50939351 | Pearland-OR-Anesthesia | MHHS-Pearland Hospital |  | Monitor, Cardiac, Fixed |  | 145-00475 | 145-00475 | Pearland | MHHS-Pearland Hospital | Pearland-OR-Anesthesia | Pearland OR4 | 10/1/19 | 10/1/20 |  |  | MONITORS, PHYSIOLOGIC, VITAL SIGNS | Monitor, Cardiac, Fixed | MONITORCARDIACFIXED-Philips-IntelliVue MX700 | MONITORCARDIACFIXED | IntelliVue MX700 |  |  |  | Philips | Monitor, Cardiac, Fixed |  | MONITORCARDIACFIXED-Philips-IntelliVue MX700 |  |  |  | MCH-A | Covered PM Repair - Biomedical | MHHS-Pearland Hospital | [8 empty] | MONITORCARDIACFIXED | Monitor, Cardiac, Fixed | Philips
NO | YES |  |  |  | 145-00495 | 145-00495 | Philips Healthcare | INTELLIVUE MX700 |  | DE50939382 | Pearland-OR | MHHS-Pearland Hospital |  | Monitor, Cardiac, Fixed |  | 145-00495 | 145-00495 | Pearland | MHHS-Pearland Hospital | Pearland-OR | OR2 | 10/1/19 | 10/1/20 |  |  | MONITORS, PHYSIOLOGIC, VITAL SIGNS | Monitor, Cardiac, Fixed | MONITORCARDIACFIXED-Philips-IntelliVue MX700 | MONITORCARDIACFIXED | IntelliVue MX700 |  |  |  | Philips | Monitor, Cardiac, Fixed |  | MONITORCARDIACFIXED-Philips-IntelliVue MX700 |  |  |  | MCH-A | Covered PM Repair - Biomedical | MHHS-Pearland Hospital | [8 empty] | MONITORCARDIACFIXED | Monitor, Cardiac, Fixed | Philips
NO | YES |  |  |  | 145-00511 | 145-00511 | Philips Healthcare | INTELLIVUE MX700 |  | DE50939377 | Pearland-OR-Anesthesia | MHHS-Pearland Hospital |  | Monitor, Cardiac, Fixed |  | 145-00511 | 145-00511 | Pearland | MHHS-Pearland Hospital | Pearland-OR-Anesthesia | OR 3 | 11/1/19 | 11/1/20 |  |  | MONITORS, PHYSIOLOGIC, VITAL SIGNS | Monitor, Cardiac, Fixed | MONITORCARDIACFIXED-Philips-IntelliVue MX700 | MONITORCARDIACFIXED | IntelliVue MX700 |  |  |  | Philips | Monitor, Cardiac, Fixed |  | MONITORCARDIACFIXED-Philips-IntelliVue MX700 |  |  |  | MCH-A | Covered PM Repair - Biomedical | MHHS-Pearland Hospital | [8 empty] | MONITORCARDIACFIXED | Monitor, Cardiac, Fixed | Philips
NO | YES |  |  |  | 583-00949 | 583-00949 | Philips Healthcare | INTELLIVUE MX700 |  | DE50934169 | KT CCC-(KY)-Emergency Room | MHHS-South Katy CCC |  | Monitor, Cardiac, Fixed |  | 583-00949 | 583-00949 | Katy | MHHS-Others | KT CCC-(KY)-Emergency Room | Exam 6 | 5/1/19 | 5/1/20 |  |  | MONITORS, PHYSIOLOGIC, VITAL SIGNS | Monitor, Cardiac, Fixed | MONITORCARDIACFIXED-Philips-IntelliVue MX700 | MONITORCARDIACFIXED | IntelliVue MX700 |  |  |  | Philips | Monitor, Cardiac, Fixed |  | MONITORCARDIACFIXED-Philips-IntelliVue MX700 |  |  |  | MCH-A | Covered PM Repair - Biomedical | MHHS-South Katy CCC | [8 empty] | MONITORCARDIACFIXED | Monitor, Cardiac, Fixed | Philips
NO | YES |  |  |  | 583-00951 | 583-00951 | Philips Healthcare | INTELLIVUE MX700 |  | DE50934182 | KT CCC-(KY)-Emergency Room | MHHS-South Katy CCC |  | Monitor, Cardiac, Fixed |  | 583-00951 | 583-00951 | Katy | MHHS-Others | KT CCC-(KY)-Emergency Room | Ex 6 | 5/1/19 | 5/1/20 |  |  | MONITORS, PHYSIOLOGIC, VITAL SIGNS | Monitor, Cardiac, Fixed | MONITORCARDIACFIXED-Philips-IntelliVue MX700 | MONITORCARDIACFIXED | IntelliVue MX700 |  |  |  | Philips | Monitor, Cardiac, Fixed |  | MONITORCARDIACFIXED-Philips-IntelliVue MX700 |  |  |  | MCH-A | Covered PM Repair - Biomedical | MHHS-South Katy CCC | [8 empty] | MONITORCARDIACFIXED | Monitor, Cardiac, Fixed | Philips
NO | YES |  |  |  | 005-09233 | 005-09233 | Philips Healthcare | INTELLIVUE MX700 |  | DE12505585 | SE-Emergency Center | MHHS-Southeast |  | Monitor, Cardiac, Fixed |  | 005-09233 | 005-09233 | Southeast | MHHS-Southeast | SE-Emergency Center | ER | 11/1/19 |  | 11/1/20 |  | MONITORS, PHYSIOLOGIC, VITAL SIGNS |  | MONITORCARDIACFIXED-Philips-IntelliVue MX700 | MONITORCARDIACFIXED | IntelliVue MX700 |  |  |  | Philips | Monitor, Cardiac, Fixed |  | MONITORCARDIACFIXED-Philips-IntelliVue MX700 |  | 12/22/18 |  |  | Covered PM Repair - Biomedical | MHHS-Southeast
NO | YES |  |  |  | 005-09235 | 005-09235 | Philips Healthcare | INTELLIVUE MX700 |  | DE12505591 | SE-Emergency Center | MHHS-Southeast |  | Monitor, Cardiac, Fixed |  | 005-09235 | 005-09235 | Southeast & Bay Area | MHHS-Southeast | SE-Emergency Center |  | 11/1/19 |  | 11/1/20 |  | MONITORS, PHYSIOLOGIC, VITAL SIGNS |  | MONITORCARDIACFIXED-Philips-IntelliVue MX700 | MONITORCARDIACFIXED | IntelliVue MX700 |  |  |  | Philips | Monitor, Cardiac, Fixed |  | MONITORCARDIACFIXED-Philips-IntelliVue MX700 |  |  |  |  | Covered PM Repair - Biomedical | MHHS-Southeast
NO | YES |  |  |  | 005-10533 | 005-10533 | Philips Healthcare | INTELLIVUE MX700 |  | DE50936322 | SE-OR | MHHS-Southeast |  | Monitor, Cardiac, Fixed |  | 005-10533 | 005-10533 | Southeast | MHHS-Southeast | SE-OR | OR corridor | 5/1/19 |  |  |  | MONITORS, PHYSIOLOGIC, VITAL SIGNS |  | MONITORCARDIACFIXED-Philips-IntelliVue MX700 | MONITORCARDIACFIXED | IntelliVue MX700 |  |  |  | Philips | Monitor, Cardiac, Fixed |  | MONITORCARDIACFIXED-Philips-IntelliVue MX700 |  |  |  |  | Covered PM Repair - Biomedical | MHHS-Southeast
NO | YES |  |  |  | 005-10538 | 005-10538 | Philips Healthcare | INTELLIVUE MX700 |  | DE50936374 | SE-Cath Lab | MHHS-Southeast |  | Monitor, Cardiac, Fixed |  | 005-10538 | 005-10538 | Southeast & Bay Area | MHHS-Southeast | SE-Cath Lab | OR8 | 4/1/19 |  | 4/1/20 |  | MONITORS, PHYSIOLOGIC, VITAL SIGNS |  | MONITORCARDIACFIXED-Philips-IntelliVue MX700 | MONITORCARDIACFIXED | IntelliVue MX700 |  |  |  | Philips | Monitor, Cardiac, Fixed |  | MONITORCARDIACFIXED-Philips-IntelliVue MX700 |  |  |  |  | Covered PM Repair - Biomedical | MHHS-Southeast
NO | YES |  |  |  | 013-35193 | 013-35193 | Philips Healthcare | INTELLIVUE MX700 |  | DE12505897 | SW-ER | MHHS-Southwest |  | Monitor, Cardiac, Fixed |  | 013-35193 | 013-35193 | Southwest | MHHS-Southwest | SW-ER | Room 1 |  |  |  |  | MONITORS, PHYSIOLOGIC, VITAL SIGNS | Monitor, Cardiac, Fixed | MONITORCARDIACFIXED-Philips-IntelliVue MX700 | MONITORCARDIACFIXED | IntelliVue MX700 |  |  |  | Philips | Monitor, Cardiac, Fixed |  | MONITORCARDIACFIXED-Philips-IntelliVue MX700 |  |  |  | MCH-A | Covered PM Repair - Biomedical | MHHS-Southwest | [8 empty] | MONITORCARDIACFIXED | Monitor, Cardiac, Fixed | Philips
NO | YES |  |  |  | 013-35194 | 013-35194 | Philips Healthcare | INTELLIVUE MX700 |  | DE12505919 | SW-ER | MHHS-Southwest |  | Monitor, Cardiac, Fixed |  | 013-35194 | 013-35194 | Southwest | MHHS-Southwest | SW-ER | Trauma 2 |  |  |  |  | MONITORS, PHYSIOLOGIC, VITAL SIGNS | Monitor, Cardiac, Fixed | MONITORCARDIACFIXED-Philips-IntelliVue MX700 | MONITORCARDIACFIXED | IntelliVue MX700 |  |  |  | Philips | Monitor, Cardiac, Fixed |  | MONITORCARDIACFIXED-Philips-IntelliVue MX700 |  |  |  | MCH-A | Covered PM Repair - Biomedical | MHHS-Southwest | [8 empty] | MONITORCARDIACFIXED | Monitor, Cardiac, Fixed | Philips
NO | YES |  |  |  | 013-35196 | 013-35196 | Philips Healthcare | INTELLIVUE MX700 |  | DE12505934 | SW-ER | MHHS-Southwest |  | Monitor, Cardiac, Fixed |  | 013-35196 | 013-35196 | Southwest | MHHS-Southwest | SW-ER | ER Pod-A Trauma 4 | 6/1/19 |  | 6/1/20 |  | MONITORS, PHYSIOLOGIC, VITAL SIGNS | Monitor, Cardiac, Fixed | MONITORCARDIACFIXED-Philips-IntelliVue MX700 | MONITORCARDIACFIXED | IntelliVue MX700 |  |  |  | Philips | Monitor, Cardiac, Fixed |  | MONITORCARDIACFIXED-Philips-IntelliVue MX700 |  |  |  | MCH-A | Covered PM Repair - Biomedical | MHHS-Southwest | [8 empty] | MONITORCARDIACFIXED | Monitor, Cardiac, Fixed | Philips
NO | YES |  |  |  | 013-35197 | 013-35197 | Philips Healthcare | INTELLIVUE MX700 |  | DE12505916 | SW-ER | MHHS-Southwest |  | Monitor, Cardiac, Fixed |  | 013-35197 | 013-35197 | Southwest | MHHS-Southwest | SW-ER | Trauma 5 |  |  |  |  | MONITORS, PHYSIOLOGIC, VITAL SIGNS | Monitor, Cardiac, Fixed | MONITORCARDIACFIXED-Philips-IntelliVue MX700 | MONITORCARDIACFIXED | IntelliVue MX700 |  |  |  | Philips | Monitor, Cardiac, Fixed |  | MONITORCARDIACFIXED-Philips-IntelliVue MX700 |  |  |  | MCH-A | Covered PM Repair - Biomedical | MHHS-Southwest | [8 empty] | MONITORCARDIACFIXED | Monitor, Cardiac, Fixed | Philips
NO | YES |  |  |  | 013-36588 | 013-36588 | Philips Healthcare | INTELLIVUE MX700 |  | DE12501261 | SW-ICU-Neuro | MHHS-Southwest |  | Monitor, Cardiac, Fixed |  | 013-36588 | 013-36588 | Southwest | MHHS-Southwest | SW-ICU-Neuro | ER |  |  |  |  | MONITORS, PHYSIOLOGIC, VITAL SIGNS | Monitor, Cardiac, Fixed | MONITORCARDIACFIXED-Philips-IntelliVue MX700 | MONITORCARDIACFIXED | IntelliVue MX700 |  |  |  | Philips | Monitor, Cardiac, Fixed |  | MONITORCARDIACFIXED-Philips-IntelliVue MX700 |  |  |  | MCH-A | Covered PM Repair - Biomedical | MHHS-Southwest | [8 empty] | MONITORCARDIACFIXED | Monitor, Cardiac, Fixed | Philips
NO | YES |  |  |  | 013-36589 | 013-36589 | Philips Healthcare | INTELLIVUE MX700 |  | DE12501173 | SW-ER | MHHS-Southwest |  | Monitor, Cardiac, Fixed |  | 013-36589 | 013-36589 | Southwest | MHHS-Southwest | SW-ER | Trauma Pod A 10 | 6/1/19 |  | 2/1/21 |  | MONITORS, PHYSIOLOGIC, VITAL SIGNS | Monitor, Cardiac, Fixed | MONITORCARDIACFIXED-Philips-IntelliVue MX700 | MONITORCARDIACFIXED | IntelliVue MX700 |  |  |  | Philips | Monitor, Cardiac, Fixed |  | MONITORCARDIACFIXED-Philips-IntelliVue MX700 |  | 1/14/14 |  | MCH-A | Covered PM Repair - Biomedical | MHHS-Southwest | [8 empty] | MONITORCARDIACFIXED | Monitor, Cardiac, Fixed | Philips
NO | YES |  |  |  | 013-36590 | 013-36590 | Philips Healthcare | INTELLIVUE MX700 |  | DE12501212 | SW-ER | MHHS-Southwest |  | Monitor, Cardiac, Fixed |  | 013-36590 | 013-36590 | Southwest | MHHS-Southwest | SW-ER | Room 11 |  |  |  |  | MONITORS, PHYSIOLOGIC, VITAL SIGNS | Monitor, Cardiac, Fixed | MONITORCARDIACFIXED-Philips-IntelliVue MX700 | MONITORCARDIACFIXED | IntelliVue MX700 |  |  |  | Philips | Monitor, Cardiac, Fixed |  | MONITORCARDIACFIXED-Philips-IntelliVue MX700 |  | 1/15/14 |  | MCH-A | Covered PM Repair - Biomedical | MHHS-Southwest | [8 empty] | MONITORCARDIACFIXED | Monitor, Cardiac, Fixed | Philips
NO | YES |  |  |  | 013-38578 | 013-38578 | Philips Healthcare | INTELLIVUE MX700 |  | DE58551549 | SW-NICU | MHHS-Southwest |  | Monitor, Cardiac, Fixed |  | 013-38578 | 013-38578 | Southwest | MHHS-Southwest | SW-NICU | NICU | 12/1/18 |  |  |  | MONITORS, PHYSIOLOGIC, VITAL SIGNS | Monitor, Cardiac, Fixed | MONITORCARDIACFIXED-Philips-IntelliVue MX700 | MONITORCARDIACFIXED | IntelliVue MX700 |  |  |  | Philips | Monitor, Cardiac, Fixed |  | MONITORCARDIACFIXED-Philips-IntelliVue MX700 |  | 1/15/14 |  | MCH-A | Covered PM Repair - Biomedical | MHHS-Southwest | [8 empty] | MONITORCARDIACFIXED | Monitor, Cardiac, Fixed | Philips
NO | YES |  |  |  | 013-38581 | 013-38581 | Philips Healthcare | INTELLIVUE MX700 |  | DE58551552 | SW-NICU | MHHS-Southwest |  | Monitor, Cardiac, Fixed |  | 013-38581 | 013-38581 | Southwest | MHHS-Southwest | SW-NICU | NICU 1 | 2/1/20 |  | 2/1/21 |  | MONITORS, PHYSIOLOGIC, VITAL SIGNS | Monitor, Cardiac, Fixed | MONITORCARDIACFIXED-Philips-IntelliVue MX700 | MONITORCARDIACFIXED | IntelliVue MX700 |  |  |  | Philips | Monitor, Cardiac, Fixed |  | MONITORCARDIACFIXED-Philips-IntelliVue MX700 |  | 1/14/14 |  | MCH-A | Covered PM Repair - Biomedical | MHHS-Southwest | [8 empty] | MONITORCARDIACFIXED | Monitor, Cardiac, Fixed | Philips
NO | YES |  |  |  | 013-38608 | 013-38608 | Philips Healthcare | INTELLIVUE MX700 |  | DE58551560 | SW-NICU | MHHS-Southwest |  | Monitor, Cardiac, Fixed |  | 013-38608 | 013-38608 | Southwest | MHHS-Southwest | SW-NICU | Nicu level 3 | 12/1/18 |  |  |  | MONITORS, PHYSIOLOGIC, VITAL SIGNS | Monitor, Cardiac, Fixed | MONITORCARDIACFIXED-Philips-IntelliVue MX700 | MONITORCARDIACFIXED | IntelliVue MX700 |  |  |  | Philips | Monitor, Cardiac, Fixed |  | MONITORCARDIACFIXED-Philips-IntelliVue MX700 |  |  |  | MCH-A | Covered PM Repair - Biomedical | MHHS-Southwest | [8 empty] | MONITORCARDIACFIXED | Monitor, Cardiac, Fixed | Philips
NO | YES |  |  |  | 013-38611 | 013-38611 | Philips Healthcare | INTELLIVUE MX700 |  | DE58551567 | SW-NICU | MHHS-Southwest |  | Monitor, Cardiac, Fixed |  | 013-38611 | 013-38611 | Southwest | MHHS-Southwest | SW-NICU | Nicu level 3 | 12/1/18 |  |  |  | MONITORS, PHYSIOLOGIC, VITAL SIGNS | Monitor, Cardiac, Fixed | MONITORCARDIACFIXED-Philips-IntelliVue MX700 | MONITORCARDIACFIXED | IntelliVue MX700 |  |  |  | Philips | Monitor, Cardiac, Fixed |  | MONITORCARDIACFIXED-Philips-IntelliVue MX700 |  |  |  | MCH-A | Covered PM Repair - Biomedical | MHHS-Southwest | [8 empty] | MONITORCARDIACFIXED | Monitor, Cardiac, Fixed | Philips
NO | YES |  |  |  | 013-38614 | 013-38614 | Philips Healthcare | INTELLIVUE MX700 |  | DE58551544 | SW-NICU | MHHS-Southwest |  | Monitor, Cardiac, Fixed |  | 013-38614 | 013-38614 | Southwest | MHHS-Southwest | SW-NICU | Nicu level 3 | 12/1/18 |  |  |  | MONITORS, PHYSIOLOGIC, VITAL SIGNS | Monitor, Cardiac, Fixed | MONITORCARDIACFIXED-Philips-IntelliVue MX700 | MONITORCARDIACFIXED | IntelliVue MX700 |  |  |  | Philips | Monitor, Cardiac, Fixed |  | MONITORCARDIACFIXED-Philips-IntelliVue MX700 |  |  |  | MCH-A | Covered PM Repair - Biomedical | MHHS-Southwest | [8 empty] | MONITORCARDIACFIXED | Monitor, Cardiac, Fixed | Philips
NO | YES |  |  |  | 013-38628 | 013-38628 | Philips Healthcare | INTELLIVUE MX700 |  | de58551548 | SW-NICU | MHHS-Southwest |  | Monitor, Cardiac, Fixed |  | 013-38628 | 013-38628 | Southwest | MHHS-Southwest | SW-NICU | Nicu level 3 | 3/1/19 |  |  |  | MONITORS, PHYSIOLOGIC, VITAL SIGNS | Monitor, Cardiac, Fixed | MONITORCARDIACFIXED-Philips-IntelliVue MX700 | MONITORCARDIACFIXED | IntelliVue MX700 |  |  |  | Philips | Monitor, Cardiac, Fixed |  | MONITORCARDIACFIXED-Philips-IntelliVue MX700 |  | 12/22/18 |  | MCH-A | Covered PM Repair - Biomedical | MHHS-Southwest | [8 empty] | MONITORCARDIACFIXED | Monitor, Cardiac, Fixed | Philips
NO | YES |  |  |  | 013-38629 | 013-38629 | Philips Healthcare | INTELLIVUE MX700 |  | DE58551558 | SW-NICU | MHHS-Southwest |  | Monitor, Cardiac, Fixed |  | 013-38629 | 013-38629 | Southwest | MHHS-Southwest | SW-NICU | NICU 1 | 9/1/19 |  | 9/1/20 |  | MONITORS, PHYSIOLOGIC, VITAL SIGNS | Monitor, Cardiac, Fixed | MONITORCARDIACFIXED-Philips-IntelliVue MX700 | MONITORCARDIACFIXED | IntelliVue MX700 |  |  |  | Philips | Monitor, Cardiac, Fixed |  | MONITORCARDIACFIXED-Philips-IntelliVue MX700 |  | 12/22/18 |  | MCH-A | Covered PM Repair - Biomedical | MHHS-Southwest | [8 empty] | MONITORCARDIACFIXED | Monitor, Cardiac, Fixed | Philips
NO | YES |  |  |  | 013-38630 | 013-38630 | Philips Healthcare | INTELLIVUE MX700 |  | DE58551547 | SW-NICU | MHHS-Southwest |  | Monitor, Cardiac, Fixed |  | 013-38630 | 013-38630 | Southwest | MHHS-Southwest | SW-NICU | NICU | 12/1/19 |  |  |  | MONITORS, PHYSIOLOGIC, VITAL SIGNS | Monitor, Cardiac, Fixed | MONITORCARDIACFIXED-Philips-IntelliVue MX700 | MONITORCARDIACFIXED | IntelliVue MX700 |  |  |  | Philips | Monitor, Cardiac, Fixed |  | MONITORCARDIACFIXED-Philips-IntelliVue MX700 |  | 12/22/18 |  | MCH-A | Covered PM Repair - Biomedical | MHHS-Southwest | [8 empty] | MONITORCARDIACFIXED | Monitor, Cardiac, Fixed | Philips
NO | YES |  |  |  | 013-38631 | 013-38631 | Philips Healthcare | INTELLIVUE MX700 |  | DE58551542 | SW-NICU | MHHS-Southwest |  | Monitor, Cardiac, Fixed |  | 013-38631 | 013-38631 | Southwest | MHHS-Southwest | SW-NICU | NICU | 1/1/20 |  |  |  | MONITORS, PHYSIOLOGIC, VITAL SIGNS | Monitor, Cardiac, Fixed | MONITORCARDIACFIXED-Philips-IntelliVue MX700 | MONITORCARDIACFIXED | IntelliVue MX700 |  |  |  | Philips | Monitor, Cardiac, Fixed |  | MONITORCARDIACFIXED-Philips-IntelliVue MX700 |  | 12/22/18 |  | MCH-A | Covered PM Repair - Biomedical | MHHS-Southwest | [8 empty] | MONITORCARDIACFIXED | Monitor, Cardiac, Fixed | Philips
NO | YES |  |  |  | 013-38634 | 013-38634 | Philips Healthcare | INTELLIVUE MX700 |  | DE58551484 | SW-NICU | MHHS-Southwest |  | Monitor, Cardiac, Fixed |  | 013-38634 | 013-38634 | Southwest | MHHS-Southwest | SW-NICU | NICU 1 | 2/1/20 |  | 2/1/21 |  | MONITORS, PHYSIOLOGIC, VITAL SIGNS | Monitor, Cardiac, Fixed | MONITORCARDIACFIXED-Philips-IntelliVue MX700 | MONITORCARDIACFIXED | IntelliVue MX700 |  |  |  | Philips | Monitor, Cardiac, Fixed |  | MONITORCARDIACFIXED-Philips-IntelliVue MX700 |  | 12/22/18 |  | MCH-A | Covered PM Repair - Biomedical | MHHS-Southwest | [8 empty] | MONITORCARDIACFIXED | Monitor, Cardiac, Fixed | Philips
NO | YES |  |  |  | 129-06965 | 129-06965 | Philips Healthcare | INTELLIVUE MX700 |  | DE58542757 | Sugar Land-IMU | MHHS-Sugarland |  | Monitor, Cardiac, Fixed |  | 129-06965 | 129-06965 | Sugar Land | MHHS-Sugarland | Sugar Land-IMU | E325 | 8/1/19 |  |  |  | MONITORS, PHYSIOLOGIC, VITAL SIGNS | Monitor, Cardiac, Fixed | MONITORCARDIACFIXED-Philips-IntelliVue MX700 | MONITORCARDIACFIXED | IntelliVue MX700 |  |  |  | Philips | Monitor, Cardiac, Fixed |  | MONITORCARDIACFIXED-Philips-IntelliVue MX700 |  |  |  | MCH-A | Covered PM Repair - Biomedical | MHHS-Sugarland | [8 empty] | MONITORCARDIACFIXED | Monitor, Cardiac, Fixed | Philips
NO | YES |  |  |  | 129-06966 | 129-06966 | Philips Healthcare | INTELLIVUE MX700 |  | DE58542767 | Sugar Land-IMU | MHHS-Sugarland |  | Monitor, Cardiac, Fixed |  | 129-06966 | 129-06966 | Sugar Land | MHHS-Sugarland | Sugar Land-IMU | E327 | 9/1/19 |  |  |  | MONITORS, PHYSIOLOGIC, VITAL SIGNS | Monitor, Cardiac, Fixed | MONITORCARDIACFIXED-Philips-IntelliVue MX700 | MONITORCARDIACFIXED | IntelliVue MX700 |  |  |  | Philips | Monitor, Cardiac, Fixed |  | MONITORCARDIACFIXED-Philips-IntelliVue MX700 |  |  |  | MCH-A | Covered PM Repair - Biomedical | MHHS-Sugarland | [8 empty] | MONITORCARDIACFIXED | Monitor, Cardiac, Fixed | Philips
NO | YES |  |  |  | 129-06967 | 129-06967 | Philips Healthcare | INTELLIVUE MX700 |  | DE58542737 | Sugar Land-IMU | MHHS-Sugarland |  | Monitor, Cardiac, Fixed |  | 129-06967 | 129-06967 | Sugar Land | MHHS-Sugarland | Sugar Land-IMU | E326 | 9/1/19 |  |  |  | MONITORS, PHYSIOLOGIC, VITAL SIGNS | Monitor, Cardiac, Fixed | MONITORCARDIACFIXED-Philips-IntelliVue MX700 | MONITORCARDIACFIXED | IntelliVue MX700 |  |  |  | Philips | Monitor, Cardiac, Fixed |  | MONITORCARDIACFIXED-Philips-IntelliVue MX700 |  |  |  | MCH-A | Covered PM Repair - Biomedical | MHHS-Sugarland | [8 empty] | MONITORCARDIACFIXED | Monitor, Cardiac, Fixed | Philips
NO | YES |  |  |  | 129-06968 | 129-06968 | Philips Healthcare | INTELLIVUE MX700 |  | DE58542784 | Sugar Land-IMU | MHHS-Sugarland |  | Monitor, Cardiac, Fixed |  | 129-06968 | 129-06968 | Sugar Land | MHHS-Sugarland | Sugar Land-IMU | Room 323 | 9/1/19 |  | 9/1/20 |  | MONITORS, PHYSIOLOGIC, VITAL SIGNS | Monitor, Cardiac, Fixed | MONITORCARDIACFIXED-Philips-IntelliVue MX700 | MONITORCARDIACFIXED | IntelliVue MX700 |  |  |  | Philips | Monitor, Cardiac, Fixed |  | MONITORCARDIACFIXED-Philips-IntelliVue MX700 |  |  |  | MCH-A | Covered PM Repair - Biomedical | MHHS-Sugarland | [8 empty] | MONITORCARDIACFIXED | Monitor, Cardiac, Fixed | Philips
NO | YES |  |  |  | 129-06969 | 129-06969 | Philips Healthcare | INTELLIVUE MX700 |  | DE58542752 | Sugar Land-IMU | MHHS-Sugarland |  | Monitor, Cardiac, Fixed |  | 129-06969 | 129-06969 | Sugar Land | MHHS-Sugarland | Sugar Land-IMU | E330 | 9/1/19 |  |  |  | MONITORS, PHYSIOLOGIC, VITAL SIGNS | Monitor, Cardiac, Fixed | MONITORCARDIACFIXED-Philips-IntelliVue MX700 | MONITORCARDIACFIXED | IntelliVue MX700 |  |  |  | Philips | Monitor, Cardiac, Fixed |  | MONITORCARDIACFIXED-Philips-IntelliVue MX700 |  |  |  | MCH-A | Covered PM Repair - Biomedical | MHHS-Sugarland | [8 empty] | MONITORCARDIACFIXED | Monitor, Cardiac, Fixed | Philips
NO | YES |  |  |  | 129-06970 | 129-06970 | Philips Healthcare | INTELLIVUE MX700 |  | DE58542774 | Sugar Land-IMU | MHHS-Sugarland |  | Monitor, Cardiac, Fixed |  | 129-06970 | 129-06970 | Sugar Land | MHHS-Sugarland | Sugar Land-IMU | E328 | 8/1/19 |  |  |  | MONITORS, PHYSIOLOGIC, VITAL SIGNS | Monitor, Cardiac, Fixed | MONITORCARDIACFIXED-Philips-IntelliVue MX700 | MONITORCARDIACFIXED | IntelliVue MX700 |  |  |  | Philips | Monitor, Cardiac, Fixed |  | MONITORCARDIACFIXED-Philips-IntelliVue MX700 |  |  |  | MCH-A | Covered PM Repair - Biomedical | MHHS-Sugarland | [8 empty] | MONITORCARDIACFIXED | Monitor, Cardiac, Fixed | Philips
NO | YES |  |  |  | 129-06971 | 129-06971 | Philips Healthcare | INTELLIVUE MX700 |  | DE58542764 | Sugar Land-IMU | MHHS-Sugarland |  | Monitor, Cardiac, Fixed |  | 129-06971 | 129-06971 | Sugar Land | MHHS-Sugarland | Sugar Land-IMU | Room 324 | 10/1/19 |  | 10/1/20 |  | MONITORS, PHYSIOLOGIC, VITAL SIGNS | Monitor, Cardiac, Fixed | MONITORCARDIACFIXED-Philips-IntelliVue MX700 | MONITORCARDIACFIXED | IntelliVue MX700 |  |  |  | Philips | Monitor, Cardiac, Fixed |  | MONITORCARDIACFIXED-Philips-IntelliVue MX700 |  |  |  | MCH-A | Covered PM Repair - Biomedical | MHHS-Sugarland | [8 empty] | MONITORCARDIACFIXED | Monitor, Cardiac, Fixed | Philips
NO | YES |  |  |  | 129-06972 | 129-06972 | Philips Healthcare | INTELLIVUE MX700 |  | DE58542819 | Sugar Land-IMU | MHHS-Sugarland |  | Monitor, Cardiac, Fixed |  | 129-06972 | 129-06972 | Sugar Land | MHHS-Sugarland | Sugar Land-IMU | E306 | 10/1/19 |  | 10/1/20 |  | MONITORS, PHYSIOLOGIC, VITAL SIGNS | Monitor, Cardiac, Fixed | MONITORCARDIACFIXED-Philips-IntelliVue MX700 | MONITORCARDIACFIXED | IntelliVue MX700 |  |  |  | Philips | Monitor, Cardiac, Fixed |  | MONITORCARDIACFIXED-Philips-IntelliVue MX700 |  |  |  | MCH-A | Covered PM Repair - Biomedical | MHHS-Sugarland | [8 empty] | MONITORCARDIACFIXED | Monitor, Cardiac, Fixed | Philips
NO | YES |  |  |  | 129-06973 | 129-06973 | Philips Healthcare | INTELLIVUE MX700 |  | DE58542728 | Sugar Land-IMU | MHHS-Sugarland |  | Monitor, Cardiac, Fixed |  | 129-06973 | 129-06973 | Sugar Land | MHHS-Sugarland | Sugar Land-IMU | E308 | 11/1/19 |  | 11/1/20 |  | MONITORS, PHYSIOLOGIC, VITAL SIGNS | Monitor, Cardiac, Fixed | MONITORCARDIACFIXED-Philips-IntelliVue MX700 | MONITORCARDIACFIXED | IntelliVue MX700 |  |  |  | Philips | Monitor, Cardiac, Fixed |  | MONITORCARDIACFIXED-Philips-IntelliVue MX700 |  |  |  | MCH-A | Covered PM Repair - Biomedical | MHHS-Sugarland | [8 empty] | MONITORCARDIACFIXED | Monitor, Cardiac, Fixed | Philips
NO | YES |  |  |  | 129-06974 | 129-06974 | Philips Healthcare | INTELLIVUE MX700 |  | DE58542814 | Sugar Land-IMU | MHHS-Sugarland |  | Monitor, Cardiac, Fixed |  | 129-06974 | 129-06974 | Sugar Land | MHHS-Sugarland | Sugar Land-IMU | E307 | 10/1/19 |  | 10/1/20 |  | MONITORS, PHYSIOLOGIC, VITAL SIGNS | Monitor, Cardiac, Fixed | MONITORCARDIACFIXED-Philips-IntelliVue MX700 | MONITORCARDIACFIXED | IntelliVue MX700 |  |  |  | Philips | Monitor, Cardiac, Fixed |  | MONITORCARDIACFIXED-Philips-IntelliVue MX700 |  |  |  | MCH-A | Covered PM Repair - Biomedical | MHHS-Sugarland | [8 empty] | MONITORCARDIACFIXED | Monitor, Cardiac, Fixed | Philips
NO | YES |  |  |  | 129-06975 | 129-06975 | Philips Healthcare | INTELLIVUE MX700 |  | DE58542773 | Sugar Land-IMU | MHHS-Sugarland |  | Monitor, Cardiac, Fixed |  | 129-06975 | 129-06975 | Sugar Land | MHHS-Sugarland | Sugar Land-IMU | E307 | 12/1/19 |  | 12/1/20 |  | MONITORS, PHYSIOLOGIC, VITAL SIGNS | Monitor, Cardiac, Fixed | MONITORCARDIACFIXED-Philips-IntelliVue MX700 | MONITORCARDIACFIXED | IntelliVue MX700 |  |  |  | Philips | Monitor, Cardiac, Fixed |  | MONITORCARDIACFIXED-Philips-IntelliVue MX700 |  |  |  | MCH-A | Covered PM Repair - Biomedical | MHHS-Sugarland | [8 empty] | MONITORCARDIACFIXED | Monitor, Cardiac, Fixed | Philips
NO | YES |  |  |  | 129-06976 | 129-06976 | Philips Healthcare | INTELLIVUE MX700 |  | DE58542736 | Sugar Land-IMU | MHHS-Sugarland |  | Monitor, Cardiac, Fixed |  | 129-06976 | 129-06976 | Sugar Land | MHHS-Sugarland | Sugar Land-IMU | Room 302 | 8/1/19 |  | 8/1/20 |  | MONITORS, PHYSIOLOGIC, VITAL SIGNS | Monitor, Cardiac, Fixed | MONITORCARDIACFIXED-Philips-IntelliVue MX700 | MONITORCARDIACFIXED | IntelliVue MX700 |  |  |  | Philips | Monitor, Cardiac, Fixed |  | MONITORCARDIACFIXED-Philips-IntelliVue MX700 |  |  |  | MCH-A | Covered PM Repair - Biomedical | MHHS-Sugarland | [8 empty] | MONITORCARDIACFIXED | Monitor, Cardiac, Fixed | Philips
NO | YES |  |  |  | 129-06978 | 129-06978 | Philips Healthcare | INTELLIVUE MX700 |  | DE58542744 | Sugar Land-IMU | MHHS-Sugarland |  | Monitor, Cardiac, Fixed |  | 129-06978 | 129-06978 | Sugar Land | MHHS-Sugarland | Sugar Land-IMU | Room 301 | 8/1/19 |  | 8/1/20 |  | MONITORS, PHYSIOLOGIC, VITAL SIGNS | Monitor, Cardiac, Fixed | MONITORCARDIACFIXED-Philips-IntelliVue MX700 | MONITORCARDIACFIXED | IntelliVue MX700 |  |  |  | Philips | Monitor, Cardiac, Fixed |  | MONITORCARDIACFIXED-Philips-IntelliVue MX700 |  |  |  | MCH-A | Covered PM Repair - Biomedical | MHHS-Sugarland | [8 empty] | MONITORCARDIACFIXED | Monitor, Cardiac, Fixed | Philips
NO | YES |  |  |  | 129-06979 | 129-06979 | Philips Healthcare | INTELLIVUE MX700 |  | DE58542745 | Sugar Land-IMU | MHHS-Sugarland |  | Monitor, Cardiac, Fixed |  | 129-06979 | 129-06979 | Sugar Land | MHHS-Sugarland | Sugar Land-IMU | Room 303 | 10/1/19 |  | 10/1/20 |  | MONITORS, PHYSIOLOGIC, VITAL SIGNS | Monitor, Cardiac, Fixed | MONITORCARDIACFIXED-Philips-IntelliVue MX700 | MONITORCARDIACFIXED | IntelliVue MX700 |  |  |  | Philips | Monitor, Cardiac, Fixed |  | MONITORCARDIACFIXED-Philips-IntelliVue MX700 |  |  |  | MCH-A | Covered PM Repair - Biomedical | MHHS-Sugarland | [8 empty] | MONITORCARDIACFIXED | Monitor, Cardiac, Fixed | Philips
NO | YES |  |  |  | 129-06249 | 129-06249 | Philips Healthcare | INTELLIVUE MX700 |  | DE50936342 | Sugar Land-Labor & Delivery | MHHS-Sugarland |  | Monitor, Cardiac, Fixed |  | 129-06249 | 129-06249 | Sugar Land | MHHS-Sugarland | Sugar Land-Labor & Delivery | L | 6/1/19 |  | 6/1/20 |  | MONITORS, PHYSIOLOGIC, VITAL SIGNS | Monitor, Cardiac, Fixed | MONITORCARDIACFIXED-Philips-IntelliVue MX700 | MONITORCARDIACFIXED | IntelliVue MX700 |  |  |  | Philips | Monitor, Cardiac, Fixed |  | MONITORCARDIACFIXED-Philips-IntelliVue MX700 |  |  |  | MCH-A | Covered PM Repair - Biomedical | MHHS-Sugarland | [8 empty] | MONITORCARDIACFIXED | Monitor, Cardiac, Fixed | Philips
NO | YES |  |  |  | 129-06250 | 129-06250 | Philips Healthcare | INTELLIVUE MX700 |  | DE50936329 | Sugar Land-Labor & Delivery | MHHS-Sugarland |  | Monitor, Cardiac, Fixed |  | 129-06250 | 129-06250 | Sugar Land | MHHS-Sugarland | Sugar Land-Labor & Delivery | OR 1 | 6/1/19 |  |  |  | MONITORS, PHYSIOLOGIC, VITAL SIGNS | Monitor, Cardiac, Fixed | MONITORCARDIACFIXED-Philips-IntelliVue MX700 | MONITORCARDIACFIXED | IntelliVue MX700 |  |  |  | Philips | Monitor, Cardiac, Fixed |  | MONITORCARDIACFIXED-Philips-IntelliVue MX700 |  |  |  | MCH-A | Covered PM Repair - Biomedical | MHHS-Sugarland | [8 empty] | MONITORCARDIACFIXED | Monitor, Cardiac, Fixed | Philips
NO | YES |  |  |  | 129-06172 | 129-06172 | Philips Healthcare | INTELLIVUE MX700 |  | DE50935372 | SP CCC - (SL) - EMERGENCY ROOM | MHHS-Sienna Plantation CCC |  | Monitor, Cardiac, Fixed |  | 129-06172 | 129-06172 | Sugar Land | MHHS-Others | SP CCC - (SL) - EMERGENCY ROOM | Exam room 7 | 5/1/19 |  | 5/1/20 |  | MONITORS, PHYSIOLOGIC, VITAL SIGNS | Monitor, Cardiac, Fixed | MONITORCARDIACFIXED-Philips-IntelliVue MX700 | MONITORCARDIACFIXED | IntelliVue MX700 |  |  |  | Philips | Monitor, Cardiac, Fixed |  | MONITORCARDIACFIXED-Philips-IntelliVue MX700 |  |  |  | MCH-A | Covered PM Repair - Biomedical | MHHS-Sienna Plantation CCC | [8 empty] | MONITORCARDIACFIXED | Monitor, Cardiac, Fixed | Philips
NO | YES | Asset Tag 133-09544 |  |  | 133-09544 | 133-09544 | Philips Healthcare | IntelliVue MX700 |  | DE12515691 | Katy-ICU |  |  |  |  | 133-09544 | 133-09544 | Katy | MHHS-Katy | Katy-ICU | ICU 2 | 12/1/19 | 12/1/20 |  |  |  | Monitor, Cardiac, Fixed | MONITORCARDIACFIXED-Philips-IntelliVue MX700 | [12 empty] | MCH-A | [10 empty] | MONITORCARDIACFIXED | Monitor, Cardiac, Fixed | Philips
YES | YES |  |  |  | 099-08795 | 099-08795 | Philips Healthcare | IntelliVue MX700 |  | DE58553537 | SW - ER |  |  |  |  | 099-08795 | 099-08795 | Southwest | Memorial Hermann Southwest Hospital Emergency Center | SW - ER | EMS Triage Hallway |  |  |  | No PM Sticker New Add
YES | YES |  |  |  | 099-13114 | 099-13114 | Philips Healthcare | IntelliVue MX700 |  | DE58553527 | Trauma |  |  |  |  | 099-13114 | 099-13114 | Southwest | Memorial Hermann Southwest Hospital Emergency Center | Trauma | Trauma Pedi
YES | YES |  |  |  | 099-13730 | 099-13730 | Philips Healthcare | IntelliVue MX700 |  |  | SW - ICU - NEURO |  |  |  |  | 099-13730 | 099-13730 | Southwest | Memorial Hermann Southwest Hospital Emergency Center | SW - ICU - NEURO | ER
YES | YES |  |  |  | 005-12294 | 005-12294 | Philips Healthcare | IntelliVue MX700 |  | DE12524729 | SWE-CCC |  |  |  |  | 005-12294 | 005-12294 | Southeast | Memorial Hermann Convenient Care Center in League City (League City CCC) | SWE-CCC | CCC-ER
YES | YES |  |  |  | 005-12288 | 005-12288 | Philips Healthcare | IntelliVue MX700 |  | DE12524727 | SWE-CCC |  |  |  |  | 005-12288 | 005-12288 | Southeast | Memorial Hermann Convenient Care Center in League City (League City CCC) | SWE-CCC | CCC-ER
YES | YES |  |  |  | 005-12291 | 005-12291 | Philips Healthcare | IntelliVue MX700 |  | DE12524725 | SWE-CCC |  |  |  |  | 005-12291 | 005-12291 | Southeast | Memorial Hermann Convenient Care Center in League City (League City CCC) | SWE-CCC | CCC-ER
YES | YES |  |  |  | 013-38626 | 013-38626 | Philips Healthcare | IntelliVue MX700 |  | DE58551579 | SW - NICU |  |  |  |  | 013-38626 | 013-38626 | Southwest | Memorial Hermann Southwest Hospital | SW - NICU | NICU Level 3
YES | YES |  |  |  | 005-09712 | 005-09712 | Philips Healthcare | IntelliVue MX700 |  | DE12505839 | SE - Biomed |  |  |  |  | 005-09712 | 005-09712 | Southeast | Memorial Hermann Southeast Hospital | SE - Biomed | Biomed | 4/1/20
YES | YES |  |  |  | 005-09419 | 005-09419 | Philips Healthcare | IntelliVue MX700 |  | DE12505823 | Biomed |  |  |  |  | 005-09419 | 005-09419 | Southeast | Memorial Hermann Southeast Hospital | Biomed | Biomed | 9/1/17 |  | 9/1/18
YES | YES |  |  |  | 005-09418 | 005-09418 | Philips Healthcare | IntelliVue MX700 |  | DE2505812 | Biomed |  |  |  |  | 005-09418 | 005-09418 | Southeast | Memorial Hermann Southeast Hospital | Biomed | Storage S425
NO | NO |  |  |  | 151-03272 |  | Philips Healthcare | INTELLIVUE MX700 |  | DE58560250 | CY - ICU | MHHS-Cypress |  | Monitor, Cardiac, Fixed |  | 151-03272 |  | Northwest & Cypress |  | CY - ICU | [5 empty] | MONITORS, PHYSIOLOGIC, VITAL SIGNS |  | MONITORCARDIACFIXED-Philips-IntelliVue MX700 | MONITORCARDIACFIXED | IntelliVue MX700 |  |  |  | Philips | Monitor, Cardiac, Fixed |  | MONITORCARDIACFIXED-Philips-IntelliVue MX700 |  |  |  |  | Covered PM Repair - Biomedical | MHHS-Cypress
NO | NO |  |  |  | 009-08463 |  | Philips Healthcare | INTELLIVUE MX700 |  | DE12513789 | GH - ER | MHHS-Greater Heights |  | Monitor, Cardiac, Fixed |  | 009-08463 |  | Central & Greater Heights |  | GH - ER | [5 empty] | MONITORS, PHYSIOLOGIC, VITAL SIGNS |  | MONITORCARDIACFIXED-Philips-IntelliVue MX700 | MONITORCARDIACFIXED | IntelliVue MX700 |  |  |  | Philips | Monitor, Cardiac, Fixed |  | MONITORCARDIACFIXED-Philips-IntelliVue MX700 |  |  |  |  | Covered PM Repair - Biomedical | MHHS-Greater Heights
NO | NO |  |  |  | 009-09484 |  | Philips Healthcare | INTELLIVUE MX700 |  | DE12513792 | GH - ER | MHHS-Greater Heights |  | Monitor, Cardiac, Fixed |  | 009-09484 |  | Central & Greater Heights |  | GH - ER | [5 empty] | MONITORS, PHYSIOLOGIC, VITAL SIGNS |  | MONITORCARDIACFIXED-Philips-IntelliVue MX700 | MONITORCARDIACFIXED | IntelliVue MX700 |  |  |  | Philips | Monitor, Cardiac, Fixed |  | MONITORCARDIACFIXED-Philips-IntelliVue MX700 |  |  |  |  | Covered PM Repair - Biomedical | MHHS-Greater Heights
NO | NO |  |  |  | 133-09537 |  | Philips Healthcare | INTELLIVUE MX700 |  | DE12510105 | KATY - ICU | MHHS-Katy |  | Monitor, Cardiac, Fixed |  | 133-09537 |  | Katy |  | KATY - ICU | [5 empty] | MONITORS, PHYSIOLOGIC, VITAL SIGNS |  | MONITORCARDIACFIXED-Philips-IntelliVue MX700 | MONITORCARDIACFIXED | IntelliVue MX700 |  |  |  | Philips | Monitor, Cardiac, Fixed |  | MONITORCARDIACFIXED-Philips-IntelliVue MX700 |  |  |  |  | Covered PM Repair - Biomedical | MHHS-Katy
NO | NO |  |  |  | 041-18956 |  | Philips Healthcare | INTELLIVUE MX700 |  | DE50935978 | MEMORIAL CITY - EAST TOWER - IMCU | MHHS-Mem City |  | Monitor, Cardiac, Fixed |  | 041-18956 |  | West & Memorial City |  | MEMORIAL CITY - EAST TOWER - IMCU | [5 empty] | MONITORS, PHYSIOLOGIC, VITAL SIGNS |  | MONITORCARDIACFIXED-Philips-IntelliVue MX700 | MONITORCARDIACFIXED | IntelliVue MX700 |  |  |  | Philips | Monitor, Cardiac, Fixed |  | MONITORCARDIACFIXED-Philips-IntelliVue MX700 |  |  |  |  | Covered PM Repair - Biomedical | MHHS-Mem City
NO | NO |  |  |  | 041-19108 |  | Philips Healthcare | INTELLIVUE MX700 |  | DE50936839 | MEMORIAL CITY - EAST TOWER - IMCU | MHHS-Mem City |  | Monitor, Cardiac, Fixed |  | 041-19108 |  | West & Memorial City |  | MEMORIAL CITY - EAST TOWER - IMCU | [5 empty] | MONITORS, PHYSIOLOGIC, VITAL SIGNS |  | MONITORCARDIACFIXED-Philips-IntelliVue MX700 | MONITORCARDIACFIXED | IntelliVue MX700 |  |  |  | Philips | Monitor, Cardiac, Fixed |  | MONITORCARDIACFIXED-Philips-IntelliVue MX700 |  |  |  |  | Covered PM Repair - Biomedical | MHHS-Mem City
NO | NO |  |  |  | 041-19109 |  | Philips Healthcare | INTELLIVUE MX700 |  | DE50936874 | MEMORIAL CITY - EAST TOWER - IMCU | MHHS-Mem City |  | Monitor, Cardiac, Fixed |  | 041-19109 |  | West & Memorial City |  | MEMORIAL CITY - EAST TOWER - IMCU | [5 empty] | MONITORS, PHYSIOLOGIC, VITAL SIGNS |  | MONITORCARDIACFIXED-Philips-IntelliVue MX700 | MONITORCARDIACFIXED | IntelliVue MX700 |  |  |  | Philips | Monitor, Cardiac, Fixed |  | MONITORCARDIACFIXED-Philips-IntelliVue MX700 |  |  |  |  | Covered PM Repair - Biomedical | MHHS-Mem City
NO | NO |  |  |  | 041-19110 |  | Philips Healthcare | INTELLIVUE MX700 |  | DE50936888 | MEMORIAL CITY - EAST TOWER - IMCU | MHHS-Mem City |  | Monitor, Cardiac, Fixed |  | 041-19110 |  | West & Memorial City |  | MEMORIAL CITY - EAST TOWER - IMCU | [5 empty] | MONITORS, PHYSIOLOGIC, VITAL SIGNS |  | MONITORCARDIACFIXED-Philips-IntelliVue MX700 | MONITORCARDIACFIXED | IntelliVue MX700 |  |  |  | Philips | Monitor, Cardiac, Fixed |  | MONITORCARDIACFIXED-Philips-IntelliVue MX700 |  |  |  |  | Covered PM Repair - Biomedical | MHHS-Mem City
NO | NO |  |  |  | 041-19113 |  | Philips Healthcare | INTELLIVUE MX700 |  | DE50936851 | MEMORIAL CITY - EAST TOWER - IMCU | MHHS-Mem City |  | Monitor, Cardiac, Fixed |  | 041-19113 |  | West & Memorial City |  | MEMORIAL CITY - EAST TOWER - IMCU | [5 empty] | MONITORS, PHYSIOLOGIC, VITAL SIGNS |  | MONITORCARDIACFIXED-Philips-IntelliVue MX700 | MONITORCARDIACFIXED | IntelliVue MX700 |  |  |  | Philips | Monitor, Cardiac, Fixed |  | MONITORCARDIACFIXED-Philips-IntelliVue MX700 |  |  |  |  | Covered PM Repair - Biomedical | MHHS-Mem City
NO | NO |  |  |  | 041-19114 |  | Philips Healthcare | INTELLIVUE MX700 |  | DE50936838 | MEMORIAL CITY - EAST TOWER - IMCU | MHHS-Mem City |  | Monitor, Cardiac, Fixed |  | 041-19114 |  | West & Memorial City |  | MEMORIAL CITY - EAST TOWER - IMCU | [5 empty] | MONITORS, PHYSIOLOGIC, VITAL SIGNS |  | MONITORCARDIACFIXED-Philips-IntelliVue MX700 | MONITORCARDIACFIXED | IntelliVue MX700 |  |  |  | Philips | Monitor, Cardiac, Fixed |  | MONITORCARDIACFIXED-Philips-IntelliVue MX700 |  |  |  |  | Covered PM Repair - Biomedical | MHHS-Mem City
NO | NO |  |  |  | 041-19115 |  | Philips Healthcare | INTELLIVUE MX700 |  | DE50936879 | MEMORIAL CITY - EAST TOWER - IMCU | MHHS-Mem City |  | Monitor, Cardiac, Fixed |  | 041-19115 |  | West & Memorial City |  | MEMORIAL CITY - EAST TOWER - IMCU | [5 empty] | MONITORS, PHYSIOLOGIC, VITAL SIGNS |  | MONITORCARDIACFIXED-Philips-IntelliVue MX700 | MONITORCARDIACFIXED | IntelliVue MX700 |  |  |  | Philips | Monitor, Cardiac, Fixed |  | MONITORCARDIACFIXED-Philips-IntelliVue MX700 |  |  |  |  | Covered PM Repair - Biomedical | MHHS-Mem City
NO | NO |  |  |  | 041-19116 |  | Philips Healthcare | INTELLIVUE MX700 |  | DE50936849 | MEMORIAL CITY - EAST TOWER - IMCU | MHHS-Mem City |  | Monitor, Cardiac, Fixed |  | 041-19116 |  | West & Memorial City |  | MEMORIAL CITY - EAST TOWER - IMCU | [5 empty] | MONITORS, PHYSIOLOGIC, VITAL SIGNS |  | MONITORCARDIACFIXED-Philips-IntelliVue MX700 | MONITORCARDIACFIXED | IntelliVue MX700 |  |  |  | Philips | Monitor, Cardiac, Fixed |  | MONITORCARDIACFIXED-Philips-IntelliVue MX700 |  |  |  |  | Covered PM Repair - Biomedical | MHHS-Mem City
NO | NO |  |  |  | 041-19118 |  | Philips Healthcare | INTELLIVUE MX700 |  | DE50936848 | MEMORIAL CITY - EAST TOWER - IMCU | MHHS-Mem City |  | Monitor, Cardiac, Fixed |  | 041-19118 |  | West & Memorial City |  | MEMORIAL CITY - EAST TOWER - IMCU | [5 empty] | MONITORS, PHYSIOLOGIC, VITAL SIGNS |  | MONITORCARDIACFIXED-Philips-IntelliVue MX700 | MONITORCARDIACFIXED | IntelliVue MX700 |  |  |  | Philips | Monitor, Cardiac, Fixed |  | MONITORCARDIACFIXED-Philips-IntelliVue MX700 |  |  |  |  | Covered PM Repair - Biomedical | MHHS-Mem City
NO | NO |  |  |  | 041-19120 |  | Philips Healthcare | INTELLIVUE MX700 |  | DE50936883 | MEMORIAL CITY - EAST TOWER - IMCU | MHHS-Mem City |  | Monitor, Cardiac, Fixed |  | 041-19120 |  | West & Memorial City |  | MEMORIAL CITY - EAST TOWER - IMCU | [5 empty] | MONITORS, PHYSIOLOGIC, VITAL SIGNS |  | MONITORCARDIACFIXED-Philips-IntelliVue MX700 | MONITORCARDIACFIXED | IntelliVue MX700 |  |  |  | Philips | Monitor, Cardiac, Fixed |  | MONITORCARDIACFIXED-Philips-IntelliVue MX700 |  |  |  |  | Covered PM Repair - Biomedical | MHHS-Mem City
NO | NO |  |  |  | 041-19121 |  | Philips Healthcare | INTELLIVUE MX700 |  | DE50936885 | MEMORIAL CITY - EAST TOWER - IMCU | MHHS-Mem City |  | Monitor, Cardiac, Fixed |  | 041-19121 |  | West & Memorial City |  | MEMORIAL CITY - EAST TOWER - IMCU | [5 empty] | MONITORS, PHYSIOLOGIC, VITAL SIGNS |  | MONITORCARDIACFIXED-Philips-IntelliVue MX700 | MONITORCARDIACFIXED | IntelliVue MX700 |  |  |  | Philips | Monitor, Cardiac, Fixed |  | MONITORCARDIACFIXED-Philips-IntelliVue MX700 |  |  |  |  | Covered PM Repair - Biomedical | MHHS-Mem City
NO | NO |  |  |  | 041-19122 |  | Philips Healthcare | INTELLIVUE MX700 |  | DE50936840 | MEMORIAL CITY - EAST TOWER - IMCU | MHHS-Mem City |  | Monitor, Cardiac, Fixed |  | 041-19122 |  | West & Memorial City |  | MEMORIAL CITY - EAST TOWER - IMCU | [5 empty] | MONITORS, PHYSIOLOGIC, VITAL SIGNS |  | MONITORCARDIACFIXED-Philips-IntelliVue MX700 | MONITORCARDIACFIXED | IntelliVue MX700 |  |  |  | Philips | Monitor, Cardiac, Fixed |  | MONITORCARDIACFIXED-Philips-IntelliVue MX700 |  |  |  |  | Covered PM Repair - Biomedical | MHHS-Mem City
NO | NO |  |  |  | 041-19123 |  | Philips Healthcare | INTELLIVUE MX700 |  | DE50936863 | MEMORIAL CITY - EAST TOWER - IMCU | MHHS-Mem City |  | Monitor, Cardiac, Fixed |  | 041-19123 |  | West & Memorial City |  | MEMORIAL CITY - EAST TOWER - IMCU | [5 empty] | MONITORS, PHYSIOLOGIC, VITAL SIGNS |  | MONITORCARDIACFIXED-Philips-IntelliVue MX700 | MONITORCARDIACFIXED | IntelliVue MX700 |  |  |  | Philips | Monitor, Cardiac, Fixed |  | MONITORCARDIACFIXED-Philips-IntelliVue MX700 |  |  |  |  | Covered PM Repair - Biomedical | MHHS-Mem City
NO | NO |  |  |  | 041-19126 |  | Philips Healthcare | INTELLIVUE MX700 |  | DE50936868 | MEMORIAL CITY - EAST TOWER - IMCU | MHHS-Mem City |  | Monitor, Cardiac, Fixed |  | 041-19126 |  | West & Memorial City |  | MEMORIAL CITY - EAST TOWER - IMCU | [5 empty] | MONITORS, PHYSIOLOGIC, VITAL SIGNS |  | MONITORCARDIACFIXED-Philips-IntelliVue MX700 | MONITORCARDIACFIXED | IntelliVue MX700 |  |  |  | Philips | Monitor, Cardiac, Fixed |  | MONITORCARDIACFIXED-Philips-IntelliVue MX700 |  |  |  |  | Covered PM Repair - Biomedical | MHHS-Mem City
NO | NO |  |  |  | 041-19127 |  | Philips Healthcare | INTELLIVUE MX700 |  | DE50936827 | MEMORIAL CITY - EAST TOWER - IMCU | MHHS-Mem City |  | Monitor, Cardiac, Fixed |  | 041-19127 |  | West & Memorial City |  | MEMORIAL CITY - EAST TOWER - IMCU | [5 empty] | MONITORS, PHYSIOLOGIC, VITAL SIGNS |  | MONITORCARDIACFIXED-Philips-IntelliVue MX700 | MONITORCARDIACFIXED | IntelliVue MX700 |  |  |  | Philips | Monitor, Cardiac, Fixed |  | MONITORCARDIACFIXED-Philips-IntelliVue MX700 |  |  |  |  | Covered PM Repair - Biomedical | MHHS-Mem City
NO | NO |  |  |  | 041-19130 |  | Philips Healthcare | INTELLIVUE MX700 |  | DE50936836 | MEMORIAL CITY - EAST TOWER - IMCU | MHHS-Mem City |  | Monitor, Cardiac, Fixed |  | 041-19130 |  | West & Memorial City |  | MEMORIAL CITY - EAST TOWER - IMCU | [5 empty] | MONITORS, PHYSIOLOGIC, VITAL SIGNS |  | MONITORCARDIACFIXED-Philips-IntelliVue MX700 | MONITORCARDIACFIXED | IntelliVue MX700 |  |  |  | Philips | Monitor, Cardiac, Fixed |  | MONITORCARDIACFIXED-Philips-IntelliVue MX700 |  |  |  |  | Covered PM Repair - Biomedical | MHHS-Mem City
NO | NO |  |  |  | 041-19131 |  | Philips Healthcare | INTELLIVUE MX700 |  | DE50936864 | MEMORIAL CITY - EAST TOWER - IMCU | MHHS-Mem City |  | Monitor, Cardiac, Fixed |  | 041-19131 |  | West & Memorial City |  | MEMORIAL CITY - EAST TOWER - IMCU | [5 empty] | MONITORS, PHYSIOLOGIC, VITAL SIGNS |  | MONITORCARDIACFIXED-Philips-IntelliVue MX700 | MONITORCARDIACFIXED | IntelliVue MX700 |  |  |  | Philips | Monitor, Cardiac, Fixed |  | MONITORCARDIACFIXED-Philips-IntelliVue MX700 |  |  |  |  | Covered PM Repair - Biomedical | MHHS-Mem City
NO | NO |  |  |  | 041-19140 |  | Philips Healthcare | INTELLIVUE MX700 |  | DE50936817 | MEMORIAL CITY - EAST TOWER - NEUROLOGY | MHHS-Mem City |  | Monitor, Cardiac, Fixed |  | 041-19140 |  | West & Memorial City |  | MEMORIAL CITY - EAST TOWER - NEUROLOGY | [5 empty] | MONITORS, PHYSIOLOGIC, VITAL SIGNS |  | MONITORCARDIACFIXED-Philips-IntelliVue MX700 | MONITORCARDIACFIXED | IntelliVue MX700 |  |  |  | Philips | Monitor, Cardiac, Fixed |  | MONITORCARDIACFIXED-Philips-IntelliVue MX700 |  |  |  |  | Covered PM Repair - Biomedical | MHHS-Mem City
NO | NO |  |  |  | 041-19141 |  | Philips Healthcare | INTELLIVUE MX700 |  | DE50936846 | MEMORIAL CITY - EAST TOWER - NEUROLOGY | MHHS-Mem City |  | Monitor, Cardiac, Fixed |  | 041-19141 |  | West & Memorial City |  | MEMORIAL CITY - EAST TOWER - NEUROLOGY | [5 empty] | MONITORS, PHYSIOLOGIC, VITAL SIGNS |  | MONITORCARDIACFIXED-Philips-IntelliVue MX700 | MONITORCARDIACFIXED | IntelliVue MX700 |  |  |  | Philips | Monitor, Cardiac, Fixed |  | MONITORCARDIACFIXED-Philips-IntelliVue MX700 |  |  |  |  | Covered PM Repair - Biomedical | MHHS-Mem City
NO | NO |  |  |  | 041-19155 |  | Philips Healthcare | INTELLIVUE MX700 |  | DE50936816 | MEMORIAL CITY - EAST TOWER - NEUROLOGY | MHHS-Mem City |  | Monitor, Cardiac, Fixed |  | 041-19155 |  | West & Memorial City |  | MEMORIAL CITY - EAST TOWER - NEUROLOGY | [5 empty] | MONITORS, PHYSIOLOGIC, VITAL SIGNS |  | MONITORCARDIACFIXED-Philips-IntelliVue MX700 | MONITORCARDIACFIXED | IntelliVue MX700 |  |  |  | Philips | Monitor, Cardiac, Fixed |  | MONITORCARDIACFIXED-Philips-IntelliVue MX700 |  |  |  |  | Covered PM Repair - Biomedical | MHHS-Mem City
NO | NO |  |  |  | 041-19157 |  | Philips Healthcare | INTELLIVUE MX700 |  | DE50936875 | MEMORIAL CITY - EAST TOWER - NEUROLOGY | MHHS-Mem City |  | Monitor, Cardiac, Fixed |  | 041-19157 |  | West & Memorial City |  | MEMORIAL CITY - EAST TOWER - NEUROLOGY | [5 empty] | MONITORS, PHYSIOLOGIC, VITAL SIGNS |  | MONITORCARDIACFIXED-Philips-IntelliVue MX700 | MONITORCARDIACFIXED | IntelliVue MX700 |  |  |  | Philips | Monitor, Cardiac, Fixed |  | MONITORCARDIACFIXED-Philips-IntelliVue MX700 |  |  |  |  | Covered PM Repair - Biomedical | MHHS-Mem City
NO | NO |  |  |  | 041-19166 |  | Philips Healthcare | INTELLIVUE MX700 |  | DE50936860 | MEMORIAL CITY - EAST TOWER - NEUROLOGY | MHHS-Mem City |  | Monitor, Cardiac, Fixed |  | 041-19166 |  | West & Memorial City |  | MEMORIAL CITY - EAST TOWER - NEUROLOGY | [5 empty] | MONITORS, PHYSIOLOGIC, VITAL SIGNS |  | MONITORCARDIACFIXED-Philips-IntelliVue MX700 | MONITORCARDIACFIXED | IntelliVue MX700 |  |  |  | Philips | Monitor, Cardiac, Fixed |  | MONITORCARDIACFIXED-Philips-IntelliVue MX700 |  |  |  |  | Covered PM Repair - Biomedical | MHHS-Mem City
NO | NO |  |  |  | 041-19171 |  | Philips Healthcare | INTELLIVUE MX700 |  | DE50936870 | MEMORIAL CITY - EAST TOWER - NEUROLOGY | MHHS-Mem City |  | Monitor, Cardiac, Fixed |  | 041-19171 |  | West & Memorial City |  | MEMORIAL CITY - EAST TOWER - NEUROLOGY | [5 empty] | MONITORS, PHYSIOLOGIC, VITAL SIGNS |  | MONITORCARDIACFIXED-Philips-IntelliVue MX700 | MONITORCARDIACFIXED | IntelliVue MX700 |  |  |  | Philips | Monitor, Cardiac, Fixed |  | MONITORCARDIACFIXED-Philips-IntelliVue MX700 |  |  |  |  | Covered PM Repair - Biomedical | MHHS-Mem City
NO | NO |  |  |  | 041-19174 |  | Philips Healthcare | INTELLIVUE MX700 |  | DE50936812 | MEMORIAL CITY - EAST TOWER - NEUROLOGY | MHHS-Mem City |  | Monitor, Cardiac, Fixed |  | 041-19174 |  | West & Memorial City |  | MEMORIAL CITY - EAST TOWER - NEUROLOGY | [5 empty] | MONITORS, PHYSIOLOGIC, VITAL SIGNS |  | MONITORCARDIACFIXED-Philips-IntelliVue MX700 | MONITORCARDIACFIXED | IntelliVue MX700 |  |  |  | Philips | Monitor, Cardiac, Fixed |  | MONITORCARDIACFIXED-Philips-IntelliVue MX700 |  |  |  |  | Covered PM Repair - Biomedical | MHHS-Mem City
NO | NO |  |  |  | 041-19175 |  | Philips Healthcare | INTELLIVUE MX700 |  | DE50936814 | MEMORIAL CITY - EAST TOWER - NEUROLOGY | MHHS-Mem City |  | Monitor, Cardiac, Fixed |  | 041-19175 |  | West & Memorial City |  | MEMORIAL CITY - EAST TOWER - NEUROLOGY | [5 empty] | MONITORS, PHYSIOLOGIC, VITAL SIGNS |  | MONITORCARDIACFIXED-Philips-IntelliVue MX700 | MONITORCARDIACFIXED | IntelliVue MX700 |  |  |  | Philips | Monitor, Cardiac, Fixed |  | MONITORCARDIACFIXED-Philips-IntelliVue MX700 |  |  |  |  | Covered PM Repair - Biomedical | MHHS-Mem City
NO | NO |  |  |  | 041-19375 |  | Philips Healthcare | INTELLIVUE MX700 |  | DE50937320 | MEMORIAL CITY - MHT - JHC OR | MHHS-Mem City |  | Monitor, Cardiac, Fixed |  | 041-19375 |  | West & Memorial City |  | MEMORIAL CITY - MHT - JHC OR | [5 empty] | MONITORS, PHYSIOLOGIC, VITAL SIGNS |  | MONITORCARDIACFIXED-Philips-IntelliVue MX700 | MONITORCARDIACFIXED | IntelliVue MX700 |  |  |  | Philips | Monitor, Cardiac, Fixed |  | MONITORCARDIACFIXED-Philips-IntelliVue MX700 |  |  |  |  | Covered PM Repair - Biomedical | MHHS-Mem City
NO | NO |  |  |  | 145-00220 |  | Philips Healthcare | INTELLIVUE MX700 |  | DE12521436 | PEARLAND - EMERGENCY CENTER | MHHS-Pearland Hospital |  | Monitor, Cardiac, Fixed |  | 145-00220 |  | Pearland |  | PEARLAND - EMERGENCY CENTER | [5 empty] | MONITORS, PHYSIOLOGIC, VITAL SIGNS |  | MONITORCARDIACFIXED-Philips-IntelliVue MX700 | MONITORCARDIACFIXED | IntelliVue MX700 |  |  |  | Philips | Monitor, Cardiac, Fixed |  | MONITORCARDIACFIXED-Philips-IntelliVue MX700 |  |  |  |  | Covered PM Repair - Biomedical | MHHS-Pearland Hospital
NO | NO |  |  |  | 145-00485 |  | Philips Healthcare | INTELLIVUE MX700 |  | DE50939404 | PEARLAND - OR - ANESTHESIA | MHHS-Pearland Hospital |  | Monitor, Cardiac, Fixed |  | 145-00485 |  | Pearland |  | PEARLAND - OR - ANESTHESIA | [5 empty] | MONITORS, PHYSIOLOGIC, VITAL SIGNS |  | MONITORCARDIACFIXED-Philips-IntelliVue MX700 | MONITORCARDIACFIXED | IntelliVue MX700 |  |  |  | Philips | Monitor, Cardiac, Fixed |  | MONITORCARDIACFIXED-Philips-IntelliVue MX700 |  |  |  |  | Covered PM Repair - Biomedical | MHHS-Pearland Hospital